Ritchie Brothers | 4000 Pine Lake Rd | Lincoln | NE | 68516-5484 | Lancaster | NE24262 | Scrapped/Junked | 50058 | 1999 | Kewanee | FT - Firetube Boiler | BOILER ROOM | GLYC - Glycol Bldg Heat Sys | 1/31/2015
Ritchie Brothers | 4000 Pine Lake Rd | Lincoln | NE | 68516-5484 | Lancaster | NE25327 | Active | 259785 | 2014 | Lochinvar | FTSS - Firetube Stainless Steel | BOILER ROOM | GLYC - Glycol Bldg Heat Sys | 2/28/2027
Ritchie Brothers | 4000 Pine Lake Rd | Lincoln | NE | 68516-5484 | Lancaster | NE25328 | Active | 261158 | 2014 | Lochinvar | FTSS - Firetube Stainless Steel | BOILER ROOM | GLYC - Glycol Bldg Heat Sys | 2/28/2027
Demolished | 4000 S 27th St | Lincoln | NE | 68502-5861 | Lancaster | NE16105 | Out of Service | 00000 | 1971 | Kewanee | FTFB - Firetube-Firebox Boiler | Boiler Rm | HWHT - Hot Water Heat | 5/31/2019
Lake Park Condominiums | 4000 S 56th St | Lincoln | NE | 68506-5160 | Lancaster | NE02509 | Scrapped/Junked | 90267 | 2004 | AOSM | CHWH - ASME/Fired Water Heater | BASEMENT | HWSD - Hot Water Dom/Potable | 5/31/2009
Lake Park Condominiums | 4000 S 56th St | Lincoln | NE | 68506-5160 | Lancaster | NE02510 | Scrapped/Junked | 70509 | 2002 | AO SMITH | CHWH - ASME/Fired Water Heater | BASEMENT MECH ROOM | HWSD - Hot Water Dom/Potable | 5/31/2007
Lake Park Condominiums | 4000 S 56th St | Lincoln | NE | 68506-5160 | Lancaster | NE02511 | Scrapped/Junked | 55708 | 2000 | AO SMITH | CHWH - ASME/Fired Water Heater | BASEMENT MECH ROOM | HWSD - Hot Water Dom/Potable | 10/31/2005
Lake Park Condominiums | 4000 S 56th St | Lincoln | NE | 68506-5160 | Lancaster | NE02512 | Scrapped/Junked | 177047 | 2000 | TELEDYNE LAARS | CPFT - Horiz Cpr Fin Boiler | BASEMENT MECH ROOM | IPHT - Indoor Pool Heater | 5/31/2007
Lake Park Condominiums | 4000 S 56th St | Lincoln | NE | 68506-5160 | Lancaster | NE02513 | Out of Service |  | 1997 | TELE | CPPH - Ansi Cpr Fin Pool Heater | OUTDOOR POOL | OPHT - Outdoor Pool Heater | 5/31/2010
Lake Park Condominiums | 4000 S 56th St | Lincoln | NE | 68506-5160 | Lancaster | NE06177 | Scrapped/Junked | 94708 | 2005 | AOSM | CHWH - ASME/Fired Water Heater | MECH ROOM | HWSD - Hot Water Dom/Potable | 5/31/2010
Lake Park Condominiums | 4000 S 56th St | Lincoln | NE | 68506-5160 | Lancaster | NE07659 | Scrapped/Junked | 243105 | 2007 | WATER PIK TECH | CPPH - Ansi Cpr Fin Pool Heater | MECH ROOM | IPHT - Indoor Pool Heater | 5/31/2024
Lake Park Condominiums | 4000 S 56th St | Lincoln | NE | 68506-5160 | Lancaster | NE08177 | Scrapped/Junked | 104369 | 2006 | AOSM | CHWH - ASME/Fired Water Heater | BASEMENT MECH ROOM | HWSD - Hot Water Dom/Potable | 5/31/2012
Lake Park Condominiums | 4000 S 56th St | Lincoln | NE | 68506-5160 | Lancaster | NE14151 | Scrapped/Junked | 126067 | 2008 | AO SMITH | CHWH - ASME/Fired Water Heater | BASEMENT | HWSD - Hot Water Dom/Potable | 5/31/2019
Lake Park Condominiums | 4000 S 56th St | Lincoln | NE | 68506-5160 | Lancaster | NE17562 | Scrapped/Junked | 136813 | 2009 | A O Smith | FTVT - Firetube Vertical TB | Basement Mech Rm | HWSD - Hot Water Dom/Potable | 5/31/2017
Lake Park Condominiums | 4000 S 56th St | Lincoln | NE | 68506-5160 | Lancaster | NE22586 | Scrapped/Junked | 157963 | 2011 | AO SMITH | CHWH - ASME/Fired Water Heater | BASEMENT | HWSD - Hot Water Dom/Potable | 5/31/2017
Lake Park Condominiums | 4000 S 56th St | Lincoln | NE | 68506-5160 | Lancaster | NE26982 | Scrapped/Junked | 219624 | 2016 | AO SMITH | CHWH - ASME/Fired Water Heater | BASEMENT MECH ROOM | HWSD - Hot Water Dom/Potable | 5/31/2023
Lake Park Condominiums | 4000 S 56th St | Lincoln | NE | 68506-5160 | Lancaster | NE26983 | Scrapped/Junked | 219627 | 2016 | AO SMITH | CHWH - ASME/Fired Water Heater | BASEMENT MECH ROOM | HWSD - Hot Water Dom/Potable | 5/31/2023
Lake Park Condominiums | 4000 S 56th St | Lincoln | NE | 68506-5160 | Lancaster | NE27857 | Active | 224648 | 2017 | AOSM | CHWH - ASME/Fired Water Heater | Basement | HWSD - Hot Water Dom/Potable | 5/31/2028
Lake Park Condominiums | 4000 S 56th St | Lincoln | NE | 68506-5160 | Lancaster | NE42091 | Active | 295801 | 2022 | AOSM | CHWH - ASME/Fired Water Heater | Basement | HWSD - Hot Water Dom/Potable | 5/31/2028
Lake Park Condominiums | 4000 S 56th St | Lincoln | NE | 68506-5160 | Lancaster | NE42092 | Active | 299333 | 2022 | AOSM | CHWH - ASME/Fired Water Heater | Basement | HWSD - Hot Water Dom/Potable | 5/31/2028
Nebraska Machinery Co | 401 NW 56th St | Lincoln | NE | 68528-8842 | Lancaster | NE06854 | Scrapped/Junked | 43369 | 2005 | Aerco International | FTCH - Firetube Coil Htxchn | Mezzanine Equipt Room | HWHT - Hot Water Heat | 2/28/2022
Nebraska Machinery Co | 401 NW 56th St | Lincoln | NE | 68528-8842 | Lancaster | NE06855 | Scrapped/Junked | 7597 | 2005 | Pressure Tech Inc | FTHT - Firetube Horizontal | Mezzanine Equipt Room | HWHT - Hot Water Heat | 2/28/2024
Nebraska Machinery Co | 401 NW 56th St | Lincoln | NE | 68528-8842 | Lancaster | NE06856 | Scrapped/Junked | 7596 | 2005 | Pressure Tech Inc | FTHT - Firetube Horizontal | Blr Rm | HWHT - Hot Water Heat | 2/28/2024
Nebraska Machinery Co | 401 NW 56th St | Lincoln | NE | 68528-8842 | Lancaster | NE42086 | Active | 552558 | 2022 | Lochinvar | WTSS - Watertube SS Steel | Mezzanine | HWHT - Hot Water Heat | 2/28/2026
Nebraska Machinery Co | 401 NW 56th St | Lincoln | NE | 68528-8842 | Lancaster | NE42662 | Active | 3167 | 2023 | RIELLO | WT - Water Tube Boiler | Mezzanine | HWHT - Hot Water Heat | 2/28/2026
Nebraska Machinery Co | 401 NW 56th St | Lincoln | NE | 68528-8842 | Lancaster | NE42663 | Active | 3150 | 2023 | RIELLO | WT - Water Tube Boiler | Mezzanine | HWHT - Hot Water Heat | 2/28/2026
Speedway Properties | 401 S 21st St | Lincoln | NE | 68510-1017 | Lancaster | NE15250 | Scrapped/Junked | 5715 | 1971 | Kewannee | FTFB - Firetube-Firebox Boiler | BOILER ROOM | HWHT - Hot Water Heat | 12/31/2015
Speedway Properties | 401 S 21st St | Lincoln | NE | 68510-1017 | Lancaster | NE17669 | Scrapped/Junked | 8498 | 1995 | Aldrich/LES | FTVT - Firetube Vertical TB | BOILER ROOM | HWHT - Hot Water Heat | 12/31/2015
Speedway Properties | 401 S 21st St | Lincoln | NE | 68510-1017 | Lancaster | NE17670 | Scrapped/Junked | 8495 | 1995 | Aldrich/LES | FTVT - Firetube Vertical TB | BOILER ROOM | HWHT - Hot Water Heat | 12/31/2015
Car Wash | 401 W A St | Lincoln | NE | 68522-1704 | Lancaster | NE07076 | Scrapped/Junked | 96576 | 2005 | AOSM | CHWH - ASME/Fired Water Heater | MECH ROOM | HWSP - Hot Water Non Potable Supply | 8/31/2020
Car Wash | 401 W A St | Lincoln | NE | 68522-1704 | Lancaster | NE40341 | Out of Service | n/a | 1980 | HYDR | CI - Cast Iron | BOILER ROOM | HWHF - Hot Water Heat-Floor | 8/31/2023
Car Wash | 401 W A St | Lincoln | NE | 68522-1704 | Lancaster | NE40537 | Scrapped/Junked | 47712 | 1999 | AO SMITH | CHWH - ASME/Fired Water Heater | BOILER ROOM | HWSP - Hot Water Non Potable Supply | 3/31/2006
Contitech USA | 4021 N 56th St | Lincoln | NE | 68504-1708 | Lancaster | NE03140 | Inactive |  | 1915 | BABCOCK & WILCOX | WT - Water Tube Boiler | BOILER ROOM | PROC - Process Steam | 9/30/1987
Contitech USA | 4021 N 56th St | Lincoln | NE | 68504-1708 | Lancaster | NE04287 | Inactive | 23646 | 1972 | B&W | WT - Water Tube Boiler | BOILER ROOM | POWR - Power Generation | 7/31/2006
Contitech USA | 4021 N 56th St | Lincoln | NE | 68504-1708 | Lancaster | NE11822 | Active | 21865 | 1965 | Babcock & Wilcox | WT - Water Tube Boiler | BOILER ROOM, Blr. #3 | PROC - Process Steam | 7/31/2026
Contitech USA | 4021 N 56th St | Lincoln | NE | 68504-1708 | Lancaster | NE11833 | Active | 22801 | 1968 | Babcock & Wilcox | WT - Water Tube Boiler | Power Plant, #4 | PROC - Process Steam | 7/31/2026
Contitech USA | 4021 N 56th St | Lincoln | NE | 68504-1708 | Lancaster | NE13603 | Active | 10251 | 2008 | Vapor Corp | COBL - Coil Type Boiler | BOILER ROOM, Blr. #6 | PROC - Process Steam | 7/31/2026
Contitech USA | 4021 N 56th St | Lincoln | NE | 68504-1708 | Lancaster | NE13604 | Active | 10252 | 2008 | Vapor Corp | COBL - Coil Type Boiler | BOILER ROOM, Blr. #7 | PROC - Process Steam | 7/31/2026
Contitech USA | 4021 N 56th St | Lincoln | NE | 68504-1708 | Lancaster | NE13628 | Out of Service | 93880 | 2008 | Vapor Corp./Hydro Steam | ELBL - Electric Boiler | Boiler Room | PROC - Process Steam | 7/31/2016
City of Lincoln, Nebraska Haymarket Park | 403 Line Drive Cir | Lincoln | NE | 68508-4010 | Lancaster | NE08397 | Scrapped/Junked | 59218 | 2001 | A. O. Smith | FT - Firetube Boiler | Laundry | HWSD - Hot Water Dom/Potable | 9/30/2021
City of Lincoln, Nebraska Haymarket Park | 403 Line Drive Cir | Lincoln | NE | 68508-4010 | Lancaster | NE08398 | Scrapped/Junked | 59302 | 2001 | A. O. Smith | FT - Firetube Boiler | Visitors Lkr rm | HWSD - Hot Water Dom/Potable | 9/30/2025
Vacant Bldg. | 404 E 8th St | Firth | NE | 68358-6303 | Lancaster | NE07840 | Scrapped/Junked | 35807 | 1996 | AOSM | CHWH - ASME/Fired Water Heater | LAUNDRY ROOM | HWSD - Hot Water Dom/Potable | 10/31/2013
UNL Vet Diagnostic Center | 4040 East Campus Loop | Lincoln | NE | 68583 | Lancaster | NE27021 | Active | 56949 | 2016 | Lattner Boiler Co | ELBL - Electric Boiler | Mech Room 129 | STHT - Steam-Heat | 4/30/2026
Kappa Delta | 405 University Ter | Lincoln | NE | 68508-1674 | Lancaster | NE01481 | Scrapped/Junked | 28782 | 1997 | A. O. Smith | COBL - Coil Type Boiler | Boiler room | HWSD - Hot Water Dom/Potable | 3/31/2018
Kappa Delta | 405 University Ter | Lincoln | NE | 68508-1674 | Lancaster | NE01482 | Out of Service | N/A | 2000 | Hydro-Therm | CI - Cast Iron | Blr Rm | HWHT - Hot Water Heat | 3/31/2018
Kappa Delta | 405 University Ter | Lincoln | NE | 68508-1674 | Lancaster | NE21345 | Out of Service | N/A | 1972 | American Standard | CI - Cast Iron | Old Blr Rm | HWHT - Hot Water Heat | 3/31/2013
CHI Health Clinic Yankee Hill | 4055 Yankee Hill Rd | Lincoln | NE | 68516-7779 | Lancaster | NE41831 | Scrapped/Junked | 281767 | 2021 | Lochinvar | FTVT - Firetube Vertical TB | Mechanical Room | HWHT - Hot Water Heat | 8/31/2023
CHI Health Clinic Yankee Hill | 4055 Yankee Hill Rd | Lincoln | NE | 68516-7779 | Lancaster | NE41832 | Active | 405034 | 2023 | Lochinvar | FTVT - Firetube Vertical TB | Mechanical Room | HWHT - Hot Water Heat | 8/31/2026
CHI Health Clinic Yankee Hill | 4055 Yankee Hill Rd | Lincoln | NE | 68516-7779 | Lancaster | NE42121 | Active | 296654 | 2021 | Lochinvar | FTVT - Firetube Vertical TB | Mechanical Room | HWHT - Hot Water Heat | 8/31/2026
Structure Design | 410 S 7th St | Lincoln | NE | 68508-2425 | Lancaster | NE30613 | Scrapped/Junked | n/a | 1993 | Peerless | CI - Cast Iron | Boiler Room | HWHT - Hot Water Heat | 12/31/2012
Villa Regina Mother House | 4100 SW 56th St | Lincoln | NE | 68522-9261 | Lancaster | NE26026 | Scrapped/Junked | 30381 | 1991 | Bryan | WT - Water Tube Boiler | Mech. Room | HWHT - Hot Water Heat | 10/31/2018
Villa Regina Mother House | 4100 SW 56th St | Lincoln | NE | 68522-9261 | Lancaster | NE26027 | Scrapped/Junked | 30379 | 1991 | Bryan | WT - Water Tube Boiler | Mech. Room | HWHT - Hot Water Heat | 10/31/2018
April Sampson Cancer Center | 4101 Tiger Lily Road | Lincoln | NE | 68516 | Lancaster | NE42504 | Active | 286834 | 2021 | PVI Industries | CHWH - ASME/Fired Water Heater | Mechanical Room | HWSD - Hot Water Dom/Potable | 12/31/2026
April Sampson Cancer Center | 4101 Tiger Lily Road | Lincoln | NE | 68516 | Lancaster | NE42505 | Active | 294074 | 2021 | PVI Industries | CHWH - ASME/Fired Water Heater | Mechanical Room | HWSD - Hot Water Dom/Potable | 12/31/2026
April Sampson Cancer Center | 4101 Tiger Lily Road | Lincoln | NE | 68516 | Lancaster | NE42506 | Active | 257891 | 2021 | PVI Industries | CHWH - ASME/Fired Water Heater | Mechanical Room | HWSD - Hot Water Dom/Potable | 12/31/2026
April Sampson Cancer Center | 4101 Tiger Lily Road | Lincoln | NE | 68516 | Lancaster | NE42507 | Active | 286859 | 2021 | PVI Industries | CHWH - ASME/Fired Water Heater | Mechanical Room | HWSD - Hot Water Dom/Potable | 12/31/2026
April Sampson Cancer Center | 4101 Tiger Lily Road | Lincoln | NE | 68516 | Lancaster | NE42508 | Active | 1561 | 2022 | Fulton | FTHT - Firetube Horizontal | Boiler Room | HWHT - Hot Water Heat | 12/31/2026
April Sampson Cancer Center | 4101 Tiger Lily Road | Lincoln | NE | 68516 | Lancaster | NE42509 | Active | 1565 | 2022 | Fulton | FTHT - Firetube Horizontal | Boiler Room | HWHT - Hot Water Heat | 12/31/2026
April Sampson Cancer Center | 4101 Tiger Lily Road | Lincoln | NE | 68516 | Lancaster | NE42510 | Active | 1560 | 2022 | Fulton | FTHT - Firetube Horizontal | Boiler Room | HWHT - Hot Water Heat | 12/31/2026
Flat Creek Inc | 411 S 13th St | Lincoln | NE | 68508-2517 | Lancaster | NE15517 | Scrapped/Junked | n/a | 1959 | Kewanee | FTFB - Firetube-Firebox Boiler | Basement | STHT - Steam-Heat | 10/31/2018
Flat Creek Inc | 411 S 13th St | Lincoln | NE | 68508-2517 | Lancaster | NE27906 | Active | 20110 | 2018 | Aldrich | FTHT - Firetube Horizontal | Basement | STHT - Steam-Heat | 12/31/2026
Venue Restaurant & Lounge | 4111 Pioneer Woods Dr Ste 100 | Lincoln | NE | 68506-7558 | Lancaster | NE05938 | Exempt | 129942 | 2001 | CHART INC | UTNK - Unfired Vertical Tank | KITCHEN | 0041 - CO2 Dispensing | 1/1/1900
Venue Restaurant & Lounge | 4111 Pioneer Woods Dr Ste 100 | Lincoln | NE | 68506-7558 | Lancaster | NE05939 | Scrapped/Junked | 87276 | 2004 | AOSM | CHWH - ASME/Fired Water Heater | KITCHEN | HWSD - Hot Water Dom/Potable | 1/31/2012
Venue Restaurant & Lounge | 4111 Pioneer Woods Dr Ste 100 | Lincoln | NE | 68506-7558 | Lancaster | NE05940 | Exempt | 45556 | 2004 | CRNF | COOK - Fired Cooker | KITCHEN | COOK - Cooker/Kettle | 5/31/2022
Havelock United Methodist Church | 4140 N 60th St | Lincoln | NE | 68507-1107 | Lancaster | NE04260 | Active | n/a | 1984 | Peerless | CI - Cast Iron | BOILER ROOM | HWHT - Hot Water Heat | 10/31/2026
Havelock United Methodist Church | 4140 N 60th St | Lincoln | NE | 68507-1107 | Lancaster | NE04261 | Scrapped/Junked |  | 1966 | KEWANEE | FTFB - Firetube-Firebox Boiler | BOILER ROOM | HWHT - Hot Water Heat | 10/31/2006
Havelock United Methodist Church | 4140 N 60th St | Lincoln | NE | 68507-1107 | Lancaster | NE04262 | Active | n/a | 1984 | Peerless | CI - Cast Iron | BOILER ROOM | HWHT - Hot Water Heat | 10/31/2025
Havelock United Methodist Church | 4140 N 60th St | Lincoln | NE | 68507-1107 | Lancaster | NE04263 | Active | n/a | 1984 | Peerless | CI - Cast Iron | BOILER ROOM | HWHT - Hot Water Heat | 10/31/2025
Havelock United Methodist Church | 4140 N 60th St | Lincoln | NE | 68507-1107 | Lancaster | NE04264 | Active | n/a | 1984 | Peerless | CI - Cast Iron | BASEMENT | HWHT - Hot Water Heat | 10/31/2026
Havelock United Methodist Church | 4140 N 60th St | Lincoln | NE | 68507-1107 | Lancaster | NE06977 | Active | 8283 | 2005 | Giannoni | SSCO - SS Coil Boiler | BOILER ROOM | HWHT - Hot Water Heat | 10/31/2026
Havelock United Methodist Church | 4140 N 60th St | Lincoln | NE | 68507-1107 | Lancaster | NE06978 | Active | 9437 | 2005 | Giannoni | SSCO - SS Coil Boiler | BOILER ROOM | HWHT - Hot Water Heat | 10/31/2026
Gamma Phi Beta | 415 N 16th St | Lincoln | NE | 68508-1697 | Lancaster | NE04726 | Scrapped/Junked |  | 1975 | Peerless | CI - Cast Iron | BASEMENT | STHT - Steam-Heat | 3/31/2009
Gamma Phi Beta | 415 N 16th St | Lincoln | NE | 68508-1697 | Lancaster | NE16078 | Scrapped/Junked | 209914 | 2009 | Laars | COWH - Coil Type Water Heater | Basement | HWHT - Hot Water Heat | 11/30/2018
Gamma Phi Beta | 415 N 16th St | Lincoln | NE | 68508-1697 | Lancaster | NE16079 | Scrapped/Junked | 209286 | 2009 | Laars | COWH - Coil Type Water Heater | Basement | HWHT - Hot Water Heat | 11/30/2018
Gamma Phi Beta | 415 N 16th St | Lincoln | NE | 68508-1697 | Lancaster | NE16080 | Active | 127448 | 2008 | A O Smith | FTVT - Firetube Vertical TB | Basement | HWSD - Hot Water Dom/Potable | 11/30/2026
Gamma Phi Beta | 415 N 16th St | Lincoln | NE | 68508-1697 | Lancaster | NE19213 | Active | 132536 | 2008 | A O Smith | FTVT - Firetube Vertical TB | Basement | HWSD - Hot Water Dom/Potable | 11/30/2026
Gamma Phi Beta | 415 N 16th St | Lincoln | NE | 68508-1697 | Lancaster | NE19625 | Exempt 1999 LB-66 |  | 1984 | AO SMITH | AHWH - ANSI/Fired Water Htr |  | HWSD - Hot Water Dom/Potable | 10/31/1999
Gamma Phi Beta | 415 N 16th St | Lincoln | NE | 68508-1697 | Lancaster | NE19626 | Exempt 1999 LB-66 |  | 1984 | AO SMITH | AHWH - ANSI/Fired Water Htr |  | HWSD - Hot Water Dom/Potable | 10/31/1999
Gamma Phi Beta | 415 N 16th St | Lincoln | NE | 68508-1697 | Lancaster | NE19627 | Exempt 1999 LB-66 |  | 1984 | AO SMITH | AHWH - ANSI/Fired Water Htr |  | HWSD - Hot Water Dom/Potable | 10/31/1998
Gamma Phi Beta | 415 N 16th St | Lincoln | NE | 68508-1697 | Lancaster | NE24901 | Exempt 1999 LB-66 |  | 1998 | AO SMITH | AHWH - ANSI/Fired Water Htr |  | HWSD - Hot Water Dom/Potable | 10/31/1999
Gamma Phi Beta | 415 N 16th St | Lincoln | NE | 68508-1697 | Lancaster | NE24902 | Exempt 1999 LB-66 |  | 1996 | AO SMITH | AHWH - ANSI/Fired Water Htr |  | HWSD - Hot Water Dom/Potable | 10/31/1999
Gamma Phi Beta | 415 N 16th St | Lincoln | NE | 68508-1697 | Lancaster | NE27985 | Active | 340604 | 2018 | Lochinvar | FTVT - Firetube Vertical TB | Basement | HWHT - Hot Water Heat | 11/30/2026
Gamma Phi Beta | 415 N 16th St | Lincoln | NE | 68508-1697 | Lancaster | NE27986 | Active | 327511 | 2018 | Lochinvar | FTVT - Firetube Vertical TB | Basement | HWHT - Hot Water Heat | 11/30/2026
District Energy Corp | 420 S 14th St | Lincoln | NE | 68528-1611 | Lancaster | NE40765 | Active | 14062 | 1998 | SUPR | FTSM - FTS Marine Dry Back | BOILER ROOM | BSUP - Bldg Heat & Process | 8/31/2026
District Energy Corp | 420 S 14th St | Lincoln | NE | 68528-1611 | Lancaster | NE40766 | Active | 14063 | 1998 | SUPR | FTSM - FTS Marine Dry Back | BOILER ROOM #2 | BSUP - Bldg Heat & Process | 8/31/2026
District Energy Corp | 420 S 14th St | Lincoln | NE | 68528-1611 | Lancaster | NE40767 | Active | 14061 | 1998 | SUPR | FTSM - FTS Marine Dry Back | BOILER ROOM #1 | BSUP - Bldg Heat & Process | 8/31/2026
Building demolished | 420 University Ter | Lincoln | NE | 68508-1657 | Lancaster | NE40879 | Scrapped/Junked | 99887 | 1999 | Lochinvar | CPFT - Horiz Cpr Fin Boiler | BASEMENT | HWHT - Hot Water Heat | 3/31/2017
Lincoln VA Clinic | 420 Victory Park Drive | Lincoln | NE | 68510 | Lancaster | NE29055 | Active | 352477 | 2020 | Lochinvar | FTVT - Firetube Vertical TB | Boiler Room | HWHT - Hot Water Heat | 1/31/2027
Lincoln VA Clinic | 420 Victory Park Drive | Lincoln | NE | 68510 | Lancaster | NE29056 | Active | 352479 | 2020 | Lochinvar | FTVT - Firetube Vertical TB | Boiler Room | HWHT - Hot Water Heat | 1/31/2027
Lincoln VA Clinic | 420 Victory Park Drive | Lincoln | NE | 68510 | Lancaster | NE29057 | Active | 352478 | 2020 | Lochinvar | FTVT - Firetube Vertical TB | Boiler Room | HWHT - Hot Water Heat | 1/31/2027
Lincoln VA Clinic | 420 Victory Park Drive | Lincoln | NE | 68510 | Lancaster | NE29058 | Active | 86557 | 2020 | Aerco | CHWH - ASME/Fired Water Heater | Boiler Room | HWSD - Hot Water Dom/Potable | 1/31/2027
Lincoln VA Clinic | 420 Victory Park Drive | Lincoln | NE | 68510 | Lancaster | NE29059 | Active | 86558 | 2020 | Aerco | CHWH - ASME/Fired Water Heater | Boiler Room | HWSD - Hot Water Dom/Potable | 1/31/2027
NE State Penitentiary | 4201 S 14th St | Lincoln | NE | 68502-5336 | Lancaster | NE01364 | Scrapped/Junked | 1773 | 1978 | Nebraska Boiler | WT - Water Tube Boiler | BOILER HOUSE | BSUP - Bldg Heat & Process | 11/30/2019
NE State Penitentiary | 4201 S 14th St | Lincoln | NE | 68502-5336 | Lancaster | NE01365 | Scrapped/Junked | 1774 | 1978 | Nebraska Boiler | WT - Water Tube Boiler | BOILER HOUSE | BSUP - Bldg Heat & Process | 6/30/2019
NE State Penitentiary | 4201 S 14th St | Lincoln | NE | 68502-5336 | Lancaster | NE27988 | Out of Service | 13587 | 1997 | Superior Boiler Works | FTWB - FTS Marine Wet Back | Portable outside | 0030 - Portable HPS Boiler | 11/30/2019
FLOYD KUKLIN | 421 N 9th St | Lincoln | NE | 68508-1316 | LANCASTER | NE37537 | Inactive |  | 1980 | PEERLESS HEATER COMPANY |  | BOILER ROOM | STHT - Steam-Heat | 11/30/1989
FAIRFIELD INN LINCOLN | 4221 Industrial Ave | Lincoln | NE | 68504-1118 | LANCASTER | NE40039 | Exempt 1999 LB-66 |  | 1994 | RHEEM MANUFACTURING CO | AHWH - ANSI/Fired Water Htr | BOILER ROOM | HWSD - Hot Water Dom/Potable | 12/31/1999
FAIRFIELD INN LINCOLN | 4221 Industrial Ave | Lincoln | NE | 68504-1118 | LANCASTER | NE40040 | Exempt 1999 LB-66 |  | 1994 | RHEEM MANUFACTURING CO | AHWH - ANSI/Fired Water Htr | BOILER ROOM | HWSD - Hot Water Dom/Potable | 12/31/1999
FAIRFIELD INN LINCOLN | 4221 Industrial Ave | Lincoln | NE | 68504-1118 | LANCASTER | NE40041 | Exempt 1999 LB-66 |  | 1994 | RHEEM MANUFACTURING CO | AHWH - ANSI/Fired Water Htr | BOILER ROOM | HWSD - Hot Water Dom/Potable | 12/31/1999
COMFORT SUITES | 4231 Industrial Ave | Lincoln | NE | 68504-1118 | LANCASTER | NE40042 | Exempt 1999 LB-66 |  | 1994 | RHEEM MANUFACTURING CO | AHWH - ANSI/Fired Water Htr | BOILER ROOM | HWSD - Hot Water Dom/Potable | 12/31/1999
COMFORT SUITES | 4231 Industrial Ave | Lincoln | NE | 68504-1118 | LANCASTER | NE40043 | Exempt 1999 LB-66 |  | 1994 | RHEEM MANUFACTURING CO | AHWH - ANSI/Fired Water Htr | BOILER ROOM | HWSD - Hot Water Dom/Potable | 12/31/1999
COMFORT SUITES | 4231 Industrial Ave | Lincoln | NE | 68504-1118 | LANCASTER | NE40044 | Exempt 1999 LB-66 |  | 1994 | RHEEM MANUFACTURING CO | AHWH - ANSI/Fired Water Htr | BOILER ROOM | HWSD - Hot Water Dom/Potable | 12/31/1999
Mahoney Manor | 4241 N 61st St | Lincoln | NE | 68507-1231 | Lancaster | NE07558 | Scrapped/Junked | 15121 | 2006 | A O Smith | FTVT - Firetube Vertical TB | BOILER ROOM | HWSD - Hot Water Dom/Potable | 12/31/2017
Mahoney Manor | 4241 N 61st St | Lincoln | NE | 68507-1231 | Lancaster | NE07764 | Scrapped/Junked | 36583 | 1996 | AO SMITH | CHWH - ASME/Fired Water Heater | BOILER ROOM | HWSD - Hot Water Dom/Potable | 8/31/2003
Mahoney Manor | 4241 N 61st St | Lincoln | NE | 68507-1231 | Lancaster | NE10556 | Scrapped/Junked | 71445 | 2003 | AO SMITH | COBL - Coil Type Boiler | BOILER ROOM | HWSD - Hot Water Dom/Potable | 8/31/2007
Mahoney Manor | 4241 N 61st St | Lincoln | NE | 68507-1231 | Lancaster | NE13614 | Active | 16978 | 2008 | ALDRICH/LES | FTFB - Firetube-Firebox Boiler | BOILER ROOM | HWHT - Hot Water Heat | 12/31/2026
Mahoney Manor | 4241 N 61st St | Lincoln | NE | 68507-1231 | Lancaster | NE13615 | Active | 16979 | 2008 | ALDRICH/LES | FTFB - Firetube-Firebox Boiler | BOILER ROOM SOUTH | HWHT - Hot Water Heat | 12/31/2026
Mahoney Manor | 4241 N 61st St | Lincoln | NE | 68507-1231 | Lancaster | NE17205 | Inactive |  | 1972 | KEWANEE | FTFB - Firetube-Firebox Boiler | BOILER ROOM | HWHT - Hot Water Heat | 8/31/2008
Mahoney Manor | 4241 N 61st St | Lincoln | NE | 68507-1231 | Lancaster | NE17206 | Inactive |  | 1972 | KEWANEE | FTFB - Firetube-Firebox Boiler | BOILER ROOM | HWHT - Hot Water Heat | 8/31/2008
Mahoney Manor | 4241 N 61st St | Lincoln | NE | 68507-1231 | Lancaster | NE18424 | Scrapped/Junked |  | 1990 | RUUD | AHWH - ANSI/Fired Water Htr | BOILER ROOM | HWSD - Hot Water Dom/Potable | 8/31/2003
Mahoney Manor | 4241 N 61st St | Lincoln | NE | 68507-1231 | Lancaster | NE22506 | Scrapped/Junked | 22570 | 1993 | AO SMITH | CHWH - ASME/Fired Water Heater | BOILER ROOM | HWSD - Hot Water Dom/Potable | 8/31/2003
Mahoney Manor | 4241 N 61st St | Lincoln | NE | 68507-1231 | Lancaster | NE27404 | Scrapped/Junked | C48976 | 2017 | A O Smith | COWH - Coil Type Water Heater | BOILER ROOM | HWSD - Hot Water Dom/Potable | 12/31/2020
Union Bank and Trust | 4243 Pioneer Woods Dr | Lincoln | NE | 68506-7550 | Lancaster | NE12077 | Scrapped/Junked | 12498 | 2003 | ALES | FTVT - Firetube Vertical TB | BASEMENT MECH RM | HWHT - Hot Water Heat | 4/30/2024
Union Bank and Trust | 4243 Pioneer Woods Dr | Lincoln | NE | 68506-7550 | Lancaster | NE12130 | Scrapped/Junked | 12492 | 2003 | ALES | FTVT - Firetube Vertical TB | BASEMENT MECH RM | HWHT - Hot Water Heat | 4/30/2024
Union Bank and Trust | 4243 Pioneer Woods Dr | Lincoln | NE | 68506-7550 | Lancaster | NE42837 | Active | 324201 | 2024 | Laars | WTHW - Watertube Wtr Heater | Basement mech room | GLYC - Glycol Bldg Heat Sys | 4/30/2027
Union Bank and Trust | 4243 Pioneer Woods Dr | Lincoln | NE | 68506-7550 | Lancaster | NE42838 | Active | 324320 | 2024 | Laars | WTHW - Watertube Wtr Heater | Basement mech room | GLYC - Glycol Bldg Heat Sys | 4/30/2027
Pi Beta Phi | 426 N 16th St | Lincoln | NE | 68508-1696 | Lancaster | NE04306 | Scrapped/Junked |  | 1960 | American Standard | CI - Cast Iron | BOILER ROOM | STHT - Steam-Heat | 4/30/2010
Pi Beta Phi | 426 N 16th St | Lincoln | NE | 68508-1696 | Lancaster | NE05971 | Active | 170076 | 2004 | Lochinvar | CPFH - Copper Fin Water Heater | Boiler Rm | HWSD - Hot Water Dom/Potable | 10/31/2026
Pi Beta Phi | 426 N 16th St | Lincoln | NE | 68508-1696 | Lancaster | NE19842 | Active | n/a | 2011 | Peerless | CI - Cast Iron | Basement | STHT - Steam-Heat | 10/31/2026
Pi Beta Phi | 426 N 16th St | Lincoln | NE | 68508-1696 | Lancaster | NE21346 | Scrapped/Junked |  | 1996 | AO SMITH | AHWH - ANSI/Fired Water Htr |  | HWSD - Hot Water Dom/Potable | 12/31/1999
Pi Beta Phi | 426 N 16th St | Lincoln | NE | 68508-1696 | Lancaster | NE30742 | Scrapped/Junked |  | 1983 | AO SMITH | AHWH - ANSI/Fired Water Htr |  | HWSD - Hot Water Dom/Potable | 12/31/1999
First Christian Church-BMIC#514692 | 430 S 16th St | Lincoln | NE | 68508-2522 | Lancaster | NE09384 | Scrapped/Junked |  | 1978 | DAY & NIGHT | AHWH - ANSI/Fired Water Htr | BOILER ROOM | HWSD - Hot Water Dom/Potable | 3/31/1994
First Christian Church-BMIC#514692 | 430 S 16th St | Lincoln | NE | 68508-2522 | Lancaster | NE33019 | Scrapped/Junked | n/a | 1992 | State Industries | AHWH - ANSI/Fired Water Htr | BOILER ROOM | HWSD - Hot Water Dom/Potable | 8/31/2015
First Christian Church-BMIC#514692 | 430 S 16th St | Lincoln | NE | 68508-2522 | Lancaster | NE35207 | Out of Service | n/a | 1950 | Kewanee | FTFB - Firetube-Firebox Boiler | BOILER ROOM | STHT - Steam-Heat | 8/31/2024
First Christian Church-BMIC#514692 | 430 S 16th St | Lincoln | NE | 68508-2522 | Lancaster | NE35208 | Out of Service |  | 1972 | AMST | CI - Cast Iron | BOILER ROOM | STHT - Steam-Heat | 8/31/2009
Apartment Building - Cherry Hill | 4300 Cornhusker Hwy | Lincoln | NE | 68504-1685 | Lancaster | NE16083 | Scrapped/Junked | 145187 | 2010 | A O Smith | FTVT - Firetube Vertical TB | Apt. H-5 | HWSD - Hot Water Dom/Potable | 4/30/2021
Apartment Building - Cherry Hill | 4300 Cornhusker Hwy | Lincoln | NE | 68504-1685 | Lancaster | NE41007 | Scrapped/Junked | 256347 | 2019 | A O Smith | CHWH - ASME/Fired Water Heater | Apt. H-5 | HWSD - Hot Water Dom/Potable | 3/31/2025
Apartment Building - Cherry Hill | 4300 Cornhusker Hwy | Lincoln | NE | 68504-1685 | Lancaster | NE42946 | Active | 144281 | 2023 | Bradford | CHWH - ASME/Fired Water Heater | Apt H-5 | HWHT - Hot Water Heat | 10/31/2026
Bldg demolished | 4300 Holdrege St | Lincoln | NE | 68503-1477 | Lancaster | NE09888 | Scrapped/Junked | 63906 | 2001 | AOSM | CHWH - ASME/Fired Water Heater | Bldg B-Boiler Room | HWSD - Hot Water Dom/Potable | 10/31/2015
Bldg demolished | 4300 Holdrege St | Lincoln | NE | 68503-1477 | Lancaster | NE10306 | Scrapped/Junked | 12276 | 2002 | ALES | FTVT - Firetube Vertical TB | Boiler Room | HWHT - Hot Water Heat | 10/31/2015
Bldg demolished | 4300 Holdrege St | Lincoln | NE | 68503-1477 | Lancaster | NE10307 | Scrapped/Junked | 12278 | 2002 | ALES | FTVT - Firetube Vertical TB | Bldg B | HWHT - Hot Water Heat | 10/31/2015
Bldg demolished | 4300 Holdrege St | Lincoln | NE | 68503-1477 | Lancaster | NE14456 | Scrapped/Junked | 39729 | 1997 | AO SMITH | CHWH - ASME/Fired Water Heater | BOILER ROOM | HWSD - Hot Water Dom/Potable | 8/31/2001
Bldg demolished | 4300 Holdrege St | Lincoln | NE | 68503-1477 | Lancaster | NE17671 | Scrapped/Junked | n/a | 1956 | Kewanee | FTFB - Firetube-Firebox Boiler | Bldg A/Boiler Room | HWHT - Hot Water Heat | 10/31/2015
Bldg demolished | 4300 Holdrege St | Lincoln | NE | 68503-1477 | Lancaster | NE17672 | Exempt 1999 LB-66 |  | 1994 | A. O. Smith | AHWH - ANSI/Fired Water Htr | BLDG A | HWSD - Hot Water Dom/Potable | 8/31/1999
Bldg demolished | 4300 Holdrege St | Lincoln | NE | 68503-1477 | Lancaster | NE17676 | Scrapped/Junked |  | 1956 | KEWANEE | FT - Firetube Boiler | BLDG B/BOILER ROOM | HWHT - Hot Water Heat | 8/31/2003
Bldg demolished | 4300 Holdrege St | Lincoln | NE | 68503-1477 | Lancaster | NE17677 | Scrapped/Junked | n/a | 1956 | Kewanee | FTFB - Firetube-Firebox Boiler | Bldg C-Boiler Room | HWHT - Hot Water Heat | 10/31/2015
Bldg demolished | 4300 Holdrege St | Lincoln | NE | 68503-1477 | Lancaster | NE17678 | Scrapped/Junked | n/a | 1956 | Kewanee | FTFB - Firetube-Firebox Boiler | Bldg D/Boiler Room | HWHT - Hot Water Heat | 10/31/2015
General Dynamics Corporation | 4300 Industrial Ave | Lincoln | NE | 68504-1107 | Lancaster | NE13896 | Active | 1495 | 1976 | Abco Industries | FTSM - FTS Marine Dry Back | Molding Dept. | PROC - Process Steam | 6/30/2026
General Dynamics Corporation | 4300 Industrial Ave | Lincoln | NE | 68504-1107 | Lancaster | NE14035 | Inactive | 22226 | 1979 | CLEAVER BROOKS | WT - Water Tube Boiler | BLDG 820 | PROC - Process Steam | 6/30/1996
General Dynamics Corporation | 4300 Industrial Ave | Lincoln | NE | 68504-1107 | Lancaster | NE14082 | Inactive | 606 | 1968 | Abco Industries | FT - Firetube Boiler | BLDG 1138 | PROC - Process Steam | 6/30/2002
General Dynamics Corporation | 4300 Industrial Ave | Lincoln | NE | 68504-1107 | Lancaster | NE25287 | Active | 17804 | 2014 | Superior Boiler Works | FTFB - Firetube-Firebox Boiler | Boiler Room | BSUP - Bldg Heat & Process | 6/30/2026
General Dynamics Corporation | 4300 Industrial Ave | Lincoln | NE | 68504-1107 | Lancaster | NE37238 | Active | 35448 | 1981 | Kewannee | FT - Firetube Boiler | Boiler Rm | STHT - Steam-Heat | 6/30/2026
General Dynamics Corporation | 4300 Industrial Ave | Lincoln | NE | 68504-1107 | Lancaster | NE37240 | Inactive | 6892 | 1968 | Kewannee | FT - Firetube Boiler | Boiler Rm | STHT - Steam-Heat | 6/30/2014
General Dynamics Corporation | 4300 Industrial Ave | Lincoln | NE | 68504-1107 | Lancaster | NE37241 | Scrapped/Junked | 7141 | 1962 | Kewannee | FT - Firetube Boiler | Boiler Rm | STHT - Steam-Heat | 6/30/2018
ROPER & SONS | 4300 O St | Lincoln | NE | 68510-1752 | LANCASTER | NE04474 | Scrapped/Junked |  | 1979 | KEWANEE | FT - Firetube Boiler | BOILER ROOM | HWHT - Hot Water Heat | 2/28/2005
GENERAL EXCAVATING | 4301 Industrial Ave | Lincoln | NE | 68504-1108 | LANCASTER | NE04729 | Inactive |  | 1973 | AMERICAN STANDARD |  |  | HWHT - Hot Water Heat | 10/31/1991
GENERAL EXCAVATING | 4301 Industrial Ave | Lincoln | NE | 68504-1108 | LANCASTER | NE04730 | Inactive |  | 1973 | AMERICAN STANDARD |  | 4301INDUSTRIAL | HWHT - Hot Water Heat | 10/31/1991
Southwood Lutheran Church | 4301 Wilderness Hills Blvd | Lincoln | NE | 68516-9460 | Lancaster | NE07208 | Active | 14764 | 2006 | ALES | FTVT - Firetube Vertical TB | BASEMENT | HWHT - Hot Water Heat | 11/30/2026
Southwood Lutheran Church | 4301 Wilderness Hills Blvd | Lincoln | NE | 68516-9460 | Lancaster | NE07209 | Active | 14765 | 2006 | ALES | FTVT - Firetube Vertical TB | BASEMENT | HWHT - Hot Water Heat | 11/30/2026
CAPITAL CONCRETE COMPANY | 431 A St | Lincoln | NE | 68502-1023 | LANCASTER | NE18720 | Scrapped/Junked | 2696 | 1976 | ROCKMILLS STEEL | FTWB - FTS Marine Wet Back | MIX BLDG | PROC - Process Steam | 6/30/2005
Apartment Building | 4315 Huntington Ave | Lincoln | NE | 68504-3660 | Lancaster | NE02051 | Scrapped/Junked | 9999 | 1996 | AOSM | CHWH - ASME/Fired Water Heater | LAUNDRY ROOM | HWSD - Hot Water Dom/Potable | 9/30/2012
Sunkist Cleaner | 4317 N 62nd St | Lincoln | NE | 68507-1216 | Lancaster | NE03323 | Scrapped/Junked | 35375 | 1982 | Lattner Boiler Co | FTVT - Firetube Vertical TB | BOILER ROOM | PROC - Process Steam | 2/28/2024
Sunkist Cleaner | 4317 N 62nd St | Lincoln | NE | 68507-1216 | Lancaster | NE08033 | Inactive | 32063 | 1975 | PM LATTNER MFR COMPANY | FT - Firetube Boiler | BOILER ROOM | PROC - Process Steam | 5/31/1992
Christ Lutheran Church-BMIC#399510 | 4325 Sumner St | Lincoln | NE | 68506-1165 | Lancaster | NE09063 | Scrapped/Junked | 26358 | 2006 | Giannoni France | WTSS - Watertube SS Steel | BASEMENT | HWHT - Hot Water Heat | 12/31/2023
Christ Lutheran Church-BMIC#399510 | 4325 Sumner St | Lincoln | NE | 68506-1165 | Lancaster | NE20520 | Active | 72276 | 1989 | Raypak | WT - Water Tube Boiler | BOILER ROOM | HWHT - Hot Water Heat | 12/31/2026
Christ Lutheran Church-BMIC#399510 | 4325 Sumner St | Lincoln | NE | 68506-1165 | Lancaster | NE21519 | Active | 72275 | 1989 | Raypak | WT - Water Tube Boiler | BOILER ROOM | HWHT - Hot Water Heat | 12/31/2026
Christ Lutheran Church-BMIC#399510 | 4325 Sumner St | Lincoln | NE | 68506-1165 | Lancaster | NE21546 | Scrapped/Junked |  | 1992 | PEER | CI - Cast Iron | BASEMENT | HWHT - Hot Water Heat | 12/31/2008
Christ Lutheran Church-BMIC#399510 | 4325 Sumner St | Lincoln | NE | 68506-1165 | Lancaster | NE42419 | Active | 543522 | 2021 | Giannoni France | WTSS - Watertube SS Steel | BASEMENT | HWHT - Hot Water Heat | 12/31/2026
Salvage Warehouse | 4333 N 61st St | Lincoln | NE | 68507-1210 | Lancaster | NE19241 | Active | n/a | 1992 | Peerless | CI - Cast Iron | Basement | STHT - Steam-Heat | 2/28/2027
Sensory Effects | 4343 NW 38th St | Lincoln | NE | 68524-1909 | Lancaster | NE09198 | Out of Service | 3755 | 2006 | Hurst Boiler & Welding Co. | FT - Firetube Boiler | Maintenance Shop | PROC - Process Steam | 5/31/2025
Sensory Effects | 4343 NW 38th St | Lincoln | NE | 68524-1909 | Lancaster | NE09354 | Active | 3686 | 2006 | Hurst Boiler & Welding Co. | FT - Firetube Boiler | Maintenance Shop | PROC - Process Steam | 5/31/2026
Sensory Effects | 4343 NW 38th St | Lincoln | NE | 68524-1909 | Lancaster | NE25566 | Active | 25694 | 1991 | York-Shipley | FTSM - FTS Marine Dry Back | Boiler Room | PROC - Process Steam | 5/31/2026
City of Lincoln, Star City Shores | 4375 S 33rd Ct | Lincoln | NE | 68516-1067 | Lancaster | NE06179 | Scrapped/Junked | 174488 | 2005 | Lochinvar | WT - Water Tube Boiler | Outside | OPHT - Outdoor Pool Heater | 5/31/2019
City of Lincoln, Star City Shores | 4375 S 33rd Ct | Lincoln | NE | 68516-1067 | Lancaster | NE28137 | Active | 337762 | 2019 | Lochinvar | CPPH - Ansi Cpr Fin Pool Heater | Outside | OPHT - Outdoor Pool Heater | 6/30/2026
STAR CITY SHORES AQUATIC | 4375 S 33rd St | Lincoln | NE | 68516-1067 | LANCASTER | NE05679 | Inactive | 127771 | 1996 | RayPak Inc, California | CPFT - Horiz Cpr Fin Boiler | BOILER AREA | OPHT - Outdoor Pool Heater | 5/31/2005
STAR CITY SHORES AQUATIC | 4375 S 33rd St | Lincoln | NE | 68516-1067 | LANCASTER | NE05680 | Scrapped/Junked | 127772 | 1996 | RayPak Inc, California | CPFT - Horiz Cpr Fin Boiler | BOILER AREA | OPHT - Outdoor Pool Heater | 5/31/2005
STAR CITY SHORES AQUATIC | 4375 S 33rd St | Lincoln | NE | 68516-1067 | LANCASTER | NE19798 | Exempt 1999 LB-66 |  | 1995 | AO SMITH | AHWH - ANSI/Fired Water Htr |  | HWSD - Hot Water Dom/Potable | 2/29/2000
STAR CITY SHORES AQUATIC | 4375 S 33rd St | Lincoln | NE | 68516-1067 | LANCASTER | NE19799 | Exempt 1999 LB-66 |  | 1995 | AO SMITH | AHWH - ANSI/Fired Water Htr |  | HWSD - Hot Water Dom/Potable | 2/29/2000
STAR CITY SHORES AQUATIC | 4375 S 33rd St | Lincoln | NE | 68516-1067 | LANCASTER | NE19800 | Exempt 1999 LB-66 |  | 1995 | AO SMITH | AHWH - ANSI/Fired Water Htr |  | HWSD - Hot Water Dom/Potable | 2/29/2000
UNL Robert E Knoll Residential Center | 440 N 17th St | Lincoln | NE | 68508-1607 | Lancaster | NE17563 | Active | 17621 | 2009 | Aldrich | FTVT - Firetube Vertical TB | Boiler Room | HWHT - Hot Water Heat | 10/31/2026
Sawmill Building Partnership | 440 N 8th St Ste 140 | Lincoln | NE | 68508-3647 | Lancaster | NE28758 | Active | 8278 | 2019 | Riello | WT - Water Tube Boiler | Top Floor | HWHT - Hot Water Heat | 4/30/2026
Sawmill Building Partnership | 440 N 8th St Ste 140 | Lincoln | NE | 68508-3647 | Lancaster | NE29193 | Active | 10342 | 2020 | Riello | WT - Water Tube Boiler | Top Floor | HWHT - Hot Water Heat | 4/30/2026
EDEN POOL | 4400 Antelope Creek Rd | Lincoln | NE | 68506-5517 | LANCASTER | NE19797 | Exempt 1999 LB-66 |  | 1995 | AO SMITH | AHWH - ANSI/Fired Water Htr |  | HWSD - Hot Water Dom/Potable | 2/29/2000
City Of Lincoln, Eden Pool | 4400 Antelope Creek Rd Antelope Park | Lincoln | NE | 68506-5517 | Lancaster | NE05686 | Inactive | 4485 | 1976 | Teledyne & Laars | WT - Water Tube Boiler | Boiler Room | OPHT - Outdoor Pool Heater | 5/31/2008
City Of Lincoln, Eden Pool | 4400 Antelope Creek Rd Antelope Park | Lincoln | NE | 68506-5517 | Lancaster | NE44163 | Active | 445540 | 2025 | Lochinvar | AHWH - ANSI/Fired Water Htr | Outdoor | OPHT - Outdoor Pool Heater | 6/30/2026
The Ambassador Lincoln | 4405 Normal Blvd | Lincoln | NE | 68506-5551 | Lancaster | NE05085 | Scrapped/Junked | 26695 | 1995 | AERCO INTERNATIONAL | HCWH - Helical FT-Water Heater | MECHICAL ROOM | HWSD - Hot Water Dom/Potable | 9/30/2006
The Ambassador Lincoln | 4405 Normal Blvd | Lincoln | NE | 68506-5551 | Lancaster | NE05086 | Scrapped/Junked | 26694 | 1995 | AERCO INTERNATIONAL | HCWH - Helical FT-Water Heater | MECHNICAL ROOM | HWSD - Hot Water Dom/Potable | 9/30/2007
The Ambassador Lincoln | 4405 Normal Blvd | Lincoln | NE | 68506-5551 | Lancaster | NE05583 | Inactive | 8659 | 1996 | ALES | FTVT - Firetube Vertical TB | mech room | HWHT - Hot Water Heat | 9/30/2025
The Ambassador Lincoln | 4405 Normal Blvd | Lincoln | NE | 68506-5551 | Lancaster | NE05584 | Inactive | 8665 | 1996 | ALES | FTVT - Firetube Vertical TB | mech room | HWHT - Hot Water Heat | 9/30/2025
The Ambassador Lincoln | 4405 Normal Blvd | Lincoln | NE | 68506-5551 | Lancaster | NE05585 | Inactive | 8667 | 1996 | ALES | FTVT - Firetube Vertical TB | mech room | HWHT - Hot Water Heat | 9/30/2025
The Ambassador Lincoln | 4405 Normal Blvd | Lincoln | NE | 68506-5551 | Lancaster | NE16633 | Inactive |  | 1989 | RUUD |  | BOILER ROOM | HWSD - Hot Water Dom/Potable | 5/31/1995
The Ambassador Lincoln | 4405 Normal Blvd | Lincoln | NE | 68506-5551 | Lancaster | NE24026 | Scrapped/Junked | 177350 | 2013 | AO SMITH | CHWH - ASME/Fired Water Heater | Boiler Room | HWSD - Hot Water Dom/Potable | 9/30/2015
The Ambassador Lincoln | 4405 Normal Blvd | Lincoln | NE | 68506-5551 | Lancaster | NE25662 | Scrapped/Junked | 190521 | 2014 | AO SMITH | CHWH - ASME/Fired Water Heater | boiler room | HWSD - Hot Water Dom/Potable | 9/30/2019
The Ambassador Lincoln | 4405 Normal Blvd | Lincoln | NE | 68506-5551 | Lancaster | NE27977 | Scrapped/Junked | 244004 | 2018 | AO SMITH | CHWH - ASME/Fired Water Heater | boiler room | HWSD - Hot Water Dom/Potable | 9/30/2020
The Ambassador Lincoln | 4405 Normal Blvd | Lincoln | NE | 68506-5551 | Lancaster | NE28950 | Active | 12192 | 2020 | Intellihot | WTHW - Watertube Wtr Heater | Boiler Room | HWSD - Hot Water Dom/Potable | 9/30/2026
The Ambassador Lincoln | 4405 Normal Blvd | Lincoln | NE | 68506-5551 | Lancaster | NE28951 | Scrapped/Junked | 12191 | 2020 | Intellihot | WTHW - Watertube Wtr Heater | Boiler Room | HWSD - Hot Water Dom/Potable | 9/30/2021
The Ambassador Lincoln | 4405 Normal Blvd | Lincoln | NE | 68506-5551 | Lancaster | NE41022 | Active | 14785 | 2021 | Intellihot | WTHW - Watertube Wtr Heater | Boiler Room | HWSD - Hot Water Dom/Potable | 9/30/2026
LANCASTER CTY CORR CTR | 4420 NW 41st St | Lincoln | NE | 68524-2228 | LANCASTER | NE04271 | Scrapped/Junked |  | 1970 | PEERLESS HEATER COMPANY |  | BOILER ROOM | STHT - Steam-Heat | 4/30/2002
LANCASTER CTY CORR CTR | 4420 NW 41st St | Lincoln | NE | 68524-2228 | LANCASTER | NE04751 | Inactive |  | 1987 | RHEEM MANUFACTURING CO | AHWH - ANSI/Fired Water Htr | BOILER ROOM | HWSD - Hot Water Dom/Potable | 6/30/1992
LANCASTER CTY CORR CTR | 4420 NW 41st St | Lincoln | NE | 68524-2228 | LANCASTER | NE05617 | Exempt 1999 LB-66 |  | 1992 | AO SMITH | AHWH - ANSI/Fired Water Htr |  | HWSD - Hot Water Dom/Potable | 6/30/1999
LANCASTER CTY CORR CTR | 4420 NW 41st St | Lincoln | NE | 68524-2228 | LANCASTER | NE07756 | Exempt 1999 LB-66 |  | 1998 | AO SMITH | AHWH - ANSI/Fired Water Htr | BOILER ROOM | HWSD - Hot Water Dom/Potable | 10/31/1999
Chateau at Yankee Hill Office | 4421 Bridle Ln | Lincoln | NE | 68516 | Lancaster | NE42667 | Active | 332138 | 2022 | Lochinvar | FTVT - Firetube Vertical TB | Mechanical Room | GLFH - Glycol Floor Heat System | 5/31/2027
Chateau at Yankee Hill Office | 4421 Bridle Ln | Lincoln | NE | 68516 | Lancaster | NE42668 | Active | 332147 | 2022 | Lochinvar | FTVT - Firetube Vertical TB | Mechanical Room | GLFH - Glycol Floor Heat System | 5/31/2027
Chateau at Yankee Hill Office | 4421 Bridle Ln | Lincoln | NE | 68516 | Lancaster | NE42699 | Active | 260778 | 2022 | Jandy | WT - Water Tube Boiler | Pool Shed | OPHT - Outdoor Pool Heater | 5/31/2027
Chateau at Yankee Hill Office | 4421 Bridle Ln | Lincoln | NE | 68516 | Lancaster | NE42700 | Active | 259590 | 2022 | Jandy | WT - Water Tube Boiler | Pool Shed | OPHT - Outdoor Pool Heater | 5/31/2027
RAMADA INN | 4433 N 27th St | Lincoln | NE | 68521-4111 | LANCASTER | NE20477 | Exempt 1999 LB-66 |  | 1996 | AO SMITH | AHWH - ANSI/Fired Water Htr | BOILER ROOM | HWSD - Hot Water Dom/Potable | 4/30/2000
RAMADA INN | 4433 N 27th St | Lincoln | NE | 68521-4111 | LANCASTER | NE20478 | Exempt 1999 LB-66 |  | 1996 | AO SMITH | AHWH - ANSI/Fired Water Htr | BOILER ROOM | HWSD - Hot Water Dom/Potable | 4/30/2000
RAMADA INN | 4433 N 27th St | Lincoln | NE | 68521-4111 | LANCASTER | NE20479 | Exempt 1999 LB-66 |  | 1996 | AO SMITH | AHWH - ANSI/Fired Water Htr | BOILER ROOM | HWSD - Hot Water Dom/Potable | 4/30/2000
Elizabeth Park South | 4433 S 70th St | Lincoln | NE | 68516-4275 | Lancaster | NE00729 | Active | 9123 | 1997 | Aldrich Co./L.E.S., Inc. | FTVT - Firetube Vertical TB | Mechanical Room | HWHT - Hot Water Heat | 5/31/2027
Nebraska Extension in Lancaster County | 444 Cherrycreek Rd Ste A | Lincoln | NE | 68528-1578 | Lancaster | NE27262 | Active | 380347 | 2016 | CAMUS | WTSS - Watertube SS Steel | Boiler Room | HWHT - Hot Water Heat | 10/31/2026
Lancaster County Engineering | 444 Cherrycreek Rd Ste C | Lincoln | NE | 68528-1578 | Lancaster | NE26985 | Active | 347057 | 2016 | CAMUS | WTSS - Watertube SS Steel | Boiler Room | HWHT - Hot Water Heat | 10/31/2026
Little Munchkinland | 4440 N 24th St | Lincoln | NE | 68521-1230 | Lancaster | NE06927 | Active | 159261 | 2003 | Lochinvar | CPFT - Horiz Cpr Fin Boiler | MECHANICAL ROOM | HWHF - Hot Water Heat-Floor | 5/31/2026
Highland View Apts | 4441 N 1st St | Lincoln | NE | 68521-2411 | Lancaster | NE40890 | Inactive | 126275 | 1995 | RAYP | CPFT - Horiz Cpr Fin Boiler | Pool Room | OPHT - Outdoor Pool Heater | 6/30/2010
Christian Record Braile | 4444 S 52nd St | Lincoln | NE | 68516-1302 | Lancaster | NE37229 | Scrapped/Junked | n/a | 1962 | Kewanee | FTFB - Firetube-Firebox Boiler | BASEMENT | HWHT - Hot Water Heat | 11/30/2016
Mills Squeegee Fill | 4445 S 70th St | Lincoln | NE | 68516-4204 | Lancaster | NE10394 | Inactive | 136477 | 1996 | RAYPAK INC, CALIFORNIA | CPFT - Horiz Cpr Fin Boiler | ATTIC | HWHF - Hot Water Heat-Floor | 1/1/1900
Mills Squeegee Fill | 4445 S 70th St | Lincoln | NE | 68516-4204 | Lancaster | NE10499 | Inactive | 146976 | 2002 | Lochinvar | CPFT - Horiz Cpr Fin Boiler | ATTIC | HWHF - Hot Water Heat-Floor | 2/28/2016
Princess Laundry | 4451 N 26th St Ste 980 | Lincoln | NE | 68521-4142 | Lancaster | NE42314 | Active | 316136 | 2022 | Laars | CPFH - Copper Fin Water Heater | Mechanical Room | HWSP - Hot Water Non Potable Supply | 4/30/2027
Princess Laundry | 4451 N 26th St Ste 980 | Lincoln | NE | 68521-4142 | Lancaster | NE42315 | Active | 316137 | 2022 | Laars | CPFH - Copper Fin Water Heater | Mechanical Room | HWSP - Hot Water Non Potable Supply | 4/30/2027
THE STERLING HOUSE | 4451 Old Cheney Rd | Lincoln | NE | 68516-2821 | LANCASTER | NE40012 | Exempt 1999 LB-66 |  | 1997 | AO SMITH | AHWH - ANSI/Fired Water Htr | BOILER ROOM | HWSD - Hot Water Dom/Potable | 6/30/2000
THE STERLING HOUSE | 4451 Old Cheney Rd | Lincoln | NE | 68516-2821 | LANCASTER | NE40013 | Exempt 1999 LB-66 |  | 1997 | AO SMITH | AHWH - ANSI/Fired Water Htr | BOILER ROOM | HWSD - Hot Water Dom/Potable | 6/30/2000
Carlos O'Kelly's | 4455 N 27th St | Lincoln | NE | 68521-4111 | Lancaster | NE08391 | Scrapped/Junked | 67941 | 2000 | State | CHWH - ASME/Fired Water Heater | MECH ROOM | HWSD - Hot Water Dom/Potable | 7/31/2010
Carlos O'Kelly's | 4455 N 27th St | Lincoln | NE | 68521-4111 | Lancaster | NE40086 | Scrapped/Junked | 35262 | 1996 | AO SMITH | CHWH - ASME/Fired Water Heater | MECH ROOM | HWSD - Hot Water Dom/Potable | 5/31/2001
St Peter's Parish | 4500 Duxhall Dr | Lincoln | NE | 68516-2860 | Lancaster | NE23846 | Scrapped/Junked | 11262 | 1991 | Superior Boiler Works | FTFB - Firetube-Firebox Boiler | BOILER ROOM | HWHT - Hot Water Heat | 4/30/2022
St Peter's Parish | 4500 Duxhall Dr | Lincoln | NE | 68516-2860 | Lancaster | NE23847 | Scrapped/Junked | 12127 | 1994 | Superior Boiler Works | FTFB - Firetube-Firebox Boiler | BOILER ROOM | HWHT - Hot Water Heat | 4/30/2022
St Peter's Parish | 4500 Duxhall Dr | Lincoln | NE | 68516-2860 | Lancaster | NE23848 | Active | 14018 | 1991 | AOSM | COBL - Coil Type Boiler | BOILER ROOM | HWSD - Hot Water Dom/Potable | 4/30/2026
St Peter's Parish | 4500 Duxhall Dr | Lincoln | NE | 68516-2860 | Lancaster | NE41865 | Active | 92865 | 2022 | Aerco | FTVT - Firetube Vertical TB | Basement Boiler Room | HWHT - Hot Water Heat | 4/30/2026
St Peter's Parish | 4500 Duxhall Dr | Lincoln | NE | 68516-2860 | Lancaster | NE41866 | Active | 92687 | 2022 | Aerco | FTVT - Firetube Vertical TB | Basement Boiler Room | HWHT - Hot Water Heat | 4/30/2027
CALVERT RECREATION CENTER | 4500 Stockwell St | Lincoln | NE | 68506-4244 | LANCASTER | NE16630 | Scrapped/Junked | 3256 | 1988 | AO SMITH | CHWH - ASME/Fired Water Heater | BOILER AREA | HWSD - Hot Water Dom/Potable | 5/31/2002
CALVERT RECREATION CENTER | 4500 Stockwell St | Lincoln | NE | 68506-4244 | LANCASTER | NE16631 | Scrapped/Junked | 3266 | 1988 | AO SMITH | CHWH - ASME/Fired Water Heater | BOILER AREA | HWSD - Hot Water Dom/Potable | 5/31/2002
CALVERT RECREATION CENTER | 4500 Stockwell St | Lincoln | NE | 68506-4244 | LANCASTER | NE16632 | Inactive |  | 1988 | AO SMITH | AHWH - ANSI/Fired Water Htr |  | HWSD - Hot Water Dom/Potable | 6/30/1997
Sheldon Station | 4500 W Pella Rd | Hallam | NE | 68368-2091 | Lancaster | NE11230 | Active | 4037 | 1959 | VAPR | COBL - Coil Type Boiler | WATER PLANT | PROC - Process Steam | 8/31/2026
Sheldon Station | 4500 W Pella Rd | Hallam | NE | 68368-2091 | Lancaster | NE11231 | Active | 4038 | 1959 | VAPR | COBL - Coil Type Boiler | WATER PLANT | PROC - Process Steam | 9/30/2026
Sheldon Station | 4500 W Pella Rd | Hallam | NE | 68368-2091 | Lancaster | NE11232 | Active | 20108 | 1960 | B&W | WT - Water Tube Boiler | UNIT #2 | POWR - Power Generation | 9/30/2025
Sheldon Station | 4500 W Pella Rd | Hallam | NE | 68368-2091 | Lancaster | NE13482 | Active | 22233 | 1967 | B&W | WT - Water Tube Boiler | UNIT #1 | POWR - Power Generation | 8/31/2025
Sheldon Station | 4500 W Pella Rd | Hallam | NE | 68368-2091 | Lancaster | NE41460 | Exempt | 488 | 2021 | Watco | ELBL - Electric Boiler | Main Plant | FDPR - Feedwater Preheater | 9/30/2021
IHOP Restaurant #5326 | 4501 N 27th St | Lincoln | NE | 68521-4113 | Lancaster | NE00182 | Scrapped/Junked | 84954 | 1999 | Ruud-Rheem | CHWH - ASME/Fired Water Heater | Water Heater Room | HWSD - Hot Water Dom/Potable | 9/30/2010
IHOP Restaurant #5326 | 4501 N 27th St | Lincoln | NE | 68521-4113 | Lancaster | NE22573 | Scrapped/Junked | 126876 | 2008 | State Industries | CHWH - ASME/Fired Water Heater | Outside Water Heater room | HWSD - Hot Water Dom/Potable | 1/31/2015
IHOP Restaurant #5326 | 4501 N 27th St | Lincoln | NE | 68521-4113 | Lancaster | NE28907 | Scrapped/Junked | 168326 | 2012 | A O Smith | CHWH - ASME/Fired Water Heater | Outside Water Heater room | HWSD - Hot Water Dom/Potable | 8/31/2023
IHOP Restaurant #5326 | 4501 N 27th St | Lincoln | NE | 68521-4113 | Lancaster | NE42836 | Active | 294250 | 2022 | A O Smith | CHWH - ASME/Fired Water Heater | Outside Water Heater room | HWSD - Hot Water Dom/Potable | 9/30/2024
Elizabeth Park Medical | 4501 S 70th St | Lincoln | NE | 68516-4282 | Lancaster | NE23377 | Scrapped/Junked | 8878 | 1996 | ALES | FTVT - Firetube Vertical TB | BOILER ROOM | HWHT - Hot Water Heat | 5/31/2023
Elizabeth Park Medical | 4501 S 70th St | Lincoln | NE | 68516-4282 | Lancaster | NE42106 | Active | 8252 | 2022 | Cleaver Brooks | FTVT - Firetube Vertical TB | Mechanical Room | HWHT - Hot Water Heat | 1/31/2027
Tranquility Apartments | 4501 Tranquility Dr | Lincoln | NE | 68504-1330 | Lancaster | NE08178 | Scrapped/Junked | 107217 | 2006 | AOSM | CHWH - ASME/Fired Water Heater | LAUNDRY | HWSD - Hot Water Dom/Potable | 4/30/2020
Tranquility Apartments | 4501 Tranquility Dr | Lincoln | NE | 68504-1330 | Lancaster | NE28500 | Active | 245514 | 2018 | AO SMITH | CHWH - ASME/Fired Water Heater | LAUNDRY | HWSD - Hot Water Dom/Potable | 3/31/2027
Navy Reserve Center | 4511 NW 42nd St | Lincoln | NE | 68524-2241 | Lancaster | NE06626 | Scrapped/Junked | 2595 | 2005 | Hurst | FTFB - Firetube-Firebox Boiler | BOILER ROOM | STHT - Steam-Heat | 4/30/2017
Navy Reserve Center | 4511 NW 42nd St | Lincoln | NE | 68524-2241 | Lancaster | NE37216 | Scrapped/Junked | 36131 | 1982 | KEWANEE | FTFB - Firetube-Firebox Boiler | BOILER ROOM | STHT - Steam-Heat | 9/30/2004
Wenzl Collision Center | 4515 N 62nd St | Lincoln | NE | 68507-1218 | Lancaster | NE04475 | Active | N/A | 1986 | Peerless | CI - Cast Iron | UPPER LEVEL | HWHF - Hot Water Heat-Floor | 3/31/2027
UNL BUILDING | 4515 S 36th St | Lincoln | NE | 68516-1006 | LANCASTER | NE03641 | Inactive | 31094 | 1975 | CLEAVER BROOKS | FT - Firetube Boiler | 4515 NW 36TH | PROC - Process Steam | 4/30/1994
JUVENILE DETENTION CENTER | 4520 W Stanton St | Lincoln | NE | 68524-1772 | LANCASTER | NE05787 | Exempt 1999 LB-66 |  | 1996 | AO SMITH | AHWH - ANSI/Fired Water Htr |  | HWSD - Hot Water Dom/Potable | 2/28/1999
VACANT BLDG | 4520 W Stanton St | Lincoln | NE | 68524-1772 | LANCASTER | NE14798 | Inactive |  | 1980 | PEERLESS HEATER COMPANY |  | BOILER ROOM | STHT - Steam-Heat | 2/28/2003
Apartment Building | 4529 Holdrege St | Lincoln | NE | 68503-1464 | Lancaster | NE24249 | Exempt | n/a | 1930 | Unknown | CI - Cast Iron | BASEMENT | HWHT - Hot Water Heat | 10/31/2011
Christ United Methodist | 4530 A St | Lincoln | NE | 68510-4818 | Lancaster | NE14524 | Out of Service | n/a | 1982 | Peerless | CI - Cast Iron | BASEMENT | HWHT - Hot Water Heat | 12/31/2014
Christ United Methodist | 4530 A St | Lincoln | NE | 68510-4818 | Lancaster | NE14525 | Out of Service | n/a | 1982 | Peerless | CI - Cast Iron | BASEMENT | HWHT - Hot Water Heat | 12/31/2014
Christ United Methodist | 4530 A St | Lincoln | NE | 68510-4818 | Lancaster | NE25246 | Active | 117027 | 2009 | Lochinvar | FTVT - Firetube Vertical TB | boiler room | GLYC - Glycol Bldg Heat Sys | 12/31/2026
Christ United Methodist | 4530 A St | Lincoln | NE | 68510-4818 | Lancaster | NE25247 | Active | 117026 | 2009 | Lochinvar | FTVT - Firetube Vertical TB | boiler room | GLYC - Glycol Bldg Heat Sys | 12/31/2026
Christ United Methodist | 4530 A St | Lincoln | NE | 68510-4818 | Lancaster | NE40354 | Active | 9901 | 1998 | ALES | FTVT - Firetube Vertical TB | 2ND FLOOR | HWHT - Hot Water Heat | 12/31/2026
Christ United Methodist | 4530 A St | Lincoln | NE | 68510-4818 | Lancaster | NE40355 | Active | 9902 | 1998 | ALES | FTVT - Firetube Vertical TB | 2ND FLOOR | HWHT - Hot Water Heat | 12/31/2026
Christ United Methodist | 4530 A St | Lincoln | NE | 68510-4818 | Lancaster | NE40356 | Exempt 1999 LB-66 |  | 1998 | RECO | AHWH - ANSI/Fired Water Htr | 2ND FLOOR | HWSD - Hot Water Dom/Potable | 12/31/1999
Tranquility Apartments | 4541 Tranquility Dr | Lincoln | NE | 68504-1331 | Lancaster | NE08179 | Scrapped/Junked | 70533 | 2002 | AOSM | CHWH - ASME/Fired Water Heater | LAUNDRY | HWSD - Hot Water Dom/Potable | 4/30/2015
Tranquility Apartments | 4541 Tranquility Dr | Lincoln | NE | 68504-1331 | Lancaster | NE25731 | Scrapped/Junked | 201165 | 2015 | AOSM | CHWH - ASME/Fired Water Heater | LAUNDRY | HWSD - Hot Water Dom/Potable | 4/30/2022
Tranquility Apartments | 4541 Tranquility Dr | Lincoln | NE | 68504-1331 | Lancaster | NE41515 | Active | 266880 | 2020 | AOSM | CHWH - ASME/Fired Water Heater | LAUNDRY | HWSD - Hot Water Dom/Potable | 4/30/2027
Lincoln Children's Theatre Academy | 4547 Calvert St | Lincoln | NE | 68506-5643 | Lancaster | NE25396 | Active | 317007 | 2014 | Lochinvar | CPFT - Horiz Cpr Fin Boiler | Basement | HWHT - Hot Water Heat | 3/31/2026
Goodrich Middle School | 4600 Lewis Ave | Lincoln | NE | 68521-2080 | Lancaster | NE05430 | Scrapped/Junked |  | 1992 | RUUD | AHWH - ANSI/Fired Water Htr |  | HWSD - Hot Water Dom/Potable | 6/30/2000
Goodrich Middle School | 4600 Lewis Ave | Lincoln | NE | 68521-2080 | Lancaster | NE32353 | Scrapped/Junked |  | 1969 | KEWANEE | FT - Firetube Boiler | BOILER ROOM | HWHT - Hot Water Heat | 2/28/2007
Goodrich Middle School | 4600 Lewis Ave | Lincoln | NE | 68521-2080 | Lancaster | NE32354 | Scrapped/Junked |  | 1969 | KEWANEE | FT - Firetube Boiler | BOILER ROOM | HWHT - Hot Water Heat | 2/28/2007
Goodrich Middle School | 4600 Lewis Ave | Lincoln | NE | 68521-2080 | Lancaster | NE33592 | Scrapped/Junked |  | 1969 | KEWANEE | FT - Firetube Boiler | BOILER ROOM | STHT - Steam-Heat | 6/30/2001
Lincoln Family Medicine | 4600 Valley Rd | Lincoln | NE | 68510-4855 | Lancaster | NE05657 | Active | 48091 | 1996 | Kewanee | FTFB - Firetube-Firebox Boiler | BOILER ROOM | GLYC - Glycol Bldg Heat Sys | 10/31/2026
Lincoln Family Medicine | 4600 Valley Rd | Lincoln | NE | 68510-4855 | Lancaster | NE05662 | Scrapped/Junked | 47523 | 1976 | AO SMITH | COBL - Coil Type Boiler | BOILER ROOM | HWSD - Hot Water Dom/Potable | 9/30/2005
Lincoln Family Medicine | 4600 Valley Rd | Lincoln | NE | 68510-4855 | Lancaster | NE05668 | Active | 48002 | 1996 | Kewanee | FTFB - Firetube-Firebox Boiler | BOILER ROOM | GLYC - Glycol Bldg Heat Sys | 10/31/2026
Lincoln Family Medicine | 4600 Valley Rd | Lincoln | NE | 68510-4855 | Lancaster | NE06993 | Active | 15117 | 2006 | Aldrich | FTVT - Firetube Vertical TB | BOILER ROOM | HWHT - Hot Water Heat | 10/31/2026
Apartment Building | 4611 Cooper Ave | Lincoln | NE | 68506-4230 | Lancaster | NE06097 | Scrapped/Junked | N/A | 1965 | AMST | CI - Cast Iron | LAUNDRY ROOM | HWHT - Hot Water Heat | 4/30/2011
Apartment Building | 4611 Cooper Ave | Lincoln | NE | 68506-4230 | Lancaster | NE21458 | Active | 235683 | 2011 | Lochinvar | CPFT - Horiz Cpr Fin Boiler | Laundry Room | HWHT - Hot Water Heat | 2/28/2027
Omaha Industries | 4611 W Adams St | Lincoln | NE | 68524-1444 | Lancaster | NE15815 | Inactive | 27829 | 1989 | BRYAN STEAM LLC | WT - Water Tube Boiler | BOILER ROOM | PROC - Process Steam | 5/31/1995
Omaha Industries | 4611 W Adams St | Lincoln | NE | 68524-1444 | Lancaster | NE15874 | Out of Service | 12781 | 1995 | Superior Boilerworks | FTSM - FTS Marine Dry Back | Boiler Room | PROC - Process Steam | 7/31/2009
Omaha Industries | 4611 W Adams St | Lincoln | NE | 68524-1444 | Lancaster | NE43899 | Active | 23883 | 2025 | Cleaver Brooks | FTHT - Firetube Horizontal | Boiler Room | PROC - Process Steam | 2/28/2027
Vasa Fitness | 4615 Vine St | Lincoln | NE | 68503-2824 | Lancaster | NE42950 | Active | 352261 | 2022 | Raypak | CPPH - Ansi Cpr Fin Pool Heater | Pool Mech. Room | IPHT - Indoor Pool Heater | 11/30/2026
Vasa Fitness | 4615 Vine St | Lincoln | NE | 68503-2824 | Lancaster | NE42951 | Active | 357419 | 2022 | Raypak | CPPH - Ansi Cpr Fin Pool Heater | Pool Mech. Room | IPHT - Indoor Pool Heater | 11/30/2026
STATE DEPT OF CORRECTIONS | 4621 NW 45th St | Lincoln | NE | 68524-1724 | LANCASTER | NE23342 | Inactive | 49825 | 1998 | KEWANEE | FT - Firetube Boiler | BOILER ROOM | STHT - Steam-Heat | 4/30/2004
STATE DEPT OF CORRECTIONS | 4621 NW 45th St | Lincoln | NE | 68524-1724 | LANCASTER | NE37379 | Inactive | 18863 | 1984 | BRYANT | WT - Water Tube Boiler | BOILER ROOM | STHT - Steam-Heat | 4/30/2004
Licor Inc | 4647 Superior St | Lincoln | NE | 68504-1357 | Lancaster | NE00760 | Active | 3764 | 2000 | FULT | FTUT - Firetube U-Tube Vert | NEW ADD BOILER ROOM | HWHT - Hot Water Heat | 2/28/2027
Licor Inc | 4647 Superior St | Lincoln | NE | 68504-1357 | Lancaster | NE00761 | Active | 3763 | 2000 | FULT | FTUT - Firetube U-Tube Vert | NEW ADD BOILER ROOM | HWHT - Hot Water Heat | 2/28/2027
Licor Inc | 4647 Superior St | Lincoln | NE | 68504-1357 | Lancaster | NE23793 | Scrapped/Junked | None | 2003 | Rinnai | CPFH - Copper Fin Water Heater | East Air Handler | AHUH - Hot Water to Air Handler | 2/28/2014
Licor Inc | 4647 Superior St | Lincoln | NE | 68504-1357 | Lancaster | NE23794 | Scrapped/Junked | None | 2003 | Rinnai | CPFH - Copper Fin Water Heater | East Air Handler | AHUH - Hot Water to Air Handler | 2/28/2014
Licor Inc | 4647 Superior St | Lincoln | NE | 68504-1357 | Lancaster | NE23795 | Scrapped/Junked | None | 2003 | Rinnai | CPFH - Copper Fin Water Heater | East Air Handler | AHUH - Hot Water to Air Handler | 2/28/2014
Licor Inc | 4647 Superior St | Lincoln | NE | 68504-1357 | Lancaster | NE23796 | Scrapped/Junked | None | 2003 | Rinnai | CPFH - Copper Fin Water Heater | East Air Handler | AHUH - Hot Water to Air Handler | 2/28/2014
Licor Inc | 4647 Superior St | Lincoln | NE | 68504-1357 | Lancaster | NE23797 | Scrapped/Junked | None | 2003 | Rinnai | CPFH - Copper Fin Water Heater | West Air Handler | AHUH - Hot Water to Air Handler | 2/28/2018
Licor Inc | 4647 Superior St | Lincoln | NE | 68504-1357 | Lancaster | NE23798 | Scrapped/Junked | None | 2003 | Rinnai | CPFH - Copper Fin Water Heater | West Air Handler | AHUH - Hot Water to Air Handler | 2/28/2018
Licor Inc | 4647 Superior St | Lincoln | NE | 68504-1357 | Lancaster | NE23799 | Scrapped/Junked | None | 2003 | Rinnai | CPFH - Copper Fin Water Heater | West Air Handler | AHUH - Hot Water to Air Handler | 2/28/2018
Licor Inc | 4647 Superior St | Lincoln | NE | 68504-1357 | Lancaster | NE23800 | Scrapped/Junked | None | 2003 | Rinnai | CPFH - Copper Fin Water Heater | West Air Handler | AHUH - Hot Water to Air Handler | 2/28/2018
Licor Inc | 4647 Superior St | Lincoln | NE | 68504-1357 | Lancaster | NEW | Exempt | None | 2013 | Rinnai | CPFH - Copper Fin Water Heater | East Air Handler | AHUH - Hot Water to Air Handler | 2/15/2018
Licor Inc | 4647 Superior St | Lincoln | NE | 68504-1357 | Lancaster | NEW | Exempt | None | 2013 | Rinnai | CPFH - Copper Fin Water Heater | East Air Handler | AHUH - Hot Water to Air Handler | 2/15/2018
Licor Inc | 4647 Superior St | Lincoln | NE | 68504-1357 | Lancaster | NEW | Exempt | None | 2013 | Rinnai | CPFH - Copper Fin Water Heater | East Air Handler | AHUH - Hot Water to Air Handler | 2/15/2018
Licor Inc | 4647 Superior St | Lincoln | NE | 68504-1357 | Lancaster | NEW | Exempt | None | 2013 | Rinnai | CPFH - Copper Fin Water Heater | East Air Handler | AHUH - Hot Water to Air Handler | 2/15/2018
Licor Inc | 4647 Superior St | Lincoln | NE | 68504-1357 | Lancaster | NEW | Exempt | None | 2017 | Rinnai | CPFH - Copper Fin Water Heater | West Air Handler | AHUH - Hot Water to Air Handler | 2/15/2018
Licor Inc | 4647 Superior St | Lincoln | NE | 68504-1357 | Lancaster | NEW | Exempt | None | 2017 | Rinnai | CPFH - Copper Fin Water Heater | West Air Handler | AHUH - Hot Water to Air Handler | 2/15/2018
Licor Inc | 4647 Superior St | Lincoln | NE | 68504-1357 | Lancaster | NEW | Exempt | None | 2017 | Rinnai | CPFH - Copper Fin Water Heater | West Air Handler | AHUH - Hot Water to Air Handler | 2/15/2018
Licor Inc | 4647 Superior St | Lincoln | NE | 68504-1357 | Lancaster | NEW | Exempt | None | 2017 | Rinnai | CPFH - Copper Fin Water Heater | West Air Handler | AHUH - Hot Water to Air Handler | 2/15/2018
Nebraska Book Co | 4700 S 19th St | Lincoln | NE | 68512-1216 | Lancaster | NE17135 | Active | n/a | 1963 | Orr & Sembower | FT - Firetube Boiler | BOILER ROOM | STHT - Steam-Heat | 11/30/2026
Nebraska Book Co | 4700 S 19th St | Lincoln | NE | 68512-1216 | Lancaster | NE17136 | Active | n/a | 1963 | Orr & Sembower | FT - Firetube Boiler | BOILER ROOM | STHT - Steam-Heat | 11/30/2026
Jenda Family Services | 4701 Innovation Dr | Lincoln | NE | 68521-5321 | Lancaster | NE40886 | Out of Service | 9105 | 1997 | ALES | FTVT - Firetube Vertical TB | BOILER ROOM | HWHT - Hot Water Heat | 11/30/2021
Jenda Family Services | 4701 Innovation Dr | Lincoln | NE | 68521-5321 | Lancaster | NE40887 | Out of Service | 9122 | 1997 | ALES | FTVT - Firetube Vertical TB | BOILER ROOM | HWHT - Hot Water Heat | 11/30/2021
Jenda Family Services | 4701 Innovation Dr | Lincoln | NE | 68521-5321 | Lancaster | NE40888 | Scrapped/Junked | 9120 | 1997 | ALES | FTVT - Firetube Vertical TB | Mechanical Shed in Back | HWHT - Hot Water Heat | 11/30/2021
Jenda Family Services | 4701 Innovation Dr | Lincoln | NE | 68521-5321 | Lancaster | NE43347 | Active | 7429 | 2024 | Riello | WTSS - Watertube SS Steel | Mechanical Shed | HWHT - Hot Water Heat | 5/31/2025
Jenda Family Services | 4701 Innovation Dr | Lincoln | NE | 68521-5321 | Lancaster | NE43348 | Active | 7447 | 2024 | Riello | WTSS - Watertube SS Steel | Mechanical Shed | HWHT - Hot Water Heat | 5/31/2026
Jenda Family Services | 4701 Innovation Dr | Lincoln | NE | 68521-5321 | Lancaster | NE43349 | Active | 7643 | 2024 | Riello | WTSS - Watertube SS Steel | Mechanical Shed | HWHT - Hot Water Heat | 5/31/2026
Jenda Family Services | 4701 Innovation Dr | Lincoln | NE | 68521-5321 | Lancaster | NE43350 | Active | 7430 | 2024 | Riello | WTSS - Watertube SS Steel | Mechanical Shed | HWHT - Hot Water Heat | 5/31/2026
Jenda Family Services | 4701 Innovation Dr | Lincoln | NE | 68521-5321 | Lancaster | NE43351 | Active | 7421 | 2024 | Riello | WTSS - Watertube SS Steel | Mechanical Shed | HWHT - Hot Water Heat | 5/31/2026
Jenda Family Services | 4701 Innovation Dr | Lincoln | NE | 68521-5321 | Lancaster | NE43352 | Active | 7650 | 2024 | Riello | WTSS - Watertube SS Steel | Mechanical Shed | HWHT - Hot Water Heat | 5/31/2026
Laundry Land | 4701 Old Cheney Rd | Lincoln | NE | 68516-4696 | Lancaster | NE20997 | Out of Service | 187719 | 2011 | Heat Transfer Products Inc. | WTSS - Watertube SS Steel | Boiler Room | HWSD - Hot Water Dom/Potable | 12/31/2020
Laundry Land | 4701 Old Cheney Rd | Lincoln | NE | 68516-4696 | Lancaster | NE40374 | Scrapped/Junked | 36475 | 1993 | HAMI | CPFT - Horiz Cpr Fin Boiler | BOILER ROOM | HWSD - Hot Water Dom/Potable | 12/31/2012
SOUTH SIDE DRY CLEANERS | 4702 Prescott Ave | Lincoln | NE | 68506-5455 | LANCASTER | NE05477 | Inactive | 25152 | 1965 | PM LATTNER MFR COMPANY | FT - Firetube Boiler | BOILER ROOM | PROC - Process Steam | 8/31/1994
Power Wash | 4704 Pioneers Blvd | Lincoln | NE | 68506-5360 | Lancaster | NE19568 | Active | 230183 | 2010 | Lochinvar | CPFT - Horiz Cpr Fin Boiler | Mech. Room | HWHF - Hot Water Heat-Floor | 4/30/2027
Power Wash | 4704 Pioneers Blvd | Lincoln | NE | 68506-5360 | Lancaster | NE40209 | Scrapped/Junked | N/A | 1992 | Ruud-Rheem | AHWH - ANSI/Fired Water Htr | BOILER ROOM | HWSP - Hot Water Non Potable Supply | 4/30/2011
Power Wash | 4704 Pioneers Blvd | Lincoln | NE | 68506-5360 | Lancaster | NE40210 | Scrapped/Junked | 782 | 1980 | Teledyne Laars | CPFT - Horiz Cpr Fin Boiler | BOILER ROOM | HWHF - Hot Water Heat-Floor | 4/30/2011
Norwood Park Elementary | 4710 N 72nd St | Lincoln | NE | 68507-1522 | Lancaster | NE00722 | Scrapped/Junked | 10941 | 2000 | ALDRICH/LES | FTFB - Firetube-Firebox Boiler | BOILER ROOM | STHT - Steam-Heat | 4/30/2016
Norwood Park Elementary | 4710 N 72nd St | Lincoln | NE | 68507-1522 | Lancaster | NE00723 | Scrapped/Junked | 10946 | 2000 | ALDRICH/LES | FTFB - Firetube-Firebox Boiler | BOILER ROOM | STHT - Steam-Heat | 4/30/2016
Norwood Park Elementary | 4710 N 72nd St | Lincoln | NE | 68507-1522 | Lancaster | NE05401 | Exempt 1999 LB-66 |  | 1990 | AO SMITH | AHWH - ANSI/Fired Water Htr |  | HWSD - Hot Water Dom/Potable | 6/30/2000
Norwood Park Elementary | 4710 N 72nd St | Lincoln | NE | 68507-1522 | Lancaster | NE30065 | Scrapped/Junked | N/A | 1956 | KEWA | FTFB - Firetube-Firebox Boiler | BOILER ROOM | STHT - Steam-Heat | 2/28/2009
Norwood Park Elementary | 4710 N 72nd St | Lincoln | NE | 68507-1522 | Lancaster | NE35290 | Scrapped/Junked | 152 | 1987 | AOSM | CHWH - ASME/Fired Water Heater | BOILER ROOM | HWSD - Hot Water Dom/Potable | 2/28/2009
Tabitha Healthcare Services | 4720 Randolph St | Lincoln | NE | 68510-3741 | Lancaster | NE02321 | Active | 13243 | 2004 | ALES | FTVT - Firetube Vertical TB | NORTH BLDG MECH RM | GLYC - Glycol Bldg Heat Sys | 2/28/2027
Tabitha Healthcare Services | 4720 Randolph St | Lincoln | NE | 68510-3741 | Lancaster | NE02322 | Active | 13241 | 2004 | ALES | FTVT - Firetube Vertical TB | NORTH BLDG MECH RM | GLYC - Glycol Bldg Heat Sys | 2/28/2027
Tabitha Healthcare Services | 4720 Randolph St | Lincoln | NE | 68510-3741 | Lancaster | NE15854 | Scrapped/Junked | N/A | 1980 | PEER | CI - Cast Iron | BOILER ROOM | HWHT - Hot Water Heat | 2/28/2009
Tabitha Healthcare Services | 4720 Randolph St | Lincoln | NE | 68510-3741 | Lancaster | NE19838 | Active | 141807 | 2010 | Lochinvar | WTSS - Watertube SS Steel | New Addtion | HWHT - Hot Water Heat | 2/28/2027
Tabitha Healthcare Services | 4720 Randolph St | Lincoln | NE | 68510-3741 | Lancaster | NE19839 | Active | 135608 | 2010 | Lochinvar | WTSS - Watertube SS Steel | New Addtion | HWHT - Hot Water Heat | 2/28/2027
Tabitha Healthcare Services | 4720 Randolph St | Lincoln | NE | 68510-3741 | Lancaster | NE19840 | Active | 152567 | 2010 | Lochinvar | WTSS - Watertube SS Steel | New Addtion | HWHT - Hot Water Heat | 2/28/2027
Tabitha Healthcare Services | 4720 Randolph St | Lincoln | NE | 68510-3741 | Lancaster | NE23343 | Exempt 1999 LB-66 |  | 1998 | AO SMITH | AHWH - ANSI/Fired Water Htr | BOILER ROOM | HWSD - Hot Water Dom/Potable | 2/29/2000
Tabitha Healthcare Services | 4720 Randolph St | Lincoln | NE | 68510-3741 | Lancaster | NE25163 | Scrapped/Junked | 23473 | 2014 | Vulcan | KETT - Fired Kettle | kitchen | COOK - Cooker/Kettle | 2/28/2017
Tabitha Healthcare Services | 4720 Randolph St | Lincoln | NE | 68510-3741 | Lancaster | NE26594 | Active | 224767 | 2016 | Lochinvar | FTVT - Firetube Vertical TB | Boiler Room | HWHT - Hot Water Heat | 2/28/2027
Tabitha Healthcare Services | 4720 Randolph St | Lincoln | NE | 68510-3741 | Lancaster | NE26595 | Active | 359192 | 2015 | Lochinvar | WTSS - Watertube SS Steel | Boiler Room | HWSD - Hot Water Dom/Potable | 2/28/2027
Tabitha Healthcare Services | 4720 Randolph St | Lincoln | NE | 68510-3741 | Lancaster | NE26596 | Active | 359195 | 2015 | Lochinvar | WTSS - Watertube SS Steel | Boiler Room | HWSD - Hot Water Dom/Potable | 2/28/2027
Tabitha Healthcare Services | 4720 Randolph St | Lincoln | NE | 68510-3741 | Lancaster | NE26597 | Exempt | 25290 | 2016 | Vulcan | KETT - Fired Kettle | kitchen | COOK - Cooker/Kettle | 2/28/2022
Tabitha Healthcare Services | 4720 Randolph St | Lincoln | NE | 68510-3741 | Lancaster | NE27244 | Active | 251395 | 2017 | Lochinvar | FTVT - Firetube Vertical TB | Boiler Room | HWHT - Hot Water Heat | 2/28/2027
Tabitha Healthcare Services | 4720 Randolph St | Lincoln | NE | 68510-3741 | Lancaster | NE27902 | Active | 20121 | 2018 | Aldrich | FTHT - Firetube Horizontal | BOILER ROOM | HWHT - Hot Water Heat | 2/28/2027
Tabitha Healthcare Services | 4720 Randolph St | Lincoln | NE | 68510-3741 | Lancaster | NE27903 | Active | 20122 | 2018 | Aldrich | FTHT - Firetube Horizontal | BOILER ROOM | HWHT - Hot Water Heat | 2/28/2027
Tabitha Healthcare Services | 4720 Randolph St | Lincoln | NE | 68510-3741 | Lancaster | NE37530 | Scrapped/Junked | 39610 | 1986 | Kewanee | FTFB - Firetube-Firebox Boiler | BOILER ROOM | HWHT - Hot Water Heat | 2/28/2019
Tabitha Healthcare Services | 4720 Randolph St | Lincoln | NE | 68510-3741 | Lancaster | NE37531 | Scrapped/Junked | 39606 | 1986 | Kewanee | FTFB - Firetube-Firebox Boiler | BOILER ROOM | HWHT - Hot Water Heat | 2/28/2018
Tabitha Healthcare Services | 4720 Randolph St | Lincoln | NE | 68510-3741 | Lancaster | NE37532 | Scrapped/Junked | 39607 | 1986 | Kewanee | FTFB - Firetube-Firebox Boiler | BOILER ROOM | HWHT - Hot Water Heat | 2/28/2019
Tabitha Healthcare Services | 4720 Randolph St | Lincoln | NE | 68510-3741 | Lancaster | NE37533 | Scrapped/Junked | 40065 | 1986 | Kewanee | FTFB - Firetube-Firebox Boiler | BOILER ROOM | STHT - Steam-Heat | 2/28/2017
Tabitha Healthcare Services | 4720 Randolph St | Lincoln | NE | 68510-3741 | Lancaster | NE37534 | Scrapped/Junked | 82110 | 1986 | TELE | CPFT - Horiz Cpr Fin Boiler | BOILER ROOM | HWSD - Hot Water Dom/Potable | 2/28/2017
Tabitha Healthcare Services | 4720 Randolph St | Lincoln | NE | 68510-3741 | Lancaster | NE37536 | Scrapped/Junked | N/A | 1950 | BRYN | CI - Cast Iron | BOILER ROOM | STHT - Steam-Heat | 2/28/2011
Union Bank and Trust | 4732 Calvert St | Lincoln | NE | 68506-6426 | Lancaster | NE07706 | Scrapped/Junked | 21226 | 1986 | Bryant | WT - Water Tube Boiler | BOILER ROOM | HWHT - Hot Water Heat | 4/30/2019
Union Bank and Trust | 4732 Calvert St | Lincoln | NE | 68506-6426 | Lancaster | NE27885 | Active | 305481 | 2018 | Trinity | FTVT - Firetube Vertical TB | Basement boiler room | HWHT - Hot Water Heat | 4/30/2027
Union Bank and Trust | 4732 Calvert St | Lincoln | NE | 68506-6426 | Lancaster | NE41038 | Active | 135038 | 2019 | Trinity | FTVT - Firetube Vertical TB | Basement boiler room | HWHT - Hot Water Heat | 4/30/2027
Emerald Nursing & Rehab Brookside | 4735 S 54th St | Lincoln | NE | 68516-1335 | Lancaster | NE00055 | Scrapped/Junked | 53665 | 1999 | AO SMITH | COBL - Coil Type Boiler | BOILER ROOM | HWSD - Hot Water Dom/Potable | 6/30/2006
Emerald Nursing & Rehab Brookside | 4735 S 54th St | Lincoln | NE | 68516-1335 | Lancaster | NE06976 | Scrapped/Junked | C25414 | 2009 | AO Smith | COBL - Coil Type Boiler | BOILER ROOM | HWSD - Hot Water Dom/Potable | 3/31/2013
Emerald Nursing & Rehab Brookside | 4735 S 54th St | Lincoln | NE | 68516-1335 | Lancaster | NE09521 | Scrapped/Junked | C23673 | 2003 | AO Smith | COBL - Coil Type Boiler | BOILER ROOM | HWSD - Hot Water Dom/Potable | 3/31/2011
Emerald Nursing & Rehab Brookside | 4735 S 54th St | Lincoln | NE | 68516-1335 | Lancaster | NE15223 | Active | n/a | 1968 | Kewanee | FTFB - Firetube-Firebox Boiler | BOILER ROOM | HWHT - Hot Water Heat | 3/31/2027
Emerald Nursing & Rehab Brookside | 4735 S 54th St | Lincoln | NE | 68516-1335 | Lancaster | NE15224 | Active | n/a | 1962 | Kewanee | FTFB - Firetube-Firebox Boiler | BOILER ROOM | HWHT - Hot Water Heat | 3/31/2027
Emerald Nursing & Rehab Brookside | 4735 S 54th St | Lincoln | NE | 68516-1335 | Lancaster | NE17805 | Active | 7579 | 1993 | Les Inc/Aldrich Co | FTVT - Firetube Vertical TB | SC BASEMENT | HWHT - Hot Water Heat | 3/31/2027
Emerald Nursing & Rehab Brookside | 4735 S 54th St | Lincoln | NE | 68516-1335 | Lancaster | NE17806 | Active | 7580 | 1993 | Les Inc/Aldrich Co | FTVT - Firetube Vertical TB | SC BASEMENT | HWHT - Hot Water Heat | 3/31/2027
Emerald Nursing & Rehab Brookside | 4735 S 54th St | Lincoln | NE | 68516-1335 | Lancaster | NE21064 | Scrapped/Junked | C33019 | 2011 | AO SMITH | COBL - Coil Type Boiler | Basement Boiler Room | HWSD - Hot Water Dom/Potable | 3/31/2018
Emerald Nursing & Rehab Brookside | 4735 S 54th St | Lincoln | NE | 68516-1335 | Lancaster | NE21581 | Scrapped/Junked | 33234 | 1996 | AO SMITH | WT - Water Tube Boiler | BOILER ROOM | HWSD - Hot Water Dom/Potable | 6/30/2000
Emerald Nursing & Rehab Brookside | 4735 S 54th St | Lincoln | NE | 68516-1335 | Lancaster | NE22100 | Scrapped/Junked | C35182 | 2012 | AO Smith | COBL - Coil Type Boiler | BOILER ROOM | HWSD - Hot Water Dom/Potable | 3/31/2018
Emerald Nursing & Rehab Brookside | 4735 S 54th St | Lincoln | NE | 68516-1335 | Lancaster | NE26944 | Scrapped/Junked | C48457 | 2017 | AO Smith | COBL - Coil Type Boiler | BOILER ROOM | HWSD - Hot Water Dom/Potable | 3/31/2026
Emerald Nursing & Rehab Brookside | 4735 S 54th St | Lincoln | NE | 68516-1335 | Lancaster | NE27485 | Inactive | C48942 | 2017 | AO Smith | COBL - Coil Type Boiler | BOILER ROOM | HWSD - Hot Water Dom/Potable | 3/31/2026
Emerald Nursing & Rehab Brookside | 4735 S 54th St | Lincoln | NE | 68516-1335 | Lancaster | NE40191 | Inactive | 44112 | 1998 | AO SMITH | COBL - Coil Type Boiler | BOILER ROOM | HWSD - Hot Water Dom/Potable | 6/30/2003
Emerald Nursing & Rehab Brookside | 4735 S 54th St | Lincoln | NE | 68516-1335 | Lancaster | NE43815 | Active | 59047 | 2025 | AO Smith | COBL - Coil Type Boiler | BOILER ROOM | HWSD - Hot Water Dom/Potable | 3/31/2027
Emerald Nursing & Rehab Brookside | 4735 S 54th St | Lincoln | NE | 68516-1335 | Lancaster | NE44121 | Active | 59374 | 2026 | AO Smith | COBL - Coil Type Boiler | BOILER ROOM | HWSD - Hot Water Dom/Potable | 3/31/2027
Williams Cleaners | 4740 Huntington Ave | Lincoln | NE | 68504-3672 | Lancaster | NE04758 | Scrapped/Junked | 28008 | 1990 | Bryan | WT - Water Tube Boiler | Boiler Room | PROC - Process Steam | 6/30/2026
Williams Cleaners | 4740 Huntington Ave | Lincoln | NE | 68504-3672 | Lancaster | NE04759 | Scrapped/Junked | 5933 | 1990 | NATCO | FT - Firetube Boiler | BOILER ROOM | HWSD - Hot Water Dom/Potable | 6/30/2006
Williams Cleaners | 4740 Huntington Ave | Lincoln | NE | 68504-3672 | Lancaster | NE24094 | Active | 56376 | 2013 | PM Lattner | FT - Firetube Boiler | Boiler Room | PROC - Process Steam | 8/31/2026
Pound Middle School | 4740 S 45th St | Lincoln | NE | 68516-1713 | Lancaster | NE05842 | Scrapped/Junked |  | 1991 | VULCAN-HART | FT - Firetube Boiler | BOILER ROOM | 0021 - Steam Supp Cooker/Kettle | 6/30/2001
Pound Middle School | 4740 S 45th St | Lincoln | NE | 68516-1713 | Lancaster | NE30159 | Scrapped/Junked | N/A | 1963 | KEWA | FTFB - Firetube-Firebox Boiler | BOILER ROOM | HWHT - Hot Water Heat | 2/28/2009
Pound Middle School | 4740 S 45th St | Lincoln | NE | 68516-1713 | Lancaster | NE30160 | Scrapped/Junked | N/A | 1963 | KEWA | FTFB - Firetube-Firebox Boiler | BOILER ROOM | HWHT - Hot Water Heat | 2/28/2009
Pound Middle School | 4740 S 45th St | Lincoln | NE | 68516-1713 | Lancaster | NE30249 | Scrapped/Junked |  | 1963 | KEWANEE | FT - Firetube Boiler | BOILER ROOM | STHT - Steam-Heat | 6/30/2001
vacant bldg | 4747 Pioneers Blvd | Lincoln | NE | 68506-5313 | Lancaster | NE07683 | Inactive | 761 | 2006 | Noritz | COWH - Coil Type Water Heater | UPSTAIRS CLOSET | HWSD - Hot Water Dom/Potable | 3/31/2009
vacant bldg | 4747 Pioneers Blvd | Lincoln | NE | 68506-5313 | Lancaster | NE07684 | Inactive | 987 | 2006 | Noritz | COWH - Coil Type Water Heater | UPSTAIRS CLOSET | HWSD - Hot Water Dom/Potable | 3/31/2010
vacant bldg | 4747 Pioneers Blvd | Lincoln | NE | 68506-5313 | Lancaster | NE07685 | Inactive | 985 | 2006 | Noritz | COWH - Coil Type Water Heater | UPSTAIRS CLOSET | HWSD - Hot Water Dom/Potable | 3/31/2009
vacant bldg | 4747 Pioneers Blvd | Lincoln | NE | 68506-5313 | Lancaster | NE07686 | Inactive | 762 | 2006 | Noritz | COWH - Coil Type Water Heater | UPSTAIRS CLOSET | HWSD - Hot Water Dom/Potable | 3/31/2010
vacant bldg | 4747 Pioneers Blvd | Lincoln | NE | 68506-5313 | Lancaster | NE07687 | Inactive | 989 | 2006 | Noritz | COWH - Coil Type Water Heater | UPSTAIRS CLOSET | HWSD - Hot Water Dom/Potable | 3/31/2010
vacant bldg | 4747 Pioneers Blvd | Lincoln | NE | 68506-5313 | Lancaster | NE07688 | Inactive | 568 | 2006 | Noritz | COWH - Coil Type Water Heater | UPSTAIRS CLOSET | HWSD - Hot Water Dom/Potable | 3/31/2010
vacant bldg | 4747 Pioneers Blvd | Lincoln | NE | 68506-5313 | Lancaster | NE07689 | Inactive | 1002 | 2006 | Noritz | COWH - Coil Type Water Heater | 1ST LEVEL | HWSD - Hot Water Dom/Potable | 3/31/2010
vacant bldg | 4747 Pioneers Blvd | Lincoln | NE | 68506-5313 | Lancaster | NE07690 | Inactive | 1008 | 2006 | Noritz | COWH - Coil Type Water Heater | 1ST LEVEL | HWSD - Hot Water Dom/Potable | 3/31/2010
vacant bldg | 4747 Pioneers Blvd | Lincoln | NE | 68506-5313 | Lancaster | NE07691 | Inactive | 736 | 2006 | Noritz | COWH - Coil Type Water Heater | 1ST LEVEL | HWSD - Hot Water Dom/Potable | 3/31/2010
NEBCO | 475 Fallbrook Blvd | Lincoln | NE | 68521-9033 | Lancaster | NE10572 | Active | 12418 | 2002 | ALES | FTVT - Firetube Vertical TB | BASEMENT MECH RM | HHHP - Hotwater Heat & Heat Pump | 10/31/2026
NEBCO | 475 Fallbrook Blvd | Lincoln | NE | 68521-9033 | Lancaster | NE10573 | Active | 12419 | 2002 | ALES | FTVT - Firetube Vertical TB | BASEMENT MECH RM | HHHP - Hotwater Heat & Heat Pump | 10/31/2026
NEBCO | 475 Fallbrook Blvd | Lincoln | NE | 68521-9033 | Lancaster | NE10574 | Active | 12420 | 2002 | ALES | FTVT - Firetube Vertical TB | BASEMENT MECH RM | HHHP - Hotwater Heat & Heat Pump | 10/31/2026
NEBCO | 475 Fallbrook Blvd | Lincoln | NE | 68521-9033 | Lancaster | NE10575 | Scrapped/Junked | 74751 | 2003 | AOSM | CHWH - ASME/Fired Water Heater | BASEMENT MECH RM | HWSD - Hot Water Dom/Potable | 10/31/2010
NEBCO | 475 Fallbrook Blvd | Lincoln | NE | 68521-9033 | Lancaster | NE22091 | Scrapped/Junked | 142800 | 2009 | A O Smith | CHWH - ASME/Fired Water Heater | Basement Mech. Room | HWSD - Hot Water Dom/Potable | 10/31/2013
NEBCO | 475 Fallbrook Blvd | Lincoln | NE | 68521-9033 | Lancaster | NE24176 | Scrapped/Junked | 180193 | 2013 | AO SMITH | CHWH - ASME/Fired Water Heater | boiler room | HWSD - Hot Water Dom/Potable | 10/31/2021
NEBCO | 475 Fallbrook Blvd | Lincoln | NE | 68521-9033 | Lancaster | NE29090 | Active | 273579 | 2020 | AO SMITH | CHWH - ASME/Fired Water Heater | boiler room | HWSD - Hot Water Dom/Potable | 10/31/2026
Chi Omega Sorority | 480 N 16th St | Lincoln | NE | 68508-1694 | Lancaster | NE16076 | Active | 60881 | 2008 | Lochinvar | WTSS - Watertube SS Steel | Basement | HWHT - Hot Water Heat | 11/30/2026
Chi Omega Sorority | 480 N 16th St | Lincoln | NE | 68508-1694 | Lancaster | NE21367 | Exempt 1999 LB-66 |  | 1998 | Rheem Manufacturing Co | AHWH - ANSI/Fired Water Htr |  | HWSD - Hot Water Dom/Potable | 6/30/1999
Chi Omega Sorority | 480 N 16th St | Lincoln | NE | 68508-1694 | Lancaster | NE25190 | Scrapped/Junked | 189654 | 2014 | A O Smith | CHWH - ASME/Fired Water Heater | Basement | HWSD - Hot Water Dom/Potable | 11/30/2023
Chi Omega Sorority | 480 N 16th St | Lincoln | NE | 68508-1694 | Lancaster | NE30659 | Exempt 1999 LB-66 |  | 1991 | State Ind. | AHWH - ANSI/Fired Water Htr |  | HWSD - Hot Water Dom/Potable | 6/30/1999
Chi Omega Sorority | 480 N 16th St | Lincoln | NE | 68508-1694 | Lancaster | NE34207 | Scrapped/Junked |  | 1961 | Kewannee | FTFB - Firetube-Firebox Boiler | Basement Boiler Room | STHT - Steam-Heat | 10/31/2008
Chi Omega Sorority | 480 N 16th St | Lincoln | NE | 68508-1694 | Lancaster | NE40815 | Exempt 1999 LB-66 |  | 1993 | AO SMITH | AHWH - ANSI/Fired Water Htr |  | HWSD - Hot Water Dom/Potable | 1/1/1900
HAVEN MANOR | 4800 S 48th St | Lincoln | NE | 68516-1216 | LANCASTER | NE40449 | Exempt 1999 LB-66 |  | 1997 | AO SMITH | AHWH - ANSI/Fired Water Htr | BOILER ROOM | HWSD - Hot Water Dom/Potable | 4/30/2000
HAVEN MANOR | 4800 S 48th St | Lincoln | NE | 68516-1216 | LANCASTER | NE40450 | Exempt 1999 LB-66 |  | 1997 | AO SMITH | AHWH - ANSI/Fired Water Htr | BOILER ROOM | HWSD - Hot Water Dom/Potable | 4/30/2000
HAVEN MANOR | 4800 S 48th St | Lincoln | NE | 68516-1216 | LANCASTER | NE40556 | Exempt 1999 LB-66 |  | 1999 | AO SMITH | AHWH - ANSI/Fired Water Htr |  | HWSD - Hot Water Dom/Potable | 4/30/2000
College View 7th Day Adventist Church | 4801 Prescott Ave | Lincoln | NE | 68506-5428 | Lancaster | NE03388 | Active | 27889 | 1976 | Kewanee | FTFB - Firetube-Firebox Boiler | BASEMENT BOILER RM | HWHT - Hot Water Heat | 6/30/2027
College View 7th Day Adventist Church | 4801 Prescott Ave | Lincoln | NE | 68506-5428 | Lancaster | NE03389 | Active | 27913 | 1976 | Kewanee | FTFB - Firetube-Firebox Boiler | BASEMENT BOILER RM | HWHT - Hot Water Heat | 6/30/2027
SHONEYS INN | 4808 W O St | Lincoln | NE | 68528-9143 | LANCASTER | NE00184 | Scrapped/Junked |  | 1993 | STATE INDUSTRIES | AHWH - ANSI/Fired Water Htr | BASEMENT | HWSP - Hot Water Non Potable Supply | 5/31/2002
TLC Dry Cleaners | 4815 Old Cheney Rd | Lincoln | NE | 68516-3172 | Lancaster | NE20144 | Scrapped/Junked | 46682 | 1996 | Lattner Boiler Co | FT - Firetube Boiler | Boiler room | PROC - Process Steam | 3/31/2024
TLC Dry Cleaners | 4815 Old Cheney Rd | Lincoln | NE | 68516-3172 | Lancaster | NE42739 | Active | 60331 | 2024 | Lattner Boiler Co | FT - Firetube Boiler | Boiler room | PROC - Process Steam | 7/31/2026
Thrif-t Car Wash | 4828 Orchard St | Lincoln | NE | 68504-3261 | Lancaster | NE01549 | Scrapped/Junked |  | 1965 | AO SMITH | COBL - Coil Type Boiler | MECH ROOM | HWHT - Hot Water Heat | 3/31/2005
Thrif-t Car Wash | 4828 Orchard St | Lincoln | NE | 68504-3261 | Lancaster | NE01550 | Scrapped/Junked |  | 1988 | AOSM | AHWH - ANSI/Fired Water Htr | MECH ROOM | HWSP - Hot Water Non Potable Supply | 3/31/2010
Thrif-t Car Wash | 4828 Orchard St | Lincoln | NE | 68504-3261 | Lancaster | NE08522 | Out of Service | NA | 1995 | HYDR | CI - Cast Iron | MECH ROOM | HWHF - Hot Water Heat-Floor | 3/31/2014
OFFICE BUILDING | 4843 Huntington Ave | Lincoln | NE | 68504-2859 | LANCASTER | NE08376 | Inactive |  | 2000 | PEERLESS HEATER COMPANY |  | BASEMENT | HWHT - Hot Water Heat | 10/31/2003
WINDSTREAM COMMUNICATIONS | 4843 Huntington Ave | Lincoln | NE | 68504-2859 | LANCASTER | NE15245 | Scrapped/Junked |  | 1976 | PEERLESS HEATER COMPANY |  | BOILER ROOM | HWHT - Hot Water Heat | 8/31/2001
SLEEPY HOLLOW HOTEL | 4848 O St | Lincoln | NE | 68510-1908 | LANCASTER | NE04275 | Scrapped/Junked |  | 1960 | PEERLESS HEATER COMPANY |  | BOILER ROOM | STHT - Steam-Heat | 8/31/1994
SLEEPY HOLLOW HOTEL | 4848 O St | Lincoln | NE | 68510-1908 | LANCASTER | NE04276 | Scrapped/Junked |  | 1960 | US RADIATOR |  | BOILER ROOM | HWHT - Hot Water Heat | 8/31/1994
SLEEPY HOLLOW HOTEL | 4848 O St | Lincoln | NE | 68510-1908 | LANCASTER | NE15550 | Scrapped/Junked |  | 1975 | TELEDYNE LAARS | WT - Water Tube Boiler | POOL HTR | HWHT - Hot Water Heat | 8/31/1994
HEISE 4700 CAR WASH | 48TH & CORNHUSKER HWY | LINCOLN | NE | 68507 | LANCASTER | NE08523 | Scrapped/Junked |  | 1993 | AO SMITH | FTVT - Firetube Vertical TB | MECH ROOM | HWSP - Hot Water Non Potable Supply | 7/31/2002
SOUTHSIDE CAR WASH | 48TH & HWY 2 | LINCOLN | NE | 68516 | LANCASTER | NE08641 | Scrapped/Junked | 88065 | 1986 | TELEDYNE LAARS | CPFT - Horiz Cpr Fin Boiler | MECHANICAL ROOM | HWHT - Hot Water Heat | 10/31/2008
SOUTHSIDE CAR WASH | 48TH & HWY 2 | LINCOLN | NE | 68516 | LANCASTER | NE40398 | Inactive |  | 1995 | PEERLESS HEATER COMPANY |  | EQUIP ROOM | HWHT - Hot Water Heat | 4/30/2002
SOUTHSIDE CAR WASH | 48TH & HWY 2 | LINCOLN | NE | 68516 | LANCASTER | NE40400 | Scrapped/Junked | 25333 | 1981 | RAYPAK INC, CALIFORNIA | COBL - Coil Type Boiler | EQUIP ROOM | HWSP - Hot Water Non Potable Supply | 10/31/2008
SOUTHSIDE CAR WASH | 48TH & HWY 2 | LINCOLN | NE | 68516 | LANCASTER | NE40401 | Inactive |  | 1971 | AO SMITH | WT - Water Tube Boiler | EQUIP ROOM | HWHT - Hot Water Heat | 4/30/2002
Zeman Elementary School | 4900 S 52nd St | Lincoln | NE | 68516-1816 | Lancaster | NE05415 | Exempt 1999 LB-66 |  | 1992 | RUUD | AHWH - ANSI/Fired Water Htr |  | HWSD - Hot Water Dom/Potable | 6/30/2000
Zeman Elementary School | 4900 S 52nd St | Lincoln | NE | 68516-1816 | Lancaster | NE09394 | Scrapped/Junked | 13795 | 1974 | AO SMITH | AHWH - ANSI/Fired Water Htr | BOILER ROOM | HWSD - Hot Water Dom/Potable | 2/28/2005
Zeman Elementary School | 4900 S 52nd St | Lincoln | NE | 68516-1816 | Lancaster | NE09395 | Scrapped/Junked | 19797 | 1974 | AO SMITH | AHWH - ANSI/Fired Water Htr | BOILER ROOM | HWSD - Hot Water Dom/Potable | 2/28/2005
Zeman Elementary School | 4900 S 52nd St | Lincoln | NE | 68516-1816 | Lancaster | NE32377 | Scrapped/Junked | N/A | 1974 | Kewanee | FTFB - Firetube-Firebox Boiler | BOILER ROOM | HWHT - Hot Water Heat | 2/28/2011
Zeman Elementary School | 4900 S 52nd St | Lincoln | NE | 68516-1816 | Lancaster | NE32378 | Scrapped/Junked | N/A | 1974 | Kewanee | FTFB - Firetube-Firebox Boiler | BOILER ROOM | HWHT - Hot Water Heat | 2/28/2011
Northwest High School | 4901 W Holdrege St | Lincoln | NE | 68528-2222 | Lancaster | NE42063 | Active | 386278 | 2022 | Lochinvar | FTVT - Firetube Vertical TB | Pool Mech Room | IPHT - Indoor Pool Heater | 11/30/2026
Northwest High School | 4901 W Holdrege St | Lincoln | NE | 68528-2222 | Lancaster | NE42064 | Active | 7959 | 2021 | Fulton | FTVT - Firetube Vertical TB | Pool Mech Room | HHHP - Hotwater Heat & Heat Pump | 11/30/2026
Northwest High School | 4901 W Holdrege St | Lincoln | NE | 68528-2222 | Lancaster | NE42065 | Active | 7972 | 2021 | Fulton | FTVT - Firetube Vertical TB | Mezzanine | GLYC - Glycol Bldg Heat Sys | 11/30/2026
Apartment Building - Casa Properties | 4918 Walker Ave | Lincoln | NE | 68504-2883 | Lancaster | NE06541 | Active | n/a | 1992 | Peerless | CI - Cast Iron | LAUNDRY ROOM | HWHT - Hot Water Heat | 4/30/2027
Black Sand Apartment Homes | 4925 N 32nd St | Lincoln | NE | 68504-4670 | Lancaster | NE06928 | Active | 185872 | 2006 | Lochinvar | CPFH - Copper Fin Water Heater | #6 MECHANICAL ROOM | HWSD - Hot Water Dom/Potable | 5/31/2027
Black Sand Apartment Homes | 4937 N 32nd St | Lincoln | NE | 68504-4683 | Lancaster | NE07693 | Active | 192897 | 2006 | Lochinvar | CHWH - ASME/Fired Water Heater | MECH ROOM | HWSD - Hot Water Dom/Potable | 5/31/2027
HUSKER AUTO GROUP | 4949 O St | Lincoln | NE | 68510-1900 | LANCASTER | NE14404 | Inactive |  | 1955 | KEWANEE | FT - Firetube Boiler | BOILER ROOM | STHT - Steam-Heat | 5/31/2002
Black Sand Apartment Homes | 4951 N 32nd St | Lincoln | NE | 68504-4687 | Lancaster | NE09207 | Active | 193359 | 2006 | Lochinvar | CPFT - Horiz Cpr Fin Boiler | MECH ROOM | HWSD - Hot Water Dom/Potable | 5/31/2027
Black Sand Apartment Homes | 4963 N 32nd St | Lincoln | NE | 68504-4693 | Lancaster | NE09206 | Active | 195580 | 2007 | Lochinvar | CPFT - Horiz Cpr Fin Boiler | MECH ROOM | HWSD - Hot Water Dom/Potable | 5/31/2027
Black Sand Apartment Homes | 4985 N 32nd St | Lincoln | NE | 68504-4699 | Lancaster | NE09205 | Active | 198303 | 2007 | Lochinvar | CPFT - Horiz Cpr Fin Boiler | MECH ROOM | HWSD - Hot Water Dom/Potable | 5/31/2027
Bennet Elementary | 50 Dogwood St | Bennet | NE | 68317-2029 | Lancaster | NE16226 | Scrapped/Junked | 2190 | 1981 | A. O. Smith | ELWH - Electric Water Heater | Mechanical Room | HWSD - Hot Water Dom/Potable | 3/31/2010
Bennet Elementary | 50 Dogwood St | Bennet | NE | 68317-2029 | Lancaster | NE20957 | Active | 182426 | 2011 | CAMUS | WTSS - Watertube SS Steel | Boiler Room | HWHT - Hot Water Heat | 11/30/2026
Nebraska Dept Of Labor | 500 S 16th St | Lincoln | NE | 68508-2601 | Lancaster | NE15437 | Scrapped/Junked | 7000 | 1991 | ALES | FTVT - Firetube Vertical TB | BOILER ROOM | HWHT - Hot Water Heat | 12/31/2020
Nebraska Dept Of Labor | 500 S 16th St | Lincoln | NE | 68508-2601 | Lancaster | NE15438 | Scrapped/Junked | 6999 | 1991 | ALES | FTVT - Firetube Vertical TB | BOILER ROOM | HWHT - Hot Water Heat | 12/31/2020
Nebraska Dept Of Labor | 500 S 16th St | Lincoln | NE | 68508-2601 | Lancaster | NE15439 | Scrapped/Junked | 6998 | 1991 | ALES | FTVT - Firetube Vertical TB | BOILER ROOM | HWHT - Hot Water Heat | 12/31/2020
Nebraska Dept Of Labor | 500 S 16th St | Lincoln | NE | 68508-2601 | Lancaster | NE23376 | Inactive | 42829 | 1999 | BRYAN STEAM LLC | WT - Water Tube Boiler | BOILER ROOM | STHT - Steam-Heat | 12/31/2006
CBRE c/o State Farm | 500 S 84th St | Lincoln | NE | 68510-2611 | Lancaster | NE09351 | Active | 48128 | 2007 | Aerco International | FTVT - Firetube Vertical TB | 2ND FLR BLR RM | HWHT - Hot Water Heat | 11/30/2026
CBRE c/o State Farm | 500 S 84th St | Lincoln | NE | 68510-2611 | Lancaster | NE09352 | Active | 48129 | 2007 | Aerco International | FTVT - Firetube Vertical TB | 2ND FLR BLR RM | HWHT - Hot Water Heat | 11/30/2026
CBRE c/o State Farm | 500 S 84th St | Lincoln | NE | 68510-2611 | Lancaster | NE09353 | Active | 48130 | 2007 | Aerco International | FTVT - Firetube Vertical TB | 2ND FLR BLR RM | HWHT - Hot Water Heat | 11/30/2026
CBRE c/o State Farm | 500 S 84th St | Lincoln | NE | 68510-2611 | Lancaster | NE24238 | Scrapped/Junked | 150530 | 2003 | Loch | CPFT - Horiz Cpr Fin Boiler | 2ND FLOOR-SOUTH BLDG | HWHT - Hot Water Heat | 11/30/2007
CBRE c/o State Farm | 500 S 84th St | Lincoln | NE | 68510-2611 | Lancaster | NE24239 | Scrapped/Junked | 100918 | 1999 | Loch | CPFT - Horiz Cpr Fin Boiler | 2ND FLOOR-SO. BLDG | HWHT - Hot Water Heat | 11/30/2007
CBRE c/o State Farm | 500 S 84th St | Lincoln | NE | 68510-2611 | Lancaster | NE24240 | Scrapped/Junked | 101028 | 1999 | Loch | CPFT - Horiz Cpr Fin Boiler | 2ND FLOOR-SO. BLDG | HWHT - Hot Water Heat | 11/30/2007
Backswing Brewing Co | 500 W South St Ste 8 | Lincoln | NE | 68522-1744 | Lancaster | NE20789 | Active | 72204 | 1995 | Fulton | FTNF - Firetube Flueless | NW Corner | PROC - Process Steam | 11/30/2026
NE Wesleyan University | 5000 St Paul Ave | Lincoln | NE | 68504-2760 | Lancaster | NE05064 | Inactive |  | 1984 | RHEEM MANUFACTURING CO | AHWH - ANSI/Fired Water Htr | BOILER ROOM | HWSD - Hot Water Dom/Potable | 7/31/2001
NE Wesleyan University | 5000 St Paul Ave | Lincoln | NE | 68504-2760 | Lancaster | NE05065 | Scrapped/Junked |  | 1988 | AOSM | AHWH - ANSI/Fired Water Htr | BOILER ROOM | HWSD - Hot Water Dom/Potable | 7/31/2010
NE Wesleyan University | 5000 St Paul Ave | Lincoln | NE | 68504-2760 | Lancaster | NE05067 | Scrapped/Junked |  | 1988 | AOSM | AHWH - ANSI/Fired Water Htr | BOILER ROOM | HWSD - Hot Water Dom/Potable | 7/31/2010
NE Wesleyan University | 5000 St Paul Ave | Lincoln | NE | 68504-2760 | Lancaster | NE05068 | Scrapped/Junked | 26182 | 1994 | AO SMITH | CHWH - ASME/Fired Water Heater | BOILER ROOM | HWSD - Hot Water Dom/Potable | 7/31/2007
NE Wesleyan University | 5000 St Paul Ave | Lincoln | NE | 68504-2760 | Lancaster | NE05069 | Scrapped/Junked | 20916 | 1993 | AO SMITH | CHWH - ASME/Fired Water Heater | BOILER ROOM | HWSD - Hot Water Dom/Potable | 7/31/2006
NE Wesleyan University | 5000 St Paul Ave | Lincoln | NE | 68504-2760 | Lancaster | NE05097 | Active | 45990 | 1994 | Ajax | COBL - Coil Type Boiler | WEARY 2ND FLOOR | HWSD - Hot Water Dom/Potable | 11/30/2026
NE Wesleyan University | 5000 St Paul Ave | Lincoln | NE | 68504-2760 | Lancaster | NE05098 | Active | 45991 | 1994 | Ajax | COBL - Coil Type Boiler | WEARY 2nd floor | HWSD - Hot Water Dom/Potable | 11/30/2026
NE Wesleyan University | 5000 St Paul Ave | Lincoln | NE | 68504-2760 | Lancaster | NE05133 | Active | 7985 | 1994 | LES | FTVT - Firetube Vertical TB | WEARY PENTHOUSE | HWHT - Hot Water Heat | 11/30/2026
NE Wesleyan University | 5000 St Paul Ave | Lincoln | NE | 68504-2760 | Lancaster | NE05134 | Active | 7986 | 1994 | LES | FTVT - Firetube Vertical TB | WEARY PENTHOUSE | HWHT - Hot Water Heat | 11/30/2026
NE Wesleyan University | 5000 St Paul Ave | Lincoln | NE | 68504-2760 | Lancaster | NE05135 | Active | 7984 | 1994 | LES | FTVT - Firetube Vertical TB | WEARY PENTHOUSE | HWHT - Hot Water Heat | 11/30/2026
NE Wesleyan University | 5000 St Paul Ave | Lincoln | NE | 68504-2760 | Lancaster | NE05136 | Active | 45072 | 1994 | Ajax | COBL - Coil Type Boiler | WEARY POOL PENTHOUSE | HWSD - Hot Water Dom/Potable | 11/30/2026
NE Wesleyan University | 5000 St Paul Ave | Lincoln | NE | 68504-2760 | Lancaster | NE05670 | Scrapped/Junked |  | 1978 | RHEEM MANUFACTURING CO | AHWH - ANSI/Fired Water Htr |  | HWSD - Hot Water Dom/Potable | 3/31/2000
NE Wesleyan University | 5000 St Paul Ave | Lincoln | NE | 68504-2760 | Lancaster | NE05912 | Scrapped/Junked | 84963 | 1999 | RHEEM | CHWH - ASME/Fired Water Heater | BOILER ROOM | HWSD - Hot Water Dom/Potable | 8/31/2019
NE Wesleyan University | 5000 St Paul Ave | Lincoln | NE | 68504-2760 | Lancaster | NE06309 | Active | 1223 | 1947 | KEELER | WT - Water Tube Boiler | BOILER HOUSE | STHT - Steam-Heat | 8/31/2026
NE Wesleyan University | 5000 St Paul Ave | Lincoln | NE | 68504-2760 | Lancaster | NE07570 | Scrapped/Junked | 101581 | 2005 | AOSM | FTVT - Firetube Vertical TB | MECH ROOM | HWSD - Hot Water Dom/Potable | 8/31/2015
NE Wesleyan University | 5000 St Paul Ave | Lincoln | NE | 68504-2760 | Lancaster | NE10684 | Active | 199050 | 2002 | Raypak | CPFH - Copper Fin Water Heater | SUITES BLDG A BASEMENT | HWSD - Hot Water Dom/Potable | 11/30/2026
NE Wesleyan University | 5000 St Paul Ave | Lincoln | NE | 68504-2760 | Lancaster | NE10685 | Active | 199051 | 2002 | Raypak | CPFH - Copper Fin Water Heater | SUITES BLDG A BASEMENT | HWSD - Hot Water Dom/Potable | 11/30/2026
NE Wesleyan University | 5000 St Paul Ave | Lincoln | NE | 68504-2760 | Lancaster | NE13493 | Active | 1485 | 1969 | Nebraska Boiler | WT - Water Tube Boiler | BOILER HOUSE | STHT - Steam-Heat | 8/31/2026
NE Wesleyan University | 5000 St Paul Ave | Lincoln | NE | 68504-2760 | Lancaster | NE13613 | Active | 18001 | 2007 | AO SMITH | COWH - Coil Type Water Heater | BURT HALL BASEMENT | HWDP - Hotwater Heat & Dom Supply | 11/30/2026
NE Wesleyan University | 5000 St Paul Ave | Lincoln | NE | 68504-2760 | Lancaster | NE14903 | Inactive | 26423 | 1989 | BRYA | WT - Water Tube Boiler | BOILER HOUSE | STHT - Steam-Heat | 7/31/2009
NE Wesleyan University | 5000 St Paul Ave | Lincoln | NE | 68504-2760 | Lancaster | NE18659 | Active | 141438 | 2009 | AO SMITH | CHWH - ASME/Fired Water Heater | Centennial | HWSD - Hot Water Dom/Potable | 11/30/2026
NE Wesleyan University | 5000 St Paul Ave | Lincoln | NE | 68504-2760 | Lancaster | NE18660 | Out of Service | 144856 | 2010 | AO SMITH | CHWH - ASME/Fired Water Heater | Centennial | HWSD - Hot Water Dom/Potable | 8/31/2023
NE Wesleyan University | 5000 St Paul Ave | Lincoln | NE | 68504-2760 | Lancaster | NE25491 | Scrapped/Junked | 206460 | 2015 | AO SMITH | CHWH - ASME/Fired Water Heater | Plainsman | HWSD - Hot Water Dom/Potable | 8/31/2023
NE Wesleyan University | 5000 St Paul Ave | Lincoln | NE | 68504-2760 | Lancaster | NE25701 | Scrapped/Junked | 5937 | 2014 | Chromalox | ELBL - Electric Boiler | Olin Science Bldg | STER - Sterilizer | 8/31/2020
NE Wesleyan University | 5000 St Paul Ave | Lincoln | NE | 68504-2760 | Lancaster | NE27402 | Active | 279950 | 2017 | AIC/Lochinvar | FTSS - Firetube Stainless Steel | Centennial | HWHT - Hot Water Heat | 11/30/2026
NE Wesleyan University | 5000 St Paul Ave | Lincoln | NE | 68504-2760 | Lancaster | NE27403 | Active | 125900 | 2017 | AIC/Lochinvar | FTSS - Firetube Stainless Steel | Centennial | HWHT - Hot Water Heat | 11/30/2026
NE Wesleyan University | 5000 St Paul Ave | Lincoln | NE | 68504-2760 | Lancaster | NE27909 | Active | 313657 | 2017 | Lochinvar | FTVT - Firetube Vertical TB | Acklie Mech Room | HWHT - Hot Water Heat | 11/30/2026
NE Wesleyan University | 5000 St Paul Ave | Lincoln | NE | 68504-2760 | Lancaster | NE27910 | Active | 312314 | 2017 | Lochinvar | FTVT - Firetube Vertical TB | Acklie Mech Room | HWHT - Hot Water Heat | 11/30/2026
NE Wesleyan University | 5000 St Paul Ave | Lincoln | NE | 68504-2760 | Lancaster | NE27911 | Active | 311750 | 2017 | Lochinvar | FTVT - Firetube Vertical TB | Acklie Mech Room | HWHT - Hot Water Heat | 11/30/2026
NE Wesleyan University | 5000 St Paul Ave | Lincoln | NE | 68504-2760 | Lancaster | NE27921 | Active | 115340 | 2018 | SUSSMAN | ELBL - Electric Boiler | Sterilization Area | STER - Sterilizer | 8/31/2026
NE Wesleyan University | 5000 St Paul Ave | Lincoln | NE | 68504-2760 | Lancaster | NE28200 | Active | 219324 | 2016 | A O Smith | CHWH - ASME/Fired Water Heater | Johnson - Boiler Rm | HWSD - Hot Water Dom/Potable | 11/30/2026
NE Wesleyan University | 5000 St Paul Ave | Lincoln | NE | 68504-2760 | Lancaster | NE32222 | Inactive |  | 1967 | KEWA | FTFB - Firetube-Firebox Boiler | BOILER ROOM | STHT - Steam-Heat | 7/31/2009
NE Wesleyan University | 5000 St Paul Ave | Lincoln | NE | 68504-2760 | Lancaster | NE34832 | Inactive |  | 1967 | KEWANEE | FT - Firetube Boiler | LIBRARY | STHT - Steam-Heat | 3/31/1991
NE Wesleyan University | 5000 St Paul Ave | Lincoln | NE | 68504-2760 | Lancaster | NE42442 | Active | 256728 | 2019 | AO SMITH | CHWH - ASME/Fired Water Heater | Plainsman | HWSD - Hot Water Dom/Potable | 11/30/2026
NE Wesleyan University | 5000 St Paul Ave | Lincoln | NE | 68504-2760 | Lancaster | NE42977 | Active | 9439 | 2023 | Cleaver Brooks | FTVT - Firetube Vertical TB | Library | HWHT - Hot Water Heat | 11/30/2026
NE Wesleyan University | 5000 St Paul Ave | Lincoln | NE | 68504-2760 | Lancaster | NE42978 | Active | 9440 | 2023 | Cleaver Brooks | FTVT - Firetube Vertical TB | Library | HWHT - Hot Water Heat | 11/30/2026
NE Wesleyan University | 5000 St Paul Ave | Lincoln | NE | 68504-2760 | Lancaster | NE42979 | Active | 9441 | 2023 | Cleaver Brooks | FTVT - Firetube Vertical TB | Library | HWHT - Hot Water Heat | 11/30/2026
NE Wesleyan University | 5000 St Paul Ave | Lincoln | NE | 68504-2760 | Lancaster | NE42980 | Active | 8421 | 2022 | Cleaver Brooks | FTVT - Firetube Vertical TB | Plainsman Hall | HWHT - Hot Water Heat | 11/30/2026
NE Wesleyan University | 5000 St Paul Ave | Lincoln | NE | 68504-2760 | Lancaster | NE42981 | Active | 309952 | 2023 | AO SMITH | CHWH - ASME/Fired Water Heater | Centennial Hall | HWSD - Hot Water Dom/Potable | 11/30/2026
Department of Transportation | 5001 S 14th St | Lincoln | NE | 68512-1248 | Lancaster | NE23886 | Active | 18718 | 2012 | Aldrich | FTVT - Firetube Vertical TB | Boiler Room - B1 | GLYC - Glycol Bldg Heat Sys | 11/30/2026
Department of Transportation | 5001 S 14th St | Lincoln | NE | 68512-1248 | Lancaster | NE23887 | Active | 18717 | 2012 | Aldrich | FTVT - Firetube Vertical TB | Boiler Room - B2 | GLYC - Glycol Bldg Heat Sys | 11/30/2026
Department of Transportation | 5001 S 14th St | Lincoln | NE | 68512-1248 | Lancaster | NE23888 | Active | 18719 | 2012 | Aldrich | FTVT - Firetube Vertical TB | Boiler Room | GLYC - Glycol Bldg Heat Sys | 11/30/2026
Department of Transportation | 5001 S 14th St | Lincoln | NE | 68512-1248 | Lancaster | NE30188 | Scrapped/Junked | N/A | 1959 | POWER MASTER | FT - Firetube Boiler | BOILER ROOM | STHT - Steam-Heat | 9/30/2012
VILLAGE INN | 5001 Van Dorn St | Lincoln | NE | 68506-3476 | LANCASTER | NE40948 | Scrapped/Junked | 40031 | 1997 | AO SMITH | CHWH - ASME/Fired Water Heater | REAR OF BLDG | HWSD - Hot Water Dom/Potable | 10/31/2003
Black Sand Apartment Homes | 5007 N 32nd St | Lincoln | NE | 68504-4768 | Lancaster | NE07537 | Active | 183789 | 2006 | Lochinvar | CPFH - Copper Fin Water Heater | MECH ROOM | HWHT - Hot Water Heat | 5/31/2027
Liberty First Credit Union | 501 N 46th St | Lincoln | NE | 68503-3718 | Lancaster | NE01635 | Active | N/A | 1995 | Weil-Mcclain | CI - Cast Iron | MECH ROOM | HWHT - Hot Water Heat | 4/30/2026
Liberty First Credit Union | 501 N 46th St | Lincoln | NE | 68503-3718 | Lancaster | NE13903 | Scrapped/Junked | N/A | 2007 | AERCO INTERNATIONAL | CALU - Cast Aluminum | UPSTAIRS | HWHT - Hot Water Heat | 4/30/2022
Liberty First Credit Union | 501 N 46th St | Lincoln | NE | 68503-3718 | Lancaster | NE41567 | Active | 7695 | 2021 | Fulton | FTVT - Firetube Vertical TB | Upstairs Mechanical Room | HWHT - Hot Water Heat | 4/30/2026
Farmers Mutual of Nebraska | 501 S 13th St | Lincoln | NE | 68508-2703 | Lancaster | NE24032 | Active | 237614 | 2011 | Lochinvar/Giannoni | WTSS - Watertube SS Steel | Boiler Room | HWHT - Hot Water Heat | 3/31/2027
Farmers Mutual of Nebraska | 501 S 13th St | Lincoln | NE | 68508-2703 | Lancaster | NE24033 | Out of Service | 211279 | 2012 | Lochinvar/Giannoni | WTSS - Watertube SS Steel | Boiler Room | HWHT - Hot Water Heat | 3/31/2023
Farmers Mutual of Nebraska | 501 S 13th St | Lincoln | NE | 68508-2703 | Lancaster | NE24034 | Active | 211236 | 2012 | Lochinvar/Giannoni | WTSS - Watertube SS Steel | Boiler Room | HWHT - Hot Water Heat | 3/31/2027
Farmers Mutual of Nebraska | 501 S 13th St | Lincoln | NE | 68508-2703 | Lancaster | NE24035 | Active | 193876 | 2011 | Lochinvar/Giannoni | WTSS - Watertube SS Steel | Boiler Room | HWHT - Hot Water Heat | 3/31/2027
Farmers Mutual of Nebraska | 501 S 13th St | Lincoln | NE | 68508-2703 | Lancaster | NE42394 | Active | 263345 | 2021 | LOCHINVAR/ AIC | FTVT - Firetube Vertical TB | Boiler Room | HWHT - Hot Water Heat | 3/31/2027
Dept Of Admin Services | 501 S 14th St | Lincoln | NE | 68508-2711 | Lancaster | NE05228 | Scrapped/Junked | 5952 | 1988 | Aldrich/LES | FTVT - Firetube Vertical TB | 4th flr Blr Rm | HWHT - Hot Water Heat | 11/30/2016
Dept Of Admin Services | 501 S 14th St | Lincoln | NE | 68508-2711 | Lancaster | NE05229 | Scrapped/Junked | 5964 | 1988 | Aldrich/LES | FTVT - Firetube Vertical TB | 4th Flr Blr Rm | HWHT - Hot Water Heat | 11/30/2016
Dept Of Admin Services | 501 S 14th St | Lincoln | NE | 68508-2711 | Lancaster | NE05230 | Scrapped/Junked | 5953 | 1988 | Aldrich/LES | FTVT - Firetube Vertical TB | 4th Flr Blr Rm | HWHT - Hot Water Heat | 11/30/2017
Dept Of Admin Services | 501 S 14th St | Lincoln | NE | 68508-2711 | Lancaster | NE27457 | Active | 419927 | 2017 | Laars | WTSS - Watertube SS Steel | Boiler room | HWHT - Hot Water Heat | 11/30/2026
Dept Of Admin Services | 501 S 14th St | Lincoln | NE | 68508-2711 | Lancaster | NE27472 | Active | 419924 | 2017 | Laars | WTSS - Watertube SS Steel | Boiler room | HWHT - Hot Water Heat | 11/30/2026
Dept Of Admin Services | 501 S 14th St | Lincoln | NE | 68508-2711 | Lancaster | NE27473 | Active | 419923 | 2017 | Laars | WTSS - Watertube SS Steel | Boiler room | HWHT - Hot Water Heat | 11/30/2026
Villa Tierra Apartments | 5010 Emerald Dr | Lincoln | NE | 68516-4903 | Lancaster | NE02305 | Scrapped/Junked | 80008 | 2003 | AOSM | CHWH - ASME/Fired Water Heater | 5100 1-12 | HWSD - Hot Water Dom/Potable | 2/28/2020
Villa Tierra Apartments | 5010 Emerald Dr | Lincoln | NE | 68516-4903 | Lancaster | NE06509 | Scrapped/Junked | 80006 | 2003 | AOSM | CHWH - ASME/Fired Water Heater | 5120 1-12 | HWSD - Hot Water Dom/Potable | 2/28/2020
Villa Tierra Apartments | 5010 Emerald Dr | Lincoln | NE | 68516-4903 | Lancaster | NE10876 | Scrapped/Junked | 68345 | 2002 | AOSM | CHWH - ASME/Fired Water Heater | 5010 1-12 | HWSD - Hot Water Dom/Potable | 2/28/2024
Villa Tierra Apartments | 5010 Emerald Dr | Lincoln | NE | 68516-4903 | Lancaster | NE10877 | Scrapped/Junked | n/a | 1994 | State | AHWH - ANSI/Fired Water Htr | 5010 13-24 | HWSD - Hot Water Dom/Potable | 2/28/2014
Villa Tierra Apartments | 5010 Emerald Dr | Lincoln | NE | 68516-4903 | Lancaster | NE10878 | Scrapped/Junked |  | 1983 | RUUD | AHWH - ANSI/Fired Water Htr |  | HWSD - Hot Water Dom/Potable | 8/31/2005
Villa Tierra Apartments | 5010 Emerald Dr | Lincoln | NE | 68516-4903 | Lancaster | NE10879 | Scrapped/Junked | 63200 | 1999 | State | CHWH - ASME/Fired Water Heater | 5120 13-24 | HWSD - Hot Water Dom/Potable | 2/28/2020
Villa Tierra Apartments | 5010 Emerald Dr | Lincoln | NE | 68516-4903 | Lancaster | NE10880 | Scrapped/Junked | n/a | 1983 | Ruud-Rheem | AHWH - ANSI/Fired Water Htr | 5100 13-24 | HWSD - Hot Water Dom/Potable | 2/28/2014
Villa Tierra Apartments | 5010 Emerald Dr | Lincoln | NE | 68516-4903 | Lancaster | NE10881 | Scrapped/Junked |  | 1982 | RUUD | AHWH - ANSI/Fired Water Htr | BLDG 5010/1-12 | HWSD - Hot Water Dom/Potable | 8/31/2004
Villa Tierra Apartments | 5010 Emerald Dr | Lincoln | NE | 68516-4903 | Lancaster | NE23550 | Scrapped/Junked | 20195 | 1994 | WEBEN JARCO | COBL - Coil Type Boiler | BOILER ROOM | HWSD - Hot Water Dom/Potable | 4/30/2000
RILEY ELEMENTARY SCHOOL | 5012 ORCHARD ST | LINCOLN | NE | 68504 | LANCASTER | NE05413 | Exempt 1999 LB-66 |  | 1992 | RUUD | AHWH - ANSI/Fired Water Htr |  | HWSD - Hot Water Dom/Potable | 6/30/2000
RILEY ELEMENTARY SCHOOL | 5012 ORCHARD ST | LINCOLN | NE | 68504 | LANCASTER | NE30230 | Scrapped/Junked |  | 1964 | KEWANEE | FT - Firetube Boiler | BOILER ROOM | HWHT - Hot Water Heat | 2/28/2005
RILEY ELEMENTARY SCHOOL | 5012 ORCHARD ST | LINCOLN | NE | 68504 | LANCASTER | NE30231 | Scrapped/Junked |  | 1964 | KEWANEE | FT - Firetube Boiler | BOILER ROOM | HWHT - Hot Water Heat | 2/28/2005
Black Sand Apartment Homes | 5013 N 32nd St | Lincoln | NE | 68504-4772 | Lancaster | NE06979 | Active | 182873 | 2006 | Lochinvar | CPFH - Copper Fin Water Heater | #7 MECHANICAL ROOM | HWSD - Hot Water Dom/Potable | 5/31/2027
VACANT BUILDING | 5020 O St | Lincoln | NE | 68510-1951 | LANCASTER | NE30656 | Scrapped/Junked | 40194 | 1986 | KEWANEE | FTFB - Firetube-Firebox Boiler | BOILER ROOM | HWHT - Hot Water Heat | 5/31/2002
HUSKER AUTO GROUP | 5020 O St | Lincoln | NE | 68510-1951 | LANCASTER | NE05728 | Scrapped/Junked |  | 1997 | AO SMITH | AHWH - ANSI/Fired Water Htr | REPAIR SHOP | HWSD - Hot Water Dom/Potable | 6/30/2000
ConAgra Brands | 5020 S 19th St | Lincoln | NE | 68512-1222 | Lancaster | NE11732 | Active | 1456 | 1968 | Nebraska Boiler | WT - Water Tube Boiler | BOILER ROOM, Blr. #1 | PROC - Process Steam | 5/31/2027
ConAgra Brands | 5020 S 19th St | Lincoln | NE | 68512-1222 | Lancaster | NE11733 | Active | 1457 | 1968 | Nebraska Boiler | WT - Water Tube Boiler | BOILER ROOM, Blr. #2 | PROC - Process Steam | 5/31/2027
Riley Elementary School | 5021 Orchard St | Lincoln | NE | 68504-3264 | Lancaster | NE02092 | Active | 13192 | 2004 | Les Inc/Aldrich Co | FTVT - Firetube Vertical TB | MECH ROOM | HWHT - Hot Water Heat | 11/30/2026
Riley Elementary School | 5021 Orchard St | Lincoln | NE | 68504-3264 | Lancaster | NE02093 | Active | 13195 | 2004 | Les Inc/Aldrich Co | FTVT - Firetube Vertical TB | MECH ROOM | GLYC - Glycol Bldg Heat Sys | 11/30/2026
Black Sand Apartment Homes | 5023 N 32nd St | Lincoln | NE | 68504-4775 | Lancaster | NE07536 | Active | 189513 | 2005 | Lochinvar | CPFH - Copper Fin Water Heater | MECH ROOM | HWHT - Hot Water Heat | 5/31/2027
Apartments | 5029 Cleveland Ave | Lincoln | NE | 68504-2740 | Lancaster | NE06628 | Active | NA | 1990 | Weil-Mcclain | CI - Cast Iron | LAUNDRY ROOM | HWHT - Hot Water Heat | 9/30/2026
District Energy Corp | 503 S 9th St | Lincoln | NE | 68508-2806 | Lancaster | NE21310 | Scrapped/Junked | 13199 | 1996 | SUPR | FTWB - FTS Marine Wet Back | HEATING PLANT | STHT - Steam-Heat | 1/31/2021
District Energy Corp | 503 S 9th St | Lincoln | NE | 68508-2806 | Lancaster | NE27001 | Active | 76318 | 2016 | Aerco | FTSS - Firetube Stainless Steel | North Side | HWHT - Hot Water Heat | 1/31/2027
District Energy Corp | 503 S 9th St | Lincoln | NE | 68508-2806 | Lancaster | NE27002 | Active | 76319 | 2016 | Aerco | FTSS - Firetube Stainless Steel | North Side | HWHT - Hot Water Heat | 1/31/2027
District Energy Corp | 503 S 9th St | Lincoln | NE | 68508-2806 | Lancaster | NE27003 | Active | 76317 | 2016 | Aerco | FTSS - Firetube Stainless Steel | North Side | HWHT - Hot Water Heat | 1/31/2027
District Energy Corp | 503 S 9th St | Lincoln | NE | 68508-2806 | Lancaster | NE27004 | Active | 76316 | 2016 | Aerco | FTSS - Firetube Stainless Steel | North Side | HWHT - Hot Water Heat | 1/31/2027
District Energy Corp | 503 S 9th St | Lincoln | NE | 68508-2806 | Lancaster | NE29036 | Out of Service | 21355 | 2019 | Cleaver Brooks | ELBL - Electric Boiler | Pinnacle Bank Arena | HWCA - Hotwater to Coil Htexchgr | 11/30/2021
District Energy Corp | 503 S 9th St | Lincoln | NE | 68508-2806 | Lancaster | NE29037 | Out of Service | 23055 | 2019 | Hurst | FTFB - Firetube-Firebox Boiler | Portable Trailer | HWHT - Hot Water Heat | 11/30/2021
District Energy Corp | 503 S 9th St | Lincoln | NE | 68508-2806 | Lancaster | NE29054 | Out of Service | 23704 | 2019 | Hurst | FTFB - Firetube-Firebox Boiler | Portable Trailer | HWSD - Hot Water Dom/Potable | 11/30/2020
District Energy Corp | 503 S 9th St | Lincoln | NE | 68508-2806 | Lancaster | NE29082 | Active | 2667 | 2020 | Unilux | WT - Water Tube Boiler | Boiler Room | HWHT - Hot Water Heat | 1/31/2027
District Energy Corp | 503 S 9th St | Lincoln | NE | 68508-2806 | Lancaster | NE29083 | Active | 2664 | 2020 | Unilux | WT - Water Tube Boiler | Boiler Room | HWHT - Hot Water Heat | 1/31/2027
District Energy Corp | 503 S 9th St | Lincoln | NE | 68508-2806 | Lancaster | NE37242 | Scrapped/Junked | 28529 | 1975 | Kewanee | FTWB - FTS Marine Wet Back | HEATING PLANT | STHT - Steam-Heat | 1/31/2017
District Energy Corp | 503 S 9th St | Lincoln | NE | 68508-2806 | Lancaster | NE37243 | Scrapped/Junked | 28514 | 1975 | Kewanee | FTWB - FTS Marine Wet Back | HEATING PLANT | STHT - Steam-Heat | 1/31/2021
NE Wesleyan University - Building Demolished | 5034 Madison Ave | Lincoln | NE | 68504-2746 | Lancaster | NE06627 | Scrapped/Junked | n/a | 1970 | Peerless | CI - Cast Iron | BOILER ROOM | HWHT - Hot Water Heat | 8/31/2020
OLSON BUILDING | 504 S 7th St | Lincoln | NE | 68508-2908 | LANCASTER | NE20165 | Exempt 1999 LB-66 |  | 1984 | AO SMITH | AHWH - ANSI/Fired Water Htr |  | HWSD - Hot Water Dom/Potable | 9/30/1999
OLSON BUILDING | 504 S 7th St | Lincoln | NE | 68508-2908 | LANCASTER | NE20166 | Inactive |  | 1962 | KEWANEE | FT - Firetube Boiler | BASEMENT | HWHT - Hot Water Heat | 10/31/2003
CRYSTAL CLEAR CAR WASH | 505 S 12th St | Lincoln | NE | 68508-2825 | LANCASTER | NE24258 | Inactive | 9833 | 1979 | RAYPAK INC, CALIFORNIA | CPFT - Horiz Cpr Fin Boiler | MAINT ROOM | HWSP - Hot Water Non Potable Supply | 12/31/2005
CRYSTAL CLEAR CAR WASH | 505 S 12th St | Lincoln | NE | 68508-2825 | LANCASTER | NE40334 | Inactive | 49562 | 1987 | RUUD | CHWH - ASME/Fired Water Heater | BOILER ROOM | HWSP - Hot Water Non Potable Supply | 12/31/2005
LPS Distribution Center | 505 South St | Lincoln | NE | 68502-1941 | Lancaster | NE09489 | Scrapped/Junked |  | 1971 | KEWANEE | FT - Firetube Boiler | BOILER ROOM | HWHT - Hot Water Heat | 6/30/2004
LPS Distribution Center | 505 South St | Lincoln | NE | 68502-1941 | Lancaster | NE09572 | Active | 12882 | 2003 | Les Inc/Aldrich Co | FTVT - Firetube Vertical TB | EQUIP ROOM | HWHT - Hot Water Heat | 11/30/2026
LPS Distribution Center | 505 South St | Lincoln | NE | 68502-1941 | Lancaster | NE09573 | Active | 12881 | 2003 | Les Inc/Aldrich Co | FTVT - Firetube Vertical TB | EQUIP ROOM | HWHT - Hot Water Heat | 11/30/2026
Bryan Surgery Center | 5055 A St | Lincoln | NE | 68510-4912 | Lancaster | NE27022 | Active | 60810 | 2017 | Bryan | WT - Water Tube Boiler | Boiler Room | STDP - STM Heat/Pot WTR HTXCHANG | 10/31/2024
Bryan Surgery Center | 5055 A St | Lincoln | NE | 68510-4912 | Lancaster | NE27023 | Active | 60808 | 2017 | Bryan | WT - Water Tube Boiler | Boiler Room | STDP - STM Heat/Pot WTR HTXCHANG | 10/31/2025
Bryan Surgery Center | 5055 A St | Lincoln | NE | 68510-4912 | Lancaster | NE27024 | Active | 60807 | 2017 | Bryan | WT - Water Tube Boiler | Boiler Room | STDP - STM Heat/Pot WTR HTXCHANG | 10/31/2025
APARTMENT BUILDING | 508 S 12TH ST | LINCOLN | NE | 68510 | LANCASTER | NE04882 | Scrapped/Junked |  | 1975 | AMERICAN STANDARD |  | BOILER ROOM | HWHT - Hot Water Heat | 1/31/2002
The James House | 508 S 47th St | Lincoln | NE | 68510-1822 | Lancaster | NE06920 | Active | 14862 | 2006 | ALES | FTVT - Firetube Vertical TB | BOILER ROOM | HWHT - Hot Water Heat | 2/28/2027
The James House | 508 S 47th St | Lincoln | NE | 68510-1822 | Lancaster | NE06921 | Active | 14863 | 2006 | ALES | FTVT - Firetube Vertical TB | BOILER ROOM | HWHT - Hot Water Heat | 2/28/2027
Apartment Building - Red Prairie | 509 S 18th St | Lincoln | NE | 68508-2618 | Lancaster | NE20111 | Scrapped/Junked | N/A | 1977 | AMST | CI - Cast Iron | BOILER ROOM | HWHT - Hot Water Heat | 1/31/2017
Apartment Building - Red Prairie | 509 S 18th St | Lincoln | NE | 68508-2618 | Lancaster | NE26746 | Active | 142703 | 2014 | Lochinvar | FTVT - Firetube Vertical TB | Basement | HWHT - Hot Water Heat | 1/31/2026
Redeemer Lutheran Church | 510 S 33rd St | Lincoln | NE | 68510-3304 | Lancaster | NE28507 | Active | 247177 | 2017 | Lochinvar | FTVT - Firetube Vertical TB | Basement | HWHS - Hotwater Heat Sidewalks | 12/31/2026
Willard Sorority | 5110 Madison Ave | Lincoln | NE | 68504-2747 | Lancaster | NE10522 | Scrapped/Junked | 60089 | 2001 | AOSM | CHWH - ASME/Fired Water Heater | BASEMENT MECH RM | HWSD - Hot Water Dom/Potable | 10/31/2014
Willard Sorority | 5110 Madison Ave | Lincoln | NE | 68504-2747 | Lancaster | NE40452 | Scrapped/Junked | n/a | 1960 | PEER | CI - Cast Iron | BASEMENT | HWHT - Hot Water Heat | 10/31/2013
Willard Sorority | 5110 Madison Ave | Lincoln | NE | 68504-2747 | Lancaster | NE40453 | Scrapped/Junked |  | 1987 | RUUD | AHWH - ANSI/Fired Water Htr | BASEMENT | HWSD - Hot Water Dom/Potable | 4/30/2003
Hexagon Agility | 5117 NW 40th St | Lincoln | NE | 68524-2221 | Lancaster | NE28817 | Active | 54786 | 2020 | CP IND | HTNK - Horizontal UFPV | Outside Rack | PROD - Product Testing | 8/31/2026
Hexagon Agility | 5117 NW 40th St | Lincoln | NE | 68524-2221 | Lancaster | NE28818 | Active | 54768 | 2020 | CP IND | HTNK - Horizontal UFPV | Outside Rack | PROD - Product Testing | 8/31/2026
Hexagon Agility | 5117 NW 40th St | Lincoln | NE | 68524-2221 | Lancaster | NE28819 | Active | 54771 | 2020 | CP IND | HTNK - Horizontal UFPV | Outside Rack | PROD - Product Testing | 8/31/2026
Hexagon Agility | 5117 NW 40th St | Lincoln | NE | 68524-2221 | Lancaster | NE28820 | Active | 54789 | 2020 | CP IND | HTNK - Horizontal UFPV | Outside Rack | PROD - Product Testing | 8/31/2026
Hexagon Agility | 5117 NW 40th St | Lincoln | NE | 68524-2221 | Lancaster | NE28821 | Active | 54769 | 2020 | CP IND | HTNK - Horizontal UFPV | Outside Rack | PROD - Product Testing | 8/31/2026
Hexagon Agility | 5117 NW 40th St | Lincoln | NE | 68524-2221 | Lancaster | NE28822 | Active | 54817 | 2020 | CP IND | HTNK - Horizontal UFPV | Outside Rack | PROD - Product Testing | 8/31/2026
Hexagon Agility | 5117 NW 40th St | Lincoln | NE | 68524-2221 | Lancaster | NE28823 | Active | 54785 | 2020 | CP IND | HTNK - Horizontal UFPV | Outside Rack | PROD - Product Testing | 8/31/2026
Hexagon Agility | 5117 NW 40th St | Lincoln | NE | 68524-2221 | Lancaster | NE28824 | Active | 54767 | 2020 | CP IND | HTNK - Horizontal UFPV | Outside Rack | PROD - Product Testing | 8/31/2026
Hexagon Agility | 5117 NW 40th St | Lincoln | NE | 68524-2221 | Lancaster | NE28825 | Active | 54816 | 2020 | CP IND | HTNK - Horizontal UFPV | Outside Rack | PROD - Product Testing | 8/31/2026
Hexagon Agility | 5117 NW 40th St | Lincoln | NE | 68524-2221 | Lancaster | NE28901 | Active | 54766 | 2020 | CP IND | HTNK - Horizontal UFPV | Outside Rack | PROD - Product Testing | 8/31/2026
Hexagon Agility | 5117 NW 40th St | Lincoln | NE | 68524-2221 | Lancaster | NE28902 | Active | 54770 | 2020 | CP IND | HTNK - Horizontal UFPV | Outside Rack | PROD - Product Testing | 8/31/2026
Hexagon Agility | 5117 NW 40th St | Lincoln | NE | 68524-2221 | Lancaster | NE28903 | Active | 54765 | 2020 | CP IND | HTNK - Horizontal UFPV | Outside Rack | PROD - Product Testing | 8/31/2026
Heinke Technology | 5120 NW 38th St | Lincoln | NE | 68524-1822 | Lancaster | NE08648 | Inactive | 11522 | 2001 | ALES | FTFB - Firetube-Firebox Boiler | BOILER ROOM | HWHT - Hot Water Heat | 9/30/2009
Heinke Technology | 5120 NW 38th St | Lincoln | NE | 68524-1822 | Lancaster | NE19667 | Scrapped/Junked |  | 1969 | KEWANEE | FT - Firetube Boiler | BOILER ROOM | HWHT - Hot Water Heat | 1/31/2002
Rosewood Apartments #1 | 5121 Cleveland Ave | Lincoln | NE | 68504-2776 | Lancaster | NE06075 | Scrapped/Junked | N/A | 1930 | AMRA | CI - Cast Iron | BASEMENT | HWHT - Hot Water Heat | 3/31/2015
Rosewood Apartments #1 | 5121 Cleveland Ave | Lincoln | NE | 68504-2776 | Lancaster | NE25330 | Active | 116190 | 2013 | Lochinvar | FT - Firetube Boiler | Basement | HWHT - Hot Water Heat | 3/31/2026
Rosewood Apartments #2 | 5127 Cleveland Ave | Lincoln | NE | 68504-2781 | Lancaster | NE06076 | Scrapped/Junked | N/A | 1970 | Peerless | CI - Cast Iron | BASEMENT | HWHT - Hot Water Heat | 3/31/2015
Rosewood Apartments #2 | 5127 Cleveland Ave | Lincoln | NE | 68504-2781 | Lancaster | NE25329 | Active | 117031 | 2014 | Lochinvar | FT - Firetube Boiler | Basement | HWHT - Hot Water Heat | 3/31/2026
Dawes Middle School | 5130 Colfax Ave | Lincoln | NE | 68504-1751 | Lancaster | NE05431 | Exempt 1999 LB-66 |  | 1995 | RUUD | AHWH - ANSI/Fired Water Htr |  | HWSD - Hot Water Dom/Potable | 6/30/2000
Dawes Middle School | 5130 Colfax Ave | Lincoln | NE | 68504-1751 | Lancaster | NE09399 | Scrapped/Junked |  | 1981 | AO SMITH | AHWH - ANSI/Fired Water Htr |  | HWSD - Hot Water Dom/Potable | 6/30/2002
Dawes Middle School | 5130 Colfax Ave | Lincoln | NE | 68504-1751 | Lancaster | NE09400 | Scrapped/Junked |  | 1987 | RHEEM MANUFACTURING CO | AHWH - ANSI/Fired Water Htr | BOILER ROOM | HWSD - Hot Water Dom/Potable | 3/31/2002
Dawes Middle School | 5130 Colfax Ave | Lincoln | NE | 68504-1751 | Lancaster | NE09401 | Scrapped/Junked |  | 1979 | AO SMITH | AHWH - ANSI/Fired Water Htr |  | HWSD - Hot Water Dom/Potable | 6/30/2000
Dawes Middle School | 5130 Colfax Ave | Lincoln | NE | 68504-1751 | Lancaster | NE09997 | Active | 11985 | 2002 | Les Inc/Aldrich Co | FTVT - Firetube Vertical TB | BOILER ROOM | GLYC - Glycol Bldg Heat Sys | 11/30/2026
Dawes Middle School | 5130 Colfax Ave | Lincoln | NE | 68504-1751 | Lancaster | NE09998 | Active | 11987 | 2002 | Les Inc/Aldrich Co | FTVT - Firetube Vertical TB | BOILER ROOM | GLYC - Glycol Bldg Heat Sys | 11/30/2026
Dawes Middle School | 5130 Colfax Ave | Lincoln | NE | 68504-1751 | Lancaster | NE30121 | Scrapped/Junked |  | 1958 | KEWANEE | FT - Firetube Boiler | BOILER ROOM | STHT - Steam-Heat | 3/31/2002
Dawes Middle School | 5130 Colfax Ave | Lincoln | NE | 68504-1751 | Lancaster | NE30122 | Scrapped/Junked |  | 1958 | KEWANEE | FT - Firetube Boiler | BOILER ROOM | STHT - Steam-Heat | 3/31/2002
Apartment Building | 5140 S 48th St | Lincoln | NE | 68516-2254 | Lancaster | NE07694 | Scrapped/Junked | 103126 | 2006 | A O Smith | CHWH - ASME/Fired Water Heater | LAUNDRY ROOM | HWSD - Hot Water Dom/Potable | 3/31/2024
Men's Wearhouse #4131 | 5141 O St | Lincoln | NE | 68510-1956 | Lancaster | NE09188 | Scrapped/Junked | 8960 | 2004 | Pacific Steam Equipment Inc | ELBL - Electric Boiler | BACK ROOM | PROC - Process Steam | 11/30/2013
Men's Wearhouse #4131 | 5141 O St | Lincoln | NE | 68510-1956 | Lancaster | NE22051 | Scrapped/Junked | 33484 | 1997 | SUSS | ELBL - Electric Boiler | BOILER ROOM | PROC - Process Steam | 4/30/2002
Men's Wearhouse #4131 | 5141 O St | Lincoln | NE | 68510-1956 | Lancaster | NE24095 | Active | 12754 | 2013 | Pacific Steam Equipment Inc | ELBL - Electric Boiler | BACK ROOM | PROC - Process Steam | 12/31/2026
Apartment Building - Magnum Properties | 5143 Cleveland Ave | Lincoln | NE | 68504-2743 | Lancaster | NE10516 | Active | N/A | 1964 | American Standard | CI - Cast Iron | Basement | HWHT - Hot Water Heat | 3/31/2027
Triangle Fraternity | 519 N 16th St | Lincoln | NE | 68508-1295 | Lancaster | NE14761 | Scrapped/Junked | unk | 1955 | KEWA | FTFB - Firetube-Firebox Boiler | BASEMENT BOILER ROOM | HWHT - Hot Water Heat | 1/31/2015
Triangle Fraternity | 519 N 16th St | Lincoln | NE | 68508-1295 | Lancaster | NE14762 | Scrapped/Junked | 47596 | 1984 | AOSM | COBL - Coil Type Boiler | BASEMENT BOILER ROOM | HWSD - Hot Water Dom/Potable | 1/31/2009
Triangle Fraternity | 519 N 16th St | Lincoln | NE | 68508-1295 | Lancaster | NE26090 | Active | 143699 | 2014 | Lochinvar | FTVT - Firetube Vertical TB | Boiler room | HWHT - Hot Water Heat | 12/31/2026
Triangle Fraternity | 519 N 16th St | Lincoln | NE | 68508-1295 | Lancaster | NE26091 | Active | 146983 | 2014 | Lochinvar | FTVT - Firetube Vertical TB | Boiler room | HWDP - Hotwater Heat & Dom Supply | 12/31/2026
Apartment Building - Red Prairie | 519 S 18th St | Lincoln | NE | 68508-2619 | Lancaster | NE10476 | Scrapped/Junked | N/A | 2002 | Burnham | CI - Cast Iron | BASEMENT | HWHT - Hot Water Heat | 1/31/2020
Apartment Building - Red Prairie | 519 S 18th St | Lincoln | NE | 68508-2619 | Lancaster | NE20112 | Scrapped/Junked |  | 1977 | AMERICAN STANDARD |  | BOILER ROOM | HWHT - Hot Water Heat | 1/31/2004
Apartment Building - Red Prairie | 519 S 18th St | Lincoln | NE | 68508-2619 | Lancaster | NE28745 | Active | 111418 | 2019 | Lochinvar | FTVT - Firetube Vertical TB | Boiler Room | HWHT - Hot Water Heat | 2/28/2026
Huvepharma | 520 W Industrial Lake Dr | Lincoln | NE | 68528-1573 | Lancaster | NE06425 | Active | 230477 | 2005 | Raytherm/Raypak | CPFT - Horiz Cpr Fin Boiler | 2nd Floor | HWHT - Hot Water Heat | 7/31/2026
Huvepharma | 520 W Industrial Lake Dr | Lincoln | NE | 68528-1573 | Lancaster | NE08512 | Active | 11247 | 2001 | Aldrich | FT - Firetube Boiler | 1st Flr Blr Rm | HWHT - Hot Water Heat | 7/31/2026
Huvepharma | 520 W Industrial Lake Dr | Lincoln | NE | 68528-1573 | Lancaster | NE08513 | Active | 11252 | 2001 | Aldrich | FT - Firetube Boiler | 1st flr blr rm | HWHT - Hot Water Heat | 7/31/2026
Huvepharma | 520 W Industrial Lake Dr | Lincoln | NE | 68528-1573 | Lancaster | NE08514 | Active | 11249 | 2001 | Aldrich | FT - Firetube Boiler | 1st flr blr rm | HWHT - Hot Water Heat | 7/31/2026
Huvepharma | 520 W Industrial Lake Dr | Lincoln | NE | 68528-1573 | Lancaster | NE08515 | Active | 46413 | 2001 | Bryan Ste. | WT - Water Tube Boiler | 2nd Floor | PROC - Process Steam | 7/31/2026
Huvepharma | 520 W Industrial Lake Dr | Lincoln | NE | 68528-1573 | Lancaster | NE09691 | Scrapped/Junked | 135740 | 2001 | Raytherm/Raypak | WT - Water Tube Boiler | 2nd Floor | HWHT - Hot Water Heat | 7/31/2005
VILLAGER MOTOR INN | 5200 O St | Lincoln | NE | 68510-1955 | LANCASTER | NE00056 | Inactive | 64838 | 1999 | STATE INDUSTRIES | CHWH - ASME/Fired Water Heater | KITCHEN | HWSD - Hot Water Dom/Potable | 9/30/2008
VILLAGER MOTOR INN | 5200 O St | Lincoln | NE | 68510-1955 | LANCASTER | NE00057 | Inactive | 64838 | 1999 | STATE INDUSTRIES | CHWH - ASME/Fired Water Heater | BLDG | HWSD - Hot Water Dom/Potable | 9/30/2007
VILLAGER MOTOR INN | 5200 O St | Lincoln | NE | 68510-1955 | LANCASTER | NE01485 | Inactive | 59541 | 2001 | AO SMITH | CHWH - ASME/Fired Water Heater |  | HWSD - Hot Water Dom/Potable | 9/30/2008
VILLAGER MOTOR INN | 5200 O St | Lincoln | NE | 68510-1955 | LANCASTER | NE01486 | Inactive | 59449 | 2001 | AO SMITH | CHWH - ASME/Fired Water Heater | LAUNDRY | HWSD - Hot Water Dom/Potable | 9/30/2007
VILLAGER MOTOR INN | 5200 O St | Lincoln | NE | 68510-1955 | LANCASTER | NE11632 | Scrapped/Junked |  | 1985 | AO SMITH | CHWH - ASME/Fired Water Heater | ROOM B-11 | HWSD - Hot Water Dom/Potable | 5/31/2004
VILLAGER MOTOR INN | 5200 O St | Lincoln | NE | 68510-1955 | LANCASTER | NE16159 | Inactive |  | 1990 | AO SMITH | CHWH - ASME/Fired Water Heater | ROOM B-11 | HWSD - Hot Water Dom/Potable | 5/31/2001
VILLAGER MOTOR INN | 5200 O St | Lincoln | NE | 68510-1955 | LANCASTER | NE16916 | Inactive | 24169 | 1993 | AO SMITH | CHWH - ASME/Fired Water Heater | ROOM C-17 | HWSD - Hot Water Dom/Potable | 9/30/2007
VILLAGER MOTOR INN | 5200 O St | Lincoln | NE | 68510-1955 | LANCASTER | NE17108 | Scrapped/Junked |  | 1991 | AO SMITH | AHWH - ANSI/Fired Water Htr | ROOM A-06 | HWSD - Hot Water Dom/Potable | 5/31/1999
VILLAGER MOTOR INN | 5200 O St | Lincoln | NE | 68510-1955 | LANCASTER | NE17109 | Inactive |  | 1991 | AO SMITH | CHWH - ASME/Fired Water Heater | MAINT SHOP | HWSD - Hot Water Dom/Potable | 5/31/2001
VILLAGER MOTOR INN | 5200 O St | Lincoln | NE | 68510-1955 | LANCASTER | NE17111 | Scrapped/Junked |  | 1992 | AO SMITH | AHWH - ANSI/Fired Water Htr | MAINT ROOM | HWSD - Hot Water Dom/Potable | 5/31/2000
VILLAGER MOTOR INN | 5200 O St | Lincoln | NE | 68510-1955 | LANCASTER | NE17126 | Inactive | 20091 | 1993 | AO SMITH | CHWH - ASME/Fired Water Heater | ROOM C-17 | HWSD - Hot Water Dom/Potable | 9/30/2007
VILLAGER MOTOR INN | 5200 O St | Lincoln | NE | 68510-1955 | LANCASTER | NE17127 | Scrapped/Junked | 21713 | 1993 | AO SMITH | AHWH - ANSI/Fired Water Htr | KITCHEN BSMT | HWSD - Hot Water Dom/Potable | 5/31/1999
VILLAGER MOTOR INN | 5200 O St | Lincoln | NE | 68510-1955 | LANCASTER | NE17132 | Inactive |  | 1994 | TELEDYNE LAARS | CPFT - Horiz Cpr Fin Boiler |  | IPHT - Indoor Pool Heater | 9/30/2008
VILLAGER MOTOR INN | 5200 O St | Lincoln | NE | 68510-1955 | LANCASTER | NE20003 | Inactive | 27477 | 1994 | AO SMITH | CHWH - ASME/Fired Water Heater | KITCHEN | HWSD - Hot Water Dom/Potable | 9/30/2007
VILLAGER MOTOR INN | 5200 O St | Lincoln | NE | 68510-1955 | LANCASTER | NE22008 | Inactive | 40681 | 1997 | AO SMITH | CHWH - ASME/Fired Water Heater | ROOM | HWSD - Hot Water Dom/Potable | 9/30/2007
VILLAGER MOTOR INN | 5200 O St | Lincoln | NE | 68510-1955 | LANCASTER | NE22009 | Inactive | 33795 | 1996 | AO SMITH | CHWH - ASME/Fired Water Heater |  | HWSD - Hot Water Dom/Potable | 9/30/2008
VILLAGER MOTOR INN | 5200 O St | Lincoln | NE | 68510-1955 | LANCASTER | NE23844 | Inactive | 63002 | 1999 | AO SMITH | CHWH - ASME/Fired Water Heater |  | HWSD - Hot Water Dom/Potable | 9/30/2008
Maxey Elementary School | 5200 S 75th St | Lincoln | NE | 68516-4360 | Lancaster | NE05389 | Active | 8125 | 1994 | Les Inc/Aldrich Co | FTVT - Firetube Vertical TB | BOILER ROOM | GLYC - Glycol Bldg Heat Sys | 11/30/2026
Maxey Elementary School | 5200 S 75th St | Lincoln | NE | 68516-4360 | Lancaster | NE05390 | Active | 8132 | 1994 | Les Inc/Aldrich Co | FTVT - Firetube Vertical TB | BOILER ROOM | GLYC - Glycol Bldg Heat Sys | 11/30/2026
Maxey Elementary School | 5200 S 75th St | Lincoln | NE | 68516-4360 | Lancaster | NE05391 | Active | 8126 | 1994 | Les Inc/Aldrich Co | FTVT - Firetube Vertical TB | BOILER ROOM | GLYC - Glycol Bldg Heat Sys | 11/30/2026
Maxey Elementary School | 5200 S 75th St | Lincoln | NE | 68516-4360 | Lancaster | NE05392 | Scrapped/Junked | 8131 | 1994 | Les Inc/Aldrich Co | FTVT - Firetube Vertical TB | BOILER ROOM | GLYC - Glycol Bldg Heat Sys | 4/30/2019
Maxey Elementary School | 5200 S 75th St | Lincoln | NE | 68516-4360 | Lancaster | NE05393 | Exempt 1999 LB-66 |  | 1994 | AO SMITH | AHWH - ANSI/Fired Water Htr |  | HWSD - Hot Water Dom/Potable | 6/30/2000
Maxey Elementary School | 5200 S 75th St | Lincoln | NE | 68516-4360 | Lancaster | NE05394 | Scrapped/Junked | 27390 | 1994 | AO SMITH | COBL - Coil Type Boiler |  | HWSD - Hot Water Dom/Potable | 6/30/2001
Culler Middle School | 5201 Vine St | Lincoln | NE | 68504-3339 | Lancaster | NE05843 | Scrapped/Junked | 84429 | 1997 | CLEVELAND | WT - Water Tube Boiler | BOILER ROOM | PROC - Process Steam | 3/31/2002
Culler Middle School | 5201 Vine St | Lincoln | NE | 68504-3339 | Lancaster | NE07789 | Scrapped/Junked | 47235 | 1998 | AO SMITH | CHWH - ASME/Fired Water Heater | BOILER ROOM | HWSD - Hot Water Dom/Potable | 2/28/2013
Culler Middle School | 5201 Vine St | Lincoln | NE | 68504-3339 | Lancaster | NE07790 | Scrapped/Junked | 47225 | 1998 | AO SMITH | CHWH - ASME/Fired Water Heater | BOILER ROOM | HWSD - Hot Water Dom/Potable | 4/30/2017
Culler Middle School | 5201 Vine St | Lincoln | NE | 68504-3339 | Lancaster | NE08771 | Active | 11143 | 2000 | Les Inc/Aldrich Co | FTVT - Firetube Vertical TB | BASEMENT | GLYC - Glycol Bldg Heat Sys | 11/30/2026
Culler Middle School | 5201 Vine St | Lincoln | NE | 68504-3339 | Lancaster | NE08772 | Active | 11146 | 2000 | Les Inc/Aldrich Co | FTVT - Firetube Vertical TB | BASEMENT | GLYC - Glycol Bldg Heat Sys | 11/30/2026
Culler Middle School | 5201 Vine St | Lincoln | NE | 68504-3339 | Lancaster | NE30123 | Scrapped/Junked |  | 1958 | KEWANEE | FT - Firetube Boiler | BOILER ROOM | STHT - Steam-Heat | 3/31/2002
Culler Middle School | 5201 Vine St | Lincoln | NE | 68504-3339 | Lancaster | NE30124 | Scrapped/Junked |  | 1958 | KEWANEE | FT - Firetube Boiler | BOILER ROOM | STHT - Steam-Heat | 3/31/2002
Culler Middle School | 5201 Vine St | Lincoln | NE | 68504-3339 | Lancaster | NE30151 | Inactive |  | 1958 | KEWANEE | FT - Firetube Boiler |  | STHT - Steam-Heat | 6/30/2000
Huvepharma | 521 W Industrial Lake Dr | Lincoln | NE | 68528-1574 | Lancaster | NE08525 | Scrapped/Junked | 48798 | 1998 | LATT | FTNT - FT Vertical Tubeless | MECH ROOM | PROC - Process Steam | 8/31/2022
Huvepharma | 521 W Industrial Lake Dr | Lincoln | NE | 68528-1574 | Lancaster | NE41569 | Active | 59601 | 2022 | Lattner Boiler Co | FTNT - FT Vertical Tubeless | MECH ROOM | PROC - Process Steam | 5/31/2026
Union Manor | 5211 Calvert St | Lincoln | NE | 68506-3906 | Lancaster | NE06066 | Scrapped/Junked | 84832 | 2004 | AO SMITH | CHWH - ASME/Fired Water Heater | 1ST FLOOR MECH ROOM | HWSD - Hot Water Dom/Potable | 2/28/2017
Union Manor | 5211 Calvert St | Lincoln | NE | 68506-3906 | Lancaster | NE06067 | Scrapped/Junked | 86248 | 2004 | AO SMITH | CHWH - ASME/Fired Water Heater | 1ST FLOOR MECH ROOM | HWSD - Hot Water Dom/Potable | 2/28/2017
Union Manor | 5211 Calvert St | Lincoln | NE | 68506-3906 | Lancaster | NE26730 | Active | 210156 | 2015 | A O Smith | CHWH - ASME/Fired Water Heater | Basement Mech. room | HWSD - Hot Water Dom/Potable | 2/28/2026
Union Manor | 5211 Calvert St | Lincoln | NE | 68506-3906 | Lancaster | NE26731 | Active | 204121 | 2015 | A O Smith | CHWH - ASME/Fired Water Heater | Basement Mech. room | HWSD - Hot Water Dom/Potable | 2/28/2026
Farm Bureau Insurance | 5225 S 16th St | Lincoln | NE | 68512-1275 | Lancaster | NE19566 | Active | 18023 | 2010 | Aldrich | FTVT - Firetube Vertical TB | Basement Blrm | HWHT - Hot Water Heat | 10/31/2026
Farm Bureau Insurance | 5225 S 16th St | Lincoln | NE | 68512-1275 | Lancaster | NE20952 | Active | 18431 | 2011 | Aldrich | FTVT - Firetube Vertical TB | Basement Blrm | HWHT - Hot Water Heat | 10/31/2026
Farm Bureau Insurance | 5225 S 16th St | Lincoln | NE | 68512-1275 | Lancaster | NE20953 | Active | 18432 | 2011 | Aldrich | FTVT - Firetube Vertical TB | Basement Blrm | HWHT - Hot Water Heat | 10/31/2026
Farm Bureau Insurance | 5225 S 16th St | Lincoln | NE | 68512-1275 | Lancaster | NE40945 | Out of Service | 9038 | 1996 | ALES | FTVT - Firetube Vertical TB | BASEMENT | HWHT - Hot Water Heat | 10/31/2011
Farm Bureau Insurance | 5225 S 16th St | Lincoln | NE | 68512-1275 | Lancaster | NE40946 | Out of Service | 9028 | 1996 | ALES | FTVT - Firetube Vertical TB | BASEMENT | HWHT - Hot Water Heat | 10/31/2011
Farm Bureau Insurance | 5225 S 16th St | Lincoln | NE | 68512-1275 | Lancaster | NE40947 | Out of Service | 9041 | 1996 | ALES | FTVT - Firetube Vertical TB | BASEMENT | HWHT - Hot Water Heat | 10/31/2010
HOLMES ELEMENTARY SCHOOL | 5230 Sumner St | Lincoln | NE | 68506-1362 | LANCASTER | NE09412 | Scrapped/Junked | 305548 | 1983 | AO SMITH | CHWH - ASME/Fired Water Heater | BOILER ROOM | HWSD - Hot Water Dom/Potable | 6/30/2002
HOLMES ELEMENTARY SCHOOL | 5230 Sumner St | Lincoln | NE | 68506-1362 | LANCASTER | NE14598 | Scrapped/Junked | 41879 | 1989 | KEWANEE | FTFB - Firetube-Firebox Boiler | BOILER ROOM | STHT - Steam-Heat | 2/28/2009
HOLMES ELEMENTARY SCHOOL | 5230 Sumner St | Lincoln | NE | 68506-1362 | LANCASTER | NE32769 | Scrapped/Junked | 38391 | 1984 | KEWANEE | FTFB - Firetube-Firebox Boiler | BOILER ROOM | STHT - Steam-Heat | 2/28/2009
Ruth Hill Elementary | 5230 Tipperary Trl | Lincoln | NE | 68512-1459 | Lancaster | NE05416 | Exempt 1999 LB-66 |  | 1992 | AO SMITH | AHWH - ANSI/Fired Water Htr |  | HWSD - Hot Water Dom/Potable | 6/30/2000
Ruth Hill Elementary | 5230 Tipperary Trl | Lincoln | NE | 68512-1459 | Lancaster | NE05417 | Exempt 1999 LB-66 |  | 1983 | RHEEM MANUFACTURING CO | AHWH - ANSI/Fired Water Htr |  | HWSD - Hot Water Dom/Potable | 6/30/2000
Ruth Hill Elementary | 5230 Tipperary Trl | Lincoln | NE | 68512-1459 | Lancaster | NE11939 | Scrapped/Junked |  | 1975 | AO SMITH | AHWH - ANSI/Fired Water Htr | BOILER ROOM | HWSD - Hot Water Dom/Potable | 2/28/2006
Ruth Hill Elementary | 5230 Tipperary Trl | Lincoln | NE | 68512-1459 | Lancaster | NE34365 | Scrapped/Junked | N/A | 1975 | KEWA | FTFB - Firetube-Firebox Boiler | BOILER ROOM | HWHT - Hot Water Heat | 2/28/2010
Ruth Hill Elementary | 5230 Tipperary Trl | Lincoln | NE | 68512-1459 | Lancaster | NE34366 | Scrapped/Junked |  | 1975 | KEWA | FTFB - Firetube-Firebox Boiler | BOILER ROOM | HWHT - Hot Water Heat | 2/28/2010
FARMERS MUTUAL INS OF NE | 525 S 13th St | Lincoln | NE | 68508-2703 | LANCASTER | NE15824 | Inactive |  | 1978 | BURNHAM COMM/INDUST |  | BOILER ROOM | STHT - Steam-Heat | 1/31/2008
Travelodge | 5250 Cornhusker Hwy | Lincoln | NE | 68504-1425 | Lancaster | NE00262 | Scrapped/Junked | 1797 | 2000 | Rbi | WT - Water Tube Boiler | Boiler Room | HWSD - Hot Water Dom/Potable | 2/28/2012
Travelodge | 5250 Cornhusker Hwy | Lincoln | NE | 68504-1425 | Lancaster | NE00263 | Inactive | 99975 | 1999 | Pvi Industries | FT - Firetube Boiler | Boiler Room | HWHT - Hot Water Heat | 2/28/2015
Travelodge | 5250 Cornhusker Hwy | Lincoln | NE | 68504-1425 | Lancaster | NE04266 | Scrapped/Junked |  | 1963 | Rite Engineering Corp | WT - Water Tube Boiler |  | HWHT - Hot Water Heat | 10/31/2000
Travelodge | 5250 Cornhusker Hwy | Lincoln | NE | 68504-1425 | Lancaster | NE04267 | Inactive | 58669 | 1985 | Teledyne & Laars | WT - Water Tube Boiler |  | HWHT - Hot Water Heat | 10/31/1998
Travelodge | 5250 Cornhusker Hwy | Lincoln | NE | 68504-1425 | Lancaster | NE04725 | Scrapped/Junked |  | 1988 | A. O. Smith | AHWH - ANSI/Fired Water Htr | ANNEX RM 258 | HWSD - Hot Water Dom/Potable | 10/31/2001
Travelodge | 5250 Cornhusker Hwy | Lincoln | NE | 68504-1425 | Lancaster | NE04889 | Inactive |  | 1983 | Ruud-Rheem | AHWH - ANSI/Fired Water Htr |  | HWSD - Hot Water Dom/Potable | 10/31/1994
Travelodge | 5250 Cornhusker Hwy | Lincoln | NE | 68504-1425 | Lancaster | NE09797 | Scrapped/Junked | 170613 | 2000 | Raytherm/Raypak | CPFT - Horiz Cpr Fin Boiler | Basement | IPHT - Indoor Pool Heater | 10/31/2009
Travelodge | 5250 Cornhusker Hwy | Lincoln | NE | 68504-1425 | Lancaster | NE16392 | Inactive | 14870 | 1990 | Teledyne & Laars | WT - Water Tube Boiler | BOILER ROOM | HWSD - Hot Water Dom/Potable | 10/31/2000
Travelodge | 5250 Cornhusker Hwy | Lincoln | NE | 68504-1425 | Lancaster | NE17040 | Scrapped/Junked | N/A | 2009 | Raypak | CPPH - Ansi Cpr Fin Pool Heater | Basement | IPHT - Indoor Pool Heater | 2/28/2012
Travelodge | 5250 Cornhusker Hwy | Lincoln | NE | 68504-1425 | Lancaster | NE17312 | Scrapped/Junked |  | 1992 | Teledyne & Laars | WT - Water Tube Boiler | POOL | HWSD - Hot Water Dom/Potable | 10/31/2001
Travelodge | 5250 Cornhusker Hwy | Lincoln | NE | 68504-1425 | Lancaster | NE19617 | Exempt 1999 LB-66 |  | 1995 | Ruud-Rheem | AHWH - ANSI/Fired Water Htr |  | HWSD - Hot Water Dom/Potable | 10/31/1999
Travelodge | 5250 Cornhusker Hwy | Lincoln | NE | 68504-1425 | Lancaster | NE19618 | Inactive | 66710 | 1994 | Ruud-Rheem | CHWH - ASME/Fired Water Heater | Annex Rm 258 | HWSD - Hot Water Dom/Potable | 10/31/2007
Travelodge | 5250 Cornhusker Hwy | Lincoln | NE | 68504-1425 | Lancaster | NE22029 | Inactive | 338201 | 2004 | Raypak | CPFH - Copper Fin Water Heater | Outside pool area | OPHT - Outdoor Pool Heater | 2/28/2015
Travelodge | 5250 Cornhusker Hwy | Lincoln | NE | 68504-1425 | Lancaster | NE22890 | Scrapped/Junked | 30264 | 2012 | Rbi | CPFH - Copper Fin Water Heater | Mech. Room | HWSD - Hot Water Dom/Potable | 2/28/2015
Travelodge | 5250 Cornhusker Hwy | Lincoln | NE | 68504-1425 | Lancaster | NE26966 | Inactive | 204612 | 2015 | A O Smith | CHWH - ASME/Fired Water Heater | Basement | HWSD - Hot Water Dom/Potable | 3/31/2021
Travelodge | 5250 Cornhusker Hwy | Lincoln | NE | 68504-1425 | Lancaster | NE43120 | Active | 248967 | 2018 | A O Smith | AHWH - ANSI/Fired Water Htr | Garage | HWHT - Hot Water Heat | 12/31/2024
Genesis Health Club | 5300 Old Cheney Rd | Lincoln | NE | 68516-3238 | Lancaster | NE00724 | Exempt |  | 1999 | TELEDYNE LAARS | WT - Water Tube Boiler | POOL BOILER ROOM | HWHT - Hot Water Heat | 9/30/2001
Genesis Health Club | 5300 Old Cheney Rd | Lincoln | NE | 68516-3238 | Lancaster | NE06052 | Inactive |  | 2003 | THERMASOL | ELBL - Electric Boiler | SAUNA | SAUN - Sauna Steam Room Heat | 1/1/1900
Genesis Health Club | 5300 Old Cheney Rd | Lincoln | NE | 68516-3238 | Lancaster | NE06082 | Scrapped/Junked | 58031 | 2005 | R&R | ELBL - Electric Boiler | LOCKER ROOM HALLWAY | SAUN - Sauna Steam Room Heat | 3/31/2020
Genesis Health Club | 5300 Old Cheney Rd | Lincoln | NE | 68516-3238 | Lancaster | NE40787 | Scrapped/Junked |  | 1983 | TELEDYNE LAARS | AHWH - ANSI/Fired Water Htr | POOL ROOM | HWHT - Hot Water Heat | 9/2/2000
Genesis Health Club | 5300 Old Cheney Rd | Lincoln | NE | 68516-3238 | Lancaster | NE40788 | Inactive |  | 1983 | RUUD | AHWH - ANSI/Fired Water Htr | POOL ROOM | HWSP - Hot Water Non Potable Supply | 9/30/2002
Arnold Elementary School | 5300 W Knight Dr | Lincoln | NE | 68524-1139 | Lancaster | NE05412 | Exempt 1999 LB-66 |  | 1992 | RUUD | AHWH - ANSI/Fired Water Htr | ARNOLD ELEM | HWSD - Hot Water Dom/Potable | 6/30/2000
Arnold Elementary School | 5300 W Knight Dr | Lincoln | NE | 68524-1139 | Lancaster | NE30134 | Scrapped/Junked | N/A | 1959 | TITV | FT - Firetube Boiler | BOILER ROOM | HWHT - Hot Water Heat | 2/28/2011
Arnold Elementary School | 5300 W Knight Dr | Lincoln | NE | 68524-1139 | Lancaster | NE30135 | Scrapped/Junked | N/A | 1959 | TITV | FT - Firetube Boiler | BOILER ROOM | HWHT - Hot Water Heat | 2/28/2011
Arnold Elementary School | 5300 W Knight Dr | Lincoln | NE | 68524-1139 | Lancaster | NE35287 | Scrapped/Junked |  | 1982 | State Ind. | AHWH - ANSI/Fired Water Htr |  | HWSD - Hot Water Dom/Potable | 6/30/2000
PHI KAPPA TAU | 5305 Huntington Ave | Lincoln | NE | 68504-2936 | LANCASTER | NE18703 | Inactive |  | 1976 | AMERICAN STANDARD |  | BASEMENT | STHT - Steam-Heat | 12/31/2002
PHI KAPPA TAU | 5305 Huntington Ave | Lincoln | NE | 68504-2936 | LANCASTER | NE30803 | Exempt 1999 LB-66 |  | 1987 | RHEEM MANUFACTURING CO | AHWH - ANSI/Fired Water Htr |  | HWSD - Hot Water Dom/Potable | 9/30/1999
Old Herndon Apartment Building | 531 S 18th St | Lincoln | NE | 68508-2660 | Lancaster | NE16223 | Scrapped/Junked | N/A | 1983 | Weil-Mcclain | CI - Cast Iron | BOILER ROOM | STHT - Steam-Heat | 1/31/2013
NIFCO MECHANICAL SYSTEMS | 531 Sumner St | Lincoln | NE | 68502-1942 | LANCASTER | NE17303 | Inactive | 14701 | 1992 | SUSSMAN-AUTOMATIC CORP | ELBL - Electric Boiler |  | STHT - Steam-Heat | 11/30/1997
Speedway Properties | 531 Westgate Blvd | Lincoln | NE | 68528-1563 | Lancaster | NE10301 | Scrapped/Junked | 27648 | 1994 | AO SMITH | CHWH - ASME/Fired Water Heater | Museum Boiler Room | HWSD - Hot Water Dom/Potable | 10/31/2017
Speedway Properties | 531 Westgate Blvd | Lincoln | NE | 68528-1563 | Lancaster | NE11916 | Active | 34337 | 1987 | Kewanee | FTFB - Firetube-Firebox Boiler | Museum Boiler Room | HWHT - Hot Water Heat | 11/30/2026
Speedway Properties | 531 Westgate Blvd | Lincoln | NE | 68528-1563 | Lancaster | NE11917 | Active | 35711 | 1981 | Kewanee | FTFB - Firetube-Firebox Boiler | Museum Boiler Room | HWHT - Hot Water Heat | 11/30/2026
Speedway Properties | 531 Westgate Blvd | Lincoln | NE | 68528-1563 | Lancaster | NE20160 | Scrapped/Junked |  | 1990 | AO SMITH | AHWH - ANSI/Fired Water Htr | BOILER ROOM | HWSD - Hot Water Dom/Potable | 10/31/1999
MAI DRY CLEANING | 5310 S 56th St Ste 2 | Lincoln | NE | 68516-1892 | LANCASTER | NE22546 | Exempt 1999 LB-66 |  | 1985 | RUUD | AHWH - ANSI/Fired Water Htr | BOILER ROOM | HWSD - Hot Water Dom/Potable | 3/31/2000
Country Inn & Suites | 5353 N 27th St | Lincoln | NE | 68521-1039 | Lancaster | NE00351 | Scrapped/Junked | 53254 | 1999 | AOSM | COBL - Coil Type Boiler | 1ST FL MECH ROOM | HWSD - Hot Water Dom/Potable | 12/31/2013
Country Inn & Suites | 5353 N 27th St | Lincoln | NE | 68521-1039 | Lancaster | NE00352 | Out of Service | 54998 | 2000 | AOSM | COBL - Coil Type Boiler | 1ST FLOOR/MECH ROOM | HWSD - Hot Water Dom/Potable | 12/31/2023
Country Inn & Suites | 5353 N 27th St | Lincoln | NE | 68521-1039 | Lancaster | NE00367 | Scrapped/Junked | 160315 | 1999 | RAYP | CPFT - Horiz Cpr Fin Boiler | POOL ROOM | IPHT - Indoor Pool Heater | 12/31/2011
Country Inn & Suites | 5353 N 27th St | Lincoln | NE | 68521-1039 | Lancaster | NE09882 | Exempt | 191843 | 2002 | RAYPAK INC, CALIFORNIA | CPFH - Copper Fin Water Heater | SPA ROOM | SPAJ - Spa/Jacuzzi Heater | 12/31/2008
Country Inn & Suites | 5353 N 27th St | Lincoln | NE | 68521-1039 | Lancaster | NE24189 | Active | 267895 | 2013 | Lochinvar | WTSS - Watertube SS Steel | mech room | HWSD - Hot Water Dom/Potable | 12/31/2025
Country Inn & Suites | 5353 N 27th St | Lincoln | NE | 68521-1039 | Lancaster | NE43198 | Active | 623043 | 2024 | Lochinvar | WTSS - Watertube SS Steel | Boiler Room | HWSD - Hot Water Dom/Potable | 12/31/2025
Beacon Hill Restaurant | 5353 N 27th St | Lincoln | NE | 68521-1039 | Lancaster | NE25571 | Scrapped/Junked | 55566 | 2000 | AOSM | COBL - Coil Type Boiler | ELECTRICAL/MECH ROOM | HWSD - Hot Water Dom/Potable | 12/31/2010
Sacred Heart School | 540 N 31st St | Lincoln | NE | 68503-3203 | Lancaster | NE02087 | Active | n/a | 2004 | DUNK | CI - Cast Iron | NORTH BLDG | STHT - Steam-Heat | 10/31/2026
Sacred Heart School | 540 N 31st St | Lincoln | NE | 68503-3203 | Lancaster | NE34364 | Scrapped/Junked |  | 1974 | American Standard | CI - Cast Iron | BOILER ROOM | HWHT - Hot Water Heat | 8/31/2004
ADM Milling Co | 540 South St | Lincoln | NE | 68502-1940 | Lancaster | NE02611 | Scrapped/Junked | 345 | 1953 | Sprn | WT - Water Tube Boiler | Boiler Room | PROC - Process Steam | 1/31/2002
ADM Milling Co | 540 South St | Lincoln | NE | 68502-1940 | Lancaster | NE02818 | Scrapped/Junked | 966 | 1958 | Nebraska Boiler | WT - Water Tube Boiler | Boiler Room | PROC - Process Steam | 2/28/2016
ADM Milling Co | 540 South St | Lincoln | NE | 68502-1940 | Lancaster | NE09879 | Out of Service | 23949 | 2000 | Clayton Industries | COBL - Coil Type Boiler | Boiler Room | PROC - Process Steam | 7/31/2014
ADM Milling Co | 540 South St | Lincoln | NE | 68502-1940 | Lancaster | NE27241 | Active | 18433 | 2017 | Superior Boiler Works | FTSM - FTS Marine Dry Back | Boiler Room | PROC - Process Steam | 8/31/2025
ADM Milling Co | 540 South St | Lincoln | NE | 68502-1940 | Lancaster | NE27242 | Exempt | 982 | 2017 | Heatmizer | ECON - Boiler Economizer | Boiler Room | ECON - Boiler Economizer | 8/31/2017
Huvepharma | 540 W Industrial Lake Dr | Lincoln | NE | 68528-1580 | Lancaster | NE28318 | Scrapped/Junked | 10978 | 2019 | Vapor Power | COBL - Coil Type Boiler | Mechanical Room | PROC - Process Steam | 7/31/2024
Huvepharma | 540 W Industrial Lake Dr | Lincoln | NE | 68528-1580 | Lancaster | NE43345 | Active | 4978 | 2024 | Electro-Steam | ELBL - Electric Boiler | Upstairs Mech Room | PROC - Process Steam | 4/30/2026
Huvepharma | 540 W Industrial Lake Dr | Lincoln | NE | 68528-1580 | Lancaster | NE43346 | Active | 4977 | 2024 | Electro-Steam | ELBL - Electric Boiler | Upstairs Mech Room | PROC - Process Steam | 4/30/2026
Madonna Rehabilitation Hospital | 5401 South St | Lincoln | NE | 68506-2150 | Lancaster | NE01669 | Scrapped/Junked | 210214 | 2003 | RAYPAK INC, CALIFORNIA | CPFH - Copper Fin Water Heater | POOL ROOM | IPHT - Indoor Pool Heater | 8/31/2013
Madonna Rehabilitation Hospital | 5401 South St | Lincoln | NE | 68506-2150 | Lancaster | NE06816 | Active | 13187 | 2005 | Triad Boiler Systems | FTVT - Firetube Vertical TB | St. Joe BLRM | HWSD - Hot Water Dom/Potable | 8/31/2026
Madonna Rehabilitation Hospital | 5401 South St | Lincoln | NE | 68506-2150 | Lancaster | NE15360 | Scrapped/Junked | 136560 | 2009 | AO SMITH | CHWH - ASME/Fired Water Heater | BOILER #1 ST JOSEPH | HWSD - Hot Water Dom/Potable | 7/31/2012
Madonna Rehabilitation Hospital | 5401 South St | Lincoln | NE | 68506-2150 | Lancaster | NE15361 | Scrapped/Junked | 136553 | 2009 | AO SMITH | CHWH - ASME/Fired Water Heater | BOILER ROOM/ST JO WING | HWSD - Hot Water Dom/Potable | 7/31/2013
Madonna Rehabilitation Hospital | 5401 South St | Lincoln | NE | 68506-2150 | Lancaster | NE15362 | Scrapped/Junked | 136550 | 2009 | AO SMITH | CHWH - ASME/Fired Water Heater | BOILER RM ST JOSEPH | HWSD - Hot Water Dom/Potable | 7/31/2013
Madonna Rehabilitation Hospital | 5401 South St | Lincoln | NE | 68506-2150 | Lancaster | NE15516 | Scrapped/Junked |  | 1989 | RHEEM MANUFACTURING CO | AHWH - ANSI/Fired Water Htr |  | HWSD - Hot Water Dom/Potable | 8/31/1999
Madonna Rehabilitation Hospital | 5401 South St | Lincoln | NE | 68506-2150 | Lancaster | NE17216 | Scrapped/Junked | 42225 | 1989 | Kewanee Boiler, Inc. | FTFB - Firetube-Firebox Boiler | St. Benedict BLRM | HWHT - Hot Water Heat | 8/31/2024
Madonna Rehabilitation Hospital | 5401 South St | Lincoln | NE | 68506-2150 | Lancaster | NE17217 | Scrapped/Junked | 41596 | 1988 | Kewanee Boiler Co. | FTFB - Firetube-Firebox Boiler | St. Benedict BLRM | HWHT - Hot Water Heat | 8/31/2024
Madonna Rehabilitation Hospital | 5401 South St | Lincoln | NE | 68506-2150 | Lancaster | NE17498 | Scrapped/Junked |  | 1988 | RUUD | AHWH - ANSI/Fired Water Htr | BLR RM 3 ST JAMES | HWSD - Hot Water Dom/Potable | 8/31/2007
Madonna Rehabilitation Hospital | 5401 South St | Lincoln | NE | 68506-2150 | Lancaster | NE20164 | Inactive |  | 1990 | AO SMITH | AHWH - ANSI/Fired Water Htr | BOILER ROOM #1 | HWSD - Hot Water Dom/Potable | 8/31/1999
Madonna Rehabilitation Hospital | 5401 South St | Lincoln | NE | 68506-2150 | Lancaster | NE20189 | Inactive |  | 1984 | AO SMITH | AHWH - ANSI/Fired Water Htr | BOILER RM #3 | HWSD - Hot Water Dom/Potable | 8/31/1998
Madonna Rehabilitation Hospital | 5401 South St | Lincoln | NE | 68506-2150 | Lancaster | NE22099 | Scrapped/Junked | 170112 | 2012 | AO SMITH | CHWH - ASME/Fired Water Heater | St. Joe Boiler Room | HWSD - Hot Water Dom/Potable | 7/31/2016
Madonna Rehabilitation Hospital | 5401 South St | Lincoln | NE | 68506-2150 | Lancaster | NE23642 | Scrapped/Junked | 173600 | 2012 | AO SMITH | CHWH - ASME/Fired Water Heater | St. Joe Boiler Room | HWSD - Hot Water Dom/Potable | 8/31/2017
Madonna Rehabilitation Hospital | 5401 South St | Lincoln | NE | 68506-2150 | Lancaster | NE23850 | Scrapped/Junked | 43247 | 1998 | AO SMITH | CHWH - ASME/Fired Water Heater | BOILER RM 3 ST JAMES | HWSD - Hot Water Dom/Potable | 8/31/2008
Madonna Rehabilitation Hospital | 5401 South St | Lincoln | NE | 68506-2150 | Lancaster | NE24179 | Scrapped/Junked | 174915 | 2012 | AO SMITH | CHWH - ASME/Fired Water Heater | St. Joe Boiler Room | HWSD - Hot Water Dom/Potable | 8/31/2016
Madonna Rehabilitation Hospital | 5401 South St | Lincoln | NE | 68506-2150 | Lancaster | NE24335 | Inactive | 10593 | 1999 | Aldrich Co./L.E.S., Inc. | FTVT - Firetube Vertical TB | New St. James BLRM | HWHT - Hot Water Heat | 8/31/2024
Madonna Rehabilitation Hospital | 5401 South St | Lincoln | NE | 68506-2150 | Lancaster | NE24336 | Inactive | 10591 | 1999 | Aldrich Co./L.E.S., Inc. | FTVT - Firetube Vertical TB | New St. James BLRM | HWHT - Hot Water Heat | 8/31/2024
Madonna Rehabilitation Hospital | 5401 South St | Lincoln | NE | 68506-2150 | Lancaster | NE24627 | Active | 365477 | 2013 | Raypak, Inc. | CPFH - Copper Fin Water Heater | Pool Equipment Room | IPHT - Indoor Pool Heater | 8/31/2026
Madonna Rehabilitation Hospital | 5401 South St | Lincoln | NE | 68506-2150 | Lancaster | NE24628 | Active | 19067 | 2013 | Aldrich Co. | FTFB - Firetube-Firebox Boiler | St. Joe Boiler Room | HWHT - Hot Water Heat | 8/31/2026
Madonna Rehabilitation Hospital | 5401 South St | Lincoln | NE | 68506-2150 | Lancaster | NE24629 | Active | 19066 | 2013 | Aldrich Co. | FTFB - Firetube-Firebox Boiler | St. Joe Boiler Room | HWHT - Hot Water Heat | 8/31/2026
Madonna Rehabilitation Hospital | 5401 South St | Lincoln | NE | 68506-2150 | Lancaster | NE26530 | Scrapped/Junked | 212492 | 2016 | AO Smith | CHWH - ASME/Fired Water Heater | St. Joe Boiler Room | HWSD - Hot Water Dom/Potable | 8/31/2020
Madonna Rehabilitation Hospital | 5401 South St | Lincoln | NE | 68506-2150 | Lancaster | NE26531 | Scrapped/Junked | 198294 | 2014 | AO Smith | CHWH - ASME/Fired Water Heater | St. Joe Boiler Room | HWSD - Hot Water Dom/Potable | 8/31/2020
Madonna Rehabilitation Hospital | 5401 South St | Lincoln | NE | 68506-2150 | Lancaster | NE27237 | Scrapped/Junked | 223263 | 2016 | AO SMITH | CHWH - ASME/Fired Water Heater | St. Joe Boiler Room | HWSD - Hot Water Dom/Potable | 8/31/2020
Madonna Rehabilitation Hospital | 5401 South St | Lincoln | NE | 68506-2150 | Lancaster | NE28517 | Active | 110016 | 2019 | PVI Industries | CHWH - ASME/Fired Water Heater | St. Joe BLRM | HWSD - Hot Water Dom/Potable | 8/31/2026
Madonna Rehabilitation Hospital | 5401 South St | Lincoln | NE | 68506-2150 | Lancaster | NE28518 | Active | 102771 | 2019 | PVI Industries | CHWH - ASME/Fired Water Heater | St. Joe BLRM | HWSD - Hot Water Dom/Potable | 8/31/2026
Madonna Rehabilitation Hospital | 5401 South St | Lincoln | NE | 68506-2150 | Lancaster | NE39139 | Scrapped/Junked | 0 | 1970 | KEWA | FTFB - Firetube-Firebox Boiler | BOILER RM #1 ST JOSEPH | HWHT - Hot Water Heat | 8/31/2013
Madonna Rehabilitation Hospital | 5401 South St | Lincoln | NE | 68506-2150 | Lancaster | NE39140 | Out of Service | 0 | 1970 | KEWA | FTFB - Firetube-Firebox Boiler | BOILER RM #1 ST JOSEPH | HWHT - Hot Water Heat | 8/31/2016
Madonna Rehabilitation Hospital | 5401 South St | Lincoln | NE | 68506-2150 | Lancaster | NE39141 | Scrapped/Junked | 6334 | 1986 | SELLERS | FT - Firetube Boiler | BOILER RM #1 ST JOSEPH | HWSD - Hot Water Dom/Potable | 8/31/2006
Madonna Rehabilitation Hospital | 5401 South St | Lincoln | NE | 68506-2150 | Lancaster | NE39142 | Scrapped/Junked | 6207 | 1986 | SELL | FT - Firetube Boiler | BOILER RM #1 ST JOSEPH | HWSD - Hot Water Dom/Potable | 8/31/2009
Madonna Rehabilitation Hospital | 5401 South St | Lincoln | NE | 68506-2150 | Lancaster | NE39143 | Scrapped/Junked | 4362 | 1975 | Kewanee | FTFB - Firetube-Firebox Boiler | #2 Equipment RM Old St. James | HWHT - Hot Water Heat | 8/31/2023
Madonna Rehabilitation Hospital | 5401 South St | Lincoln | NE | 68506-2150 | Lancaster | NE39144 | Scrapped/Junked | 4360 | 1975 | Kewanee | FTFB - Firetube-Firebox Boiler | #2 Equipment RM Old St. James | HWHT - Hot Water Heat | 8/31/2023
Madonna Rehabilitation Hospital | 5401 South St | Lincoln | NE | 68506-2150 | Lancaster | NE39194 | Inactive |  | 1988 | RHEEM MANUFACTURING CO | AHWH - ANSI/Fired Water Htr | ST JAMES #2 | HWSD - Hot Water Dom/Potable | 8/31/2007
Madonna Rehabilitation Hospital | 5401 South St | Lincoln | NE | 68506-2150 | Lancaster | NE41476 | Active | 89495 | 2021 | Aerco | FTVT - Firetube Vertical TB | New Addition | HWHT - Hot Water Heat | 8/31/2026
Madonna Rehabilitation Hospital | 5401 South St | Lincoln | NE | 68506-2150 | Lancaster | NE41477 | Active | 89262 | 2021 | Aerco | FTVT - Firetube Vertical TB | New Addition | HWHT - Hot Water Heat | 8/31/2026
Madonna Rehabilitation Hospital | 5401 South St | Lincoln | NE | 68506-2150 | Lancaster | NE41478 | Active | 89494 | 2021 | Aerco | FTVT - Firetube Vertical TB | New Addition | HWHT - Hot Water Heat | 8/31/2026
Madonna Rehabilitation Hospital | 5401 South St | Lincoln | NE | 68506-2150 | Lancaster | NE41479 | Active | 200272 | 2021 | PVI Industries | CHWH - ASME/Fired Water Heater | New Addition | HWSD - Hot Water Dom/Potable | 8/31/2026
Madonna Rehabilitation Hospital | 5401 South St | Lincoln | NE | 68506-2150 | Lancaster | NE41480 | Active | 197213 | 2021 | PVI Industries | CHWH - ASME/Fired Water Heater | New Addition | HWSD - Hot Water Dom/Potable | 8/31/2026
Madonna Rehabilitation Hospital | 5401 South St | Lincoln | NE | 68506-2150 | Lancaster | NE41481 | Active | 200253 | 2021 | PVI Industries | CHWH - ASME/Fired Water Heater | New Addition | HWSD - Hot Water Dom/Potable | 8/31/2026
Madonna Rehabilitation Hospital | 5401 South St | Lincoln | NE | 68506-2150 | Lancaster | NE41482 | Active | 192425 | 2021 | PVI Industries | CHWH - ASME/Fired Water Heater | New Addition | HWSD - Hot Water Dom/Potable | 8/31/2026
Herndon Apartment Building | 541 S 18th St | Lincoln | NE | 68508-2687 | Lancaster | NE00052 | Out of Service | N/A | 1999 | Peerless | CI - Cast Iron | BOILER ROOM | STHT - Steam-Heat | 1/31/2013
Herndon Apartment Building | 541 S 18th St | Lincoln | NE | 68508-2687 | Lancaster | NE30688 | Scrapped/Junked |  | 1971 | LOCHINVAR | CPFT - Horiz Cpr Fin Boiler | BOILER ROOM | HWSD - Hot Water Dom/Potable | 1/31/2005
Herndon Apartment Building | 541 S 18th St | Lincoln | NE | 68508-2687 | Lancaster | NE30689 | Scrapped/Junked |  | 1960 | AMERICAN STANDARD |  |  | STHT - Steam-Heat | 1/31/2000
Power Wash | 5411 NW 1st St | Lincoln | NE | 68521-4457 | Lancaster | NE24266 | Scrapped/Junked | 157207 | 1999 | Raypak | CPFT - Horiz Cpr Fin Boiler | BOILER ROOM | HWSP - Hot Water Non Potable Supply | 4/30/2025
Power Wash | 5411 NW 1st St | Lincoln | NE | 68521-4457 | Lancaster | NE24267 | Active | 154292 | 1998 | Raypak | CPFT - Horiz Cpr Fin Boiler | BOILER ROOM | HWHF - Hot Water Heat-Floor | 4/30/2027
Old Cheney Rehabilitation | 5431 S 16th St | Lincoln | NE | 68152 | Lancaster | NE27006 | Active | 219368 | 2016 | AO SMITH | CHWH - ASME/Fired Water Heater | Mech Room 131 | HWSD - Hot Water Dom/Potable | 6/30/2026
Old Cheney Rehabilitation | 5431 S 16th St | Lincoln | NE | 68152 | Lancaster | NE27007 | Active | 202291 | 2015 | AO SMITH | CHWH - ASME/Fired Water Heater | Mech Room 131 | HWSD - Hot Water Dom/Potable | 6/30/2026
Old Cheney Rehabilitation | 5431 S 16th St | Lincoln | NE | 68152 | Lancaster | NE27008 | Active | 222256 | 2016 | AO SMITH | CHWH - ASME/Fired Water Heater | Mech Room 131 | HWSD - Hot Water Dom/Potable | 6/30/2026
PROFESSIONAL PLAZA SOUTH | 5440 South St | Lincoln | NE | 68506-2192 | LANCASTER | NE19622 | Scrapped/Junked |  | 1981 | PEERLESS HEATER COMPANY |  | BASEMENT | HWHT - Hot Water Heat | 2/28/2005
PROFESSIONAL PLAZA SOUTH | 5440 South St | Lincoln | NE | 68506-2192 | LANCASTER | NE19623 | Scrapped/Junked |  | 1981 | PEERLESS HEATER COMPANY |  | BASEMENT | HWHT - Hot Water Heat | 2/28/2005
PROFESSIONAL PLAZA SOUTH | 5440 South St | Lincoln | NE | 68506-2192 | LANCASTER | NE19624 | Scrapped/Junked |  | 1981 | PEERLESS HEATER COMPANY |  | BASEMENT | HWHT - Hot Water Heat | 2/28/2005
UNL University Health Center | 550 N 19th St | Lincoln | NE | 68588-0046 | Lancaster | NE28459 | Active | 113345 | 2017 | Getinge | ELBL - Electric Boiler | Dental Sterilization | STER - Sterilizer | 10/31/2026
District Energy Corp- West Haymarket | 550 P St | Lincoln | NE | 68528-1542 | Lancaster | NE23649 | Active | 62486 | 2012 | Aerco | FTVT - Firetube Vertical TB | Thermal Energy Facility | HWHT - Hot Water Heat | 1/31/2027
District Energy Corp- West Haymarket | 550 P St | Lincoln | NE | 68528-1542 | Lancaster | NE23650 | Active | 62484 | 2012 | Aerco | FTVT - Firetube Vertical TB | Thermal Energy Facility | HWHT - Hot Water Heat | 1/31/2027
District Energy Corp- West Haymarket | 550 P St | Lincoln | NE | 68528-1542 | Lancaster | NE23651 | Active | 62596 | 2012 | Aerco | FTVT - Firetube Vertical TB | Thermal Energy Facility | HWHT - Hot Water Heat | 1/31/2027
District Energy Corp- West Haymarket | 550 P St | Lincoln | NE | 68528-1542 | Lancaster | NE23652 | Active | 62482 | 2012 | Aerco | FTVT - Firetube Vertical TB | Thermal Energy Facility | HWHT - Hot Water Heat | 1/31/2027
District Energy Corp- West Haymarket | 550 P St | Lincoln | NE | 68528-1542 | Lancaster | NE23653 | Active | 62592 | 2012 | Aerco | FTVT - Firetube Vertical TB | Thermal Energy Facility | HWHT - Hot Water Heat | 1/31/2027
District Energy Corp- West Haymarket | 550 P St | Lincoln | NE | 68528-1542 | Lancaster | NE23654 | Active | 62490 | 2012 | Aerco | FTVT - Firetube Vertical TB | Thermal Energy Facility | HWHT - Hot Water Heat | 1/31/2027
District Energy Corp- West Haymarket | 550 P St | Lincoln | NE | 68528-1542 | Lancaster | NE23655 | Active | 62488 | 2012 | Aerco | FTVT - Firetube Vertical TB | Thermal Energy Facility | HWHT - Hot Water Heat | 1/31/2027
District Energy Corp- West Haymarket | 550 P St | Lincoln | NE | 68528-1542 | Lancaster | NE23656 | Active | 62594 | 2012 | Aerco | FTVT - Firetube Vertical TB | Thermal Energy Facility | HWHT - Hot Water Heat | 1/31/2027
District Energy Corp- West Haymarket | 550 P St | Lincoln | NE | 68528-1542 | Lancaster | NE23657 | Active | 10508 | 2012 | Vapor Power | ELBL - Electric Boiler | Boiler Room | HWHT - Hot Water Heat | 1/31/2027
District Energy Corp- West Haymarket | 550 P St | Lincoln | NE | 68528-1542 | Lancaster | NE23658 | Active | 10509 | 2012 | Vapor Power | ELBL - Electric Boiler | Boiler Room | HWHT - Hot Water Heat | 1/31/2027
District Energy Corp- West Haymarket | 550 P St | Lincoln | NE | 68528-1542 | Lancaster | NE23659 | Active | 10510 | 2012 | Vapor Power | ELBL - Electric Boiler | Boiler Room | HWHT - Hot Water Heat | 1/31/2027
District Energy Corp- West Haymarket | 550 P St | Lincoln | NE | 68528-1542 | Lancaster | NE23660 | Active | 10507 | 2012 | Vapor Power | ELBL - Electric Boiler | Boiler Room | HWHT - Hot Water Heat | 1/31/2027
District Energy Corp- West Haymarket | 550 P St | Lincoln | NE | 68528-1542 | Lancaster | NE24926 | Active | 65281 | 2013 | Aerco | FTVT - Firetube Vertical TB | Thermal Energy Facility | HWHT - Hot Water Heat | 1/31/2027
District Energy Corp- West Haymarket | 550 P St | Lincoln | NE | 68528-1542 | Lancaster | NE24927 | Active | 65284 | 2013 | Aerco | FTVT - Firetube Vertical TB | Thermal Energy Facility | HWHT - Hot Water Heat | 1/31/2027
District Energy Corp- West Haymarket | 550 P St | Lincoln | NE | 68528-1542 | Lancaster | NE24928 | Active | 65278 | 2013 | Aerco | FTVT - Firetube Vertical TB | Thermal Energy Facility | HWHT - Hot Water Heat | 1/31/2027
District Energy Corp- West Haymarket | 550 P St | Lincoln | NE | 68528-1542 | Lancaster | NE24929 | Active | 65283 | 2013 | Aerco | FTVT - Firetube Vertical TB | Thermal Energy Facility | HWHT - Hot Water Heat | 1/31/2027
NE Department Of Labor | 550 S 16th St | Lincoln | NE | 68508-2601 | Lancaster | NE14581 | Scrapped/Junked | 23532 | 1987 | BRYAN STEAM LLC | WT - Water Tube Boiler | BOILER ROOM | STHT - Steam-Heat | 8/31/1999
NE Department Of Labor | 550 S 16th St | Lincoln | NE | 68508-2601 | Lancaster | NE29201 | Active | 10599 | 2020 | Riello SpA | WTSS - Watertube SS Steel | Basement Left | HWHT - Hot Water Heat | 2/28/2027
NE Department Of Labor | 550 S 16th St | Lincoln | NE | 68508-2601 | Lancaster | NE29202 | Active | 10597 | 2020 | Riello SpA | WTSS - Watertube SS Steel | Basement Left | HWHT - Hot Water Heat | 2/28/2027
NE Department Of Labor | 550 S 16th St | Lincoln | NE | 68508-2601 | Lancaster | NE29203 | Active | 10665 | 2020 | Riello SpA | WTSS - Watertube SS Steel | Basement Left | HWHT - Hot Water Heat | 2/28/2027
NE Department Of Labor | 550 S 16th St | Lincoln | NE | 68508-2601 | Lancaster | NE29204 | Active | 10596 | 2020 | Riello SpA | WTSS - Watertube SS Steel | Basement Left | HWHT - Hot Water Heat | 2/28/2027
NE Department Of Labor | 550 S 16th St | Lincoln | NE | 68508-2601 | Lancaster | NE29205 | Active | 10595 | 2020 | Riello SpA | WTSS - Watertube SS Steel | Basement Left | HWHT - Hot Water Heat | 2/28/2027
NE Department Of Labor | 550 S 16th St | Lincoln | NE | 68508-2601 | Lancaster | NE29206 | Active | 10664 | 2020 | Riello SpA | WTSS - Watertube SS Steel | Basement Left | HWHT - Hot Water Heat | 2/28/2027
NE Department Of Labor | 550 S 16th St | Lincoln | NE | 68508-2601 | Lancaster | NE29207 | Active | 10826 | 2020 | Riello SpA | WTSS - Watertube SS Steel | Basement Right | HWHT - Hot Water Heat | 2/28/2027
NE Department Of Labor | 550 S 16th St | Lincoln | NE | 68508-2601 | Lancaster | NE29208 | Active | 10832 | 2020 | Riello SpA | WTSS - Watertube SS Steel | Basement Right | HWHT - Hot Water Heat | 2/28/2027
NE Department Of Labor | 550 S 16th St | Lincoln | NE | 68508-2601 | Lancaster | NE29209 | Active | 10829 | 2020 | Riello SpA | WTSS - Watertube SS Steel | Basement Right | HWHT - Hot Water Heat | 2/28/2027
NE Department Of Labor | 550 S 16th St | Lincoln | NE | 68508-2601 | Lancaster | NE29210 | Active | 10809 | 2020 | Riello SpA | WTSS - Watertube SS Steel | Basement Right | HWHT - Hot Water Heat | 2/28/2027
NE Department Of Labor | 550 S 16th St | Lincoln | NE | 68508-2601 | Lancaster | NE29211 | Active | 10830 | 2020 | Riello SpA | WTSS - Watertube SS Steel | Basement Right | HWHT - Hot Water Heat | 2/28/2027
NE Department Of Labor | 550 S 16th St | Lincoln | NE | 68508-2601 | Lancaster | NE29212 | Active | 10839 | 2020 | Riello SpA | WTSS - Watertube SS Steel | Basement Right | HWHT - Hot Water Heat | 2/28/2027
NE Department Of Labor | 550 S 16th St | Lincoln | NE | 68508-2601 | Lancaster | NE30167 | Scrapped/Junked | n/a | 1962 | Kewanee | FTFB - Firetube-Firebox Boiler | BASEMENT | HWHT - Hot Water Heat | 12/31/2020
NE Department Of Labor | 550 S 16th St | Lincoln | NE | 68508-2601 | Lancaster | NE30364 | Scrapped/Junked | n/a | 1971 | Kewanee | FTFB - Firetube-Firebox Boiler | BASEMENT | HWHT - Hot Water Heat | 12/31/2020
Dave Cronk | 550 S 16th St | Lincoln | NE | 68508-2601 | Lancaster | NE30097 | Inactive | n/a | 1917 | JICA | FT - Firetube Boiler | PORTABLE | 0024 - Antique Steam Tractor | 9/30/2013
Land O Lakes Purina | 5500 N Cotner Blvd | Lincoln | NE | 68507-1083 | Lancaster | NE00001 | Inactive |  | 1971 | Eclipse | FT - Firetube Boiler | Blrm | PROC - Process Steam | 7/31/1993
Land O Lakes Purina | 5500 N Cotner Blvd | Lincoln | NE | 68507-1083 | Lancaster | NE11843 | Scrapped/Junked | 39088 | 1972 | Eclipse | FT - Firetube Boiler | Blrm | PROC - Process Steam | 6/30/2015
Land O Lakes Purina | 5500 N Cotner Blvd | Lincoln | NE | 68507-1083 | Lancaster | NE25490 | Active | 20676 | 2015 | Hurst | FTWB - FTS Marine Wet Back | Boiler Room | BSUP - Bldg Heat & Process | 8/31/2025
Urology Surgical Center | 5500 Pine Lake Rd | Lincoln | NE | 68516-3389 | Lancaster | NE24245 | Active | 10065 | 1998 | ALES | FTVT - Firetube Vertical TB | 2ND FLOOR BOILER RM | HWHT - Hot Water Heat | 3/31/2027
Urology Surgical Center | 5500 Pine Lake Rd | Lincoln | NE | 68516-3389 | Lancaster | NE24246 | Active | 10063 | 1998 | ALES | FTVT - Firetube Vertical TB | 2ND FLOOR BOILER RM | HWHT - Hot Water Heat | 3/31/2027
Urology Surgical Center | 5500 Pine Lake Rd | Lincoln | NE | 68516-3389 | Lancaster | NE24386 | Scrapped/Junked | 40866 | 1999 | Castle | ELBL - Electric Boiler | ROOM 118 | 0020 - Supp to Sterlizer/Autoclave | 3/31/2020
Urology Surgical Center | 5500 Pine Lake Rd | Lincoln | NE | 68516-3389 | Lancaster | NE24387 | Scrapped/Junked | 42693 | 1999 | Castle | ELBL - Electric Boiler | ROOM 118 | 0020 - Supp to Sterlizer/Autoclave | 3/31/2020
Urology Surgical Center | 5500 Pine Lake Rd | Lincoln | NE | 68516-3389 | Lancaster | NE28183 | Active | 119140 | 2019 | Getinge | ELBL - Electric Boiler | ROOM 118 | 0020 - Supp to Sterlizer/Autoclave | 3/31/2027
Urology Surgical Center | 5500 Pine Lake Rd | Lincoln | NE | 68516-3389 | Lancaster | NE28775 | Active | 120762 | 2019 | Getinge | ELBL - Electric Boiler | ROOM 118 | 0020 - Supp to Sterlizer/Autoclave | 3/31/2027
Southside Car Wash | 5500 S 48th St | Lincoln | NE | 68516-4102 | Lancaster | NE13667 | Active | 10040768 | 2007 | LOCHINVAR | SSCO - SS Coil Boiler | MECH ROOM | HWFP - Floor Heat & Nonpotable | 1/31/2027
Southside Car Wash | 5500 S 48th St | Lincoln | NE | 68516-4102 | Lancaster | NE25331 | Active | 278569 | 2013 | Lochinvar | WTSS - Watertube SS Steel | MECH ROOM | HWSP - Hot Water Non Potable Supply | 1/31/2027
Southside Car Wash | 5500 S 48th St | Lincoln | NE | 68516-4102 | Lancaster | NE40399 | Scrapped/Junked | 38900 | 1990 | ACEB | COBL - Coil Type Boiler | EQUIP ROOM | HWSP - Hot Water Non Potable Supply | 8/31/2014
Power Wash | 5500 South St | Lincoln | NE | 68504-3430 | Lancaster | NE40253 | Scrapped/Junked | 55710 | 1996 | STATE INDUSTRIES | CHWH - ASME/Fired Water Heater | BOILER ROOM | HWSP - Hot Water Non Potable Supply | 11/30/2006
Power Wash | 5500 South St | Lincoln | NE | 68504-3430 | Lancaster | NE40254 | Scrapped/Junked | 151092 | 1998 | Raypak | CPFT - Horiz Cpr Fin Boiler | BOILER ROOM | HWHF - Hot Water Heat-Floor | 4/30/2021
Power Wash | 5500 South St | Lincoln | NE | 68504-3430 | Lancaster | NE41533 | Active | 249774 | 2021 | Lochinvar | FTVT - Firetube Vertical TB | Mechanical Room | GLFH - Glycol Floor Heat System | 4/30/2026
HIGHLANDS POOL | 5503 NW 12th St | Lincoln | NE | 68521-4200 | LANCASTER | NE40539 | Exempt 1999 LB-66 |  | 1999 | AO SMITH | AHWH - ANSI/Fired Water Htr |  | HWSD - Hot Water Dom/Potable | 5/31/2000
THE FORBIDDEN CITY | 5505 O St | Lincoln | NE | 68510-2151 | LANCASTER | NE40102 | Exempt 1999 LB-66 |  | 1993 | AO SMITH | AHWH - ANSI/Fired Water Htr | KITCHEN | HWSD - Hot Water Dom/Potable | 6/30/2000
Security First Bank | 5505 Red Rock Ln | Lincoln | NE | 68516-2520 | Lancaster | NE07205 | Scrapped/Junked | 5293 | 2005 | Lochinvar | SSCO - SS Coil Boiler | Basement Mech Room | HWHT - Hot Water Heat | 10/31/2025
City of Lincoln, Nebraska Highlands Pool | 5511 NW 12th St | Lincoln | NE | 68521-4200 | Lancaster | NE40538 | Out of Service | 96735 | 1999 | Lochinvar | WT - Water Tube Boiler | BOILER ROOM | OPHT - Outdoor Pool Heater | 5/31/2015
City of Lincoln, Nebraska Highlands Pool | 5511 NW 12th St | Lincoln | NE | 68521-4200 | Lancaster | NE44158 | Active | 445660 | 2025 | Lochinvar | AHWH - ANSI/Fired Water Htr | Mechanical Room | OPHT - Outdoor Pool Heater | 6/30/2026
Walker Tire Co | 5535 Arbor Rd | Lincoln | NE | 68514-9723 | Lancaster | NE20148 | Scrapped/Junked | 12832 | 1995 | Superior Boiler Works | FTSM - FTS Marine Dry Back | Boiler Room | PROC - Process Steam | 5/31/2024
Walker Tire Co | 5535 Arbor Rd | Lincoln | NE | 68514-9723 | Lancaster | NE42601 | Active | 536442 | 2021 | Lochinvar | WT - Water Tube Boiler | Boiler Room | GLFH - Glycol Floor Heat System | 3/31/2027
CHI-St Elizabeth Regional Medical Cntr | 555 S 70th St | Lincoln | NE | 68510-2462 | Lancaster | NE01483 | Scrapped/Junked | 159017 | 2000 | Raytherm/Raypak |  | NE Surgery Ctr | HWHT - Hot Water Heat | 10/31/2006
CHI-St Elizabeth Regional Medical Cntr | 555 S 70th St | Lincoln | NE | 68510-2462 | Lancaster | NE01484 | Scrapped/Junked | 159016 | 2000 | Raytherm/Raypak |  | NE Surgery Ctr | HWHT - Hot Water Heat | 10/31/2006
CHI-St Elizabeth Regional Medical Cntr | 555 S 70th St | Lincoln | NE | 68510-2462 | Lancaster | NE14261 | Active | 39985 | 1986 | Kewannee | FT - Firetube Boiler | Physical Plant | STHT - Steam-Heat | 7/31/2026
CHI-St Elizabeth Regional Medical Cntr | 555 S 70th St | Lincoln | NE | 68510-2462 | Lancaster | NE14262 | Active | 39845 | 1986 | Kewannee | FT - Firetube Boiler | Physical Plant | STHT - Steam-Heat | 7/31/2026
CHI-St Elizabeth Regional Medical Cntr | 555 S 70th St | Lincoln | NE | 68510-2462 | Lancaster | NE15411 | Out of Service | 43101 | 1990 | Kewannee | FT - Firetube Boiler | Physical Plant | STHT - Steam-Heat | 4/30/2013
CHI-St Elizabeth Regional Medical Cntr | 555 S 70th St | Lincoln | NE | 68510-2462 | Lancaster | NE15487 | Active | 6578 | 1993 | Cleaver & Brooks | FT - Firetube Boiler | Physical Plant | STHT - Steam-Heat | 4/30/2026
SILVER STAR | 5551 S 48th St | Lincoln | NE | 68516-4101 | LANCASTER | NE19611 | Exempt 1999 LB-66 |  | 1993 | AO SMITH | AHWH - ANSI/Fired Water Htr |  | HWSD - Hot Water Dom/Potable | 2/29/2000
America's Best Value Inn | 5600 Cornhusker Hwy | Lincoln | NE | 68507-3106 | Lancaster | NE40564 | Active | n/a | 1980 | Peerless | CI - Cast Iron | BASEMENT | HWDP - Hotwater Heat & Dom Supply | 10/31/2026
Legacy Retirement Comm | 5600 Pioneers Blvd | Lincoln | NE | 68506-5172 | Lancaster | NE12384 | Scrapped/Junked | 64244 | 2001 | AOSM | COBL - Coil Type Boiler | GARAGE | HWSD - Hot Water Dom/Potable | 12/31/2008
Legacy Retirement Comm | 5600 Pioneers Blvd | Lincoln | NE | 68506-5172 | Lancaster | NE23900 | Active | 78456 | 2008 | HTPI/Giannoni | WTSS - Watertube SS Steel | Garage | HWSD - Hot Water Dom/Potable | 12/31/2026
Legacy Retirement Comm | 5600 Pioneers Blvd | Lincoln | NE | 68506-5172 | Lancaster | NE26067 | Active | 350129 | 2015 | Sermeta | WTSS - Watertube SS Steel | 3rd Floor North Wing | HWSD - Hot Water Dom/Potable | 12/31/2026
Legacy Retirement Comm | 5600 Pioneers Blvd | Lincoln | NE | 68506-5172 | Lancaster | NE30798 | Scrapped/Junked | 28118 | 1995 | A. O. Smith | WT - Water Tube Boiler | GARAGE | HWSD - Hot Water Dom/Potable | 12/31/2003
Legacy Retirement Comm | 5600 Pioneers Blvd | Lincoln | NE | 68506-5172 | Lancaster | NE40014 | Scrapped/Junked | 142601 | 1997 | Teledyne Laars | CPFT - Horiz Cpr Fin Boiler | 3RD FL NORTH WING | HWSD - Hot Water Dom/Potable | 12/31/2015
Legacy Retirement Comm | 5600 Pioneers Blvd | Lincoln | NE | 68506-5172 | Lancaster | NE40273 | Scrapped/Junked | 45184 | 1998 | AO SMITH | COWH - Coil Type Water Heater | BASEMENT | HWSD - Hot Water Dom/Potable | 12/31/2012
vacant | 5600 S 59th St Ste 106 | Lincoln | NE | 68516-2387 | Lancaster | NE40768 | Scrapped/Junked | 139476 | 1999 | Columbia | VTNT - Vertical Tubeless | MECH ROOM | PROC - Process Steam | 5/31/2018
Tornado Car Wash | 5601 Holdrege St | Lincoln | NE | 68505-1767 | Lancaster | NE24265 | Out of Service | 46506 | 1998 | A O Smith | CHWH - ASME/Fired Water Heater | BOILER ROOM | HWSP - Hot Water Non Potable Supply | 4/30/2013
Tornado Car Wash | 5601 Holdrege St | Lincoln | NE | 68505-1767 | Lancaster | NE40217 | Scrapped/Junked |  | 1987 | AO SMITH | AHWH - ANSI/Fired Water Htr |  | HWSD - Hot Water Dom/Potable | 11/30/1999
Tornado Car Wash | 5601 Holdrege St | Lincoln | NE | 68505-1767 | Lancaster | NE40218 | Scrapped/Junked | 92033 | 1987 | Teledyne | CPFT - Horiz Cpr Fin Boiler | BOILER ROOM | HWHF - Hot Water Heat-Floor | 12/31/2025
Tornado Car Wash | 5601 Holdrege St | Lincoln | NE | 68505-1767 | Lancaster | NE43882 | Active | 8871 | 2024 | HTP | FTSS - Firetube Stainless Steel | Mechanical Room | GLFH - Glycol Floor Heat System | 12/31/2026
Office Building | 5601 S 27th St | Lincoln | NE | 68512-1649 | Lancaster | NE15639 | Scrapped/Junked | 8009 | 1994 | ALDR | FTFB - Firetube-Firebox Boiler | BOILER ROOM | STHT - Steam-Heat | 9/30/2011
Nebraska Neurosugery Group | 5620 S 27th St | Lincoln | NE | 68512-1612 | Lancaster | NE41819 | Active | 14302 | 2020 | Riello | WT - Water Tube Boiler | Mechanical Room | HWHT - Hot Water Heat | 7/31/2026
Nebraska Neurosugery Group | 5620 S 27th St | Lincoln | NE | 68512-1612 | Lancaster | NE41820 | Active | 13947 | 2020 | Riello | WT - Water Tube Boiler | Mechanical Room | HWHT - Hot Water Heat | 7/31/2026
Nebraska Neurosugery Group | 5620 S 27th St | Lincoln | NE | 68512-1612 | Lancaster | NE41821 | Active | 14293 | 2020 | Riello | WT - Water Tube Boiler | Mechanical Room | HWHT - Hot Water Heat | 7/31/2026
Nebraska Neurosugery Group | 5620 S 27th St | Lincoln | NE | 68512-1612 | Lancaster | NE41822 | Active | 14297 | 2020 | Riello | WT - Water Tube Boiler | Mechanical Room | HWHT - Hot Water Heat | 7/31/2026
Nebraska Neurosugery Group | 5620 S 27th St | Lincoln | NE | 68512-1612 | Lancaster | NE41826 | Active | 4250 | 2022 | Steris Corp | ELBL - Electric Boiler | Sterile Area | STER - Sterilizer | 7/31/2026
Nebraska Neurosugery Group | 5620 S 27th St | Lincoln | NE | 68512-1612 | Lancaster | NE41827 | Scrapped/Junked | 3971 | 2020 | Steris Corp | ELBL - Electric Boiler | Sterile Area | STER - Sterilizer | 7/31/2025
Nebraska Neurosugery Group | 5620 S 27th St | Lincoln | NE | 68512-1612 | Lancaster | NE43801 | Active | 4854 | 2024 | Steris Corp | ELBL - Electric Boiler | Sterile Area | STER - Sterilizer | 7/31/2026
Taylor Investments | 5625 O St | Lincoln | NE | 68510-2196 | Lancaster | NE20927 | Out of Service | N/A | 2011 | Burnham | CI - Cast Iron | Basement | HWHT - Hot Water Heat | 10/31/2021
Stop N Shop | 5640 S 16th St | Lincoln | NE | 68512-2507 | Lancaster | NE08314 | Scrapped/Junked | 113631 | 1994 | RAYP | CPFT - Horiz Cpr Fin Boiler | MECH ROOM | HWHF - Hot Water Heat-Floor | 3/31/2010
Stop N Shop | 5640 S 16th St | Lincoln | NE | 68512-2507 | Lancaster | NE22089 | Active | 83914 | 2008 | Trinity | WTSS - Watertube SS Steel | Mech. Room | HWHF - Hot Water Heat-Floor | 12/31/2026
GLOBE QUALITY CLEANERS | 5641 S 56th St | Lincoln | NE | 68516-1485 | LANCASTER | NE11936 | Inactive | 23531 | 1987 | BRYAN STEAM LLC | WT - Water Tube Boiler | BOILER ROOM | PROC - Process Steam | 7/31/2001
Legacy Terrace | 5700 Fremont St | Lincoln | NE | 68507-1674 | Lancaster | NE13151 | Inactive | 27741 | 2006 | GIAN |  | KITCHEN | HWSD - Hot Water Dom/Potable | 8/31/2009
Legacy Terrace | 5700 Fremont St | Lincoln | NE | 68507-1674 | Lancaster | NE13152 | Scrapped/Junked | C0588 | 2004 | AOSM | COWH - Coil Type Water Heater | BOILER ROOM | HWSD - Hot Water Dom/Potable | 8/31/2011
Legacy Terrace | 5700 Fremont St | Lincoln | NE | 68507-1674 | Lancaster | NE13612 | Active | 64457 | 2008 | GIANNONI FRANCE SAS | WTSS - Watertube SS Steel | KITCHEN | HWSD - Hot Water Dom/Potable | 10/31/2026
Legacy Terrace | 5700 Fremont St | Lincoln | NE | 68507-1674 | Lancaster | NE18652 | Active | 84909 | 2008 | GIANNONI FRANCE SAS | WTSS - Watertube SS Steel | SE Boiler Room | HWSD - Hot Water Dom/Potable | 10/31/2026
Legacy Terrace | 5700 Fremont St | Lincoln | NE | 68507-1674 | Lancaster | NE40160 | Inactive | 45185 | 1998 | AO SMITH | WT - Water Tube Boiler | WEST BOILER ROOM | HWSD - Hot Water Dom/Potable | 8/31/2005
Stop n Shop 5 | 5700 N 33rd St | Lincoln | NE | 68504-4651 | Lancaster | NE12387 | Inactive | 207395 | 2003 | Raypak | CPFT - Horiz Cpr Fin Boiler | EQUIPMENT ROOM | HWHF - Hot Water Heat-Floor | 1/31/2012
Fredstrom Elementary | 5700 NW 10th St | Lincoln | NE | 68521-3842 | Lancaster | NE05422 | Exempt 1999 LB-66 |  | 1979 | STATE INDUSTRIES | AHWH - ANSI/Fired Water Htr |  | HWSD - Hot Water Dom/Potable | 6/30/2000
Fredstrom Elementary | 5700 NW 10th St | Lincoln | NE | 68521-3842 | Lancaster | NE05423 | Exempt 1999 LB-66 |  | 1981 | STATE INDUSTRIES | AHWH - ANSI/Fired Water Htr |  | HWSD - Hot Water Dom/Potable | 6/30/2000
Fredstrom Elementary | 5700 NW 10th St | Lincoln | NE | 68521-3842 | Lancaster | NE32764 | Scrapped/Junked | 36305 | 1982 | Kewanee | FTFB - Firetube-Firebox Boiler | BOILER ROOM | HWHT - Hot Water Heat | 2/28/2012
Fredstrom Elementary | 5700 NW 10th St | Lincoln | NE | 68521-3842 | Lancaster | NE32765 | Scrapped/Junked | 36299 | 1982 | Kewanee | FTFB - Firetube-Firebox Boiler | BOILER ROOM | HWHT - Hot Water Heat | 2/28/2012
LHA Main Office Building | 5700 R St | Lincoln | NE | 68505-2332 | Lancaster | NE17204 | Scrapped/Junked | 28315 | 1976 | Kewanee | FTFB - Firetube-Firebox Boiler | BASEMENT | HWHT - Hot Water Heat | 12/31/2011
LHA Main Office Building | 5700 R St | Lincoln | NE | 68505-2332 | Lancaster | NE20796 | Active | 18412 | 2011 | Aldrich | FTVT - Firetube Vertical TB | Basement | HWHT - Hot Water Heat | 11/30/2026
Windstream Communications | 5707 S 27th St | Lincoln | NE | 68512-4801 | Lancaster | NE15246 | Active | O/N1 | 1972 | Kewanee | FTFB - Firetube-Firebox Boiler | BOILER ROOM | HWHT - Hot Water Heat | 12/31/2026
Windstream Communications | 5707 S 27th St | Lincoln | NE | 68512-4801 | Lancaster | NE15247 | Active | O/N2 | 1972 | Kewanee | FTFB - Firetube-Firebox Boiler | Blr Rm | HWHT - Hot Water Heat | 12/31/2026
Fallbrook Retail Building | 575 Fallbrook Blvd | Lincoln | NE | 68521-9039 | Lancaster | NE20787 | Active | 161043 | 2010 | Laars | WTSS - Watertube SS Steel | SW Mech. Room | HWFG - Hotwater Heat Floor-Glycl | 3/31/2027
City of Lincoln Hall of Justice | 575 S 10th St | Lincoln | NE | 68508-2810 | Lancaster | NE09800 | Active | 30810 | 1998 | Aerco International | COWH - Coil Type Water Heater | Penthouse | HWSD - Hot Water Dom/Potable | 9/30/2026
City of Lincoln Hall of Justice | 575 S 10th St | Lincoln | NE | 68508-2810 | Lancaster | NE09826 | Active | 30811 | 1998 | Aerco International | COWH - Coil Type Water Heater | Penthouse | HWSD - Hot Water Dom/Potable | 9/30/2026
Southern Heights Church-BMIC #398170 | 5750 S 40th St | Lincoln | NE | 68516-2802 | Lancaster | NE26997 | Active | 27725 | 1989 | Bryan | WT - Water Tube Boiler | Basement | HWHT - Hot Water Heat | 5/31/2027
SKEETER BARNES | 5800 S 58th St | Lincoln | NE | 68516-6401 | LANCASTER | NE40366 | Scrapped/Junked | 40725 | 1997 | AO SMITH | CHWH - ASME/Fired Water Heater | BOILER ROOM | HWSD - Hot Water Dom/Potable | 3/31/2005
North Star High School | 5801 N 33rd St | Lincoln | NE | 68504-4665 | Lancaster | NE10480 | Active | 11718 | 2001 | Les Inc/Aldrich Co | FTVT - Firetube Vertical TB | POOL MECH ROOM | GLYC - Glycol Bldg Heat Sys | 11/30/2026
North Star High School | 5801 N 33rd St | Lincoln | NE | 68504-4665 | Lancaster | NE10481 | Active | 11715 | 2001 | Les Inc/Aldrich Co | FTVT - Firetube Vertical TB | POOL MECH ROOM | GLYC - Glycol Bldg Heat Sys | 11/30/2026
North Star High School | 5801 N 33rd St | Lincoln | NE | 68504-4665 | Lancaster | NE10482 | Active | 11719 | 2001 | Les Inc/Aldrich Co | FTVT - Firetube Vertical TB | POOL MECH RM | GLYC - Glycol Bldg Heat Sys | 11/30/2026
North Star High School | 5801 N 33rd St | Lincoln | NE | 68504-4665 | Lancaster | NE10483 | Active | 3006 | 2000 | Rbi | VCPF - Vert Cpr Fin Blr | POOL MECH ROOM | IPHT - Indoor Pool Heater | 11/30/2026
North Star High School | 5801 N 33rd St | Lincoln | NE | 68504-4665 | Lancaster | NE10484 | Active | 11727 | 2001 | Les Inc/Aldrich Co | FTVT - Firetube Vertical TB | BASEMENT MECH ROOM | GLYC - Glycol Bldg Heat Sys | 11/30/2026
North Star High School | 5801 N 33rd St | Lincoln | NE | 68504-4665 | Lancaster | NE10485 | Active | 11730 | 2001 | Les Inc/Aldrich Co | FTVT - Firetube Vertical TB | BASEMENT MECH ROOM | GLYC - Glycol Bldg Heat Sys | 11/30/2026
North Star High School | 5801 N 33rd St | Lincoln | NE | 68504-4665 | Lancaster | NE10486 | Active | 11725 | 2001 | Les Inc/Aldrich Co | FTVT - Firetube Vertical TB | BASEMENT MECH ROOM | GLYC - Glycol Bldg Heat Sys | 11/30/2026
North Star High School | 5801 N 33rd St | Lincoln | NE | 68504-4665 | Lancaster | NE10487 | Active | 11723 | 2001 | Les Inc/Aldrich Co | FTVT - Firetube Vertical TB | BASEMENT MECH ROOM | GLYC - Glycol Bldg Heat Sys | 11/30/2026
North Star High School | 5801 N 33rd St | Lincoln | NE | 68504-4665 | Lancaster | NE24657 | Active | 46418 | 2013 | PVI Industries | CHWH - ASME/Fired Water Heater | POOL MECH ROOM | HWSD - Hot Water Dom/Potable | 11/30/2026
Knolls Senior Living | 5801 Norman Rd | Lincoln | NE | 68512-1909 | Lancaster | NE28311 | Active | 317417 | 2018 | Lochinvar | FTVT - Firetube Vertical TB | Boiler Room | GLYC - Glycol Bldg Heat Sys | 9/30/2026
Knolls Senior Living | 5801 Norman Rd | Lincoln | NE | 68512-1909 | Lancaster | NE28312 | Active | 317421 | 2018 | Lochinvar | FTVT - Firetube Vertical TB | Boiler Room | GLYC - Glycol Bldg Heat Sys | 9/30/2026
Sampson Construction | 5825 S 14th St | Lincoln | NE | 68512 | Lancaster | NE27273 | Active | 8448 | 2017 | CAMUS | FTVT - Firetube Vertical TB | Mechanical Room | HWHT - Hot Water Heat | 10/31/2026
Sampson Construction | 5825 S 14th St | Lincoln | NE | 68512 | Lancaster | NE27274 | Active | 8449 | 2017 | CAMUS | FTVT - Firetube Vertical TB | Mechanical Room | HWHT - Hot Water Heat | 10/31/2026
Quality Brands of Lincoln | 5840 N 70th St | Lincoln | NE | 68507-3213 | Lancaster | NE19421 | Active | N/A | 1964 | American Standard | CI - Cast Iron | BOILER AREA | HWHT - Hot Water Heat | 2/28/2026
Residence Inn | 5865 Boboli Ln | Lincoln | NE | 68516-5538 | Lancaster | NE25736 | Scrapped/Junked | 129394 | 2008 | A O Smith | CHWH - ASME/Fired Water Heater | Laundry Room | HWSD - Hot Water Dom/Potable | 5/31/2019
Residence Inn | 5865 Boboli Ln | Lincoln | NE | 68516-5538 | Lancaster | NE25737 | Scrapped/Junked | 129397 | 2008 | A O Smith | CHWH - ASME/Fired Water Heater | Laundry Room | HWSD - Hot Water Dom/Potable | 5/31/2019
Residence Inn | 5865 Boboli Ln | Lincoln | NE | 68516-5538 | Lancaster | NE25738 | Scrapped/Junked | 129390 | 2008 | A O Smith | CHWH - ASME/Fired Water Heater | Laundry Room | HWSD - Hot Water Dom/Potable | 5/31/2019
Residence Inn | 5865 Boboli Ln | Lincoln | NE | 68516-5538 | Lancaster | NE27995 | Active | 252940 | 2019 | A O Smith | CHWH - ASME/Fired Water Heater | Laundry Room | HWSD - Hot Water Dom/Potable | 5/31/2028
Residence Inn | 5865 Boboli Ln | Lincoln | NE | 68516-5538 | Lancaster | NE27996 | Active | 252240 | 2019 | A O Smith | CHWH - ASME/Fired Water Heater | Laundry Room | HWSD - Hot Water Dom/Potable | 5/31/2028
Residence Inn | 5865 Boboli Ln | Lincoln | NE | 68516-5538 | Lancaster | NE28772 | Active | 256754 | 2019 | A O Smith | CHWH - ASME/Fired Water Heater | Laundry Room | HWSD - Hot Water Dom/Potable | 5/31/2028
Ameritas Life Ins Co | 5900 O St | Lincoln | NE | 68510-2234 | Lancaster | NE06087 | Active | 13103 | 2003 | ALES | FTVT - Firetube Vertical TB | 3RD FLOOR BOILER ROOM | HHHP - Hotwater Heat & Heat Pump | 10/31/2026
Ameritas Life Ins Co | 5900 O St | Lincoln | NE | 68510-2234 | Lancaster | NE06088 | Active | 13105 | 2003 | ALES | FTVT - Firetube Vertical TB | 3RD FLOOR BOILER ROOM | HHHP - Hotwater Heat & Heat Pump | 10/31/2026
Ameritas Life Ins Co | 5900 O St | Lincoln | NE | 68510-2234 | Lancaster | NE06089 | Scrapped/Junked | 13104 | 2003 | ALES | FTVT - Firetube Vertical TB | 3RD FLOOR BOILER ROOM | HHHP - Hotwater Heat & Heat Pump | 10/31/2018
Ameritas Life Ins Co | 5900 O St | Lincoln | NE | 68510-2234 | Lancaster | NE06090 | Scrapped/Junked | 83309 | 2004 | AOSM | CHWH - ASME/Fired Water Heater | NORTH MECH ROOM | HWSD - Hot Water Dom/Potable | 10/31/2015
Ameritas Life Ins Co | 5900 O St | Lincoln | NE | 68510-2234 | Lancaster | NE06091 | Scrapped/Junked | 83307 | 2004 | AOSM | CHWH - ASME/Fired Water Heater | NORTH MECH ROOM | HWSD - Hot Water Dom/Potable | 10/31/2012
Ameritas Life Ins Co | 5900 O St | Lincoln | NE | 68510-2234 | Lancaster | NE06092 | Scrapped/Junked | 83301 | 2004 | AOSM | CHWH - ASME/Fired Water Heater | NORTH MECH ROOM | HWSD - Hot Water Dom/Potable | 10/31/2009
Ameritas Life Ins Co | 5900 O St | Lincoln | NE | 68510-2234 | Lancaster | NE09798 | Scrapped/Junked | 66380 | 2002 | AO SMITH | CPFT - Horiz Cpr Fin Boiler | BOILER ROOM | HWSD - Hot Water Dom/Potable | 10/31/2005
Ameritas Life Ins Co | 5900 O St | Lincoln | NE | 68510-2234 | Lancaster | NE14684 | Scrapped/Junked | 136866 | 2009 | AO SMITH | CHWH - ASME/Fired Water Heater | CHILLER ROOM | HWSD - Hot Water Dom/Potable | 10/31/2012
Ameritas Life Ins Co | 5900 O St | Lincoln | NE | 68510-2234 | Lancaster | NE15588 | Scrapped/Junked | 30598 | 1991 | LOCHINVAR | CPFT - Horiz Cpr Fin Boiler | BOILER ROOM | HWSD - Hot Water Dom/Potable | 10/31/2002
Ameritas Life Ins Co | 5900 O St | Lincoln | NE | 68510-2234 | Lancaster | NE15589 | Scrapped/Junked | 30597 | 1991 | LOCHINVAR | CPFT - Horiz Cpr Fin Boiler | BOILER ROOM | HWSD - Hot Water Dom/Potable | 10/31/2005
Ameritas Life Ins Co | 5900 O St | Lincoln | NE | 68510-2234 | Lancaster | NE22833 | Inactive | 137646 | 2009 | AOSM | CHWH - ASME/Fired Water Heater | North Mech. Room | HWSD - Hot Water Dom/Potable | 10/31/2023
Ameritas Life Ins Co | 5900 O St | Lincoln | NE | 68510-2234 | Lancaster | NE22834 | Scrapped/Junked | 167960 | 2012 | AOSM | CHWH - ASME/Fired Water Heater | North Mech. Room | HWSD - Hot Water Dom/Potable | 10/31/2017
Ameritas Life Ins Co | 5900 O St | Lincoln | NE | 68510-2234 | Lancaster | NE25722 | Scrapped/Junked | 184669 | 2013 | AOSM | CHWH - ASME/Fired Water Heater | NORTH MECH ROOM | HWSD - Hot Water Dom/Potable | 10/31/2023
Ameritas Life Ins Co | 5900 O St | Lincoln | NE | 68510-2234 | Lancaster | NE27005 | Active | 221721 | 2016 | AO SMITH | CHWH - ASME/Fired Water Heater | Boiler Room | HWSD - Hot Water Dom/Potable | 10/31/2026
Ameritas Life Ins Co | 5900 O St | Lincoln | NE | 68510-2234 | Lancaster | NE27870 | Active | 20063 | 2018 | ALES | FTVT - Firetube Vertical TB | 3RD FLOOR BOILER ROOM | HWDP - Hotwater Heat & Dom Supply | 10/31/2026
Ameritas Life Ins Co | 5900 O St | Lincoln | NE | 68510-2234 | Lancaster | NE37363 | Scrapped/Junked |  | 1957 | KEWANEE | FT - Firetube Boiler | BOILER ROOM | HWHT - Hot Water Heat | 7/31/2004
Ameritas Life Ins Co | 5900 O St | Lincoln | NE | 68510-2234 | Lancaster | NE37364 | Scrapped/Junked |  | 1957 | KEWANEE | FT - Firetube Boiler | BOILER ROOM | HWHT - Hot Water Heat | 7/31/2004
Ameritas Life Ins Co | 5900 O St | Lincoln | NE | 68510-2234 | Lancaster | NE37365 | Scrapped/Junked |  | 1957 | KEWANEE | FT - Firetube Boiler | BOILER ROOM | HWHT - Hot Water Heat | 10/31/2002
Ameritas Life Ins Co | 5900 O St | Lincoln | NE | 68510-2234 | Lancaster | NE37366 | Scrapped/Junked |  | 1957 | RITE ENGINEERING | WT - Water Tube Boiler | BOILER ROOM | HWSP - Hot Water Non Potable Supply | 7/31/1998
Ameritas Life Ins Co | 5900 O St | Lincoln | NE | 68510-2234 | Lancaster | NE37367 | Scrapped/Junked | 8588 | 1972 | MARKET FORGE INDUSTRIES | FT - Firetube Boiler | KITCHEN | PROC - Process Steam | 2/28/1991
Ameritas Life Ins Co | 5900 O St | Lincoln | NE | 68510-2234 | Lancaster | NE42814 | Active | 320020 | 2024 | AO SMITH | CHWH - ASME/Fired Water Heater | Boiler Room | HWSD - Hot Water Dom/Potable | 10/31/2026
Lazlo's South | 5900 Old Cheney Rd | Lincoln | NE | 68516-3548 | Lancaster | NE00355 | Scrapped/Junked | 46693 | 1997 | GROEN/DIV OF DOVER IND | COOK - Fired Cooker | KITCHEN | COOK - Cooker/Kettle | 10/31/2006
Lazlo's South | 5900 Old Cheney Rd | Lincoln | NE | 68516-3548 | Lancaster | NE07587 | Scrapped/Junked | 98030 | 2005 | AOSM | FTVT - Firetube Vertical TB | MECH ROOM | HWSD - Hot Water Dom/Potable | 10/31/2011
Lazlo's South | 5900 Old Cheney Rd | Lincoln | NE | 68516-3548 | Lancaster | NE10103 | Scrapped/Junked | 115740 | 2007 | AOSM | CHWH - ASME/Fired Water Heater | MECH ROOM | HWSD - Hot Water Dom/Potable | 10/31/2016
Lazlo's South | 5900 Old Cheney Rd | Lincoln | NE | 68516-3548 | Lancaster | NE10396 | Scrapped/Junked | 66640 | 2002 | AO SMITH | CHWH - ASME/Fired Water Heater | KITCHEN | HWSD - Hot Water Dom/Potable | 10/31/2006
Lazlo's South | 5900 Old Cheney Rd | Lincoln | NE | 68516-3548 | Lancaster | NE13148 | Active | 44023 | 2003 | Crown Food Service | COOK - Fired Cooker | KITCHEN | 0021 - Steam Supp Cooker/Kettle | 10/31/2026
Lazlo's South | 5900 Old Cheney Rd | Lincoln | NE | 68516-3548 | Lancaster | NE13149 | Active | 48962 | 2006 | Crown Food Service | COOK - Fired Cooker | KITCHEN | 0021 - Steam Supp Cooker/Kettle | 10/31/2026
Lazlo's South | 5900 Old Cheney Rd | Lincoln | NE | 68516-3548 | Lancaster | NE40566 | Scrapped/Junked | 44909 | 1998 | AO SMITH | CHWH - ASME/Fired Water Heater | MECH ROOM | HWSD - Hot Water Dom/Potable | 10/31/2002
Lazlo's South | 5900 Old Cheney Rd | Lincoln | NE | 68516-3548 | Lancaster | NE40567 | Scrapped/Junked | 44927 | 1998 | AO SMITH | CHWH - ASME/Fired Water Heater | KITCHEN | HWSD - Hot Water Dom/Potable | 10/31/2006
WHITEHALL CAMPUS | 5900 Walker Ave | Lincoln | NE | 68507-2374 | LANCASTER | NE40274 | Scrapped/Junked |  | 1986 | AO SMITH | AHWH - ANSI/Fired Water Htr |  | HWSD - Hot Water Dom/Potable | 12/31/2003
WHITEHALL CAMPUS | 5900 Walker Ave | Lincoln | NE | 68507-2374 | LANCASTER | NE30974 | Exempt 1999 LB-66 |  | 1985 | AO SMITH | AHWH - ANSI/Fired Water Htr |  | HWSD - Hot Water Dom/Potable | 12/31/1999
WHITEHALL CAMPUS | 5900 Walker Ave | Lincoln | NE | 68507-2374 | LANCASTER | NE30975 | Exempt 1999 LB-66 |  | 1985 | AO SMITH | AHWH - ANSI/Fired Water Htr |  | HWSD - Hot Water Dom/Potable | 12/31/1999
WHITEHALL CAMPUS | 5900 Walker Ave | Lincoln | NE | 68507-2374 | LANCASTER | NE40275 | Exempt 1999 LB-66 |  | 1985 | AO SMITH | AHWH - ANSI/Fired Water Htr |  | HWSD - Hot Water Dom/Potable | 12/31/1999
LPS Administration Building | 5901 O St | Lincoln | NE | 68510-2235 | Lancaster | NE05424 | Exempt 1999 LB-66 |  | 1993 | RUUD | AHWH - ANSI/Fired Water Htr |  | HWSD - Hot Water Dom/Potable | 6/30/2000
LPS Administration Building | 5901 O St | Lincoln | NE | 68510-2235 | Lancaster | NE10347 | Scrapped/Junked | 12378 | 2002 | Les Inc/Aldrich Co | FTVT - Firetube Vertical TB | BOILER ROOM | GLYC - Glycol Bldg Heat Sys | 2/28/2011
LPS Administration Building | 5901 O St | Lincoln | NE | 68510-2235 | Lancaster | NE10348 | Scrapped/Junked | 12370 | 2002 | Les Inc/Aldrich Co | FTVT - Firetube Vertical TB | BOILER ROOM | GLYC - Glycol Bldg Heat Sys | 2/28/2011
LPS Administration Building | 5901 O St | Lincoln | NE | 68510-2235 | Lancaster | NE10349 | Scrapped/Junked | 12374 | 2002 | Les Inc/Aldrich Co | FTVT - Firetube Vertical TB | BOILER ROOM | GLYC - Glycol Bldg Heat Sys | 2/28/2011
LPS Administration Building | 5901 O St | Lincoln | NE | 68510-2235 | Lancaster | NE10401 | Scrapped/Junked | 12372 | 2002 | Les Inc/Aldrich Co | FTVT - Firetube Vertical TB | BOILER ROOM | GLYC - Glycol Bldg Heat Sys | 2/28/2011
LPS Administration Building | 5901 O St | Lincoln | NE | 68510-2235 | Lancaster | NE14592 | Scrapped/Junked |  | 1957 | KEWANEE | FT - Firetube Boiler | BOILER ROOM | HWHT - Hot Water Heat | 6/30/2003
LPS Administration Building | 5901 O St | Lincoln | NE | 68510-2235 | Lancaster | NE14593 | Inactive | 6276 | 1968 | KEWANEE | FT - Firetube Boiler | BOILER ROOM | HWHT - Hot Water Heat | 6/30/2002
D & R Development | 5905 W O St | Lincoln | NE | 68528-9171 | Lancaster | NE08765 | Scrapped/Junked | 585 | 2001 | CLEAN BURN | COBL - Coil Type Boiler | SHOP | HWHF - Hot Water Heat-Floor | 11/30/2017
D & R Development | 5905 W O St | Lincoln | NE | 68528-9171 | Lancaster | NE08766 | Scrapped/Junked | 637 | 2001 | CLEAN BURN | COBL - Coil Type Boiler | SHOP | HWHF - Hot Water Heat-Floor | 11/30/2017
Apartment Building - Havelock - 200 Properties | 5907 Havelock Ave | Lincoln | NE | 68507-1182 | Lancaster | NE27299 | Active | N/A | 1982 | Peerless | CI - Cast Iron | Basement | HWHT - Hot Water Heat | 12/31/2026
Hampton Inn | 5922 Vandervoort Dr | Lincoln | NE | 68516-2305 | Lancaster | NE08306 | Exempt |  | 2000 | PUREX TRITON | CPFT - Horiz Cpr Fin Boiler | POOL ROOM | IPHT - Indoor Pool Heater | 3/31/2004
Hampton Inn | 5922 Vandervoort Dr | Lincoln | NE | 68516-2305 | Lancaster | NE08307 | Exempt |  | 2000 | PUREX TRITON | CPFT - Horiz Cpr Fin Boiler | POOL ROOM | SPAJ - Spa/Jacuzzi Heater | 3/31/2004
Hampton Inn | 5922 Vandervoort Dr | Lincoln | NE | 68516-2305 | Lancaster | NE08308 | Scrapped/Junked | 54094 | 2000 | AOSM | CHWH - ASME/Fired Water Heater | BASEMENT | HWSD - Hot Water Dom/Potable | 3/31/2009
Hampton Inn | 5922 Vandervoort Dr | Lincoln | NE | 68516-2305 | Lancaster | NE08309 | Scrapped/Junked | 54095 | 2000 | AO SMITH | CHWH - ASME/Fired Water Heater | BASEMENT | HWSD - Hot Water Dom/Potable | 3/31/2004
Hampton Inn | 5922 Vandervoort Dr | Lincoln | NE | 68516-2305 | Lancaster | NE10102 | Scrapped/Junked | 105412 | 2006 | AO SMITH | CHWH - ASME/Fired Water Heater | BOILER ROOM | HWSD - Hot Water Dom/Potable | 3/31/2014
Hampton Inn | 5922 Vandervoort Dr | Lincoln | NE | 68516-2305 | Lancaster | NE10517 | Scrapped/Junked | 71946 | 2002 | AOSM | CHWH - ASME/Fired Water Heater | BASEMENT | HWSD - Hot Water Dom/Potable | 3/31/2009
bldg demolished | 600 N 66th St | Lincoln | NE | 68505-2408 | Lancaster | NE24264 | Out of Service | 64890 | 1999 | State Industries | CHWH - ASME/Fired Water Heater | BOILER ROOM | HWSP - Hot Water Non Potable Supply | 4/30/2017
bldg demolished | 600 N 66th St | Lincoln | NE | 68505-2408 | Lancaster | NE40215 | Scrapped/Junked |  | 1988 | RUUD | AHWH - ANSI/Fired Water Htr |  | HWSD - Hot Water Dom/Potable | 11/30/1999
bldg demolished | 600 N 66th St | Lincoln | NE | 68505-2408 | Lancaster | NE40216 | Out of Service | 150568 | 1997 | Teledyne | CPFT - Horiz Cpr Fin Boiler | BOILER ROOM | HWHF - Hot Water Heat-Floor | 4/30/2017
Hudl | 600 P St Ste 400 | Lincoln | NE | 68508 | Lancaster | NE27283 | Active | 72489 | 2016 | AIC GDYNIA/PVI Industries | CHWH - ASME/Fired Water Heater | 7th Floor Kitchen Equipment Room | HWSD - Hot Water Dom/Potable | 11/30/2027
BURLINGTON NORTHERN | 600 S 42nd St | Lincoln | NE | 68510-3609 | LANCASTER | NE10956 | Inactive | 18122 | 1952 | BABCOCK & WILCOX | WT - Water Tube Boiler | HAVELOCK SHOPS | POWR - Power Generation | 6/30/1990
OLD VA Clinic Lincoln | 600 S 70th St | Lincoln | NE | 68510-2451 | Lancaster | NE26810 | Inactive | 26681 | 1972 | Cleaver Brooks | FTSM - FTS Marine Dry Back | BOILER ROOM #1 | PROC - Process Steam | 3/31/2021
OLD VA Clinic Lincoln | 600 S 70th St | Lincoln | NE | 68510-2451 | Lancaster | NE26833 | Inactive | 26833 | 1972 | Cleaver Brooks | FTSM - FTS Marine Dry Back | BOILER ROOM #2 | BSUP - Bldg Heat & Process | 3/31/2021
OLD VA Clinic Lincoln | 600 S 70th St | Lincoln | NE | 68510-2451 | Lancaster | NE27033 | Inactive | 27033 | 1972 | Cleaver Brooks | FTSM - FTS Marine Dry Back | BOILER ROOM #3 | BSUP - Bldg Heat & Process | 3/31/2021
OLD VA Clinic Lincoln | 600 S 70th St | Lincoln | NE | 68510-2451 | Lancaster | NE40553 | Exempt | 1125 | 1972 | Unknown | DEAR - Deareating Tank | BOILER ROOM | 0032 - Deaerating Feed Tank | 6/30/1998
UNL Memorial Stadium | 600 Stadium Dr | Lincoln | NE | 68588 | Lancaster | NE09696 | Scrapped/Junked | 10105 | 1984 | AOSM | CHWH - ASME/Fired Water Heater | TRAINING ROOM | HWSD - Hot Water Dom/Potable | 5/31/2009
UNL Memorial Stadium | 600 Stadium Dr | Lincoln | NE | 68588 | Lancaster | NE14686 | Scrapped/Junked | 11197 | 2006 | AO SMITH | CHWH - ASME/Fired Water Heater | SOUTH CONCOURSE | HWSD - Hot Water Dom/Potable | 5/31/2010
UNL Memorial Stadium | 600 Stadium Dr | Lincoln | NE | 68588 | Lancaster | NE19841 | Active | 129480 | 2010 | PVI Industries | CHWH - ASME/Fired Water Heater | Room 207 | HWSD - Hot Water Dom/Potable | 5/31/2027
UNL Memorial Stadium | 600 Stadium Dr | Lincoln | NE | 68588 | Lancaster | NE24049 | Exempt | n/a | 2012 | AIC SA | HEXC - Heat Exchanger | E. Stadium 2nd Flr North | HWSD - Hot Water Dom/Potable | 8/23/2013
UNL Memorial Stadium | 600 Stadium Dr | Lincoln | NE | 68588 | Lancaster | NE24050 | Exempt | n/a | 2012 | AIC SA | HEXC - Heat Exchanger | E. Stadium 2nd Flr North | HWSD - Hot Water Dom/Potable | 8/23/2013
Power Wash | 600 W Cornhusker Hwy | Lincoln | NE | 68521-3576 | Lancaster | NE09833 | Scrapped/Junked | 68551 | 2002 | A O Smith | CHWH - ASME/Fired Water Heater | MECH ROOM | HWSP - Hot Water Non Potable Supply | 4/30/2013
Power Wash | 600 W Cornhusker Hwy | Lincoln | NE | 68521-3576 | Lancaster | NE40332 | Scrapped/Junked | 30572 | 1995 | AO SMITH | CHWH - ASME/Fired Water Heater | EQUIP ROOM | HWSP - Hot Water Non Potable Supply | 2/28/2003
Power Wash | 600 W Cornhusker Hwy | Lincoln | NE | 68521-3576 | Lancaster | NE40333 | Active | 11727 | 1979 | Raypak | CPFT - Horiz Cpr Fin Boiler | EQUIP ROOM | GLFH - Glycol Floor Heat System | 4/30/2027
Lincoln Industries | 600 W E St | Lincoln | NE | 68522-1357 | Lancaster | NE00710 | Scrapped/Junked | 13433 | 2000 | RITE ENGINEERING | WT - Water Tube Boiler | NEW BOILER ROOM | PROC - Process Steam | 1/31/2008
Lincoln Industries | 600 W E St | Lincoln | NE | 68522-1357 | Lancaster | NE09976 | Active | 14974 | 2002 | SUPR | FTWB - FTS Marine Wet Back | NORTH BOILER ROOM | PROC - Process Steam | 1/31/2026
Lincoln Industries | 600 W E St | Lincoln | NE | 68522-1357 | Lancaster | NE09977 | Active | 14975 | 2002 | SUPR | FTWB - FTS Marine Wet Back | NORTH BOILER ROOM | PROC - Process Steam | 1/31/2026
Lincoln Industries | 600 W E St | Lincoln | NE | 68522-1357 | Lancaster | NE19492 | Active | 17124 | 2011 | Hurst | FTWB - FTS Marine Wet Back | North Boiler room | PROC - Process Steam | 1/31/2026
Lincoln Industries | 600 W E St | Lincoln | NE | 68522-1357 | Lancaster | NE37214 | Out of Service | 5636 | 1966 | KEWA | FTSM - FTS Marine Dry Back | BOILER ROOM | PROC - Process Steam | 1/31/2010
Lincoln Industries | 600 W E St | Lincoln | NE | 68522-1357 | Lancaster | NE37215 | Inactive | 4734 | 1966 | KEWA | FTSM - FTS Marine Dry Back | BOILER ROOM | PROC - Process Steam | 1/31/2012
Pius X High School | 6000 A St | Lincoln | NE | 68510-5005 | Lancaster | NE09184 | Scrapped/Junked | 16494 | 2007 | ALES | FTVT - Firetube Vertical TB | MECH ROOM | HWHT - Hot Water Heat | 8/31/2026
Pius X High School | 6000 A St | Lincoln | NE | 68510-5005 | Lancaster | NE14778 | Scrapped/Junked | 42130 | 1989 | Kewanee | FTFB - Firetube-Firebox Boiler | BOILER ROOM | STHT - Steam-Heat | 8/31/2026
Pius X High School | 6000 A St | Lincoln | NE | 68510-5005 | Lancaster | NE14779 | Scrapped/Junked | 42118 | 1989 | Kewanee | FTFB - Firetube-Firebox Boiler | BOILER ROOM | STHT - Steam-Heat | 8/31/2011
Pius X High School | 6000 A St | Lincoln | NE | 68510-5005 | Lancaster | NE20137 | Scrapped/Junked | 51311 | 1995 | STATE INDUSTRIES | CHWH - ASME/Fired Water Heater | BOILER ROOM | HWSD - Hot Water Dom/Potable | 8/31/2007
Pius X High School | 6000 A St | Lincoln | NE | 68510-5005 | Lancaster | NE28198 | Active | 2801 | 2017 | Riello | WT - Water Tube Boiler | New Addition | HWHT - Hot Water Heat | 8/31/2026
Pius X High School | 6000 A St | Lincoln | NE | 68510-5005 | Lancaster | NE28199 | Active | 2784 | 2017 | Riello | WT - Water Tube Boiler | New Addition | HWHT - Hot Water Heat | 8/31/2026
Pius X High School | 6000 A St | Lincoln | NE | 68510-5005 | Lancaster | NE28276 | Active | 3529 | 2017 | Riello | WT - Water Tube Boiler | New Addition | HWHT - Hot Water Heat | 8/31/2026
Pius X High School | 6000 A St | Lincoln | NE | 68510-5005 | Lancaster | NE28277 | Active | 3533 | 2017 | Riello | WT - Water Tube Boiler | New Addition | HWHT - Hot Water Heat | 8/31/2026
Pius X High School | 6000 A St | Lincoln | NE | 68510-5005 | Lancaster | NE34680 | Inactive |  | 1977 | KEWANEE | FT - Firetube Boiler | BOILER ROOM | HWHT - Hot Water Heat | 8/31/1996
Brownell Elementary | 6000 Aylesworth Ave | Lincoln | NE | 68505-1180 | Lancaster | NE02095 | Active | 12916 | 2003 | Les Inc/Aldrich Co | FTVT - Firetube Vertical TB | BASEMENT MECH ROOM | GLYC - Glycol Bldg Heat Sys | 11/30/2026
Brownell Elementary | 6000 Aylesworth Ave | Lincoln | NE | 68505-1180 | Lancaster | NE02096 | Active | 12918 | 2003 | Les Inc/Aldrich Co | FTVT - Firetube Vertical TB | BASEMENT MECH RM | HWHT - Hot Water Heat | 11/30/2026
Brownell Elementary | 6000 Aylesworth Ave | Lincoln | NE | 68505-1180 | Lancaster | NE05414 | Exempt 1999 LB-66 | 30900 | 1993 | RUUD | AHWH - ANSI/Fired Water Htr |  | HWSD - Hot Water Dom/Potable | 6/30/2000
Brownell Elementary | 6000 Aylesworth Ave | Lincoln | NE | 68505-1180 | Lancaster | NE09404 | Scrapped/Junked |  | 1973 | AO SMITH | AHWH - ANSI/Fired Water Htr | BOILER ROOM | HWSD - Hot Water Dom/Potable | 6/30/2003
Brownell Elementary | 6000 Aylesworth Ave | Lincoln | NE | 68505-1180 | Lancaster | NE30155 | Scrapped/Junked |  | 1962 | KEWANEE | FT - Firetube Boiler | BOILER ROOM | HWHT - Hot Water Heat | 6/30/2003
Brownell Elementary | 6000 Aylesworth Ave | Lincoln | NE | 68505-1180 | Lancaster | NE30156 | Scrapped/Junked |  | 1962 | KEWANEE | FT - Firetube Boiler | BOILER ROOM | HWHT - Hot Water Heat | 6/30/2003
New Covenant Community Church-BMIC#402654 | 6000 S 84th St | Lincoln | NE | 68516-3807 | Lancaster | NE05954 | Active | 13365 | 2004 | Aldrich | FTVT - Firetube Vertical TB | NEW ADDITION BASEMENT | HWHT - Hot Water Heat | 2/28/2027
New Covenant Community Church-BMIC#402654 | 6000 S 84th St | Lincoln | NE | 68516-3807 | Lancaster | NE05955 | Active | 13366 | 2004 | Aldrich | FTVT - Firetube Vertical TB | NEW ADDITION BASEMENT | HWHT - Hot Water Heat | 2/28/2027
Finishing Touch | 6000 Telluride Dr | Lincoln | NE | 68521-8955 | Lancaster | NE09743 | Active | 138912 | 2002 | Lochinvar | CPFT - Horiz Cpr Fin Boiler | Mechanical Room | HWHF - Hot Water Heat-Floor | 3/31/2027
Finishing Touch | 6000 Telluride Dr | Lincoln | NE | 68521-8955 | Lancaster | NE09744 | Scrapped/Junked | 138736 | 2002 | Lochinvar | CPFH - Copper Fin Water Heater | Mechanical Room | HWSP - Hot Water Non Potable Supply | 3/31/2012
Finishing Touch | 6000 Telluride Dr | Lincoln | NE | 68521-8955 | Lancaster | NE21457 | Active | 232227 | 2011 | Lochinvar | CPFT - Horiz Cpr Fin Boiler | Mechanical Room | HWSP - Hot Water Non Potable Supply | 3/31/2027
Holy Trinity Church | 6001 A St | Lincoln | NE | 68510-5006 | Lancaster | NE00771 | Active | 10760 | 2000 | ALES | FTVT - Firetube Vertical TB | BASEMENT NEW ADD, RM U-25 | HWHT - Hot Water Heat | 3/31/2027
Holy Trinity Church | 6001 A St | Lincoln | NE | 68510-5006 | Lancaster | NE00772 | Active | 10762 | 2000 | ALES | FTVT - Firetube Vertical TB | BASEMENT NEW ADD | HWHT - Hot Water Heat | 3/31/2027
Holy Trinity Church | 6001 A St | Lincoln | NE | 68510-5006 | Lancaster | NE39183 | Scrapped/Junked | 36864 | 1959 | FITZGIBBONS | FT - Firetube Boiler | BOILER ROOM | HWHT - Hot Water Heat | 8/31/1999
West Gate Bank Center | 6003 Old Cheney Rd | Lincoln | NE | 68516-3591 | Lancaster | NE12151 | Active | 12760 | 2003 | Aldrich Co./L.E.S., Inc. | FTVT - Firetube Vertical TB | Basement - Boiler Room | HWHT - Hot Water Heat | 8/31/2026
West Gate Bank Center | 6003 Old Cheney Rd | Lincoln | NE | 68516-3591 | Lancaster | NE12152 | Active | 12761 | 2003 | Aldrich Co./L.E.S., Inc. | FTVT - Firetube Vertical TB | Basement - Boiler Room | HWHT - Hot Water Heat | 8/31/2026
West Gate Bank Center | 6003 Old Cheney Rd | Lincoln | NE | 68516-3591 | Lancaster | NE12153 | Active | 12758 | 2003 | Aldrich Co./L.E.S., Inc. | FTVT - Firetube Vertical TB | Basement - Boiler Room | HWHT - Hot Water Heat | 8/31/2026
Sigma Phi Epsilon | 601 N 16th St | Lincoln | NE | 68508-1292 | Lancaster | NE22531 | Scrapped/Junked | 140222 | 1997 | Raypak | CPFT - Horiz Cpr Fin Boiler | BASEMENT | HWSD - Hot Water Dom/Potable | 2/28/2011
Sigma Phi Epsilon | 601 N 16th St | Lincoln | NE | 68508-1292 | Lancaster | NE30608 | Scrapped/Junked |  | 1994 | PEERLESS HEATER COMPANY |  | BASEMENT | STHT - Steam-Heat | 10/31/2003
Inland Insurance Co | 601 S 12th St | Lincoln | NE | 68508-2827 | LANCASTER | NE13909 | Scrapped/Junked | 16967 | 2008 | ALDRICH/LES | FTVT - Firetube Vertical TB | BOILER ROOM | HWHT - Hot Water Heat | 3/31/2021
Zoetis | 601 W Cornhusker Hwy | Lincoln | NE | 68521-3577 | Lancaster | NE06510 | Active | 317 | 2005 | econo master | ECON - Boiler Economizer | CV BLDG BLR#2/14754 | ECON - Boiler Economizer | 8/31/2026
Zoetis | 601 W Cornhusker Hwy | Lincoln | NE | 68521-3577 | Lancaster | NE06511 | Active | 316 | 2005 | econo master | ECON - Boiler Economizer | CV BLDG BLR# 1/14806 | ECON - Boiler Economizer | 8/31/2026
Zoetis | 601 W Cornhusker Hwy | Lincoln | NE | 68521-3577 | Lancaster | NE08060 | Scrapped/Junked | 21224 | 1986 | Bryan | WT - Water Tube Boiler | BLDG 7 | PROC - Process Steam | 5/31/2016
Zoetis | 601 W Cornhusker Hwy | Lincoln | NE | 68521-3577 | Lancaster | NE09204 | Active | 6814 | 2006 | Miura | VTWT - Vert Watertube | CENTRAL UTILITY PLANT | PROC - Process Steam | 8/31/2026
Zoetis | 601 W Cornhusker Hwy | Lincoln | NE | 68521-3577 | Lancaster | NE11830 | Inactive | 15446 | 1966 | CLEA | FTSM - FTS Marine Dry Back | MAIN BLDG | PROC - Process Steam | 8/31/2009
Zoetis | 601 W Cornhusker Hwy | Lincoln | NE | 68521-3577 | Lancaster | NE11831 | Scrapped/Junked | 15447 | 1966 | CLEA | FTSM - FTS Marine Dry Back | MAIN BLDG | PROC - Process Steam | 5/31/2009
Zoetis | 601 W Cornhusker Hwy | Lincoln | NE | 68521-3577 | Lancaster | NE12208 | Active | 7856 | 2008 | Miura | VTWT - Vert Watertube | CENTRAL UTILITIES BLDG | PROC - Process Steam | 8/31/2026
Zoetis | 601 W Cornhusker Hwy | Lincoln | NE | 68521-3577 | Lancaster | NE12209 | Active | 7624/25 | 2007 | Miura economizer | ECON - Boiler Economizer | BOILER ROOM | ECON - Boiler Economizer | 8/31/2026
Zoetis | 601 W Cornhusker Hwy | Lincoln | NE | 68521-3577 | Lancaster | NE12210 | Active | 6759/63 | 2006 | Miura economizer | ECON - Boiler Economizer | BOILER ROOM | ECON - Boiler Economizer | 8/31/2026
Zoetis | 601 W Cornhusker Hwy | Lincoln | NE | 68521-3577 | Lancaster | NE13897 | Inactive | 11795 | 1975 | BOILER ENGINEERING/SUPPLY | WT - Water Tube Boiler | BOILER ROOM | PROC - Process Steam | 6/30/1992
Zoetis | 601 W Cornhusker Hwy | Lincoln | NE | 68521-3577 | Lancaster | NE14149 | Active | 7935 | 2008 | MIURA | WT - Water Tube Boiler | CENTRAL UTILITIES | PROC - Process Steam | 8/31/2026
Zoetis | 601 W Cornhusker Hwy | Lincoln | NE | 68521-3577 | Lancaster | NE14150 | Active | 7950/51 | 2008 | Miura economizer | ECON - Boiler Economizer | CENTRAL UTILITIES | ECON - Boiler Economizer | 8/31/2026
Zoetis | 601 W Cornhusker Hwy | Lincoln | NE | 68521-3577 | Lancaster | NE14754 | Active | 41604 | 1988 | Kewanee | FTSM - FTS Marine Dry Back | CU BLDG | PROC - Process Steam | 8/31/2026
Zoetis | 601 W Cornhusker Hwy | Lincoln | NE | 68521-3577 | Lancaster | NE14806 | Active | 44801 | 1992 | Kewanee | FTSM - FTS Marine Dry Back | CU BLDG | PROC - Process Steam | 8/31/2026
Zoetis | 601 W Cornhusker Hwy | Lincoln | NE | 68521-3577 | Lancaster | NE15500 | Scrapped/Junked | 34651 | 1994 | Bryan | WT - Water Tube Boiler | BLDG 8/BLR #8 | PROC - Process Steam | 7/31/2013
Zoetis | 601 W Cornhusker Hwy | Lincoln | NE | 68521-3577 | Lancaster | NE17601 | Out of Service | 41047 | 1994 | Loch | CPFT - Horiz Cpr Fin Boiler | BLDG 8 BOILER ROOM | HWSD - Hot Water Dom/Potable | 8/31/2010
Zoetis | 601 W Cornhusker Hwy | Lincoln | NE | 68521-3577 | Lancaster | NE24070 | Inactive | 25011 | 1989 | York Shipley | FTWB - FTS Marine Wet Back | Outside Rabbit Farm | PROC - Process Steam | 8/31/2014
Zoetis | 601 W Cornhusker Hwy | Lincoln | NE | 68521-3577 | Lancaster | NE42364 | Out of Service | 29924 | 2013 | Aesys Tech/York Shipley | FTHT - Firetube Horizontal | Portable Trailer | PROC - Process Steam | 7/31/2023
Zoetis | 601 W Cornhusker Hwy | Lincoln | NE | 68521-3577 | Lancaster | NE42947 | Active | 98406 | 2024 | Aerco | FTVT - Firetube Vertical TB | Vivarium (New Plant) | HWHT - Hot Water Heat | 8/31/2026
Zoetis | 601 W Cornhusker Hwy | Lincoln | NE | 68521-3577 | Lancaster | NE42948 | Active | 98407 | 2024 | Aerco | FTVT - Firetube Vertical TB | Vivarium (New Plant) | HWHT - Hot Water Heat | 8/31/2026
Zoetis | 601 W Cornhusker Hwy | Lincoln | NE | 68521-3577 | Lancaster | NE42949 | Active | 98177 | 2024 | Aerco | FTVT - Firetube Vertical TB | Vivarium (New Plant) | HWHT - Hot Water Heat | 8/31/2026
Zoetis | 601 W Cornhusker Hwy | Lincoln | NE | 68521-3577 | Lancaster | NE43390 | Active | 319318 | 2024 | AOSM | CHWH - ASME/Fired Water Heater | Mechanical room | HWDP - Hotwater Heat & Dom Supply | 8/31/2026
Zoetis | 601 W Cornhusker Hwy | Lincoln | NE | 68521-3577 | Lancaster | NE43391 | Active | 319314 | 2024 | AOSM | CHWH - ASME/Fired Water Heater | Mechanical room | HWDP - Hotwater Heat & Dom Supply | 8/31/2026
Havelock Laundromat | 6024 Havelock Ave | Lincoln | NE | 68507-1158 | Lancaster | NE40331 | Active | 34944 | 1975 | A. O. Smith | COBL - Coil Type Boiler | Boiler Room | HWSD - Hot Water Dom/Potable | 4/30/2026
NE State Education Assoc | 605 S 14th St | Lincoln | NE | 68508-2726 | Lancaster | NE06641 | Scrapped/Junked | 14129 | 2005 | ALES | FTFB - Firetube-Firebox Boiler | BOILER ROOM | HWHT - Hot Water Heat | 11/30/2010
NE State Education Assoc | 605 S 14th St | Lincoln | NE | 68508-2726 | Lancaster | NE16355 | Scrapped/Junked | 37332 | 1983 | KEWANEE | FTFB - Firetube-Firebox Boiler | BOILER ROOM | HWHT - Hot Water Heat | 11/30/2005
NE State Education Assoc | 605 S 14th St | Lincoln | NE | 68508-2726 | Lancaster | NE19583 | Active | 3067 | 2010 | CAMUS | CPFT - Horiz Cpr Fin Boiler | Basement | HWHT - Hot Water Heat | 2/28/2027
Stericycle Inc | 6100 N 60th St | Lincoln | NE | 68507-3229 | Lancaster | NE40675 | Active | 23738 | 1999 | CLAY | COBL - Coil Type Boiler | MAIN PROC. FLOOR | PROC - Process Steam | 8/31/2026
WINDSTREAM COMMUNICATIONS | 6100 N 70th St | Lincoln | NE | 68507-3243 | LANCASTER | NE17688 | Exempt 1999 LB-66 |  | 1991 | AO SMITH | AHWH - ANSI/Fired Water Htr | BOILER ROOM | HWSD - Hot Water Dom/Potable | 8/31/1999
Younkers | 6100 O St | Lincoln | NE | 68510 | Lancaster | NE05127 | Inactive | 32726 | 1977 | PM Lattner MFR Company | ELBL - Electric Boiler | ALTERATIONS/2ND FLR SW | PROC - Process Steam | 4/30/2007
Gateway Mall | 6100 O St | Lincoln | NE | 68510-2240 | Lancaster | NE02726 | Scrapped/Junked | 1064 | 1964 | Nebraska Boiler | WT - Water Tube Boiler | OLD BEN SIMONS | PROC - Process Steam | 8/31/2001
Gateway Mall | 6100 O St | Lincoln | NE | 68510-2240 | Lancaster | NE14941 | Out of Service | 303 | 1959 | Kewanee | FT - Firetube Boiler | Boiler Room | STHT - Steam-Heat | 10/31/2020
Gateway Mall | 6100 O St | Lincoln | NE | 68510-2240 | Lancaster | NE14942 | Active | 304 | 1959 | Kewanee | FTFB - Firetube-Firebox Boiler | Boiler Room | STHT - Steam-Heat | 10/31/2026
Gateway Mall | 6100 O St | Lincoln | NE | 68510-2240 | Lancaster | NE14943 | Active | 302 | 1959 | Kewanee | FT - Firetube Boiler | Boiler Room | STHT - Steam-Heat | 10/31/2026
Gateway Mall | 6100 O St | Lincoln | NE | 68510-2240 | Lancaster | NE14944 | Inactive | 4816 | 1971 | Kewannee | FT - Firetube Boiler | CENTRAL PLT | STHT - Steam-Heat | 6/30/2004
APPLEBEE'S BAR & GRILL | 6100 O ST | LINCOLN | NE | 68505 | LANCASTER | NE02312 | Exempt | 5151 | 1996 | MVE/CHART IND | UTNK - Unfired Vertical Tank | KITCHEN | 0041 - CO2 Dispensing | 8/31/2006
APPLEBEE'S BAR & GRILL | 6100 O ST | LINCOLN | NE | 68505 | LANCASTER | NE09881 | Scrapped/Junked | 65084 | 1996 | LOCHINVAR | CPFT - Horiz Cpr Fin Boiler | KITCHEN | HWSD - Hot Water Dom/Potable | 8/31/2006
Holmes Lake Manor | 6101 Normal Blvd | Lincoln | NE | 68506-2767 | Lancaster | NE05855 | Scrapped/Junked | 56209 | 1997 | STAT | CHWH - ASME/Fired Water Heater | BOILER ROOM | HWSD - Hot Water Dom/Potable | 9/30/2017
Holmes Lake Manor | 6101 Normal Blvd | Lincoln | NE | 68506-2767 | Lancaster | NE10109 | Scrapped/Junked | 121539 | 2007 | Pvi | CHWH - ASME/Fired Water Heater | MECH ROOM | HWSD - Hot Water Dom/Potable | 9/30/2017
Holmes Lake Manor | 6101 Normal Blvd | Lincoln | NE | 68506-2767 | Lancaster | NE30449 | Scrapped/Junked | 78460 | 1993 | PVI INDUSTRIES | CHWH - ASME/Fired Water Heater | MECH ROOM | HWSD - Hot Water Dom/Potable | 9/30/2007
AMISH COUNTRY SHOWCASE | 6101 S 56th St | Lincoln | NE | 68516-3392 | LANCASTER | NE06061 | Inactive | 44264 | 1999 | SUSSMAN-AUTOMATIC CORP | ELBL - Electric Boiler | STOREROOM | HUMI - Humidifier/Humidity Contr | 2/28/2006
TABITHA HEALTHCARE SERVICES | 611 S 48TH ST | LINCOLN | NE | 68510 | LANCASTER | NE37535 | Inactive |  | 1950 | NATIONAL CRANE |  | BOILER ROOM | HWHT - Hot Water Heat | 2/28/2003
St Patrick Church | 6125 Ballard Ave | Lincoln | NE | 68507-1252 | Lancaster | NE25998 | Active | N/A | 2014 | Harsco | CALU - Cast Aluminum | Upstairs Boiler Room | HHHP - Hotwater Heat & Heat Pump | 3/31/2027
St Patrick Church | 6125 Ballard Ave | Lincoln | NE | 68507-1252 | Lancaster | NE25999 | Active | 9766 | 1998 | Aldrich | FTVT - Firetube Vertical TB | Upstairs Boiler room | HWHT - Hot Water Heat | 3/31/2027
St Patrick Church | 6125 Ballard Ave | Lincoln | NE | 68507-1252 | Lancaster | NE26000 | Active | 9767 | 1998 | Aldrich | FTVT - Firetube Vertical TB | Upstairs Boiler room | HWHT - Hot Water Heat | 3/31/2027
Bldg demolished | 6126 Morrill Ave | Lincoln | NE | 68507-1251 | Lancaster | NE15284 | Inactive |  | 1960 | AMERICAN STANDARD |  | BASEMENT | STHT - Steam-Heat | 1/31/2006
Bldg demolished | 6126 Morrill Ave | Lincoln | NE | 68507-1251 | Lancaster | NE34477 | Scrapped/Junked |  | 1958 | AMST | CI - Cast Iron | RECTORY BOILER ROOM | HWHT - Hot Water Heat | 6/30/2007
Rocket Wash | 6135 O St | Lincoln | NE | 68510-2236 | LANCASTER | NE28810 | Active | 114203 | 2019 | Lochinvar | FTVT - Firetube Vertical TB | Mechanical Room | HWHF - Hot Water Heat-Floor | 7/31/2026
Rocket Wash | 6135 O St | Lincoln | NE | 68510-2236 | LANCASTER | NE40719 | Exempt 1999 LB-66 |  | 1996 | PALOMA | COWH - Coil Type Water Heater |  | HWSP - Hot Water Non Potable Supply | 8/31/2000
GRANITE CITY FOOD & BREWERY | 6150 O St | Lincoln | NE | 68510-2240 | Lancaster | NE01631 | Scrapped/Junked | 82478 | 2003 | AOSM | CHWH - ASME/Fired Water Heater | 2ND FLOOR | HWSD - Hot Water Dom/Potable | 6/30/2009
GRANITE CITY FOOD & BREWERY | 6150 O St | Lincoln | NE | 68510-2240 | Lancaster | NE01632 | Scrapped/Junked | 218840 | 2003 | WTRP | CPFT - Horiz Cpr Fin Boiler | 2ND FLOOR | HWSP - Hot Water Non Potable Supply | 8/31/2016
GRANITE CITY FOOD & BREWERY | 6150 O St | Lincoln | NE | 68510-2240 | Lancaster | NE01633 | Exempt | 136886 | 2002 | MVE/CHART IND | UTNK - Unfired Vertical Tank | 2ND FLOOR | 0041 - CO2 Dispensing | 6/30/2006
GRANITE CITY FOOD & BREWERY | 6150 O St | Lincoln | NE | 68510-2240 | Lancaster | NE14685 | Scrapped/Junked | 130613 | 2008 | AO SMITH | CHWH - ASME/Fired Water Heater | UPSTAIRS MECH ROOM | HWSD - Hot Water Dom/Potable | 8/31/2016
Fountain Glen Apartments | 6157 NW 2nd Cir | Lincoln | NE | 68521-4406 | Lancaster | NE40889 | Out of Service | 178188 | 1998 | Raypak | CPFT - Horiz Cpr Fin Boiler | POOL ROOM | IPHT - Indoor Pool Heater | 6/30/2020
Kappa Kappa Gamma | 616 N 16th St | Lincoln | NE | 68508-1291 | Lancaster | NE04106 | Scrapped/Junked | 5760 | 1976 | Peerless | CI - Cast Iron | BOILER ROOM | HWHT - Hot Water Heat | 4/30/2009
Kappa Kappa Gamma | 616 N 16th St | Lincoln | NE | 68508-1291 | Lancaster | NE16081 | Scrapped/Junked | 92780 | 2008 | Lochinvar | SSCO - SS Coil Boiler | Kitchen Basement | HWHT - Hot Water Heat | 11/30/2024
Kappa Kappa Gamma | 616 N 16th St | Lincoln | NE | 68508-1291 | Lancaster | NE20159 | Scrapped/Junked | 42504 | 1993 | Ace-Buehler | COBL - Coil Type Boiler | BOILER ROOM | HWSD - Hot Water Dom/Potable | 4/30/2006
St Teresa's School | 616 S 36th St | Lincoln | NE | 68510-1663 | Lancaster | NE26085 | Inactive | N/A | 2015 | Peerless | CI - Cast Iron | School Boiler Room | STHT - Steam-Heat | 9/30/2020
St Teresa's School | 616 S 36th St | Lincoln | NE | 68510-1663 | Lancaster | NE32596 | Scrapped/Junked |  | 1957 | NATIONAL RADIATOR | FT - Firetube Boiler | BOILER ROOM | STHT - Steam-Heat | 8/31/1999
St Teresa's School | 616 S 36th St | Lincoln | NE | 68510-1663 | Lancaster | NE39174 | Scrapped/Junked | n/a | 1988 | Weil-Mcclain | CI - Cast Iron | Boiler Room | STHT - Steam-Heat | 9/30/2015
St Teresa's School | 616 S 36th St | Lincoln | NE | 68510-1663 | Lancaster | NE40960 | Inactive | n/a | 1998 | Peerless | CI - Cast Iron | School Boiler Room | STHT - Steam-Heat | 9/30/2020
Apartment Building | 618 S 17th St | Lincoln | NE | 68508-2611 | Lancaster | NE06909 | Inactive | N/A | 1940 | AMRA | CI - Cast Iron | LAUNDRY ROOM | HWHT - Hot Water Heat | 3/31/2007
DILLARD'S DEPT STORE | 61ST & O ST | LINCOLN | NE | 68505 | LANCASTER | NE35580 | Inactive |  | 1964 | CRANE |  | TOP FLOOR | STHT - Steam-Heat | 11/30/1991
DILLARD'S DEPT STORE | 61ST & O ST | LINCOLN | NE | 68505 | LANCASTER | NE35581 | Inactive |  | 1980 | WEIL MCLAIN |  | TOP FLOOR | STHT - Steam-Heat | 11/30/1992
DILLARD'S DEPT STORE | 61ST & O ST | LINCOLN | NE | 68505 | LANCASTER | NE35583 | Inactive | 39940 | 1988 | PM LATTNER MFR COMPANY | ELBL - Electric Boiler | 1ST FLOOR | PROC - Process Steam | 11/30/1997
Northeast United Church #X006300 | 6200 Adams St | Lincoln | NE | 68507-2434 | Lancaster | NE21344 | Active | N/A | 1975 | Peerless | CI - Cast Iron | BOILER ROOM | HWHT - Hot Water Heat | 3/31/2026
Nature's Variety | 6200 N 56th St | Lincoln | NE | 68504-1763 | Lancaster | NE37381 | Inactive | 7484 | 1972 | Kewanee | FT - Firetube Boiler | BOILER ROOM | PROC - Process Steam | 5/31/2023
Nature's Variety | 6200 N 56th St | Lincoln | NE | 68504-1763 | Lancaster | NE37382 | Inactive |  | 1963 | KEWANEE | FT - Firetube Boiler | BOILER ROOM | HWHT - Hot Water Heat | 5/31/2005
Nature's Variety | 6200 N 56th St | Lincoln | NE | 68504-1763 | Lancaster | NE42343 | Inactive | 153322 | 2016 | Columbia | WT - Water Tube Boiler | Outside portable | STHX - Steam to HWSD Heat Exchanger | 12/31/2024
Granite City Food & Brewery | 6200 O St | Lincoln | NE | 68510-2256 | Lancaster | NE26722 | Active | 141149 | 2015 | PVI Industries | CHWH - ASME/Fired Water Heater | Kitchen | HWSD - Hot Water Dom/Potable | 2/28/2025
Granite City Food & Brewery | 6200 O St | Lincoln | NE | 68510-2256 | Lancaster | NE26723 | Active | 141022 | 2015 | PVI Industries | CHWH - ASME/Fired Water Heater | Kitchen | HWSD - Hot Water Dom/Potable | 2/28/2025
Granite City Food & Brewery | 6200 O St | Lincoln | NE | 68510-2256 | Lancaster | NE26724 | Scrapped/Junked | 5148, 5149 | 2015 | State Industries | FTCH - Firetube Coil Htxchn | Brewing Room | HWSD - Hot Water Dom/Potable | 2/28/2021
Granite City Food & Brewery | 6200 O St | Lincoln | NE | 68510-2256 | Lancaster | NE26726 | Scrapped/Junked | 5200, 5202 | 2015 | State Industries | FTCH - Firetube Coil Htxchn | Brewing Room | HWSD - Hot Water Dom/Potable | 2/28/2020
Granite City Food & Brewery | 6200 O St | Lincoln | NE | 68510-2256 | Lancaster | NE41050 | Out of Service | 8844, 8837 | 2021 | Takagi | WTHW - Watertube Wtr Heater | Brewing Room | HWSD - Hot Water Dom/Potable | 2/28/2024
Granite City Food & Brewery | 6200 O St | Lincoln | NE | 68510-2256 | Lancaster | NE41051 | Scrapped/Junked | 8840, 8873 | 2021 | Takagi | WTHW - Watertube Wtr Heater | Brewing Room | HWSD - Hot Water Dom/Potable | 2/28/2024
Celerion Pharma Services | 621 Rose St | Lincoln | NE | 68502-2040 | Lancaster | NE08042 | Inactive | 87645 | 1976 | SUSSMAN-AUTOMATIC CORP | ELBL - Electric Boiler | BASEMENT | PROC - Process Steam | 11/30/1992
Celerion Pharma Services | 621 Rose St | Lincoln | NE | 68502-2040 | Lancaster | NE11434 | Inactive | 29942 | 1971 | PM LATTNER MFR COMPANY | ELBL - Electric Boiler | STILL ROOM | PROC - Process Steam | 11/30/1991
Celerion Pharma Services | 621 Rose St | Lincoln | NE | 68502-2040 | Lancaster | NE27891 | Active | 289990 | 2017 | Lochinvar | FTVT - Firetube Vertical TB | Boiler Room | HWHT - Hot Water Heat | 11/30/2026
Celerion Pharma Services | 621 Rose St | Lincoln | NE | 68502-2040 | Lancaster | NE27892 | Active | 294188 | 2017 | Lochinvar | FTVT - Firetube Vertical TB | Boiler Room | HWHT - Hot Water Heat | 11/30/2026
Celerion Pharma Services | 621 Rose St | Lincoln | NE | 68502-2040 | Lancaster | NE37668 | Scrapped/Junked | 40376 | 1987 | Kewannee | FT - Firetube Boiler | Boiler Room | HWHT - Hot Water Heat | 11/30/2018
Celerion Pharma Services | 621 Rose St | Lincoln | NE | 68502-2040 | Lancaster | NE37669 | Scrapped/Junked | 40377 | 1987 | Kewannee | FT - Firetube Boiler | Boiler Room | HWHT - Hot Water Heat | 11/30/2018
Celerion Pharma Services | 621 Rose St | Lincoln | NE | 68502-2040 | Lancaster | NE37670 | Scrapped/Junked | 40391 | 1986 | Kewannee | FT - Firetube Boiler | Boiler Room | HWSD - Hot Water Dom/Potable | 11/30/2022
Mercy City Church-BMIC#528971 | 6224 Logan Ave | Lincoln | NE | 68507-1247 | Lancaster | NE00051 | Scrapped/Junked |  | 1998 | A. O. Smith | CHWH - ASME/Fired Water Heater | Boiler Room | HWSD - Hot Water Dom/Potable | 3/31/2009
Mercy City Church-BMIC#528971 | 6224 Logan Ave | Lincoln | NE | 68507-1247 | Lancaster | NE18425 | Scrapped/Junked |  | 1994 | A. O. Smith | AHWH - ANSI/Fired Water Htr |  | HWSD - Hot Water Dom/Potable | 3/31/1999
Mercy City Church-BMIC#528971 | 6224 Logan Ave | Lincoln | NE | 68507-1247 | Lancaster | NE18426 | Active | n/a | 1952 | Kewanee | FTFB - Firetube-Firebox Boiler | Boiler Room | STHT - Steam-Heat | 12/31/2026
Mercy City Church-BMIC#528971 | 6224 Logan Ave | Lincoln | NE | 68507-1247 | Lancaster | NE20131 | Exempt 1999 LB-66 |  | 1992 | Day & Night | AHWH - ANSI/Fired Water Htr | BOILER ROOM | HWSD - Hot Water Dom/Potable | 3/31/1999
Apartment Building | 623 S 18th St | Lincoln | NE | 68508-2672 | Lancaster | NE24080 | Scrapped/Junked | 47133 | 2011 | PMU/Lochinvar | WTSS - Watertube SS Steel | Basement | HWHT - Hot Water Heat | 12/31/2020
Arck Foods | 6240 McCormick Dr | Lincoln | NE | 68507-3264 | Lancaster | NE02507 | Active | 2044 | 2004 | Hurst | FTSM - FTS Marine Dry Back | Boiler Room | PROC - Process Steam | 2/28/2027
Arck Foods | 6240 McCormick Dr | Lincoln | NE | 68507-3264 | Lancaster | NE02508 | Active | 2045 | 2004 | Hurst | FTSM - FTS Marine Dry Back | Boiler Room | PROC - Process Steam | 10/31/2026
Eastridge Elementary | 6245 L St | Lincoln | NE | 68510-2354 | Lancaster | NE05699 | Exempt 1999 LB-66 |  | 1997 | AO SMITH | AHWH - ANSI/Fired Water Htr |  | HWSD - Hot Water Dom/Potable | 6/30/2000
Eastridge Elementary | 6245 L St | Lincoln | NE | 68510-2354 | Lancaster | NE07816 | Active | 10558 | 1999 | Les Inc/Aldrich Co | FTVT - Firetube Vertical TB | NEW ADDITION | GLYC - Glycol Bldg Heat Sys | 11/30/2026
Eastridge Elementary | 6245 L St | Lincoln | NE | 68510-2354 | Lancaster | NE30079 | Scrapped/Junked |  | 1955 | NATIONAL CRANE | FT - Firetube Boiler | BOILER ROOM | HWHT - Hot Water Heat | 2/28/2007
Eastridge Elementary | 6245 L St | Lincoln | NE | 68510-2354 | Lancaster | NE30306 | Scrapped/Junked |  | 1966 | KEWANEE | FTFB - Firetube-Firebox Boiler | BOILER ROOM | HWHT - Hot Water Heat | 2/28/2007
vacant | 625 N 16th St | Lincoln | NE | 68508-1290 | Lancaster | NE06815 | Inactive | n/a | 2004 | Peerless | CI - Cast Iron | BASEMENT BY KITCHEN | STHT - Steam-Heat | 2/28/2016
vacant | 625 N 16th St | Lincoln | NE | 68508-1290 | Lancaster | NE10895 | Inactive | 73836 | 2002 | AOSM | CHWH - ASME/Fired Water Heater | BASEMENT BY KITCHEN | HWSD - Hot Water Dom/Potable | 2/28/2016
vacant | 625 N 16th St | Lincoln | NE | 68508-1290 | Lancaster | NE14717 | Scrapped/Junked |  | 1984 | PEERLESS HEATER COMPANY |  | BASEMENT BY KITCHEN | STHT - Steam-Heat | 10/31/2004
vacant | 625 N 16th St | Lincoln | NE | 68508-1290 | Lancaster | NE21502 | Scrapped/Junked | 36361 | 1996 | AO SMITH | CHWH - ASME/Fired Water Heater | BASEMENT | HWSD - Hot Water Dom/Potable | 10/31/2003
CHI NE Surgical Center | 625 S 70th St | Lincoln | NE | 68510-2404 | Lancaster | NE06994 | Active | 11825 | 2006 | Giannoni France, SAS/Peerless | COBL - Coil Type Boiler | Penthouse Boiler Room | HWHT - Hot Water Heat | 1/31/2026
CHI NE Surgical Center | 625 S 70th St | Lincoln | NE | 68510-2404 | Lancaster | NE06995 | Active | 21458 | 2005 | Heat Transfer Products Inc./Peerless | COBL - Coil Type Boiler | Penthouse Boiler Room | HWHT - Hot Water Heat | 1/31/2026
CHI NE Surgical Center | 625 S 70th St | Lincoln | NE | 68510-2404 | Lancaster | NE08629 | Scrapped/Junked | 14373 | 1999 | Amsco | ELBL - Electric Boiler | NE Surgery Center | PROC - Process Steam | 1/31/2017
CHI NE Surgical Center | 625 S 70th St | Lincoln | NE | 68510-2404 | Lancaster | NE08630 | Scrapped/Junked | 15546 | 2000 | Amsco | ELBL - Electric Boiler | NE Surgery Center | PROC - Process Steam | 1/31/2019
CHI NE Surgical Center | 625 S 70th St | Lincoln | NE | 68510-2404 | Lancaster | NE20792 | Active | 142386 | 2010 | Giannoni France SAS/PB Heat | WTSS - Watertube SS Steel | Penthouse Boiler Room | HWHT - Hot Water Heat | 1/31/2026
CHI NE Surgical Center | 625 S 70th St | Lincoln | NE | 68510-2404 | Lancaster | NE25595 | Out of Service | 8290 | 2016 | Chromalox, Inc. | ELBL - Electric Boiler | NE Surgery Center | PROC - Process Steam | 1/31/2022
UNL Stadium Parking Garage | 625 Stadium Dr | Lincoln | NE | 68588-0021 | Lancaster | NE14448 | Active | 9134 | 1997 | ALES | FTVT - Firetube Vertical TB | MECH RM B-10 BASEMENT | HWHT - Hot Water Heat | 5/31/2026
UNL Stadium Parking Garage | 625 Stadium Dr | Lincoln | NE | 68588-0021 | Lancaster | NE14449 | Active | 9138 | 1997 | ALES | FTVT - Firetube Vertical TB | MECH RM B-10 BASEMENT | HWHT - Hot Water Heat | 5/31/2026
UNL Stadium Parking Garage | 625 Stadium Dr | Lincoln | NE | 68588-0021 | Lancaster | NE14450 | Active | 9137 | 1997 | ALES | FTVT - Firetube Vertical TB | MECH RM B-10 BASEMENT | HWHT - Hot Water Heat | 5/31/2026
UNL Stadium Parking Garage | 625 Stadium Dr | Lincoln | NE | 68588-0021 | Lancaster | NE14451 | Active | 9140 | 1997 | ALES | FTVT - Firetube Vertical TB | MECH RM B-10 BASEMENT | HWHT - Hot Water Heat | 5/31/2026
LESTER ELECTRICAL | 625 W A St | Lincoln | NE | 68522-1706 | LANCASTER | NE20438 | Exempt 1999 LB-66 |  | 1988 | AO SMITH | AHWH - ANSI/Fired Water Htr |  | HWSD - Hot Water Dom/Potable | 8/31/1999
LESTER ELECTRICAL | 625 W A St | Lincoln | NE | 68522-1706 | LANCASTER | NE40726 | Inactive | 89768 | 1999 | TELEDYNE LAARS | WT - Water Tube Boiler | PLANT - NORTH SIDE | HWHT - Hot Water Heat | 8/31/2002
LESTER ELECTRICAL | 625 W A St | Lincoln | NE | 68522-1706 | LANCASTER | NE40727 | Inactive | 89767 | 1999 | TELEDYNE LAARS | WT - Water Tube Boiler | PLANT - NORTH SIDE | HWHT - Hot Water Heat | 8/31/2002
PHI MU FRATERNITY | 626 N 16th St | Lincoln | NE | 68508-1289 | LANCASTER | NE16571 | Inactive |  | 1987 | RHEEM MANUFACTURING CO | AHWH - ANSI/Fired Water Htr |  | HWSD - Hot Water Dom/Potable | 12/31/1997
PHI MU FRATERNITY | 626 N 16th St | Lincoln | NE | 68508-1289 | LANCASTER | NE16572 | Inactive | 107190 | 1988 | TELEDYNE LAARS | CPFT - Horiz Cpr Fin Boiler |  | HWHT - Hot Water Heat | 12/31/1998
Peterbuilt of Lincoln | 6262 Arbor Rd | Lincoln | NE | 68517-9204 | Lancaster | NE27461 | Active | 3 | 2015 | CLEAN BURN | WT - Water Tube Boiler | Mezzanine | HWHF - Hot Water Heat-Floor | 1/31/2027
Peterbuilt of Lincoln | 6262 Arbor Rd | Lincoln | NE | 68517-9204 | Lancaster | NE27462 | Active | 2 | 2015 | CLEAN BURN | WT - Water Tube Boiler | Mezzanine | HWHF - Hot Water Heat-Floor | 1/31/2027
Peterbuilt of Lincoln | 6262 Arbor Rd | Lincoln | NE | 68517-9204 | Lancaster | NE27463 | Active | 357980 | 2015 | Lochinvar | WTSS - Watertube SS Steel | Mezzanine | HWHT - Hot Water Heat | 1/31/2027
Peterbuilt of Lincoln | 6262 Arbor Rd | Lincoln | NE | 68517-9204 | Lancaster | NE27464 | Active | 357981 | 2015 | Lochinvar | WTSS - Watertube SS Steel | Mezzanine | HWHT - Hot Water Heat | 1/31/2027
West Lincoln Elementary | 630 W Dawes Ave | Lincoln | NE | 68521-3958 | Lancaster | NE05827 | Exempt 1999 LB-66 |  | 1997 | STATE INDUSTRIES | AHWH - ANSI/Fired Water Htr | WEST LINCOLN | HWSD - Hot Water Dom/Potable | 6/30/2000
West Lincoln Elementary | 630 W Dawes Ave | Lincoln | NE | 68521-3958 | Lancaster | NE10519 | Active | 12497 | 2003 | Les Inc/Aldrich Co | FTVT - Firetube Vertical TB | BOILER ROOM | GLYC - Glycol Bldg Heat Sys | 11/30/2026
West Lincoln Elementary | 630 W Dawes Ave | Lincoln | NE | 68521-3958 | Lancaster | NE10520 | Active | 12495 | 2003 | Les Inc/Aldrich Co | FTVT - Firetube Vertical TB | BOILER ROOM | GLYC - Glycol Bldg Heat Sys | 11/30/2026
West Lincoln Elementary | 630 W Dawes Ave | Lincoln | NE | 68521-3958 | Lancaster | NE30273 | Scrapped/Junked |  | 1964 | KEWANEE | FT - Firetube Boiler | BOILER ROOM | STHT - Steam-Heat | 6/30/2003
West Lincoln Elementary | 630 W Dawes Ave | Lincoln | NE | 68521-3958 | Lancaster | NE30274 | Scrapped/Junked |  | 1964 | KEWANEE | FT - Firetube Boiler | BOILER ROOM | STHT - Steam-Heat | 6/30/2003
West Lincoln Elementary | 630 W Dawes Ave | Lincoln | NE | 68521-3958 | Lancaster | NE35288 | Scrapped/Junked | 638 | 1986 | AO SMITH | CHWH - ASME/Fired Water Heater | BOILER ROOM | HWSD - Hot Water Dom/Potable | 6/30/2003
Concrete Industries | 6300 Cornhusker Hwy | Lincoln | NE | 68507-3112 | Lancaster | NE06189 | Scrapped/Junked | 0 | 2004 | BUDE | CI - Cast Iron | HOLLOW CORE BLDG | HWHF - Hot Water Heat-Floor | 3/31/2026
Concrete Industries | 6300 Cornhusker Hwy | Lincoln | NE | 68507-3112 | Lancaster | NE06190 | Scrapped/Junked | 0 | 2004 | BUDE | CI - Cast Iron | HOLLOW CORE BLDG | HWHF - Hot Water Heat-Floor | 3/31/2026
Concrete Industries | 6300 Cornhusker Hwy | Lincoln | NE | 68507-3112 | Lancaster | NE08055 | Scrapped/Junked | 22083 | 1985 | CLAY | COBL - Coil Type Boiler | PROD BOIL RM | PROC - Process Steam | 3/31/2013
Concrete Industries | 6300 Cornhusker Hwy | Lincoln | NE | 68507-3112 | Lancaster | NE12142 | Active | 24202 | 2003 | CLAY | COBL - Coil Type Boiler | BOILER ROOM | PROC - Process Steam | 3/31/2027
Concrete Industries | 6300 Cornhusker Hwy | Lincoln | NE | 68507-3112 | Lancaster | NE17104 | Scrapped/Junked | 22668 | 1991 | CLAYTON INDUSTRIES | COBL - Coil Type Boiler | BOILER ROOM | PROC - Process Steam | 3/31/2004
Concrete Industries | 6300 Cornhusker Hwy | Lincoln | NE | 68507-3112 | Lancaster | NE24931 | Active | 25212 | 2013 | Clayton Industries | FFSG - Force Flow Steam Generator | Boiler Room | PROC - Process Steam | 3/31/2027
Concrete Industries | 6300 Cornhusker Hwy | Lincoln | NE | 68507-3112 | Lancaster | NE43811 | Active | N/A | 2023 | Peerless | CI - Cast Iron | Hollow Core Building | PROW - Process Hot Water | 3/31/2027
Concrete Industries | 6300 Cornhusker Hwy | Lincoln | NE | 68507-3112 | Lancaster | NE43812 | Active | N/A | 2023 | Peerless | CI - Cast Iron | Hollow Core Building | PROW - Process Hot Water | 3/31/2027
Eastmont Towers | 6315 O St | Lincoln | NE | 68510-2200 | Lancaster | NE01629 | Scrapped/Junked | 39951 | 2004 | Aerco International | CHWH - ASME/Fired Water Heater | BLDG 1 | HWSD - Hot Water Dom/Potable | 5/31/2016
Eastmont Towers | 6315 O St | Lincoln | NE | 68510-2200 | Lancaster | NE01630 | Scrapped/Junked | 39952 | 2004 | Aerco International | CHWH - ASME/Fired Water Heater | BLDG 1 | HWSD - Hot Water Dom/Potable | 5/31/2019
Eastmont Towers | 6315 O St | Lincoln | NE | 68510-2200 | Lancaster | NE05956 | Inactive | 41594 | 2004 | Aerco International | CHWH - ASME/Fired Water Heater | BUILDING 2 | HWSD - Hot Water Dom/Potable | 5/31/2022
Eastmont Towers | 6315 O St | Lincoln | NE | 68510-2200 | Lancaster | NE05957 | Scrapped/Junked | 41595 | 2004 | Aerco International | CHWH - ASME/Fired Water Heater | BUILDING 2 | HWSD - Hot Water Dom/Potable | 5/31/2025
Eastmont Towers | 6315 O St | Lincoln | NE | 68510-2200 | Lancaster | NE06085 | Out of Service | 41811 | 2004 | Aerco International | FTVT - Firetube Vertical TB | BOILER ROOM | HWHT - Hot Water Heat | 5/31/2023
Eastmont Towers | 6315 O St | Lincoln | NE | 68510-2200 | Lancaster | NE06086 | Out of Service | 41812 | 2004 | Aerco International | FTVT - Firetube Vertical TB | BOILER ROOM | HWHT - Hot Water Heat | 5/31/2023
Eastmont Towers | 6315 O St | Lincoln | NE | 68510-2200 | Lancaster | NE19689 | Exempt 1999 LB-66 |  | 1996 | RUUD | AHWH - ANSI/Fired Water Htr |  | HWSD - Hot Water Dom/Potable | 6/30/1999
Eastmont Towers | 6315 O St | Lincoln | NE | 68510-2200 | Lancaster | NE25941 | Inactive | 70996 | 2015 | Aerco | FTVT - Firetube Vertical TB | Boiler Room | HWSD - Hot Water Dom/Potable | 5/31/2019
Eastmont Towers | 6315 O St | Lincoln | NE | 68510-2200 | Lancaster | NE28190 | Active | 24265 | 2022 | Intellihot | WTHW - Watertube Wtr Heater | Boiler Room | HWSD - Hot Water Dom/Potable | 5/31/2027
Eastmont Towers | 6315 O St | Lincoln | NE | 68510-2200 | Lancaster | NE28191 | Active | 5444 | 2018 | Intellihot | WTHW - Watertube Wtr Heater | Boiler Room | HWSD - Hot Water Dom/Potable | 5/31/2027
Eastmont Towers | 6315 O St | Lincoln | NE | 68510-2200 | Lancaster | NE28192 | Active | 24278 | 2018 | Intellihot | WTHW - Watertube Wtr Heater | Boiler Room | HWSD - Hot Water Dom/Potable | 5/31/2027
Eastmont Towers | 6315 O St | Lincoln | NE | 68510-2200 | Lancaster | NE28193 | Active | 24130 | 2018 | Intellihot | WTHW - Watertube Wtr Heater | Boiler Room | HWSD - Hot Water Dom/Potable | 5/31/2027
Eastmont Towers | 6315 O St | Lincoln | NE | 68510-2200 | Lancaster | NE28194 | Active | 24154 | 2018 | Intellihot | WTHW - Watertube Wtr Heater | Boiler Room | HWSD - Hot Water Dom/Potable | 5/31/2027
Eastmont Towers | 6315 O St | Lincoln | NE | 68510-2200 | Lancaster | NE28195 | Active | 24274 | 2018 | Intellihot | WTHW - Watertube Wtr Heater | Boiler Room | HWSD - Hot Water Dom/Potable | 5/31/2027
Eastmont Towers | 6315 O St | Lincoln | NE | 68510-2200 | Lancaster | NE28196 | Active | 24259 | 2018 | Intellihot | WTHW - Watertube Wtr Heater | Boiler Room | HWSD - Hot Water Dom/Potable | 5/31/2027
Eastmont Towers | 6315 O St | Lincoln | NE | 68510-2200 | Lancaster | NE28197 | Active | 24256 | 2018 | Intellihot | WTHW - Watertube Wtr Heater | Boiler Room | HWSD - Hot Water Dom/Potable | 5/31/2027
Eastmont Towers | 6315 O St | Lincoln | NE | 68510-2200 | Lancaster | NE30453 | Inactive |  | 1988 | AO SMITH | AHWH - ANSI/Fired Water Htr | BLDG #3 | HWSD - Hot Water Dom/Potable | 6/30/2000
Eastmont Towers | 6315 O St | Lincoln | NE | 68510-2200 | Lancaster | NE30454 | Scrapped/Junked |  | 1984 | Ruud-Rheem | AHWH - ANSI/Fired Water Htr | BLDG #3 | HWSD - Hot Water Dom/Potable | 6/30/2003
Eastmont Towers | 6315 O St | Lincoln | NE | 68510-2200 | Lancaster | NE39184 | Inactive |  | 1967 | THERMO PAK | WT - Water Tube Boiler | BLDG #1 | HWHT - Hot Water Heat | 6/30/2005
Eastmont Towers | 6315 O St | Lincoln | NE | 68510-2200 | Lancaster | NE39185 | Scrapped/Junked |  | 1967 | THERMO PAK | WT - Water Tube Boiler | BLDG #1 | HWHT - Hot Water Heat | 6/30/2005
Eastmont Towers | 6315 O St | Lincoln | NE | 68510-2200 | Lancaster | NE39186 | Scrapped/Junked |  | 1968 | SELLERS | FT - Firetube Boiler | BLDG #1 | HWSD - Hot Water Dom/Potable | 6/30/2004
Eastmont Towers | 6315 O St | Lincoln | NE | 68510-2200 | Lancaster | NE39187 | Scrapped/Junked | 3035 | 1970 | SELLERS | FT - Firetube Boiler | BLDG #2 | HWSD - Hot Water Dom/Potable | 6/30/2004
Eastmont Towers | 6315 O St | Lincoln | NE | 68510-2200 | Lancaster | NE42436 | Active | 95846 | 2023 | Aerco International | FTVT - Firetube Vertical TB | BLDG 1 | HWHT - Hot Water Heat | 5/31/2027
Eastmont Towers | 6315 O St | Lincoln | NE | 68510-2200 | Lancaster | NE42563 | Active | 41818 | 2022 | PENTAIR | WT - Water Tube Boiler | New Addition Pool Mech Room | IPHT - Indoor Pool Heater | 5/31/2027
Eastmont Towers | 6315 O St | Lincoln | NE | 68510-2200 | Lancaster | NE42564 | Active | 41819 | 2022 | PENTAIR | WT - Water Tube Boiler | New Addition Pool Mech Room | IPHT - Indoor Pool Heater | 5/31/2027
Eastmont Towers | 6315 O St | Lincoln | NE | 68510-2200 | Lancaster | NE43200 | Active | 326995 | 2024 | A O Smith | CHWH - ASME/Fired Water Heater | Mechanical room | HWSD - Hot Water Dom/Potable | 5/31/2027
Eastmont Towers | 6315 O St | Lincoln | NE | 68510-2200 | Lancaster | NE43301 | Active | 327455 | 2024 | A O Smith | CHWH - ASME/Fired Water Heater | Mechanical room | HWSD - Hot Water Dom/Potable | 5/31/2027
Eastmont Towers | 6315 O St | Lincoln | NE | 68510-2200 | Lancaster | NE43359 | Active | 266277 | 2020 | A O Smith | CHWH - ASME/Fired Water Heater | Mechanical room | HWSD - Hot Water Dom/Potable | 5/31/2027
Eastmont Towers | 6315 O St | Lincoln | NE | 68510-2200 | Lancaster | NE43360 | Active | 280527 | 2021 | A O Smith | CHWH - ASME/Fired Water Heater | Mechanical room | HWSD - Hot Water Dom/Potable | 5/31/2027
Outback Steakhouse # 2812 | 633 N 48th St | Lincoln | NE | 68504-3441 | Lancaster | NE10505 | Scrapped/Junked | 66659 | 2002 | AOSM | CHWH - ASME/Fired Water Heater | MECH ROOM | HWSD - Hot Water Dom/Potable | 7/31/2009
HAVEN MANOR | 6330 Platte Ave | Lincoln | NE | 68507-1349 | LANCASTER | NE40451 | Exempt 1999 LB-66 |  | 1993 | AO SMITH | AHWH - ANSI/Fired Water Htr | BOILER ROOM | HWSD - Hot Water Dom/Potable | 4/30/2000
Immaculate Heart Of Mary | 6345 Madison Ave | Lincoln | NE | 68507-2564 | Lancaster | NE07225 | Inactive | n/a | 1971 | US Radiator | CI - Cast Iron | BASEMENT | HWHP - Hot Water Heat & Nonpotable | 5/31/2023
Immaculate Heart Of Mary | 6345 Madison Ave | Lincoln | NE | 68507-2564 | Lancaster | NE30304 | Scrapped/Junked | n/a | 1965 | Kewanee | FTFB - Firetube-Firebox Boiler | BASEMENT BOILER RM | HWHT - Hot Water Heat | 5/31/2025
Immaculate Heart Of Mary | 6345 Madison Ave | Lincoln | NE | 68507-2564 | Lancaster | NE43143 | Active | 10512 | 2024 | Fulton | VTTB - Vertical Tube Bundle | Basement | HWHT - Hot Water Heat | 5/31/2026
Sigma Alpha Epsilon | 635 N 16th St | Lincoln | NE | 68508-1288 | Lancaster | NE04738 | Scrapped/Junked | NA | 1975 | Peerless | CI - Cast Iron | Boiler Room | HWHT - Hot Water Heat | 12/31/2023
Sigma Alpha Epsilon | 635 N 16th St | Lincoln | NE | 68508-1288 | Lancaster | NE19214 | Active | 226472 | 2010 | Lochinvar | CPFH - Copper Fin Water Heater | Laundry Room | HWSD - Hot Water Dom/Potable | 12/31/2024
Sigma Alpha Epsilon | 635 N 16th St | Lincoln | NE | 68508-1288 | Lancaster | NE40362 | Scrapped/Junked | 135743 | 1996 | Raytherm/Raypak | WT - Water Tube Boiler | Boiler Room | HWSD - Hot Water Dom/Potable | 12/31/2010
Sigma Alpha Epsilon | 635 N 16th St | Lincoln | NE | 68508-1288 | Lancaster | NE42654 | Active | 17547 | 2021 | Riello | WTSS - Watertube SS Steel | Boiler Room | HWHT - Hot Water Heat | 12/31/2024
Sigma Alpha Epsilon | 635 N 16th St | Lincoln | NE | 68508-1288 | Lancaster | NE42655 | Active | 17543 | 2021 | Riello | WTSS - Watertube SS Steel | Boiler Room | HWHT - Hot Water Heat | 12/31/2024
JetSplash Car Wash | 635 N 27th St | Lincoln | NE | 68503-3108 | Lancaster | NE43698 | Active | 512712 | 2025 | Lochinvar | FTSS - Firetube Stainless Steel | Mechanical Room | GLFH - Glycol Floor Heat System | 10/31/2025
JetSplash Car Wash | 635 N 27th St | Lincoln | NE | 68503-3108 | Lancaster | NE43699 | Active | 511426 | 2025 | Lochinvar | FTSS - Firetube Stainless Steel | Mechanical Room | GLFH - Glycol Floor Heat System | 10/31/2025
JetSplash Car Wash | 635 N 27th St | Lincoln | NE | 68503-3108 | Lancaster | NE43700 | Active | 611924 | 2025 | Lochinvar | COWH - Coil Type Water Heater | Mechanical Room | HWSD - Hot Water Dom/Potable | 10/31/2025
UNL Hamilton Hall | 639 N 12th St | Lincoln | NE | 68588-0012 | Lancaster | NE01300 | Out of Service | 256 | 1970 | Piedmont | ELBL - Electric Boiler | HAMILTON 616 | PROC - Process Steam | 1/31/2011
St Thomas Aquinas Church | 640 N 16th St | Lincoln | NE | 68508-1206 | Lancaster | NE17128 | Out of Service | n/a | 1961 | Peerless | CI - Cast Iron | BASEMENT | HWHT - Hot Water Heat | 10/31/2015
Church of Jesus Christ of Latter Day Saints | 640 N 56th St | Lincoln | NE | 68504-3415 | Lancaster | NE21206 | Scrapped/Junked |  | 1991 | A. O. Smith | FT - Firetube Boiler | Mechanical Room | HWDP - Hotwater Heat & Dom Supply | 4/30/2010
AM Davis Mercantile | 640 S 10th St | Lincoln | NE | 68508-2811 | Lancaster | NE24953 | Active | 36362 | 1991 | Hydrotherm | FTVT - Firetube Vertical TB | Basement | HWHT - Hot Water Heat | 10/31/2026
AM Davis Mercantile | 640 S 10th St | Lincoln | NE | 68508-2811 | Lancaster | NE24954 | Active | 11583 | 1985 | Hydrotherm | FTVT - Firetube Vertical TB | Basement | HWHT - Hot Water Heat | 10/31/2026
SEARS ROEBUCK & COMPANY | 6400 O St | Lincoln | NE | 68510-2351 | LANCASTER | NE40338 | Inactive |  | 1988 | STATE INDUSTRIES | AHWH - ANSI/Fired Water Htr | BOILER ROOM | HWSD - Hot Water Dom/Potable | 2/28/2001
Lincoln Berean Church-BMIC#345773 | 6400 S 70th St | Lincoln | NE | 68516-3763 | Lancaster | NE01544 | Scrapped/Junked | 32368 | 1999 | Aerco International | FTVT - Firetube Vertical TB | NEW ADD RM D112 | HWHT - Hot Water Heat | 3/31/2016
Lincoln Berean Church-BMIC#345773 | 6400 S 70th St | Lincoln | NE | 68516-3763 | Lancaster | NE23836 | Out of Service | 6775 | 1990 | ALES | FTVT - Firetube Vertical TB | BOILER ROOM | HWHT - Hot Water Heat | 3/31/2018
Lincoln Berean Church-BMIC#345773 | 6400 S 70th St | Lincoln | NE | 68516-3763 | Lancaster | NE23837 | Out of Service | 6772 | 1990 | ALES | FTVT - Firetube Vertical TB | BOILER ROOM | HWHT - Hot Water Heat | 3/31/2018
Lincoln Berean Church-BMIC#345773 | 6400 S 70th St | Lincoln | NE | 68516-3763 | Lancaster | NE23838 | Out of Service | 6776 | 1990 | ALES | FTVT - Firetube Vertical TB | BOILER ROOM | HWHT - Hot Water Heat | 3/31/2018
Lincoln Berean Church-BMIC#345773 | 6400 S 70th St | Lincoln | NE | 68516-3763 | Lancaster | NE23839 | Out of Service | 6774 | 1990 | ALES | FTVT - Firetube Vertical TB | BOILER ROOM | HWHT - Hot Water Heat | 3/31/2018
Lincoln Berean Church-BMIC#345773 | 6400 S 70th St | Lincoln | NE | 68516-3763 | Lancaster | NE23840 | Out of Service | 6773 | 1990 | ALES | FTVT - Firetube Vertical TB | BOILER ROOM | HWHT - Hot Water Heat | 3/31/2018
Lincoln Berean Church-BMIC#345773 | 6400 S 70th St | Lincoln | NE | 68516-3763 | Lancaster | NE25498 | Active | n/a | 2014 | Aerco | CALU - Cast Aluminum | D Wing Mech Rm | GLYC - Glycol Bldg Heat Sys | 3/31/2027
Lincoln Berean Church-BMIC#345773 | 6400 S 70th St | Lincoln | NE | 68516-3763 | Lancaster | NE25499 | Active | n/a | 2014 | Aerco | CALU - Cast Aluminum | D Wing Mech Rm | GLYC - Glycol Bldg Heat Sys | 3/31/2027
Havelock Carwash LLC | 6402 Havelock Ave | Lincoln | NE | 68507-1331 | Lancaster | NE40221 | Scrapped/Junked |  | 1991 | AO SMITH | AHWH - ANSI/Fired Water Htr | BOILER ROOM | HWSD - Hot Water Dom/Potable | 11/30/2001
Havelock Carwash LLC | 6402 Havelock Ave | Lincoln | NE | 68507-1331 | Lancaster | NE40222 | Active | N/A | 1983 | Weil-Mcclain | CI - Cast Iron | BOILER ROOM | GLFH - Glycol Floor Heat System | 4/30/2027
Pershing Elementary School | 6402 Judson St | Lincoln | NE | 68507-2553 | LANCASTER | NE05460 | Exempt 1999 LB-66 |  | 1992 | RUUD | AHWH - ANSI/Fired Water Htr |  | HWSD - Hot Water Dom/Potable | 6/30/2000
Pershing Elementary School | 6402 Judson St | Lincoln | NE | 68507-2553 | LANCASTER | NE15760 | Active | 16775 | 2007 | Aldrich | FTVT - Firetube Vertical TB | B0001 | HWHT - Hot Water Heat | 11/30/2026
Pershing Elementary School | 6402 Judson St | Lincoln | NE | 68507-2553 | LANCASTER | NE15761 | Active | 18623 | 2011 | Aldrich | FTVT - Firetube Vertical TB | B0001 | GLYC - Glycol Bldg Heat Sys | 11/30/2026
Pershing Elementary School | 6402 Judson St | Lincoln | NE | 68507-2553 | LANCASTER | NE30068 | Scrapped/Junked |  | 1955 | NATIONAL CRANE | FT - Firetube Boiler | BOILER ROOM | STHT - Steam-Heat | 2/28/2008
Pershing Elementary School | 6402 Judson St | Lincoln | NE | 68507-2553 | LANCASTER | NE30069 | Scrapped/Junked | N/A | 1955 | NATIONAL CRANE | FT - Firetube Boiler | BOILER ROOM | STHT - Steam-Heat | 2/28/2009
Pershing Elementary School | 6402 Judson St | Lincoln | NE | 68507-2553 | LANCASTER | NE35291 | Scrapped/Junked | 318 | 1987 | AO SMITH | CHWH - ASME/Fired Water Heater | BOILER ROOM | HWSD - Hot Water Dom/Potable | 2/28/2008
Miracle Workers Body & Paint | 641 W South St | Lincoln | NE | 68522-1746 | Lancaster | NE11742 | Inactive | NB11742J | 1995 | Curtis Mfg Co |  |  |  | 1/1/1980
Fallbrook Town Center | 643 Fallbrook Blvd | Lincoln | NE | 68521 | Lancaster | NE41037 | Active | 303607 | 2020 | Laars | WT - Water Tube Boiler | Mechanical Room | HWHS - Hotwater Heat Sidewalks | 5/31/2027
Fresh Start | 6433 Havelock Ave | Lincoln | NE | 68507-1332 | Lancaster | NE07965 | Scrapped/Junked | 25883 | 2006 | Lochinvar | WT - Water Tube Boiler | BOILER ROOM | HWHF - Hot Water Heat-Floor | 5/31/2021
Fresh Start | 6433 Havelock Ave | Lincoln | NE | 68507-1332 | Lancaster | NE41032 | Active | 137569 | 2019 | Lochinvar | FTVT - Firetube Vertical TB | BOILER ROOM | HWHF - Hot Water Heat-Floor | 5/31/2026
RIB RANCH | 6440 O St | Lincoln | NE | 68510-2351 | LANCASTER | NE40772 | Exempt 1999 LB-66 |  | 1995 | AO SMITH | AHWH - ANSI/Fired Water Htr | KITCHEN | HWSD - Hot Water Dom/Potable | 1/1/1900
SHURTLEFF ARMS APARTMENTS | 645 S 17th St | Lincoln | NE | 68508-2657 | LANCASTER | NE06642 | Scrapped/Junked |  | 1980 | PEERLESS HEATER COMPANY |  | BOILER ROOM | HWHT - Hot Water Heat | 4/30/2006
Dorman Apartments | 649 S 18th St | Lincoln | NE | 68508-2681 | Lancaster | NE10882 | Scrapped/Junked | N/A | 1990 | AOSM | AHWH - ANSI/Fired Water Htr | 1ST FLR SOUTH MECH | HWSD - Hot Water Dom/Potable | 5/31/2010
Dorman Apartments | 649 S 18th St | Lincoln | NE | 68508-2681 | Lancaster | NE17977 | Active | 137233 | 2009 | A O Smith | FTVT - Firetube Vertical TB | Utility Room | HWSD - Hot Water Dom/Potable | 6/30/2027
Constructors Inc | 6500 N 70th St | Lincoln | NE | 68507-3247 | Lancaster | NE16156 | Active | 0 | 1964 | Kewannee | FTFB - Firetube-Firebox Boiler | Shop | HWHT - Hot Water Heat | 10/31/2026
Constructors Inc | 6500 N 70th St | Lincoln | NE | 68507-3247 | Lancaster | NE16157 | Active | 0 | 1970 | Kewannee | FTFB - Firetube-Firebox Boiler | Shop | HWHT - Hot Water Heat | 10/31/2026
RED ROOF INN & SUITES | 6501 N 28th St | Lincoln | NE | 68504-9808 | LANCASTER | NE40375 | Exempt 1999 LB-66 |  | 1998 | AO SMITH | AHWH - ANSI/Fired Water Htr | 1ST FLR MECH RM | HWSD - Hot Water Dom/Potable | 3/31/2000
RED ROOF INN & SUITES | 6501 N 28th St | Lincoln | NE | 68504-9808 | LANCASTER | NE40376 | Exempt 1999 LB-66 |  | 1998 | AO SMITH | AHWH - ANSI/Fired Water Htr | 1ST FLR MECH RM | HWSD - Hot Water Dom/Potable | 3/31/2000
RED ROOF INN & SUITES | 6501 N 28th St | Lincoln | NE | 68504-9808 | LANCASTER | NE40377 | Exempt 1999 LB-66 |  | 1998 | AO SMITH | AHWH - ANSI/Fired Water Htr | 1ST FLR MECH RM | HWSD - Hot Water Dom/Potable | 3/31/2000
Red Lobster #0236 | 6540 O St | Lincoln | NE | 68510-2330 | Lancaster | NE17073 | Scrapped/Junked | 140853 | 2009 | A O Smith | CHWH - ASME/Fired Water Heater | Utility Room | HWSD - Hot Water Dom/Potable | 12/31/2016
Red Lobster #0236 | 6540 O St | Lincoln | NE | 68510-2330 | Lancaster | NE26252 | Inactive | 197630 | 2014 | A O Smith | CHWH - ASME/Fired Water Heater | Utility Room | HWSD - Hot Water Dom/Potable | 3/31/2021
Red Lobster #0236 | 6540 O St | Lincoln | NE | 68510-2330 | Lancaster | NE40728 | Scrapped/Junked | 63816 | 1999 | STAT | CHWH - ASME/Fired Water Heater | Mech. Room | HWSD - Hot Water Dom/Potable | 8/31/2010
AmericInn Of Lincoln | 6555 N 27th St | Lincoln | NE | 68521-8954 | Lancaster | NE00273 | Scrapped/Junked |  | 2000 | RAYPAK INC, CALIFORNIA | CPFT - Horiz Cpr Fin Boiler | POOL ROOM | SPAJ - Spa/Jacuzzi Heater | 7/31/2003
AmericInn Of Lincoln | 6555 N 27th St | Lincoln | NE | 68521-8954 | Lancaster | NE00274 | Scrapped/Junked |  | 2000 | RAYPAK INC, CALIFORNIA | CPPH - Ansi Cpr Fin Pool Heater | POOL ROOM | IPHT - Indoor Pool Heater | 7/31/2006
AmericInn Of Lincoln | 6555 N 27th St | Lincoln | NE | 68521-8954 | Lancaster | NE06980 | Scrapped/Junked | 236129 | 2005 | Raypak | CPFH - Copper Fin Water Heater | POOL ROOM | IPHT - Indoor Pool Heater | 2/28/2012
AmericInn Of Lincoln | 6555 N 27th St | Lincoln | NE | 68521-8954 | Lancaster | NE10677 | Scrapped/Junked |  | 2002 | RAYP | CPFT - Horiz Cpr Fin Boiler | POOL ROOM | SPAJ - Spa/Jacuzzi Heater | 7/31/2008
VILLAGE INN | 6555 O St | Lincoln | NE | 68510-2358 | LANCASTER | NE40949 | Scrapped/Junked | 45656 | 1998 | AO SMITH | CHWH - ASME/Fired Water Heater | BASEMENT | HWSD - Hot Water Dom/Potable | 10/31/2005
Burlington Northern Santa Fe | 6600 Burlington Ave | Lincoln | NE | 68507-1428 | Lancaster | NE30009 | Scrapped/Junked | 10561 | 1988 | Superior Boiler Works | FT - Firetube Boiler | Boiler Room | PROC - Process Steam | 7/31/2014
Kawasaki Motors | 6600 NW 27th St | Lincoln | NE | 68524-8904 | Lancaster | NE06176 | Scrapped/Junked | 85793 | 2004 | AOSM | CHWH - ASME/Fired Water Heater | CAFETERIA KITCHEN | HWSD - Hot Water Dom/Potable | 8/31/2019
Kawasaki Motors | 6600 NW 27th St | Lincoln | NE | 68524-8904 | Lancaster | NE08516 | Inactive | 3887 | 2000 | NEBC | WT - Water Tube Boiler | COGEN ROOM | POWR - Power Generation | 8/31/2012
Kawasaki Motors | 6600 NW 27th St | Lincoln | NE | 68524-8904 | Lancaster | NE08517 | Inactive | 44 | 2000 | Superior | ECON - Boiler Economizer | COGEN ROOM | ECON - Boiler Economizer | 8/31/2012
Kawasaki Motors | 6600 NW 27th St | Lincoln | NE | 68524-8904 | Lancaster | NE13888 | Active | 33973 | 1980 | Kewanee | FTSM - FTS Marine Dry Back | MAIN PLANT | PROC - Process Steam | 8/31/2026
Kawasaki Motors | 6600 NW 27th St | Lincoln | NE | 68524-8904 | Lancaster | NE16371 | Active | 990 | 1990 | Hurst | FTSM - FTS Marine Dry Back | SMC BLR RM | PROC - Process Steam | 8/31/2026
Kawasaki Motors | 6600 NW 27th St | Lincoln | NE | 68524-8904 | Lancaster | NE17302 | Out of Service | 129956 | 1991 | SUSSMAN | ELBL - Electric Boiler | FITNESS CENTER | STHT - Steam-Heat | 8/31/2015
Kawasaki Motors | 6600 NW 27th St | Lincoln | NE | 68524-8904 | Lancaster | NE19331 | Scrapped/Junked | 40280 | 1997 | AO SMITH | CHWH - ASME/Fired Water Heater | LUNCH ROOM | HWSD - Hot Water Dom/Potable | 6/30/2005
Kawasaki Motors | 6600 NW 27th St | Lincoln | NE | 68524-8904 | Lancaster | NE21567 | Active | 39232 | 1997 | Bryan | WT - Water Tube Boiler | WATER TOWER | HWHT - Hot Water Heat | 8/31/2026
Kawasaki Motors | 6600 NW 27th St | Lincoln | NE | 68524-8904 | Lancaster | NE37239 | Inactive |  | 1980 | KEWANEE | FTFB - Firetube-Firebox Boiler | WAREHOUSE | HWHT - Hot Water Heat | 6/30/2005
Kawasaki Motors | 6600 NW 27th St | Lincoln | NE | 68524-8904 | Lancaster | NE42333 | Active | 25552 | 2022 | Hurst | FTSM - FTS Marine Dry Back | SMC BLR RM | PROC - Process Steam | 8/31/2026
Kawasaki Motors | 6600 NW 27th St | Lincoln | NE | 68524-8904 | Lancaster | NE42334 | Active | 3504 | 2022 | Super Radiator Coils | ECON - Boiler Economizer | SCM | ECON - Boiler Economizer | 8/31/2026
Kawasaki Motors Mfg. (Linde Gas (LG) | 6600 NW 27th St | Lincoln | NE | 68524-8904 | Lancaster | NEW | Exempt | 50261 | 2000 | Taylor-Wharton | UFPV - Unfired Pressure Vessel | Rear of building inside fence | STOR - Storage Vessel | 12/15/2023
Kawasaki Motors Mfg. (Linde Gas (LG) | 6600 NW 27th St | Lincoln | NE | 68524-8904 | Lancaster | NEW | Exempt | 6602 | 1976 | Ucar | UFPV - Unfired Pressure Vessel | Rear of building inside fence | STOR - Storage Vessel | 12/15/2023
Kawasaki Motors Mfg. (Linde Gas (LG) | 6600 NW 27th St | Lincoln | NE | 68524-8904 | Lancaster | NEW | Active | 50261 | 2000 | Taylor-Wharton | UFPV - Unfired Pressure Vessel | Rear of building inside fence | STOR - Storage Vessel | 1/25/2026
Kawasaki Motors Mfg. (Linde Gas (LG) | 6600 NW 27th St | Lincoln | NE | 68524-8904 | Lancaster | NEW | Active | 6602 | 1976 | Ucar | UFPV - Unfired Pressure Vessel | Rear of building inside fence | STOR - Storage Vessel | 1/25/2026
FNBO - 702110H | 6600 S 27th St | Lincoln | NE | 68512-4818 | Lancaster | NE09571 | Active | 59769 | 2003 | REIM | ELBL - Electric Boiler | BASEMENT | GLYC - Glycol Bldg Heat Sys | 12/31/2026
Cedars Youth Services | 6601 Pioneers Blvd | Lincoln | NE | 68506-5260 | Lancaster | NE17926 | Scrapped/Junked | 17497 | 2009 | Les Inc/Aldrich Co | FTVT - Firetube Vertical TB | Mech. Rm. 046 | HWHT - Hot Water Heat | 1/31/2025
Cedars Youth Services | 6601 Pioneers Blvd | Lincoln | NE | 68506-5260 | Lancaster | NE17927 | Scrapped/Junked | 17498 | 2009 | Les Inc/Aldrich Co | FTVT - Firetube Vertical TB | Mech. Rm. 046 | HWHT - Hot Water Heat | 1/31/2025
Cedars Youth Services | 6601 Pioneers Blvd | Lincoln | NE | 68506-5260 | Lancaster | NE19678 | Scrapped/Junked |  | 1988 | RHEEM MANUFACTURING CO | WT - Water Tube Boiler | 6601 PIONEERS | HWSD - Hot Water Dom/Potable | 6/30/2000
Cedars Youth Services | 6601 Pioneers Blvd | Lincoln | NE | 68506-5260 | Lancaster | NE24400 | Scrapped/Junked | 53976 | 1999 | AOSM | COBL - Coil Type Boiler | BOILER ROOM | HWSD - Hot Water Dom/Potable | 1/31/2009
Cedars Youth Services | 6601 Pioneers Blvd | Lincoln | NE | 68506-5260 | Lancaster | NE37673 | Scrapped/Junked |  | 1962 | KEWA | FTFB - Firetube-Firebox Boiler | MAIN BOILER RM | HWHT - Hot Water Heat | 1/31/2010
Cedars Youth Services | 6601 Pioneers Blvd | Lincoln | NE | 68506-5260 | Lancaster | NE37674 | Scrapped/Junked |  | 1968 | KEWA | FTFB - Firetube-Firebox Boiler | BOILER RM 2 | HWHT - Hot Water Heat | 1/31/2010
Cedars Youth Services | 6601 Pioneers Blvd | Lincoln | NE | 68506-5260 | Lancaster | NE42986 | Active | 597987 | 2023 | Laars | FTSS - Firetube Stainless Steel | Boiler Room | HWHT - Hot Water Heat | 1/31/2027
Cedars Youth Services | 6601 Pioneers Blvd | Lincoln | NE | 68506-5260 | Lancaster | NE42987 | Active | 597986 | 2023 | Laars | FTSS - Firetube Stainless Steel | Boiler Room | HWHT - Hot Water Heat | 1/31/2027
Cracker Barrel #365 | 6700 N 27th St | Lincoln | NE | 68521-8951 | Lancaster | NE07596 | Scrapped/Junked | 82037 | 2003 | AOSM | FTVT - Firetube Vertical TB | MECH ROOM | HWSD - Hot Water Dom/Potable | 12/31/2021
Cracker Barrel #365 | 6700 N 27th St | Lincoln | NE | 68521-8951 | Lancaster | NE15097 | Scrapped/Junked | 81466 | 2003 | AOSM | CHWH - ASME/Fired Water Heater | NE MECH ROOM | HWSD - Hot Water Dom/Potable | 12/31/2011
Cracker Barrel #365 | 6700 N 27th St | Lincoln | NE | 68521-8951 | Lancaster | NE24253 | Scrapped/Junked | 58714 | 1997 | STATE INDUSTRIES | CHWH - ASME/Fired Water Heater | NE CORNER OF BLDG | HWSD - Hot Water Dom/Potable | 12/31/2006
Cracker Barrel #365 | 6700 N 27th St | Lincoln | NE | 68521-8951 | Lancaster | NE24254 | Scrapped/Junked | 58844 | 1997 | STATE INDUSTRIES | CHWH - ASME/Fired Water Heater | NE CORNER OF BLDG | HWSD - Hot Water Dom/Potable | 12/31/2004
LincOne | 6700 S 70th St | Lincoln | NE | 68516-3603 | Lancaster | NE12379 | Active | 13128 | 2003 | ALES | FTVT - Firetube Vertical TB | BASEMENT | HWHT - Hot Water Heat | 12/31/2026
City of Lincoln Bess Dodson Walt Library | 6701 S 14th St | Lincoln | NE | 68512-2310 | Lancaster | NE08518 | Scrapped/Junked | 10949 | 2000 | Aldrich | FT - Firetube Boiler | Boiler Room | HWHT - Hot Water Heat | 9/30/2019
City of Lincoln Bess Dodson Walt Library | 6701 S 14th St | Lincoln | NE | 68512-2310 | Lancaster | NE28525 | Active | 20294 | 2019 | Aldrich | FTVT - Firetube Vertical TB | Mechanical Room | HWSD - Hot Water Dom/Potable | 1/31/2027
Humann Elementary School | 6720 Rockwood Ln | Lincoln | NE | 68516-5118 | Lancaster | NE04762 | Scrapped/Junked | 10767 | 1989 | Superior Boiler Works | FT - Firetube Boiler | BOILER ROOM | HWHT - Hot Water Heat | 4/30/2017
Humann Elementary School | 6720 Rockwood Ln | Lincoln | NE | 68516-5118 | Lancaster | NE04763 | Scrapped/Junked | 10768 | 1989 | Superior Boiler Works | FT - Firetube Boiler | BOILER ROOM | HWHT - Hot Water Heat | 4/30/2017
Humann Elementary School | 6720 Rockwood Ln | Lincoln | NE | 68516-5118 | Lancaster | NE05841 | Scrapped/Junked | 7315 | 1997 | VULCAN-HART | FT - Firetube Boiler | KITCHEN | 0021 - Steam Supp Cooker/Kettle | 6/30/2003
Humann Elementary School | 6720 Rockwood Ln | Lincoln | NE | 68516-5118 | Lancaster | NE18101 | Scrapped/Junked | 31982 | 1990 | AO SMITH | CHWH - ASME/Fired Water Heater | BOILER ROOM | HWSD - Hot Water Dom/Potable | 6/30/2003
Burke Plaza | 6721 L St | Lincoln | NE | 68510-2357 | Lancaster | NE07935 | Scrapped/Junked | 70498 | 2002 | AOSM | CHWH - ASME/Fired Water Heater | BASEMENT | HWSD - Hot Water Dom/Potable | 5/31/2010
Burke Plaza | 6721 L St | Lincoln | NE | 68510-2357 | Lancaster | NE07936 | Scrapped/Junked | 61354 | 2001 | AOSM | CHWH - ASME/Fired Water Heater | BASEMENT BOILER RM | HWSD - Hot Water Dom/Potable | 5/31/2010
Burke Plaza | 6721 L St | Lincoln | NE | 68510-2357 | Lancaster | NE14681 | Active | 2455 | 2009 | CAMUS HYDRONICS LIMITED | SSCH - SS Coil Water Heater | BASEMENT | HWSD - Hot Water Dom/Potable | 11/30/2026
Burke Plaza | 6721 L St | Lincoln | NE | 68510-2357 | Lancaster | NE14682 | Active | 2454 | 2009 | CAMUS HYDRONICS LIMITED | SSCH - SS Coil Water Heater | BASEMENT | HWSD - Hot Water Dom/Potable | 11/30/2026
Burke Plaza | 6721 L St | Lincoln | NE | 68510-2357 | Lancaster | NE16358 | Scrapped/Junked | 29913 | 1977 | Kewanee | FTFB - Firetube-Firebox Boiler | BOILER ROOM | HWHT - Hot Water Heat | 6/30/2012
Burke Plaza | 6721 L St | Lincoln | NE | 68510-2357 | Lancaster | NE16359 | Scrapped/Junked | 29924 | 1977 | Kewanee | FTFB - Firetube-Firebox Boiler | BASEMENT | HWHT - Hot Water Heat | 6/30/2012
Burke Plaza | 6721 L St | Lincoln | NE | 68510-2357 | Lancaster | NE16361 | Scrapped/Junked |  | 1989 | RUUD | CHWH - ASME/Fired Water Heater | BOILER ROOM | HWSD - Hot Water Dom/Potable | 5/31/2003
Burke Plaza | 6721 L St | Lincoln | NE | 68510-2357 | Lancaster | NE20793 | Active | 18407 | 2011 | Aldrich | FTVT - Firetube Vertical TB | Basement | HWHT - Hot Water Heat | 11/30/2026
Burke Plaza | 6721 L St | Lincoln | NE | 68510-2357 | Lancaster | NE20794 | Scrapped/Junked | 18409 | 2011 | Aldrich | FTVT - Firetube Vertical TB | Basement | HWHT - Hot Water Heat | 11/30/2017
Burke Plaza | 6721 L St | Lincoln | NE | 68510-2357 | Lancaster | NE20795 | Active | 18422 | 2011 | Aldrich | FTVT - Firetube Vertical TB | Basement | HWHT - Hot Water Heat | 11/30/2026
Burke Plaza | 6721 L St | Lincoln | NE | 68510-2357 | Lancaster | NE26947 | Active | 19864 | 2017 | Aldrich | FTVT - Firetube Vertical TB | Basement | HWHT - Hot Water Heat | 11/30/2026
Burke Plaza | 6721 L St | Lincoln | NE | 68510-2357 | Lancaster | NE40123 | Scrapped/Junked | 44396 | 1998 | AO SMITH | CHWH - ASME/Fired Water Heater | BASEMENT | HWSD - Hot Water Dom/Potable | 8/31/2003
Chili's Grill & Bar | 6730 S 27th St | Lincoln | NE | 68512-4820 | Lancaster | NE01760 | Scrapped/Junked | 64582 | 2004 | BRDW | CHWH - ASME/Fired Water Heater | MECH ROOM | HWSD - Hot Water Dom/Potable | 3/31/2010
Chili's Grill & Bar | 6730 S 27th St | Lincoln | NE | 68512-4820 | Lancaster | NE17061 | Scrapped/Junked | 82440 | 2008 | Bradford White | CHWH - ASME/Fired Water Heater | Back Room | HWSD - Hot Water Dom/Potable | 3/31/2016
Chili's Grill & Bar | 6730 S 27th St | Lincoln | NE | 68512-4820 | Lancaster | NE40365 | Scrapped/Junked | 45997 | 1998 | AO SMITH | CHWH - ASME/Fired Water Heater | BOILER ROOM | HWSD - Hot Water Dom/Potable | 3/31/2005
Marian Sisters | 6765 N 112th St | Waverly | NE | 68462-9762 | Lancaster | NE16115 | Active | n/a | 1973 | Kewanee | FTFB - Firetube-Firebox Boiler | Mother House | HWHT - Hot Water Heat | 8/31/2026
Marian Sisters | 6765 N 112th St | Waverly | NE | 68462-9762 | Lancaster | NE19324 | Inactive | 29665 | 1995 | AO SMITH | CHWH - ASME/Fired Water Heater | BOILER ROOM | HWSD - Hot Water Dom/Potable | 8/31/2001
Cooper Branch YMCA | 6767 S 14th St | Lincoln | NE | 68512-2310 | Lancaster | NE09673 | Active | 11304 | 2001 | Aldrich | FTVT - Firetube Vertical TB | MECHANICAL ROOM | HWHT - Hot Water Heat | 6/30/2026
Cooper Branch YMCA | 6767 S 14th St | Lincoln | NE | 68512-2310 | Lancaster | NE09674 | Active | 11303 | 2001 | Aldrich | FTVT - Firetube Vertical TB | MECHANICAL ROOM | HWHT - Hot Water Heat | 6/30/2026
Cooper Branch YMCA | 6767 S 14th St | Lincoln | NE | 68512-2310 | Lancaster | NE42347 | Active | 541112 | 2022 | Raypak | CPPH - Ansi Cpr Fin Pool Heater | Behind pool shed | OPHT - Outdoor Pool Heater | 6/30/2026
J C PENNEY #2651 | 68 Gateway Mall | Lincoln | NE | 68505-2433 | Lancaster | NE14683 | Active | 121087 | 2007 | AO SMITH | CHWH - ASME/Fired Water Heater | Mech Room Upstairs | HWSD - Hot Water Dom/Potable | 9/30/2027
J C PENNEY #2651 | 68 Gateway Mall | Lincoln | NE | 68505-2433 | Lancaster | NE18555 | Scrapped/Junked | 389958 | 1994 | AOSM | CHWH - ASME/Fired Water Heater | EQUIPMENT ROOM | HWSD - Hot Water Dom/Potable | 1/31/2010
J C PENNEY #2651 | 68 Gateway Mall | Lincoln | NE | 68505-2433 | Lancaster | NE18556 | Scrapped/Junked | 389960 | 1994 | AO SMITH | CHWH - ASME/Fired Water Heater | EQUIPMENT ROOM | HWSD - Hot Water Dom/Potable | 11/30/2004
Morley Elementary School | 6800 Monterey Dr | Lincoln | NE | 68506-2334 | Lancaster | NE05444 | Exempt 1999 LB-66 |  | 1995 | AO SMITH | AHWH - ANSI/Fired Water Htr |  | HWSD - Hot Water Dom/Potable | 6/30/2000
Morley Elementary School | 6800 Monterey Dr | Lincoln | NE | 68506-2334 | Lancaster | NE16370 | Scrapped/Junked |  | 1982 | RHEEM MANUFACTURING CO | AHWH - ANSI/Fired Water Htr | BOILER ROOM | HWSD - Hot Water Dom/Potable | 2/28/2005
Morley Elementary School | 6800 Monterey Dr | Lincoln | NE | 68506-2334 | Lancaster | NE18646 | Active | 17830 | 2010 | Les Inc/Aldrich Co | FTVT - Firetube Vertical TB | Boiler Room | HWHT - Hot Water Heat | 11/30/2026
Morley Elementary School | 6800 Monterey Dr | Lincoln | NE | 68506-2334 | Lancaster | NE18647 | Scrapped/Junked | 17835 | 2010 | Les Inc/Aldrich Co | FTVT - Firetube Vertical TB | Boiler Room | GLYC - Glycol Bldg Heat Sys | 2/28/2012
Morley Elementary School | 6800 Monterey Dr | Lincoln | NE | 68506-2334 | Lancaster | NE21092 | Active | 18368 | 2011 | Les Inc/Aldrich Co | FTVT - Firetube Vertical TB | Boiler Room | GLYC - Glycol Bldg Heat Sys | 11/30/2026
Morley Elementary School | 6800 Monterey Dr | Lincoln | NE | 68506-2334 | Lancaster | NE30157 | Scrapped/Junked | N/A | 1961 | KEWA | FTFB - Firetube-Firebox Boiler | BOILER ROOM | HWHT - Hot Water Heat | 2/28/2010
Morley Elementary School | 6800 Monterey Dr | Lincoln | NE | 68506-2334 | Lancaster | NE30158 | Scrapped/Junked | N/A | 1961 | KEWA | FTFB - Firetube-Firebox Boiler | BOILER ROOM | HWHT - Hot Water Heat | 2/28/2010
Cosmic Eye Brewery | 6800 P St # 300 | Lincoln | NE | 68505-2463 | Lancaster | NE27856 | Out of Service | 18805 | 2018 | Rite Eng | WT - Water Tube Boiler | Mech. Area | PROC - Process Steam | 8/31/2024
bldg demolished | 6800 S 27th St | Lincoln | NE | 68512-4822 | Lancaster | NE06073 | Scrapped/Junked | 63800 | 2004 | BRDW | CHWH - ASME/Fired Water Heater | MECH ROOM | HWSD - Hot Water Dom/Potable | 3/31/2009
bldg demolished | 6800 S 27th St | Lincoln | NE | 68512-4822 | Lancaster | NE06074 | Exempt | 11564 | 2000 | MVE/CHART IND | UTNK - Unfired Vertical Tank | REAR OF BLDG | 0041 - CO2 Dispensing | 3/31/2007
bldg demolished | 6800 S 27th St | Lincoln | NE | 68512-4822 | Lancaster | NE15358 | Scrapped/Junked | 84793 | 2008 | BRADFORD-WHITE | CHWH - ASME/Fired Water Heater | MECH ROOM | HWSD - Hot Water Dom/Potable | 9/30/2015
bldg demolished | 6800 S 27th St | Lincoln | NE | 68512-4822 | Lancaster | NE24393 | Scrapped/Junked | 109877 | 2000 | LOCHINVAR | CPFT - Horiz Cpr Fin Boiler | MECH ROOM | HWSD - Hot Water Dom/Potable | 3/31/2005
Union Bank and Trust | 6801 O St | Lincoln | NE | 68510-2422 | Lancaster | NE15759 | Scrapped/Junked | n/a | 1990 | Peerless | ELBL - Electric Boiler | Upstairs | HWHT - Hot Water Heat | 1/31/2014
Union Bank and Trust | 6801 O St | Lincoln | NE | 68510-2422 | Lancaster | NE24557 | Active | 276829 | 2013 | Lochinvar | WTSS - Watertube SS Steel | upstairs room | HWHT - Hot Water Heat | 1/31/2027
Union Bank and Trust | 6801 S 27th St | Lincoln | NE | 68512-4823 | Lancaster | NE24540 | Active | 268030 | 2013 | Giannoni France | WTSS - Watertube SS Steel | Penthouse Mech Room | HWHT - Hot Water Heat | 4/30/2027
Union Bank and Trust | 6801 S 27th St | Lincoln | NE | 68512-4823 | Lancaster | NE24541 | Active | 268033 | 2013 | Lochinvar | WTSS - Watertube SS Steel | Penthouse Mech Room | HWHT - Hot Water Heat | 4/30/2027
Union Bank and Trust | 6801 S 27th St | Lincoln | NE | 68512-4823 | Lancaster | NE40967 | Scrapped/Junked | 28241 | 1997 | WEBEN JARCO | COBL - Coil Type Boiler | PENTHOUSE | HWHT - Hot Water Heat | 4/30/2014
Union Bank and Trust | 6801 S 27th St | Lincoln | NE | 68512-4823 | Lancaster | NE40968 | Scrapped/Junked | 28240 | 1997 | WEBEN JARCO | COBL - Coil Type Boiler | PENHOUSE | HWHT - Hot Water Heat | 4/30/2014
HOOTERS RESTAURANT | 6811 O St | Lincoln | NE | 68510-2422 | LANCASTER | NE40769 | Exempt 1999 LB-66 |  | 1995 | AO SMITH | AHWH - ANSI/Fired Water Htr |  | HWSD - Hot Water Dom/Potable | 1/1/1900
Union Bank and Trust | 6811 S 27th St | Lincoln | NE | 68512-4823 | Lancaster | NE09779 | Scrapped/Junked | 11548 | 2001 | ALES | FTVT - Firetube Vertical TB | BASEMENT MECH ROOM | HWHT - Hot Water Heat | 4/30/2024
Union Bank and Trust | 6811 S 27th St | Lincoln | NE | 68512-4823 | Lancaster | NE09780 | Scrapped/Junked | 11547 | 2001 | ALES | FTVT - Firetube Vertical TB | BASEMENT MECH ROOM | HWHT - Hot Water Heat | 4/30/2024
Union Bank and Trust | 6811 S 27th St | Lincoln | NE | 68512-4823 | Lancaster | NE43118 | Active | 324321 | 2024 | Laars | FTHT - Firetube Horizontal | Basement | HWHT - Hot Water Heat | 4/30/2027
Union Bank and Trust | 6811 S 27th St | Lincoln | NE | 68512-4823 | Lancaster | NE43119 | Active | 324200 | 2024 | Laars | FTHT - Firetube Horizontal | Basement | HWHT - Hot Water Heat | 4/30/2027
GRISANTI'S | 6820 O St | Lincoln | NE | 68510-2405 | LANCASTER | NE40770 | Scrapped/Junked | 27371 | 1994 | AO SMITH | CHWH - ASME/Fired Water Heater | KITCHEN AREA | HWSD - Hot Water Dom/Potable | 8/31/2000
GRISANTI'S | 6820 O St | Lincoln | NE | 68510-2405 | LANCASTER | NE40771 | Scrapped/Junked | 27377 | 1994 | AO SMITH | CHWH - ASME/Fired Water Heater | KITCHEN AREA | HWSD - Hot Water Dom/Potable | 8/31/2000
Tornado Car Wash | 6850 S 70th St | Lincoln | NE | 68516-3605 | Lancaster | NE02569 | Scrapped/Junked | 209137 | 2003 | Raypak | CPFT - Horiz Cpr Fin Boiler | MECH ROOM | GLFH - Glycol Floor Heat System | 12/31/2020
Tornado Car Wash | 6850 S 70th St | Lincoln | NE | 68516-3605 | Lancaster | NE12138 | Active | 207551 | 2003 | Raypak | CPFH - Copper Fin Water Heater | MECH ROOM | HWSP - Hot Water Non Potable Supply | 12/31/2026
Tornado Car Wash | 6850 S 70th St | Lincoln | NE | 68516-3605 | Lancaster | NE29046 | Active | 508712 | 2006 | Raypak | CPFT - Horiz Cpr Fin Boiler | MECH ROOM | GLFH - Glycol Floor Heat System | 12/31/2026
Nebraska Orthopedic Center | 6900 A St | Lincoln | NE | 68510-4120 | Lancaster | NE01537 | Scrapped/Junked | 13493 | 1998 | Steris Corp | ELBL - Electric Boiler | Sterile Processing | 0020 - Supp to Sterlizer/Autoclave | 4/30/2025
Nebraska Orthopedic Center | 6900 A St | Lincoln | NE | 68510-4120 | Lancaster | NE12248 | Scrapped/Junked | 61102 | 2007 | SUSSMAN | ELBL - Electric Boiler | STERILE ROOM | STER - Sterilizer | 4/30/2020
Nebraska Orthopedic Center | 6900 A St | Lincoln | NE | 68510-4120 | Lancaster | NE20460 | Active | 8712 | 1996 | Les Inc/Aldrich Co | FTVT - Firetube Vertical TB | BOILER ROOM | HWHT - Hot Water Heat | 4/30/2027
Nebraska Orthopedic Center | 6900 A St | Lincoln | NE | 68510-4120 | Lancaster | NE20461 | Active | 8713 | 1996 | Les Inc/Aldrich Co | FTVT - Firetube Vertical TB | BOILER ROOM | HWHT - Hot Water Heat | 4/30/2027
Nebraska Orthopedic Center | 6900 A St | Lincoln | NE | 68510-4120 | Lancaster | NE25495 | Active | 6767 | 2015 | Steris Corp | ELBL - Electric Boiler | Sterile Processing | STER - Sterilizer | 4/30/2027
Nebraska Orthopedic Center | 6900 A St | Lincoln | NE | 68510-4120 | Lancaster | NE27933 | Active | 20282 | 2018 | Steris Corporation | ELBL - Electric Boiler | Surgery Center | PROC - Process Steam | 4/30/2027
Nebraska Orthopedic Center | 6900 A St | Lincoln | NE | 68510-4120 | Lancaster | NE29053 | Active | 25552 | 2020 | Steris Corp | ELBL - Electric Boiler | Sterile Processing | STER - Sterilizer | 4/30/2027
Matterhorn LLC Bldg | 6900 L St | Lincoln | NE | 68510-2411 | Lancaster | NE25924 | Active | 277377 | 2013 | Lochinvar | WTSS - Watertube SS Steel | basement | HWHT - Hot Water Heat | 8/31/2026
Matterhorn LLC Bldg | 6900 L St | Lincoln | NE | 68510-2411 | Lancaster | NE25925 | Active | 262039 | 2013 | Lochinvar | WTSS - Watertube SS Steel | basement | HWHT - Hot Water Heat | 8/31/2026
Consolidated Communications | 6900 Van Dorn St | Lincoln | NE | 68506-2882 | Lancaster | NE06941 | Scrapped/Junked | 219907 | 2003 | WTRP | CPFT - Horiz Cpr Fin Boiler | MECH ROOM | HWHT - Hot Water Heat | 12/31/2018
Consolidated Communications | 6900 Van Dorn St | Lincoln | NE | 68506-2882 | Lancaster | NE27937 | Active | 289633 | 2017 | Lochinvar | FTVT - Firetube Vertical TB | Mechanical Room | HWHT - Hot Water Heat | 1/31/2027
MWD LLC | 6920 Van Dorn St | Lincoln | NE | 68506-2977 | Lancaster | NE15227 | Scrapped/Junked | 23656 | 1987 | BRYA | ELBL - Electric Boiler | BASEMENT | HWHT - Hot Water Heat | 11/30/2015
MWD LLC | 6920 Van Dorn St | Lincoln | NE | 68506-2977 | Lancaster | NE26098 | Active | 317044 | 2015 | Lochinvar | WTSS - Watertube SS Steel | Basement | HWHT - Hot Water Heat | 12/31/2026
Soapatopia Car Wash | 6930 S 73rd St | Lincoln | NE | 68516-4327 | Lancaster | NE41031 | Active | 344214 | 2018 | Lochinvar | FTVT - Firetube Vertical TB | Mechanical Room | GLFH - Glycol Floor Heat System | 5/31/2027
GRANDMOTHER'S RESTAURANT | 6940 A St | Lincoln | NE | 68510-4112 | LANCASTER | NE19766 | Scrapped/Junked | 32792 | 1996 | AO SMITH | CHWH - ASME/Fired Water Heater |  | HWSD - Hot Water Dom/Potable | 3/31/2000
Cleaver-Brooks | 6940 Cornhusker Hwy | Lincoln | NE | 68507-3115 | Lancaster | NE03745 | Scrapped/Junked | 1800 | 1978 | NEBC | WT - Water Tube Boiler | SHOP | PROC - Process Steam | 5/31/2019
Cleaver-Brooks | 6940 Cornhusker Hwy | Lincoln | NE | 68507-3115 | Lancaster | NE28486 | Active | 5941 | 2023 | SIOUX | COBL - Coil Type Boiler | Shop Floor | HWSP - Hot Water Non Potable Supply | 11/30/2026
CB-NEBRASKA BOILER | 6940 Cornhusker Hwy | Lincoln | NE | 68507-3115 | LANCASTER | NE23215 | Inactive |  | 1978 | KENTUBE ENG PRODUCTS | ECON - Boiler Economizer | SHOP | ECON - Boiler Economizer | 5/31/2000
Meridian Park Ofc Bldg | 6940 O St | Lincoln | NE | 68510-2499 | Lancaster | NE23330 | Scrapped/Junked | 61384 | 1985 | Cleaver Brooks | WT - Water Tube Boiler | BOILER ROOM | HWHT - Hot Water Heat | 8/31/2016
Meridian Park Ofc Bldg | 6940 O St | Lincoln | NE | 68510-2499 | Lancaster | NE23331 | Scrapped/Junked | 61379 | 1985 | Cleaver Brooks | WT - Water Tube Boiler | BOILER ROOM | HWHT - Hot Water Heat | 3/31/2019
Meridian Park Ofc Bldg | 6940 O St | Lincoln | NE | 68510-2499 | Lancaster | NE25926 | Scrapped/Junked | 13852 | 2012 | Cleaver Brooks | WT - Water Tube Boiler | BOILER ROOM | HWHT - Hot Water Heat | 3/31/2021
Meridian Park Ofc Bldg | 6940 O St | Lincoln | NE | 68510-2499 | Lancaster | NE28291 | Scrapped/Junked | 420 | 2019 | Les Inc/Aldrich Co | FTHT - Firetube Horizontal | Boiler Room | HWHT - Hot Water Heat | 8/31/2020
Meridian Park Ofc Bldg | 6940 O St | Lincoln | NE | 68510-2499 | Lancaster | NE28742 | Active | 478 | 2020 | Les Inc/Aldrich Co | FTHT - Firetube Horizontal | Boiler Room | HWHT - Hot Water Heat | 3/31/2026
Meridian Park Ofc Bldg | 6940 O St | Lincoln | NE | 68510-2499 | Lancaster | NE41402 | Active | 559 | 2021 | Les Inc/Aldrich Co | FTHT - Firetube Horizontal | Boiler Room | HWHT - Hot Water Heat | 8/31/2026
Bestorq | 6955 McCormick Dr | Lincoln | NE | 68507-3270 | Lancaster | NE42321 | Active | 20026 | 2023 | Superior Boiler Works | FTHT - Firetube Horizontal | Production area | PROC - Process Steam | 5/31/2027
Sheridan Lutheran Church-BMIC#403604 | 6955 Old Cheney Rd | Lincoln | NE | 68516-3565 | Lancaster | NE12159 | Scrapped/Junked | 93274 | 2003 | Fulton | FTUT - Firetube U-Tube Vert | BASEMENT MECH ROOM | HWHT - Hot Water Heat | 3/31/2021
Sheridan Lutheran Church-BMIC#403604 | 6955 Old Cheney Rd | Lincoln | NE | 68516-3565 | Lancaster | NE12160 | Active | 93271 | 2003 | Fulton | FTUT - Firetube U-Tube Vert | BASEMENT MECH ROOM | HWHT - Hot Water Heat | 3/31/2026
Sheridan Lutheran Church-BMIC#403604 | 6955 Old Cheney Rd | Lincoln | NE | 68516-3565 | Lancaster | NE29043 | Active | 154247 | 2020 | Lochinvar | FTVT - Firetube Vertical TB | Basement Boiler Room | HWHT - Hot Water Heat | 3/31/2026
FONNER PARK HEARTLAND EVENT | 700 E STOLLEY RD | GRAND ISLAND | NE | 68801 | LANCASTER | NE07258 | Inactive |  | 2006 | SULLAIR | ELBL - Electric Boiler | SUNA ROOM | SAUN - Sauna Steam Room Heat | 12/31/2007
Nebco Inc | 700 Fallbrook Blvd | Lincoln | NE | 68521 | Lancaster | NE44120 | Active | 513246 | 2025 | AIC GDYNIA | FTSS - Firetube Stainless Steel | Mechanical Room | GLFH - Glycol Floor Heat System | 10/31/2025
Molex Inc | 700 King Bird Rd | Lincoln | NE | 68521-3000 | Lancaster | NE08626 | Inactive | 51267 | 2000 | Kewanee | FTFB - Firetube-Firebox Boiler | Phase 3K | HWHT - Hot Water Heat | 3/31/2022
Molex Inc | 700 King Bird Rd | Lincoln | NE | 68521-3000 | Lancaster | NE08627 | Active | 51310 | 2000 | Kewanee | FTFB - Firetube-Firebox Boiler | Phase 4/ASSM | HWHT - Hot Water Heat | 3/31/2027
Molex Inc | 700 King Bird Rd | Lincoln | NE | 68521-3000 | Lancaster | NE08628 | Active | 51311 | 2000 | Kewanee | FTFB - Firetube-Firebox Boiler | Phase 4/ASSM | HWHT - Hot Water Heat | 3/31/2027
Molex Inc | 700 King Bird Rd | Lincoln | NE | 68521-3000 | Lancaster | NE17130 | Inactive | 45679 | 1993 | Kewanee | FTFB - Firetube-Firebox Boiler | Phase #1 Mech Room | HWHT - Hot Water Heat | 3/31/2025
Molex Inc | 700 King Bird Rd | Lincoln | NE | 68521-3000 | Lancaster | NE17131 | Inactive | 45680 | 1993 | Kewanee | FTFB - Firetube-Firebox Boiler | Phase #1 Mech Room | HWHT - Hot Water Heat | 3/31/2025
Molex Inc | 700 King Bird Rd | Lincoln | NE | 68521-3000 | Lancaster | NE17140 | Inactive | 47325 | 1995 | Kewanee | FTFB - Firetube-Firebox Boiler | Phase #2 Mech Room | HWHT - Hot Water Heat | 3/31/2021
Molex Inc | 700 King Bird Rd | Lincoln | NE | 68521-3000 | Lancaster | NE17141 | Inactive | 47320 | 1995 | Kewanee | FTFB - Firetube-Firebox Boiler | #2 Mech Room | HWHT - Hot Water Heat | 3/31/2022
Molex Inc | 700 King Bird Rd | Lincoln | NE | 68521-3000 | Lancaster | NE41499 | Active | 14994 | 2021 | Riello | WT - Water Tube Boiler | Mechanical Room | HWHT - Hot Water Heat | 3/31/2027
Molex Inc | 700 King Bird Rd | Lincoln | NE | 68521-3000 | Lancaster | NE41500 | Active | 14998 | 2021 | Riello | WT - Water Tube Boiler | Mechanical Room | HWHT - Hot Water Heat | 3/31/2027
Molex Inc | 700 King Bird Rd | Lincoln | NE | 68521-3000 | Lancaster | NE41501 | Active | 14995 | 2021 | Riello | WT - Water Tube Boiler | Mechanical Room | HWHT - Hot Water Heat | 3/31/2027
Molex Inc | 700 King Bird Rd | Lincoln | NE | 68521-3000 | Lancaster | NE41502 | Active | 14997 | 2021 | Riello | WT - Water Tube Boiler | Mechanical Room | HWHT - Hot Water Heat | 3/31/2027
Molex Inc | 700 King Bird Rd | Lincoln | NE | 68521-3000 | Lancaster | NE41503 | Active | 12475 | 2021 | Riello | WT - Water Tube Boiler | Mechanical Room | HWHT - Hot Water Heat | 3/31/2027
Molex Inc | 700 King Bird Rd | Lincoln | NE | 68521-3000 | Lancaster | NE41504 | Active | 12474 | 2021 | Riello | WT - Water Tube Boiler | Mechanical Room | HWHT - Hot Water Heat | 3/31/2027
Molex Inc | 700 King Bird Rd | Lincoln | NE | 68521-3000 | Lancaster | NE41505 | Active | 12474 | 2021 | Riello | WT - Water Tube Boiler | Mechanical Room | HWHT - Hot Water Heat | 3/31/2027
Molex Inc | 700 King Bird Rd | Lincoln | NE | 68521-3000 | Lancaster | NE41506 | Active | 12464 | 2021 | Riello | WT - Water Tube Boiler | Mechanical Room | HWHT - Hot Water Heat | 3/31/2027
Molex Inc | 700 King Bird Rd | Lincoln | NE | 68521-3000 | Lancaster | NE41507 | Active | 12476 | 2021 | Riello | WT - Water Tube Boiler | Mechanical Room | HWHT - Hot Water Heat | 3/31/2027
Molex Inc | 700 King Bird Rd | Lincoln | NE | 68521-3000 | Lancaster | NE41508 | Active | 12481 | 2021 | Riello | WT - Water Tube Boiler | Mechanical Room | HWHT - Hot Water Heat | 3/31/2027
Molex Inc | 700 King Bird Rd | Lincoln | NE | 68521-3000 | Lancaster | NE41509 | Active | 12480 | 2021 | Riello | WT - Water Tube Boiler | Mechanical Room | HWHT - Hot Water Heat | 3/31/2027
Molex Inc | 700 King Bird Rd | Lincoln | NE | 68521-3000 | Lancaster | NE41510 | Active | 12462 | 2021 | Riello | WT - Water Tube Boiler | Mechanical Room | HWHT - Hot Water Heat | 3/31/2027
Molex Inc | 700 King Bird Rd | Lincoln | NE | 68521-3000 | Lancaster | NE42820 | Active | 4913 | 2023 | Riello | WTSS - Watertube SS Steel | Mechanical Room | HWHT - Hot Water Heat | 3/31/2027
Molex Inc | 700 King Bird Rd | Lincoln | NE | 68521-3000 | Lancaster | NE42821 | Active | 4918 | 2023 | Riello | WTSS - Watertube SS Steel | Mechanical Room | HWHT - Hot Water Heat | 3/31/2027
Molex Inc | 700 King Bird Rd | Lincoln | NE | 68521-3000 | Lancaster | NE42822 | Active | 4912 | 2023 | Riello | WTSS - Watertube SS Steel | Mechanical Room | HWHT - Hot Water Heat | 3/31/2027
Molex Inc | 700 King Bird Rd | Lincoln | NE | 68521-3000 | Lancaster | NE42823 | Active | 4927 | 2023 | Riello | WTSS - Watertube SS Steel | Mechanical Room | HWHT - Hot Water Heat | 3/31/2027
Freeup Storage | 700 N Cotner Blvd | Lincoln | NE | 68505-2320 | Lancaster | NE02373 | Active | 145128 | 2004 | Teledyne Laars | WT - Water Tube Boiler | Basement Equipment Room | HWHT - Hot Water Heat | 1/31/2026
NATIONWIDE MUTUAL INS CO | 700 N Cotner Blvd | Lincoln | NE | 68505-2320 | LANCASTER | NE04285 | Scrapped/Junked |  | 1971 | KEWANEE | FTFB - Firetube-Firebox Boiler | BOILER ROOM | GLYC - Glycol Bldg Heat Sys | 3/31/2005
Schoo Middle School | 700 Penrose Dr | Lincoln | NE | 68521-8928 | Lancaster | NE14696 | Scrapped/Junked | 291037 | 2008 | RAYPAK INC, CALIFORNIA | CPFT - Horiz Cpr Fin Boiler | YMCA BOILER ROOM | SPAJ - Spa/Jacuzzi Heater | 4/30/2019
Schoo Middle School | 700 Penrose Dr | Lincoln | NE | 68521-8928 | Lancaster | NE14697 | Scrapped/Junked | 17291 | 2008 | ALDRICH/LES | FTVT - Firetube Vertical TB | EAST BOILER ROOM | HWHT - Hot Water Heat | 2/28/2014
Schoo Middle School | 700 Penrose Dr | Lincoln | NE | 68521-8928 | Lancaster | NE14698 | Active | 17294 | 2008 | ALDRICH/LES | FTVT - Firetube Vertical TB | BOILER ROOM | HWHT - Hot Water Heat | 11/30/2026
Schoo Middle School | 700 Penrose Dr | Lincoln | NE | 68521-8928 | Lancaster | NE14699 | Active | 17293 | 2008 | ALDRICH/LES | FTVT - Firetube Vertical TB | BOILER ROOM | HWHT - Hot Water Heat | 11/30/2026
Fallbrook YMCA | 700 Penrose Dr Ste B | Lincoln | NE | 68521-8928 | Lancaster | NE14695 | Active | 290838 | 2007 | RAYPAK INC, CALIFORNIA | CPFH - Copper Fin Water Heater | YMCA BOILER ROOM | IPHT - Indoor Pool Heater | 4/30/2027
Fallbrook YMCA | 700 Penrose Dr Ste B | Lincoln | NE | 68521-8928 | Lancaster | NE21099 | Active | 18433 | 2011 | Les Inc/Aldrich Co | FTVT - Firetube Vertical TB | YMCA BOILER ROOM | HWHT - Hot Water Heat | 4/30/2027
Fallbrook YMCA | 700 Penrose Dr Ste B | Lincoln | NE | 68521-8928 | Lancaster | NE27861 | Active | 466471 | 2018 | RAYPAK INC, CALIFORNIA | CPFT - Horiz Cpr Fin Boiler | YMCA BOILER ROOM | SPAJ - Spa/Jacuzzi Heater | 4/30/2027
Ferguson House | 700 S 16th St | Lincoln | NE | 68508-3472 | Lancaster | NE30373 | Active | n/a | 1979 | Peerless | CI - Cast Iron | BASEMENT | HWHT - Hot Water Heat | 9/30/2026
City of Lincoln Northeast Waste Water Pl | 7000 N 70th St | Lincoln | NE | 68507-3204 | Lancaster | NE03019 | Active | NA | 1992 | Peerless | CI - Cast Iron | Office Building Boiler Room | HWHT - Hot Water Heat | 9/30/2026
City of Lincoln Northeast Waste Water Pl | 7000 N 70th St | Lincoln | NE | 68507-3204 | Lancaster | NE10896 | Active | 27622 | 2002 | Burnham America | FT - Firetube Boiler | Treatment Plant | HWHT - Hot Water Heat | 9/30/2026
City of Lincoln Northeast Waste Water Pl | 7000 N 70th St | Lincoln | NE | 68507-3204 | Lancaster | NE10897 | Active | 27621 | 2002 | Burnham America | FT - Firetube Boiler | Treatment Plant | HWHT - Hot Water Heat | 9/30/2026
NORTHEAST WASTE WATER | 7000 N 70TH ST | LINCOLN | NE | 68507-3204 | LANCASTER | NE04880 | Scrapped/Junked |  | 1979 | PEERLESS HEATER COMPANY |  | BOILER RM BLDG-9 | HWHT - Hot Water Heat | 9/30/2003
NORTHEAST WASTE WATER | 7000 N 70TH ST | LINCOLN | NE | 68507-3204 | LANCASTER | NE04881 | Scrapped/Junked |  | 1979 | PEERLESS HEATER COMPANY |  | BOILER ROOM | HWHT - Hot Water Heat | 9/30/2001
Fast Break | 7000 O St | Lincoln | NE | 68510-2425 | Lancaster | NE05958 | Inactive | 212884 | 2003 | RAYP | CPFT - Horiz Cpr Fin Boiler | MECH ROOM |  | 2/29/2008
Fast Break | 7000 O St | Lincoln | NE | 68510-2425 | Lancaster | NE05959 | Exempt | 60677 | 2003 | TAYLOR-WHARTON | UTNK - Unfired Vertical Tank | MECH ROOM | 0041 - CO2 Dispensing | 12/31/2006
H.E. Office Park | 7001 A St | Lincoln | NE | 68510-4299 | Lancaster | NE09195 | Active | 14574 | 2006 | Peerless | WTSS - Watertube SS Steel | Garage Equipment Room | HWHS - Hotwater Heat Sidewalks | 11/30/2026
H.E. Office Park | 7001 A St | Lincoln | NE | 68510-4299 | Lancaster | NE09196 | Active | 15475 | 2006 | L.E.S. Inc./Aldrich Co. | FTVT - Firetube Vertical TB | Garage Equipment Room | HWHT - Hot Water Heat | 11/30/2026
H.E. Office Park | 7001 A St | Lincoln | NE | 68510-4299 | Lancaster | NE09197 | Active | 16037 | 2006 | L.E.S. Inc./Aldrich Co. | FTVT - Firetube Vertical TB | Garage Equipment Room | HWHT - Hot Water Heat | 11/30/2026
Southwest High School | 7001 S 14th St | Lincoln | NE | 68512-9200 | Lancaster | NE08858 | Active | 11477 | 2001 | Les Inc/Aldrich Co | FTVT - Firetube Vertical TB | MECHANICAL ROOM | GLYC - Glycol Bldg Heat Sys | 11/30/2026
Southwest High School | 7001 S 14th St | Lincoln | NE | 68512-9200 | Lancaster | NE08859 | Active | 11479 | 2001 | Les Inc/Aldrich Co | FTVT - Firetube Vertical TB | MECHANICAL ROOM | GLYC - Glycol Bldg Heat Sys | 11/30/2026
Southwest High School | 7001 S 14th St | Lincoln | NE | 68512-9200 | Lancaster | NE08860 | Active | 11446 | 2001 | Les Inc/Aldrich Co | FTVT - Firetube Vertical TB | MECHANICAL ROOM | GLYC - Glycol Bldg Heat Sys | 11/30/2026
Southwest High School | 7001 S 14th St | Lincoln | NE | 68512-9200 | Lancaster | NE08861 | Active | 11444 | 2001 | Les Inc/Aldrich Co | FTVT - Firetube Vertical TB | MECHANICAL ROOM | GLYC - Glycol Bldg Heat Sys | 11/30/2026
Southwest High School | 7001 S 14th St | Lincoln | NE | 68512-9200 | Lancaster | NE09895 | Active | 11438 | 2001 | Les Inc/Aldrich Co | FTVT - Firetube Vertical TB | D106-POOL MECH RM | HWHT - Hot Water Heat | 11/30/2026
Southwest High School | 7001 S 14th St | Lincoln | NE | 68512-9200 | Lancaster | NE09896 | Active | 11441 | 2001 | Les Inc/Aldrich Co | FTVT - Firetube Vertical TB | D106-POOL MECH RM | HWHT - Hot Water Heat | 11/30/2026
Southwest High School | 7001 S 14th St | Lincoln | NE | 68512-9200 | Lancaster | NE09897 | Active | 11440 | 2001 | Les Inc/Aldrich Co | FTVT - Firetube Vertical TB | D106-POOL MECH RM | HWHT - Hot Water Heat | 11/30/2026
Southwest High School | 7001 S 14th St | Lincoln | NE | 68512-9200 | Lancaster | NE09898 | Active | 115174 | 2001 | Teledyne Laars | CPFT - Horiz Cpr Fin Boiler | D106-POOL MECH RM | IPHT - Indoor Pool Heater | 11/30/2026
Lakeside Village Apartments | 701 Lakeside Dr | Lincoln | NE | 68528-1782 | Lancaster | NE09835 | Active | 310582 | 2001 | Raypak, Inc. | CPFH - Copper Fin Water Heater | Pool Equipment Room | OPHT - Outdoor Pool Heater | 6/30/2027
Apartment Building - Reinke | 701 S 11th St | Lincoln | NE | 68508-3236 | Lancaster | NE09671 | Active | 124665 | 1991 | Teledyne | CPFT - Horiz Cpr Fin Boiler | LAUNDRY ROOM | HWHT - Hot Water Heat | 1/31/2027
Apartment Building - Reinke | 701 S 11th St | Lincoln | NE | 68508-3236 | Lancaster | NE09672 | Scrapped/Junked | 69800 | 1987 | A O Smith | COBL - Coil Type Boiler | LAUNDRY ROOM | HWSD - Hot Water Dom/Potable | 2/28/2015
UNL Husker Hall | 705 N 23rd St | Lincoln | NE | 68503-2995 | Lancaster | NE17680 | Inactive | 5392 | 1970 | KEWANEE | FT - Firetube Boiler |  | HWHT - Hot Water Heat | 8/31/1999
UNL Husker Hall | 705 N 23rd St | Lincoln | NE | 68503-2995 | Lancaster | NE23205 | Scrapped/Junked | 160897 | 1999 | Raypak | CHWH - ASME/Fired Water Heater | Boiler Room | HWSD - Hot Water Dom/Potable | 10/31/2015
UNL Husker Hall | 705 N 23rd St | Lincoln | NE | 68503-2995 | Lancaster | NE25054 | Scrapped/Junked | 10315 | 1999 | ALES | FTVT - Firetube Vertical TB | Boiler Room | HWHT - Hot Water Heat | 10/31/2017
UNL Husker Hall | 705 N 23rd St | Lincoln | NE | 68503-2995 | Lancaster | NE25055 | Scrapped/Junked | 10317 | 1999 | ALES | FTVT - Firetube Vertical TB | Boiler Room | HWHT - Hot Water Heat | 10/31/2017
UNL Husker Hall | 705 N 23rd St | Lincoln | NE | 68503-2995 | Lancaster | NE27260 | Active | 384502 | 2016 | Laars | WTSS - Watertube SS Steel | Boiler Rm | HWHT - Hot Water Heat | 9/30/2026
UNL Husker Hall | 705 N 23rd St | Lincoln | NE | 68503-2995 | Lancaster | NE27261 | Active | 384481 | 2016 | Laars | WTSS - Watertube SS Steel | Boiler Rm | HWHT - Hot Water Heat | 9/30/2026
Hurt Plaza V Apartments | 705 S 18th St | Lincoln | NE | 68508-3715 | Lancaster | NE10489 | Scrapped/Junked |  | 2002 | RICHMOND COMMERCIAL | AHWH - ANSI/Fired Water Htr | WEST BLDG 2ND FLR | HWHT - Hot Water Heat | 1/1/1900
Hurt Plaza V Apartments | 705 S 18th St | Lincoln | NE | 68508-3715 | Lancaster | NE10490 | Inactive | n/a | 2002 | Richmond | AHWH - ANSI/Fired Water Htr | WEST BLDG 2ND FLR | HWHT - Hot Water Heat | 2/28/2004
Hurt Plaza V Apartments | 705 S 18th St | Lincoln | NE | 68508-3715 | Lancaster | NE10491 | Inactive | n/a | 2002 | Richmond | AHWH - ANSI/Fired Water Htr | WEST BLDG 2ND FLR | HWHT - Hot Water Heat | 2/28/2004
Hurt Plaza V Apartments | 705 S 18th St | Lincoln | NE | 68508-3715 | Lancaster | NE19043 | Scrapped/Junked | 17757 | 2005 | MUNCHKIN | COBL - Coil Type Boiler | Upstairs - Back Appt. | HWHT - Hot Water Heat | 12/31/2020
Hurt Plaza V Apartments | 705 S 18th St | Lincoln | NE | 68508-3715 | Lancaster | NE28962 | Active | 113633 | 2019 | Lochinvar | FTVT - Firetube Vertical TB | Upstairs - Back Appt. | HWHT - Hot Water Heat | 10/31/2026
UNL Nebraska Champions Club | 707 Stadium Dr | Lincoln | NE | 68508 | Lancaster | NE08758 | Active | 11341 | 2001 | ALES | FTVT - Firetube Vertical TB | BASEMENT MECH ROOM | HWHT - Hot Water Heat | 3/31/2027
Cedarhurst Living Holdings, LLC | 7095 Pine Lake Rd | Lincoln | NE | 68516-3712 | Lancaster | NE44153 | Active | 22762 | 2022 | Intellihot | WTSS - Watertube SS Steel | Mechanical Room | HWSD - Hot Water Dom/Potable | 6/30/2027
Cedarhurst Living Holdings, LLC | 7095 Pine Lake Rd | Lincoln | NE | 68516-3712 | Lancaster | NE44154 | Active | 24329 | 2023 | Intellihot | WTSS - Watertube SS Steel | Mechanical Room | HWSD - Hot Water Dom/Potable | 6/30/2027
Cedarhurst Living Holdings, LLC | 7095 Pine Lake Rd | Lincoln | NE | 68516-3712 | Lancaster | NE44155 | Active | 32086 | 2024 | Intellihot | WTSS - Watertube SS Steel | Mechanical Room | HWSD - Hot Water Dom/Potable | 6/30/2027
STARTRAN | 710 J St | Lincoln | NE | 68508-2938 | LANCASTER | NE03393 | Scrapped/Junked |  | 1972 | KEWANEE | FT - Firetube Boiler | BUS GARAGE | STHT - Steam-Heat | 5/31/1999
STARTRAN | 710 J St | Lincoln | NE | 68508-2938 | LANCASTER | NE03394 | Scrapped/Junked |  | 1969 | AMERICAN STANDARD |  | BUS GARAGE | STHT - Steam-Heat | 5/31/1999
LAZLO'S BREWERY & GRILL | 710 P St | Lincoln | NE | 68508-1326 | Lancaster | NE00275 | Scrapped/Junked | 42642 | 1998 | AO SMITH | CHWH - ASME/Fired Water Heater | KITCHEN | HWSD - Hot Water Dom/Potable | 1/31/2002
LAZLO'S BREWERY & GRILL | 710 P St | Lincoln | NE | 68508-1326 | Lancaster | NE09745 | Inactive | 66632 | 2002 | AOSM | CHWH - ASME/Fired Water Heater | KITCHEN | HWSD - Hot Water Dom/Potable | 10/31/2008
LAZLO'S BREWERY & GRILL | 710 P St | Lincoln | NE | 68508-1326 | Lancaster | NE15581 | Scrapped/Junked |  | 1990 | PEERLESS HEATER COMPANY |  | BOILER ROOM | PROC - Process Steam | 1/31/2002
LAZLO'S BREWERY & GRILL | 710 P St | Lincoln | NE | 68508-1326 | Lancaster | NE15655 | Scrapped/Junked | 28622 | 1995 | AO SMITH | CHWH - ASME/Fired Water Heater |  | HWSP - Hot Water Non Potable Supply | 1/31/2000
JOHNSRUD TRANSPORT INC | 7100 Amanda Rd | Lincoln | NE | 68507-3135 | LANCASTER | NE18707 | Inactive | 443 | 1952 | NEBRASKA BOILER | WT - Water Tube Boiler | BOILER ROOM | PROC - Process Steam | 5/31/2004
East Lake Flats | 7100 S 88th St | Lincoln | NE | 68526-6055 | Lancaster | NE28743 | Active | 253354 | 2015 | Jandy | CPPH - Ansi Cpr Fin Pool Heater | Pool Mechanical Room | OPHT - Outdoor Pool Heater | 6/30/2026
East Lake Flats | 7100 S 88th St | Lincoln | NE | 68526-6055 | Lancaster | NE41041 | Active | 256415 | 2020 | Jandy | CPPH - Ansi Cpr Fin Pool Heater | Pool Mechanical Room | OPHT - Outdoor Pool Heater | 6/30/2026
Village Inn | 7101 S 27th St | Lincoln | NE | 68512-4829 | Lancaster | NE09209 | Scrapped/Junked | 107251 | 2006 | AOSM | CHWH - ASME/Fired Water Heater | BOILER ROOM | HWSD - Hot Water Dom/Potable | 3/31/2015
Village Inn | 7101 S 27th St | Lincoln | NE | 68512-4829 | Lancaster | NE40878 | Scrapped/Junked | 64451 | 1999 | STATE INDUSTRIES | CHWH - ASME/Fired Water Heater | BOILER RM | HWSD - Hot Water Dom/Potable | 9/30/2007
Madonna Proactive Medical Fitness | 7111 Stephanie Ln | Lincoln | NE | 68516-5300 | Lancaster | NE06821 | Scrapped/Junked | 241507 | 2005 | RAYP | CPFH - Copper Fin Water Heater | MECH POOL ROOM | IPHT - Indoor Pool Heater | 8/31/2013
Madonna Proactive Medical Fitness | 7111 Stephanie Ln | Lincoln | NE | 68516-5300 | Lancaster | NE06822 | Scrapped/Junked | 239215 | 2005 | RAYP | CPFH - Copper Fin Water Heater | MECH POOL ROOM | SPAJ - Spa/Jacuzzi Heater | 8/31/2015
Madonna Proactive Medical Fitness | 7111 Stephanie Ln | Lincoln | NE | 68516-5300 | Lancaster | NE06823 | Scrapped/Junked | 238058 | 2005 | Raypak, Inc. | CPFH - Copper Fin Water Heater | Pool Equipment Room | SPAJ - Spa/Jacuzzi Heater | 8/31/2025
Madonna Proactive Medical Fitness | 7111 Stephanie Ln | Lincoln | NE | 68516-5300 | Lancaster | NE06824 | Scrapped/Junked | 00179345 | 2005 | Lochinvar Corporation | CPFT - Horiz Cpr Fin Boiler | Main Boiler Room | HWHT - Hot Water Heat | 8/31/2025
Madonna Proactive Medical Fitness | 7111 Stephanie Ln | Lincoln | NE | 68516-5300 | Lancaster | NE06825 | Scrapped/Junked | 00167086 | 2004 | Lochinvar Corporation | CPFT - Horiz Cpr Fin Boiler | Main Boiler Room | HWHT - Hot Water Heat | 8/31/2025
Madonna Proactive Medical Fitness | 7111 Stephanie Ln | Lincoln | NE | 68516-5300 | Lancaster | NE06851 | Inactive |  | 2005 | SEATTLE BOILERWORKS | ELPV - Electric Press VSL | BOILER ROOM | SAUN - Sauna Steam Room Heat | 1/1/1900
Madonna Proactive Medical Fitness | 7111 Stephanie Ln | Lincoln | NE | 68516-5300 | Lancaster | NE06852 | Inactive |  | 2005 | SEATTLE BOILERWORKS | ELPV - Electric Press VSL | POOL STORAGE ROOM | SAUN - Sauna Steam Room Heat | 1/1/1900
Madonna Proactive Medical Fitness | 7111 Stephanie Ln | Lincoln | NE | 68516-5300 | Lancaster | NE06853 | Inactive | 179688 | 2005 | Loch | CPFT - Horiz Cpr Fin Boiler | 2ND FLOOR MECH ROOM | HWSD - Hot Water Dom/Potable | 8/31/2010
Madonna Proactive Medical Fitness | 7111 Stephanie Ln | Lincoln | NE | 68516-5300 | Lancaster | NE06915 | Out of Service | 2723 | 2006 | SEAT | ELBL - Electric Boiler | BOILER ROOM | SAUN - Sauna Steam Room Heat | 8/31/2012
Madonna Proactive Medical Fitness | 7111 Stephanie Ln | Lincoln | NE | 68516-5300 | Lancaster | NE06916 | Out of Service | 2729 | 2006 | SEAT | ELBL - Electric Boiler | POOL STORAGE ROOM | SAUN - Sauna Steam Room Heat | 8/31/2012
Madonna Proactive Medical Fitness | 7111 Stephanie Ln | Lincoln | NE | 68516-5300 | Lancaster | NE06984 | Scrapped/Junked | 249405 | 2006 | RAYP | CPFH - Copper Fin Water Heater | POOL HOUSE | IPHT - Indoor Pool Heater | 8/31/2016
Madonna Proactive Medical Fitness | 7111 Stephanie Ln | Lincoln | NE | 68516-5300 | Lancaster | NE23643 | Active | 89165 | 2012 | Sussman - Automatic Corporation | ELBL - Electric Boiler | Penthouse Equipment RM | SPAJ - Spa/Jacuzzi Heater | 8/31/2026
Madonna Proactive Medical Fitness | 7111 Stephanie Ln | Lincoln | NE | 68516-5300 | Lancaster | NE24079 | Scrapped/Junked | 364784 | 2013 | Raypak, Inc. | CPFH - Copper Fin Water Heater | Pool Equipment Room | IPHT - Indoor Pool Heater | 8/31/2025
Madonna Proactive Medical Fitness | 7111 Stephanie Ln | Lincoln | NE | 68516-5300 | Lancaster | NE25233 | Active | 381214 | 2014 | Raypak, Inc. | CPFH - Copper Fin Water Heater | Pool Equipment Room | IPHT - Indoor Pool Heater | 8/31/2026
Madonna Proactive Medical Fitness | 7111 Stephanie Ln | Lincoln | NE | 68516-5300 | Lancaster | NE26303 | Active | 417940 | 2016 | Raypak, Inc. | CPPH - Ansi Cpr Fin Pool Heater | Outdoor Pool Equipment Room | OPHT - Outdoor Pool Heater | 8/31/2026
Madonna Proactive Medical Fitness | 7111 Stephanie Ln | Lincoln | NE | 68516-5300 | Lancaster | NE43129 | Active | 574081 | 2024 | Raypak, Inc. | CPFH - Copper Fin Water Heater | Pool Equipment Room | SPAJ - Spa/Jacuzzi Heater | 8/31/2026
Madonna Proactive Medical Fitness | 7111 Stephanie Ln | Lincoln | NE | 68516-5300 | Lancaster | NE43671 | Active | 436135 | 2025 | Lochinvar | CPFT - Horiz Cpr Fin Boiler | Back Boiler Room | HWHT - Hot Water Heat | 8/31/2025
Madonna Proactive Medical Fitness | 7111 Stephanie Ln | Lincoln | NE | 68516-5300 | Lancaster | NE43672 | Active | 436134 | 2025 | Lochinvar | CPFT - Horiz Cpr Fin Boiler | Back Boiler Room | HWHT - Hot Water Heat | 8/31/2026
Apartment Building - Woods | 712 S 11th St | Lincoln | NE | 68508-3203 | Lancaster | NE42624 | Active | 548886 | 2022 | Lochinvar | WTSS - Watertube SS Steel | Boiler Room | HWHT - Hot Water Heat | 3/31/2027
Trinity United Methodist Church- BMIC# 525393 | 7130 Kentwell Ln | Lincoln | NE | 68516-6569 | Lancaster | NE15757 | Active | 17623 | 2009 | Aldrich | FTVT - Firetube Vertical TB | LL Mech. Room | HWHT - Hot Water Heat | 12/31/2026
Trinity United Methodist Church- BMIC# 525393 | 7130 Kentwell Ln | Lincoln | NE | 68516-6569 | Lancaster | NE15758 | Active | 17624 | 2009 | Aldrich | FTVT - Firetube Vertical TB | LL Mech. room | HWHT - Hot Water Heat | 12/31/2026
Delta Tau Delta Frat | 715 N 16th St | Lincoln | NE | 68508-1286 | Lancaster | NE18429 | Scrapped/Junked | 22616 | 1993 | AO SMITH | COBL - Coil Type Boiler | BOILER ROOM | HWSD - Hot Water Dom/Potable | 1/31/2012
Delta Tau Delta Frat | 715 N 16th St | Lincoln | NE | 68508-1286 | Lancaster | NE18430 | Scrapped/Junked | na | 1969 | KEWA | FTFB - Firetube-Firebox Boiler | BOILER ROOM | HWHT - Hot Water Heat | 1/31/2012
Delta Tau Delta Frat | 715 N 16th St | Lincoln | NE | 68508-1286 | Lancaster | NE37488 | Inactive | 3287 | 1980 | AO SMITH | CHWH - ASME/Fired Water Heater |  | HWSD - Hot Water Dom/Potable | 6/30/1994
Alpha Chi Omega | 716 N 16th St | Lincoln | NE | 68508-1285 | Lancaster | NE25225 | Active | C40571 | 2014 | A O Smith | COBL - Coil Type Boiler | BOILER ROOM | HWSD - Hot Water Dom/Potable | 3/31/2027
Alpha Chi Omega | 716 N 16th St | Lincoln | NE | 68508-1285 | Lancaster | NE40357 | Active | 151236 | 1998 | Raypak | CPFT - Horiz Cpr Fin Boiler | BASEMENT | HWHT - Hot Water Heat | 3/31/2027
Alpha Chi Omega | 716 N 16th St | Lincoln | NE | 68508-1285 | Lancaster | NE40358 | Active | 151235 | 1998 | Raypak | CPFT - Horiz Cpr Fin Boiler | BASEMENT | HWHT - Hot Water Heat | 3/31/2027
Alpha Chi Omega | 716 N 16th St | Lincoln | NE | 68508-1285 | Lancaster | NE40359 | Active | 151234 | 1998 | Raypak | CPFT - Horiz Cpr Fin Boiler | BASEMENT | HWHT - Hot Water Heat | 3/31/2027
Alpha Chi Omega | 716 N 16th St | Lincoln | NE | 68508-1285 | Lancaster | NE40360 | Scrapped/Junked | 145405 | 1997 | RAYP | CPFH - Copper Fin Water Heater | BOILER ROOM | HWSD - Hot Water Dom/Potable | 3/31/2005
Alpha Chi Omega | 716 N 16th St | Lincoln | NE | 68508-1285 | Lancaster | NE40361 | Scrapped/Junked | 64352 | 1986 | AOSM | COBL - Coil Type Boiler | BOILER ROOM | HWSD - Hot Water Dom/Potable | 3/31/2014
Alpha Delta Pi | 720 S 16th St | Lincoln | NE | 68508-3703 | Lancaster | NE25942 | Active | 323773 | 2014 | Lochinvar | WTSS - Watertube SS Steel | Basement | HWHT - Hot Water Heat | 8/31/2026
Meadow Lane Elementary | 7200 Vine St | Lincoln | NE | 68505-2134 | Lancaster | NE05475 | Exempt 1999 LB-66 |  | 1985 | AO SMITH | AHWH - ANSI/Fired Water Htr |  | HWSD - Hot Water Dom/Potable | 6/30/2000
Meadow Lane Elementary | 7200 Vine St | Lincoln | NE | 68505-2134 | Lancaster | NE05476 | Exempt 1999 LB-66 |  | 1985 | AO SMITH | AHWH - ANSI/Fired Water Htr |  | HWSD - Hot Water Dom/Potable | 6/30/2000
Meadow Lane Elementary | 7200 Vine St | Lincoln | NE | 68505-2134 | Lancaster | NE05822 | Exempt 1999 LB-66 |  | 1997 | AO SMITH | AHWH - ANSI/Fired Water Htr |  | HWSD - Hot Water Dom/Potable | 6/30/2000
Meadow Lane Elementary | 7200 Vine St | Lincoln | NE | 68505-2134 | Lancaster | NE30061 | Scrapped/Junked |  | 1957 | KEWANEE | FTFB - Firetube-Firebox Boiler | BOILER ROOM | STHT - Steam-Heat | 2/28/2006
Meadow Lane Elementary | 7200 Vine St | Lincoln | NE | 68505-2134 | Lancaster | NE30062 | Scrapped/Junked |  | 1957 | Kewannee | FTFB - Firetube-Firebox Boiler | BOILER ROOM | STHT - Steam-Heat | 2/28/2006
Pyrtle Elementary School | 721 Cottonwood Dr | Lincoln | NE | 68510-4308 | Lancaster | NE09396 | Scrapped/Junked |  | 1987 | AO SMITH | AHWH - ANSI/Fired Water Htr | MECH RM | HWSD - Hot Water Dom/Potable | 2/28/2006
Pyrtle Elementary School | 721 Cottonwood Dr | Lincoln | NE | 68510-4308 | Lancaster | NE30245 | Scrapped/Junked | N/A | 1963 | Kewanee | FTFB - Firetube-Firebox Boiler | BOILER ROOM | HWHT - Hot Water Heat | 2/28/2011
Pyrtle Elementary School | 721 Cottonwood Dr | Lincoln | NE | 68510-4308 | Lancaster | NE30246 | Scrapped/Junked | N/A | 1963 | Kewanee | FTFB - Firetube-Firebox Boiler | BOILER ROOM | HWHT - Hot Water Heat | 2/28/2011
The Bridge Behavioral Health | 721 K St | Lincoln | NE | 68508-2949 | Lancaster | NE12136 | Active | 12786 | 2003 | ALES | FTVT - Firetube Vertical TB | BASEMENT MECH ROOM | HWHT - Hot Water Heat | 11/30/2026
The Bridge Behavioral Health | 721 K St | Lincoln | NE | 68508-2949 | Lancaster | NE12137 | Active | 12784 | 2003 | ALES | FTVT - Firetube Vertical TB | BASEMENT MECH RM | HWHT - Hot Water Heat | 11/30/2026
Trinity Lutheran Church-416706 | 724 S 12th St | Lincoln | NE | 68508-3217 | Lancaster | NE15241 | Scrapped/Junked | N/A | 1964 | AMST | CI - Cast Iron | BASEMENT | HWHT - Hot Water Heat | 10/31/2015
Trinity Lutheran Church-416706 | 724 S 12th St | Lincoln | NE | 68508-3217 | Lancaster | NE26057 | Active | 135534 | 2014 | Trinity | FTVT - Firetube Vertical TB | Boiler Room | HWHT - Hot Water Heat | 11/30/2026
Meadow Gold Dairy | 726 L St | Lincoln | NE | 68508-2433 | Lancaster | NE03633 | Out of Service | 30659 | 1973 | Cleaver & Brooks | FT - Firetube Boiler | Boiler Room | PROC - Process Steam | 11/30/2010
Meadow Gold Dairy | 726 L St | Lincoln | NE | 68508-2433 | Lancaster | NE03634 | Out of Service | 30640 | 1973 | Cleaver & Brooks | FT - Firetube Boiler | Boiler Room | PROC - Process Steam | 11/30/2009
Hartley Elementary School | 730 N 33rd St | Lincoln | NE | 68503-3221 | Lancaster | NE05432 | Exempt 1999 LB-66 |  | 1991 | RUUD | AHWH - ANSI/Fired Water Htr |  | HWSD - Hot Water Dom/Potable | 6/30/2000
Hartley Elementary School | 730 N 33rd St | Lincoln | NE | 68503-3221 | Lancaster | NE09406 | Scrapped/Junked |  | 1987 | AO SMITH | AHWH - ANSI/Fired Water Htr | BOILER ROOM | HWSD - Hot Water Dom/Potable | 6/30/2001
Hartley Elementary School | 730 N 33rd St | Lincoln | NE | 68503-3221 | Lancaster | NE09788 | Scrapped/Junked | 10870 | 2000 | Les Inc/Aldrich Co | FTVT - Firetube Vertical TB | MECHANICAL ROOM | HWHT - Hot Water Heat | 2/28/2012
Hartley Elementary School | 730 N 33rd St | Lincoln | NE | 68503-3221 | Lancaster | NE09789 | Scrapped/Junked | 10869 | 2000 | Les Inc/Aldrich Co | FTVT - Firetube Vertical TB | MECHANICAL ROOM | HWHT - Hot Water Heat | 2/28/2012
Hartley Elementary School | 730 N 33rd St | Lincoln | NE | 68503-3221 | Lancaster | NE30269 | Scrapped/Junked |  | 1964 | Kewannee | FT - Firetube Boiler |  | STHT - Steam-Heat | 6/30/2000
Hartley Elementary School | 730 N 33rd St | Lincoln | NE | 68503-3221 | Lancaster | NE30270 | Scrapped/Junked |  | 1964 | Kewannee | FT - Firetube Boiler |  | STHT - Steam-Heat | 6/30/2000
Brookside Apartment Complex | 7300 Tallgrass Pkwy | Lincoln | NE | 68521-6683 | Lancaster | NE26942 | Active | 25737 | 2017 | PENTAIR | CPPH - Ansi Cpr Fin Pool Heater | Pool Mech Room | OPHT - Outdoor Pool Heater | 6/30/2027
Anytime Fitness | 7301 S 27th St Ste 100 | Lincoln | NE | 68512-4870 | Lancaster | NE02307 | Scrapped/Junked | 113535 | 2004 | Pvi | CHWH - ASME/Fired Water Heater | REAR KITCHEN | HWSD - Hot Water Dom/Potable | 7/31/2019
Anytime Fitness | 7301 S 27th St Ste 100 | Lincoln | NE | 68512-4870 | Lancaster | NE02308 | Exempt | 150239 | 2003 | MVE/CHART IND | UTNK - Unfired Vertical Tank | REAR KITCHEN | 0041 - CO2 Dispensing | 8/31/2006
Good Counsel Retreat House | 7303 N 112th St | Waverly | NE | 68462-9574 | LANCASTER | NE14141 | Scrapped/Junked | 65853 | 2008 | Lochinvar | WTSS - Watertube SS Steel | BOILER ROOM | HWHT - Hot Water Heat | 8/31/2022
Good Counsel Retreat House | 7303 N 112th St | Waverly | NE | 68462-9574 | LANCASTER | NE14144 | Scrapped/Junked | 65854 | 2008 | Lochinvar | WTSS - Watertube SS Steel | BOILER ROOM | HWHT - Hot Water Heat | 8/31/2022
Good Counsel Retreat House | 7303 N 112th St | Waverly | NE | 68462-9574 | LANCASTER | NE14145 | Scrapped/Junked | 67021 | 2008 | Lochinvar | WTSS - Watertube SS Steel | BOILER ROOM | HWHT - Hot Water Heat | 8/31/2022
Good Counsel Retreat House | 7303 N 112th St | Waverly | NE | 68462-9574 | LANCASTER | NE14146 | Scrapped/Junked | 67002 | 2008 | Lochinvar | WTSS - Watertube SS Steel | BOILER ROOM | HWHT - Hot Water Heat | 8/31/2022
Good Counsel Retreat House | 7303 N 112th St | Waverly | NE | 68462-9574 | LANCASTER | NE16112 | Scrapped/Junked |  | 1962 | KEWANEE | FTSM - FTS Marine Dry Back | BASEMENT | HWHT - Hot Water Heat | 8/31/2008
Good Counsel Retreat House | 7303 N 112th St | Waverly | NE | 68462-9574 | LANCASTER | NE16113 | Inactive |  | 1986 | AO SMITH | AHWH - ANSI/Fired Water Htr | MACHINE ROOM | HWSD - Hot Water Dom/Potable | 8/31/2001
Good Counsel Retreat House | 7303 N 112th St | Waverly | NE | 68462-9574 | LANCASTER | NE42094 | Active | 317192 | 2022 | Raypak | VTTB - Vertical Tube Bundle | Boiler Room | HWHT - Hot Water Heat | 12/31/2026
Good Counsel Retreat House | 7303 N 112th St | Waverly | NE | 68462-9574 | LANCASTER | NE42095 | Active | 318266 | 2022 | Raypak | FTVT - Firetube Vertical TB | Boiler Room | HWHT - Hot Water Heat | 12/31/2026
Apartment Building - Concorde | 731 S 12th St | Lincoln | NE | 68508-3237 | Lancaster | NE06095 | Active | na | 2004 | Burnham | CI - Cast Iron | LAUNDRY ROOM | HWHT - Hot Water Heat | 3/31/2027
Apartment Building - Concorde | 731 S 12th St | Lincoln | NE | 68508-3237 | Lancaster | NE08324 | Scrapped/Junked |  | 1985 | PEERLESS HEATER COMPANY |  | LAUNDRY ROOM | HWHT - Hot Water Heat | 3/31/2006
Super Wash | 732 W O St | Lincoln | NE | 68528-1315 | Lancaster | NE40336 | Active | 123189 | 1995 | Raytherm/Raypak | CPFT - Horiz Cpr Fin Boiler | Mechanical Room | HWFG - Hotwater Heat Floor-Glycl | 2/28/2026
Super Wash | 732 W O St | Lincoln | NE | 68528-1315 | Lancaster | NE40337 | Scrapped/Junked | 122411 | 1995 | Raytherm/Raypak | CPFT - Horiz Cpr Fin Boiler | Mechanical Room | HWSP - Hot Water Non Potable Supply | 2/28/2019
SIGMA ALPHA MU | 733 N 16th St | Lincoln | NE | 68508-1209 | LANCASTER | NE04735 | Inactive |  | 1950 | AMERICAN RADIATOR |  | BOILER ROOM | HWHT - Hot Water Heat | 11/30/1996
G Force Car Wash | 7330 S 13th St | Lincoln | NE | 68512-9372 | Lancaster | NE10681 | Scrapped/Junked | 207438 | 2003 | Raypak | CPFT - Horiz Cpr Fin Boiler | MECH ROOM | HWSP - Hot Water Non Potable Supply | 4/30/2013
G Force Car Wash | 7330 S 13th St | Lincoln | NE | 68512-9372 | Lancaster | NE10682 | Active | 207552 | 2003 | Raypak | CPFT - Horiz Cpr Fin Boiler | MECH ROOM | GLFH - Glycol Floor Heat System | 4/30/2027
G Force Car Wash | 7330 S 13th St | Lincoln | NE | 68512-9372 | Lancaster | NE24124 | Scrapped/Junked | 133235 | 2012 | RHEEM | CHWH - ASME/Fired Water Heater | Mech. Room | HWSP - Hot Water Non Potable Supply | 4/30/2022
Nebraska Pain Institute | 7350 Willowbrook Lane | Lincoln | NE | 68516 | Lancaster | NE41868 | Active | 14890 | 2020 | Riello | WT - Water Tube Boiler | Mechanical Room | HWHT - Hot Water Heat | 10/31/2026
Nebraska Pain Institute | 7350 Willowbrook Lane | Lincoln | NE | 68516 | Lancaster | NE41869 | Active | 14892 | 2020 | Riello | WT - Water Tube Boiler | Mechanical Room | HWHT - Hot Water Heat | 10/31/2026
Nebraska Pain Institute | 7350 Willowbrook Lane | Lincoln | NE | 68516 | Lancaster | NE41870 | Active | 14894 | 2020 | Riello | WT - Water Tube Boiler | Mechanical Room | HWHT - Hot Water Heat | 10/31/2026
Nebraska Pain Institute | 7350 Willowbrook Lane | Lincoln | NE | 68516 | Lancaster | NE41871 | Active | 13671 | 2020 | Riello | WT - Water Tube Boiler | Mechanical Room | HWHT - Hot Water Heat | 10/31/2026
Nebraska Pain Institute | 7350 Willowbrook Lane | Lincoln | NE | 68516 | Lancaster | NE41872 | Active | 13680 | 2020 | Riello | WT - Water Tube Boiler | Mechanical Room | HWHT - Hot Water Heat | 10/31/2026
Nebraska Pain Institute | 7350 Willowbrook Lane | Lincoln | NE | 68516 | Lancaster | NE41873 | Active | 13733 | 2020 | Riello | WT - Water Tube Boiler | Mechanical Room | HWHT - Hot Water Heat | 10/31/2026
NPI Surgery Center | 7350 Willowbrook Ln Ste 100 | Lincoln | NE | 68516-7782 | Lancaster | NE42069 | Active | 15118 | 2022 | Pacific Steam Equipment Inc | ELBL - Electric Boiler | Sterile area | STER - Sterilizer | 10/31/2026
JetSplash Car Wash | 7355 Crosslake Ln | Lincoln | NE | 68516-5672 | Lancaster | NE42664 | Active | 224029 | 2010 | Lochinvar | WTSS - Watertube SS Steel | Mechanical Room | HWHF - Hot Water Heat-Floor | 5/31/2024
JetSplash Car Wash | 7355 Crosslake Ln | Lincoln | NE | 68516-5672 | Lancaster | NE42665 | Active | 224026 | 2010 | Lochinvar | WTSS - Watertube SS Steel | Mechanical Room | HWHF - Hot Water Heat-Floor | 5/31/2024
JetSplash Car Wash | 7355 Crosslake Ln | Lincoln | NE | 68516-5672 | Lancaster | NE42666 | Active | 228806 | 2011 | Lochinvar | WTSS - Watertube SS Steel | Mechanical Room | HWSP - Hot Water Non Potable Supply | 5/31/2024
Malone Manor | 737 N 22nd St | Lincoln | NE | 68503-2929 | Lancaster | NE06424 | Active | C07369 | 2005 | AO SMITH | COBL - Coil Type Boiler | 2ND FLOOR MECH ROOM | HWSD - Hot Water Dom/Potable | 12/31/2025
Malone Manor | 737 N 22nd St | Lincoln | NE | 68503-2929 | Lancaster | NE37384 | Scrapped/Junked |  | 1985 | AO SMITH | AHWH - ANSI/Fired Water Htr | 2ND FLR BLR RM | HWSD - Hot Water Dom/Potable | 2/28/2006
Malone Manor | 737 N 22nd St | Lincoln | NE | 68503-2929 | Lancaster | NE37385 | Scrapped/Junked |  | 1985 | AO SMITH | AHWH - ANSI/Fired Water Htr | 2ND FLR BLR RM | HWSD - Hot Water Dom/Potable | 2/28/2006
OFFICE BUILDING | 737 P St | Lincoln | NE | 68508-1327 | LANCASTER | NE08852 | Inactive | 11625 | 2001 | ALDRICH/LES | FTVT - Firetube Vertical TB | BASEMENT | HWHT - Hot Water Heat | 7/31/2003
OFFICE BUILDING | 737 P St | Lincoln | NE | 68508-1327 | LANCASTER | NE08853 | Inactive | 11624 | 2001 | ALDRICH/LES | FTVT - Firetube Vertical TB | BASEMENT | HWHT - Hot Water Heat | 7/31/2003
OFFICE BUILDING | 737 P St | Lincoln | NE | 68508-1327 | LANCASTER | NE14764 | Scrapped/Junked |  | 1970 | AMERICAN STANDARD |  | BOILER ROOM | STHT - Steam-Heat | 7/31/2003
OFFICE BUILDING | 737 P St | Lincoln | NE | 68508-1327 | LANCASTER | NE14765 | Scrapped/Junked |  | 1965 | KEWANEE | FTFB - Firetube-Firebox Boiler | BOILER ROOM | HWHT - Hot Water Heat | 9/30/2001
Radiant Church-BMIC#392409 | 740 N 70th St | Lincoln | NE | 68505-2427 | Lancaster | NE03377 | Scrapped/Junked |  | 1967 | KEWANEE | FTFB - Firetube-Firebox Boiler | BOILER ROOM | HWHT - Hot Water Heat | 4/30/2007
Radiant Church-BMIC#392409 | 740 N 70th St | Lincoln | NE | 68505-2427 | Lancaster | NE09061 | Scrapped/Junked | 16778 | 2006 | Giannnoi | SSCO - SS Coil Boiler | BOILER ROOM | HWHT - Hot Water Heat | 3/31/2022
Radiant Church-BMIC#392409 | 740 N 70th St | Lincoln | NE | 68505-2427 | Lancaster | NE09062 | Active | 14781 | 2006 | GIANNONI | SSCO - SS Coil Boiler | BOILER ROOM | HWHT - Hot Water Heat | 3/31/2026
Radiant Church-BMIC#392409 | 740 N 70th St | Lincoln | NE | 68505-2427 | Lancaster | NE13669 | Active | 16732 | 2006 | GIANNONI FRANCE SAS | SSCO - SS Coil Boiler | MAINT ROOM #2 | HWHT - Hot Water Heat | 3/31/2025
Radiant Church-BMIC#392409 | 740 N 70th St | Lincoln | NE | 68505-2427 | Lancaster | NE16218 | Scrapped/Junked |  | 1980 | PEERLESS HEATER COMPANY |  | BOILER ROOM | HWHT - Hot Water Heat | 4/30/2009
Apartment Building | 740 S 11th St | Lincoln | NE | 68508-3205 | Lancaster | NE13908 | Active | 60319 | 2007 | Lochinvar | SSCO - SS Coil Boiler | BOILER ROOM | HWDP - Hotwater Heat & Dom Supply | 3/31/2027
Nebraska Heart Institute - Medical Office Bldg | 7440 S 91st St | Lincoln | NE | 68526-9797 | Lancaster | NE06542 | Active | 13934 | 2005 | ALES | FTVT - Firetube Vertical TB | NORTH BOILER ROOM | GLYC - Glycol Bldg Heat Sys | 2/28/2027
Nebraska Heart Institute - Medical Office Bldg | 7440 S 91st St | Lincoln | NE | 68526-9797 | Lancaster | NE06543 | Active | 13935 | 2005 | ALES | FTVT - Firetube Vertical TB | NORTH BOILER ROOM | GLYC - Glycol Bldg Heat Sys | 2/28/2027
Nebraska Heart Institute - Medical Office Bldg | 7440 S 91st St | Lincoln | NE | 68526-9797 | Lancaster | NE06544 | Active | 13933 | 2005 | ALES | FTVT - Firetube Vertical TB | NORTH BOILER ROOM | GLYC - Glycol Bldg Heat Sys | 2/28/2027
Schwarz Paper Co | 747 O St | Lincoln | NE | 68508-1323 | Lancaster | NE04478 | Scrapped/Junked | n/a | 1936 | Kewanee | FTFB - Firetube-Firebox Boiler | BOILER ROOM | STHT - Steam-Heat | 12/31/2015
CHI-Nebraska Heart Hospital | 7500 S 91st St | Lincoln | NE | 68526-9437 | Lancaster | NE10508 | Active | 12311 | 2002 | ALES | FTVT - Firetube Vertical TB | BSMT MECH ROOM | HWSD - Hot Water Dom/Potable | 2/28/2027
CHI-Nebraska Heart Hospital | 7500 S 91st St | Lincoln | NE | 68526-9437 | Lancaster | NE10509 | Active | 12309 | 2002 | ALES | FTVT - Firetube Vertical TB | BSMT MECH ROOM | HWSD - Hot Water Dom/Potable | 2/28/2027
CHI-Nebraska Heart Hospital | 7500 S 91st St | Lincoln | NE | 68526-9437 | Lancaster | NE10510 | Inactive | 12305 | 2002 | ALES | FTVT - Firetube Vertical TB | BSMT MECH ROOM | HWDP - Hotwater Heat & Dom Supply | 2/28/2010
CHI-Nebraska Heart Hospital | 7500 S 91st St | Lincoln | NE | 68526-9437 | Lancaster | NE10511 | Scrapped/Junked | 12308 | 2002 | ALES | FTVT - Firetube Vertical TB | BSMT MECH ROOM | HWHT - Hot Water Heat | 2/28/2020
CHI-Nebraska Heart Hospital | 7500 S 91st St | Lincoln | NE | 68526-9437 | Lancaster | NE10559 | Active | 19184 | 2003 | Chromalox | ELBL - Electric Boiler | PREP ROOM | 0020 - Supp to Sterlizer/Autoclave | 2/28/2027
CHI-Nebraska Heart Hospital | 7500 S 91st St | Lincoln | NE | 68526-9437 | Lancaster | NE10560 | Active | 19130 | 2003 | Chromalox | ELBL - Electric Boiler | PREP ROOM | 0020 - Supp to Sterlizer/Autoclave | 2/28/2027
CHI-Nebraska Heart Hospital | 7500 S 91st St | Lincoln | NE | 68526-9437 | Lancaster | NE10561 | Active | 19158 | 2003 | Chromalox | ELBL - Electric Boiler | PREP ROOM | 0020 - Supp to Sterlizer/Autoclave | 2/28/2027
CHI-Nebraska Heart Hospital | 7500 S 91st St | Lincoln | NE | 68526-9437 | Lancaster | NE10562 | Out of Service | 41136 | 2002 | VULCAN HART | JKPV - Jacketed UFPV | KITCHEN | COOK - Cooker/Kettle | 2/28/2014
CHI-Nebraska Heart Hospital | 7500 S 91st St | Lincoln | NE | 68526-9437 | Lancaster | NE18782 | Active | 18121 | 2010 | ALES | FTVT - Firetube Vertical TB | BSMT MECH ROOM | HWDP - Hotwater Heat & Dom Supply | 2/28/2027
CHI-Nebraska Heart Hospital | 7500 S 91st St | Lincoln | NE | 68526-9437 | Lancaster | NE41055 | Active | 20677 | 2021 | Aldrich | FTVT - Firetube Vertical TB | BSMT MECH ROOM | HWHT - Hot Water Heat | 2/28/2027
Lifepointe Wellness Center | 7501 S 27th St | Lincoln | NE | 68512-4802 | Lancaster | NE07210 | Active | 14941 | 2006 | ALES | FTVT - Firetube Vertical TB | BASEMENT | HWHT - Hot Water Heat | 11/30/2026
Lifepointe Wellness Center | 7501 S 27th St | Lincoln | NE | 68512-4802 | Lancaster | NE07211 | Active | 14938 | 2006 | ALES | FTVT - Firetube Vertical TB | BASEMENT | HWHT - Hot Water Heat | 11/30/2026
Lifepointe Wellness Center | 7501 S 27th St | Lincoln | NE | 68512-4802 | Lancaster | NE07212 | Active | 14939 | 2006 | ALES | FTVT - Firetube Vertical TB | BASEMENT | HWHT - Hot Water Heat | 11/30/2026
Lifepointe Wellness Center | 7501 S 27th St | Lincoln | NE | 68512-4802 | Lancaster | NE07213 | Inactive | 14936 | 2006 | ALDRICH/LES | FTNT - FT Vertical Tubeless | BASEMENT | HWSD - Hot Water Dom/Potable | 11/30/2008
Lifepointe Wellness Center | 7501 S 27th St | Lincoln | NE | 68512-4802 | Lancaster | NE07214 | Scrapped/Junked | 14937 | 2006 | ALES | FTNT - FT Vertical Tubeless | BASEMENT | HWSD - Hot Water Dom/Potable | 11/30/2012
Lifepointe Wellness Center | 7501 S 27th St | Lincoln | NE | 68512-4802 | Lancaster | NE07261 | Scrapped/Junked | E30309 | 2007 | STMA | ELBL - Electric Boiler | SAUNA ROOM | SAUN - Sauna Steam Room Heat | 11/30/2010
Lifepointe Wellness Center | 7501 S 27th St | Lincoln | NE | 68512-4802 | Lancaster | NE13915 | Scrapped/Junked | 17385 | 2008 | ALDRICH/LES | FTVT - Firetube Vertical TB | MECH ROOM | HWDP - Hotwater Heat & Dom Supply | 11/30/2012
Lifepointe Wellness Center | 7501 S 27th St | Lincoln | NE | 68512-4802 | Lancaster | NE23639 | Scrapped/Junked | Unknown | 2011 | Steamist | ELBL - Electric Boiler | Steam Rm. near pool | SAUN - Sauna Steam Room Heat | 11/30/2014
Fallbrook Medical Center | 755 Fallbrook Blvd | Lincoln | NE | 68521-4637 | Lancaster | NE07218 | Scrapped/Junked | 15033 | 2006 | ALES | VTNK - Vertical Fired Tank | MECH ROOM | HWHT - Hot Water Heat | 11/30/2024
Fallbrook Medical Center | 755 Fallbrook Blvd | Lincoln | NE | 68521-4637 | Lancaster | NE07219 | Scrapped/Junked | 15032 | 2006 | ALES | VTNK - Vertical Fired Tank | MECH ROOM | HWHT - Hot Water Heat | 11/30/2024
Fallbrook Medical Center | 755 Fallbrook Blvd | Lincoln | NE | 68521-4637 | Lancaster | NE42863 | Active | 595887 | 2023 | Laars | WTSS - Watertube SS Steel | Basement Mech Room | HWHT - Hot Water Heat | 10/31/2026
Fallbrook Medical Center | 755 Fallbrook Blvd | Lincoln | NE | 68521-4637 | Lancaster | NE42864 | Active | 595883 | 2023 | Laars | WTSS - Watertube SS Steel | Basement Mech Room | HWHT - Hot Water Heat | 10/31/2026
Lincoln Eye & Laser Institute | 755 Fallbrook Blvd Ste 204 | Lincoln | NE | 68521-9055 | Lancaster | NE25496 | Active | 98599 | 2014 | TDC Manufacturing Co | ELBL - Electric Boiler | Closet | STER - Sterilizer | 10/31/2026
Yankee Hill Country Club | 7600 San Mateo Ln | Lincoln | NE | 68516-5833 | Lancaster | NE00254 | Out of Service | 162276 | 1999 | RAYP | CPFT - Horiz Cpr Fin Boiler | POOL PUMP HOUSE | OPHT - Outdoor Pool Heater | 6/30/2011
Yankee Hill Country Club | 7600 San Mateo Ln | Lincoln | NE | 68516-5833 | Lancaster | NE00255 | Inactive | 162277 | 1999 | RAYP | CPFT - Horiz Cpr Fin Boiler | POOL PUMP HOUSE | OPHT - Outdoor Pool Heater | 6/30/2009
Yankee Hill Country Club | 7600 San Mateo Ln | Lincoln | NE | 68516-5833 | Lancaster | NE06200 | Inactive | 86343 | 2004 | AOSM | CHWH - ASME/Fired Water Heater | SW BASEMENT | HWSD - Hot Water Dom/Potable | 6/30/2013
Yankee Hill Country Club | 7600 San Mateo Ln | Lincoln | NE | 68516-5833 | Lancaster | NE22867 | Scrapped/Junked | 324340 | 2011 | Raypak | CPPH - Ansi Cpr Fin Pool Heater | Pool Mech. Room | IPHT - Indoor Pool Heater | 6/30/2020
Yankee Hill Country Club | 7600 San Mateo Ln | Lincoln | NE | 68516-5833 | Lancaster | NE40447 | Scrapped/Junked | 43256 | 1998 | AO SMITH | CHWH - ASME/Fired Water Heater | SE CORNER BSMT | HWSD - Hot Water Dom/Potable | 6/30/2005
Yankee Hill Country Club | 7600 San Mateo Ln | Lincoln | NE | 68516-5833 | Lancaster | NE40448 | Exempt 1999 LB-66 |  | 1998 | AO SMITH | AHWH - ANSI/Fired Water Htr | SE CORNER BSMT | HWSD - Hot Water Dom/Potable | 4/30/2000
Advanced Medical Imaging | 7601 Pioneers Blvd | Lincoln | NE | 68506-4675 | Lancaster | NE01536 | Active | N/A | 2000 | HYDR | CI - Cast Iron | MECHANICAL ROOM | HWHT - Hot Water Heat | 1/31/2027
Advanced Medical Imaging | 7601 Pioneers Blvd | Lincoln | NE | 68506-4675 | Lancaster | NE09793 | Active | N/A | 2000 | HYDR | CI - Cast Iron | MECHANICAL ROOM | HWHT - Hot Water Heat | 1/31/2027
ST JOHN THE APOSTLE | 7601 Vine St | Lincoln | NE | 68505-2141 | LANCASTER | NE15274 | Inactive |  | 1980 | AO SMITH | AHWH - ANSI/Fired Water Htr | BASEMENT | HWSD - Hot Water Dom/Potable | 5/31/1991
ST JOHN THE APOSTLE | 7601 Vine St | Lincoln | NE | 68505-2141 | LANCASTER | NE16158 | Scrapped/Junked |  | 1990 | AO SMITH | AHWH - ANSI/Fired Water Htr | SCHOOL EQUIPMENT ROOM | HWSD - Hot Water Dom/Potable | 5/31/2007
Pemberly Place Assisted Living | 7655 Archer Place | Lincoln | NE | 68516 | Lancaster | NE27405 | Active | 283043 | 2017 | Laars | WT - Water Tube Boiler | Boiler Room | HWHT - Hot Water Heat | 12/31/2026
Pemberly Place Assisted Living | 7655 Archer Place | Lincoln | NE | 68516 | Lancaster | NE27406 | Active | 282650 | 2017 | Laars | WT - Water Tube Boiler | Boiler Room | HWHT - Hot Water Heat | 12/31/2026
Pemberly Place Assisted Living | 7655 Archer Place | Lincoln | NE | 68516 | Lancaster | NE27407 | Active | 74121 | 2016 | PVI Industries | CHWH - ASME/Fired Water Heater | Boiler Room | HWSD - Hot Water Dom/Potable | 12/31/2026
Pemberly Place Assisted Living | 7655 Archer Place | Lincoln | NE | 68516 | Lancaster | NE27408 | Active | 73036 | 2016 | PVI Industries | CHWH - ASME/Fired Water Heater | Boiler Room | HWSD - Hot Water Dom/Potable | 12/31/2026
Pemberly Place Assisted Living | 7655 Archer Place | Lincoln | NE | 68516 | Lancaster | NE27409 | Active | 74119 | 2016 | PVI Industries | CHWH - ASME/Fired Water Heater | Boiler Room | HWSD - Hot Water Dom/Potable | 12/31/2026
Kahoa Elementary School | 7700 Leighton Ave | Lincoln | NE | 68507-2944 | Lancaster | NE04747 | Scrapped/Junked | 49039 | 1987 | RHEEM MANUFACTURING CO | CHWH - ASME/Fired Water Heater | BOILER ROOM | HWSD - Hot Water Dom/Potable | 6/30/2002
Kahoa Elementary School | 7700 Leighton Ave | Lincoln | NE | 68507-2944 | Lancaster | NE04749 | Scrapped/Junked | 49158 | 1987 | RHEEM MANUFACTURING CO | CHWH - ASME/Fired Water Heater | BOILER ROOM | HWSD - Hot Water Dom/Potable | 6/30/2002
Kahoa Elementary School | 7700 Leighton Ave | Lincoln | NE | 68507-2944 | Lancaster | NE05434 | Exempt 1999 LB-66 | 1947 | 1986 | AO SMITH | AHWH - ANSI/Fired Water Htr |  | HWSD - Hot Water Dom/Potable | 6/30/2000
Kahoa Elementary School | 7700 Leighton Ave | Lincoln | NE | 68507-2944 | Lancaster | NE32371 | Scrapped/Junked | N/A | 1971 | Kewanee | FTFB - Firetube-Firebox Boiler | BOILER ROOM | HWHT - Hot Water Heat | 2/28/2011
Kahoa Elementary School | 7700 Leighton Ave | Lincoln | NE | 68507-2944 | Lancaster | NE32372 | Scrapped/Junked | N/A | 1971 | Kewanee | FTFB - Firetube-Firebox Boiler | BOILER ROOM | HWHT - Hot Water Heat | 2/28/2011
AQUILA | 7701 O ST | LINCOLN | NE | 68520 | LANCASTER | NE14268 | Scrapped/Junked | 56276 | 1949 | AMES | FT - Firetube Boiler |  | STHT - Steam-Heat | 10/31/1999
AQUILA | 7701 O ST | LINCOLN | NE | 68520 | LANCASTER | NE14269 | Scrapped/Junked | 58549 | 1955 | AMES | FT - Firetube Boiler |  | STHT - Steam-Heat | 10/31/1999
AQUILA | 7701 O ST | LINCOLN | NE | 68520 | LANCASTER | NE14270 | Scrapped/Junked |  | 1951 | ORR & SEMBOWER | FT - Firetube Boiler |  | STHT - Steam-Heat | 10/31/1999
Cavett Elementary School | 7701 S 36th St | Lincoln | NE | 68516-5716 | Lancaster | NE05383 | Active | 8139 | 1994 | Les Inc/Aldrich Co | FTVT - Firetube Vertical TB | BOILER ROOM | GLYC - Glycol Bldg Heat Sys | 11/30/2026
Cavett Elementary School | 7701 S 36th St | Lincoln | NE | 68516-5716 | Lancaster | NE05384 | Active | 8141 | 1994 | Les Inc/Aldrich Co | FTVT - Firetube Vertical TB | BOILER ROOM | GLYC - Glycol Bldg Heat Sys | 11/30/2026
Cavett Elementary School | 7701 S 36th St | Lincoln | NE | 68516-5716 | Lancaster | NE05385 | Active | 8140 | 1994 | Les Inc/Aldrich Co | FTVT - Firetube Vertical TB | BOILER ROOM | GLYC - Glycol Bldg Heat Sys | 11/30/2026
Cavett Elementary School | 7701 S 36th St | Lincoln | NE | 68516-5716 | Lancaster | NE05386 | Active | 8138 | 1994 | Les Inc/Aldrich Co | FTVT - Firetube Vertical TB | BOILER ROOM | GLYC - Glycol Bldg Heat Sys | 11/30/2026
Cavett Elementary School | 7701 S 36th St | Lincoln | NE | 68516-5716 | Lancaster | NE05387 | Exempt 1999 LB-66 |  | 1994 | AO SMITH | AHWH - ANSI/Fired Water Htr |  | HWSD - Hot Water Dom/Potable | 6/30/2000
Cavett Elementary School | 7701 S 36th St | Lincoln | NE | 68516-5716 | Lancaster | NE05388 | Scrapped/Junked | 27391 | 1994 | AO SMITH | CHWH - ASME/Fired Water Heater | BOILER ROOM | HWSD - Hot Water Dom/Potable | 2/28/2005
LES Terry Bundy Generating Station | 7707 Bluff Rd | Lincoln | NE | 68517-9803 | Lancaster | NE02077 | Active | 730 | 2003 | Nooter/Eriksen | HRSG - Heat Recovery Stm Gen | Unit# 2 HP | POWR - Power Generation | 9/30/2026
LES Terry Bundy Generating Station | 7707 Bluff Rd | Lincoln | NE | 68517-9803 | Lancaster | NE02078 | Active | 731 | 2003 | Nooter/Eriksen | HRSG - Heat Recovery Stm Gen | Unit# 2 LP | POWR - Power Generation | 9/30/2026
LES Terry Bundy Generating Station | 7707 Bluff Rd | Lincoln | NE | 68517-9803 | Lancaster | NE02079 | Active | 732 | 2003 | Nooter/Eriksen | HRSG - Heat Recovery Stm Gen | Unit# 2 Preheater | FDPR - Feedwater Preheater | 9/30/2026
LES Terry Bundy Generating Station | 7707 Bluff Rd | Lincoln | NE | 68517-9803 | Lancaster | NE02080 | Active | 733 | 2003 | Nooter/Eriksen | HRSG - Heat Recovery Stm Gen | Unit# 3 HP | POWR - Power Generation | 9/30/2026
LES Terry Bundy Generating Station | 7707 Bluff Rd | Lincoln | NE | 68517-9803 | Lancaster | NE02081 | Active | 734 | 2003 | Nooter/Eriksen | HRSG - Heat Recovery Stm Gen | Unit# 3 LP | POWR - Power Generation | 9/30/2026
LES Terry Bundy Generating Station | 7707 Bluff Rd | Lincoln | NE | 68517-9803 | Lancaster | NE02082 | Active | 735 | 2003 | Nooter/Eriksen | HRSG - Heat Recovery Stm Gen | Unit# 3 Preheater | FDPR - Feedwater Preheater | 9/30/2026
LES Terry Bundy Generating Station | 7707 Bluff Rd | Lincoln | NE | 68517-9803 | Lancaster | NE02083 | Active | 4018 | 2002 | National Dynamics Co | WT - Water Tube Boiler | #2 Auxiliary Boiler | BSPW - Bldg Supply/Power Generate | 9/30/2026
LES Terry Bundy Generating Station | 7707 Bluff Rd | Lincoln | NE | 68517-9803 | Lancaster | NE02084 | Active | 4019 | 2002 | National Dynamics Co | WT - Water Tube Boiler | #1 Auxiliary Boiler | BSPW - Bldg Supply/Power Generate | 9/30/2026
LES Terry Bundy Generating Station | 7707 Bluff Rd | Lincoln | NE | 68517-9803 | Lancaster | NE02085 | Active | 4021 | 2002 | National Dynamics Co | ECON - Boiler Economizer | #2 Auxiliary Boiler Econ | ECON - Boiler Economizer | 9/30/2026
LES Terry Bundy Generating Station | 7707 Bluff Rd | Lincoln | NE | 68517-9803 | Lancaster | NE02086 | Active | 4022 | 2002 | National Dynamics Co | ECON - Boiler Economizer | #1 Auxiliary Boiler Econ | HPEC - High Pressure Economizer | 9/30/2026
Lux Middle School | 7800 High St | Lincoln | NE | 68506-3661 | Lancaster | NE05466 | Active | 8280 | 1995 | Les Inc/Aldrich Co | FTVT - Firetube Vertical TB | POD A | GLYC - Glycol Bldg Heat Sys | 11/30/2026
Lux Middle School | 7800 High St | Lincoln | NE | 68506-3661 | Lancaster | NE05467 | Active | 8279 | 1995 | Les Inc/Aldrich Co | FTVT - Firetube Vertical TB | POD A | GLYC - Glycol Bldg Heat Sys | 11/30/2026
Lux Middle School | 7800 High St | Lincoln | NE | 68506-3661 | Lancaster | NE05496 | Active | 8235 | 1995 | Les Inc/Aldrich Co | FTVT - Firetube Vertical TB | POD B | GLYC - Glycol Bldg Heat Sys | 11/30/2026
Lux Middle School | 7800 High St | Lincoln | NE | 68506-3661 | Lancaster | NE05497 | Active | 8238 | 1995 | Les Inc/Aldrich Co | FTVT - Firetube Vertical TB | POD B | GLYC - Glycol Bldg Heat Sys | 11/30/2026
Lux Middle School | 7800 High St | Lincoln | NE | 68506-3661 | Lancaster | NE05498 | Active | 8229 | 1995 | Les Inc/Aldrich Co | FTVT - Firetube Vertical TB | POD C | GLYC - Glycol Bldg Heat Sys | 11/30/2026
Lux Middle School | 7800 High St | Lincoln | NE | 68506-3661 | Lancaster | NE05499 | Active | 8231 | 1995 | Les Inc/Aldrich Co | FTVT - Firetube Vertical TB | POD C | GLYC - Glycol Bldg Heat Sys | 11/30/2026
Lux Middle School | 7800 High St | Lincoln | NE | 68506-3661 | Lancaster | NE05500 | Active | 8232 | 1995 | Les Inc/Aldrich Co | FTVT - Firetube Vertical TB | POD D | GLYC - Glycol Bldg Heat Sys | 11/30/2026
Lux Middle School | 7800 High St | Lincoln | NE | 68506-3661 | Lancaster | NE05501 | Active | 8230 | 1995 | Les Inc/Aldrich Co | FTVT - Firetube Vertical TB | POD D | GLYC - Glycol Bldg Heat Sys | 11/30/2026
Lux Middle School | 7800 High St | Lincoln | NE | 68506-3661 | Lancaster | NE05504 | Active | 8276 | 1995 | Les Inc/Aldrich Co | FTVT - Firetube Vertical TB | POD E | GLYC - Glycol Bldg Heat Sys | 11/30/2026
Lux Middle School | 7800 High St | Lincoln | NE | 68506-3661 | Lancaster | NE05505 | Active | 8277 | 1995 | Les Inc/Aldrich Co | FTVT - Firetube Vertical TB | POD E | GLYC - Glycol Bldg Heat Sys | 11/30/2026
ADM Refinery | 7800 Thayer St | Lincoln | NE | 68507-1082 | Lancaster | NE11861 | Scrapped/Junked | 42226 | 1980 | Eclipse | FT - Firetube Boiler | Boiler Room | HTEX - Heat Exchanger | 4/30/2007
ADM Refinery | 7800 Thayer St | Lincoln | NE | 68507-1082 | Lancaster | NE11862 | Inactive | 42073 | 1979 | Eclipse | WHTB - Waste Heat Boiler | H2 Gas Plant | PROC - Process Steam | 4/30/2012
ADM Refinery | 7800 Thayer St | Lincoln | NE | 68507-1082 | Lancaster | NE14673 | Inactive | 124 | 1999 | Alloy Fab | FTVT - Firetube Vertical TB | New Boiler Room | PROC - Process Steam | 4/30/2026
ADM Refinery | 7800 Thayer St | Lincoln | NE | 68507-1082 | Lancaster | NE19979 | Inactive | 13640 | 1979 | J.J. Finnigan | UFPV - Unfired Pressure Vessel | Refinery | 0001 - Desulfurizer | 9/30/2014
ADM Refinery | 7800 Thayer St | Lincoln | NE | 68507-1082 | Lancaster | NE19980 | Inactive | 13604 | 1979 | J.J. Finnigan | UFPV - Unfired Pressure Vessel | Refinery | 0001 - Desulfurizer | 9/30/2014
ADM Refinery | 7800 Thayer St | Lincoln | NE | 68507-1082 | Lancaster | NE19981 | Inactive | 0 | 1998 | Western Fab. | UFPV - Unfired Pressure Vessel | Refinery | 0004 - Absorber | 9/30/2014
ADM Refinery | 7800 Thayer St | Lincoln | NE | 68507-1082 | Lancaster | NE19982 | Inactive | 0 | 1998 | Western Fab. | UFPV - Unfired Pressure Vessel | Refinery | 0004 - Absorber | 9/30/2014
ADM Refinery | 7800 Thayer St | Lincoln | NE | 68507-1082 | Lancaster | NE19983 | Inactive | 0 | 1998 | Western Fab. | UFPV - Unfired Pressure Vessel | Refinery | 0004 - Absorber | 9/30/2014
ADM Refinery | 7800 Thayer St | Lincoln | NE | 68507-1082 | Lancaster | NE19984 | Inactive | 0 | 1998 | Western Fab. | UFPV - Unfired Pressure Vessel | Refinery | 0004 - Absorber | 9/30/2014
ADM Refinery | 7800 Thayer St | Lincoln | NE | 68507-1082 | Lancaster | NE23691 | Active | 9885 | 1997 | Fes | HTNK - Horizontal UFPV | Ammonia Compressor | 0035 - Ammonia Separator | 9/30/2026
ADM Refinery | 7800 Thayer St | Lincoln | NE | 68507-1082 | Lancaster | NE23692 | Active | 9886 | 1997 | Fes | HTNK - Horizontal UFPV | Ammonia Compressor | 0035 - Ammonia Separator | 9/30/2026
ADM Refinery | 7800 Thayer St | Lincoln | NE | 68507-1082 | Lancaster | NE23693 | Active | 9956 | 1997 | Fes | HTNK - Horizontal UFPV | Thermal Syphone Tank | 0017 - Ammonia Receiver | 9/30/2026
ADM Refinery | 7800 Thayer St | Lincoln | NE | 68507-1082 | Lancaster | NE23694 | Active | 9957 | 1997 | Fes | HTNK - Horizontal UFPV | Ammonia Receiver | 0017 - Ammonia Receiver | 9/30/2026
ADM Refinery | 7800 Thayer St | Lincoln | NE | 68507-1082 | Lancaster | NE23695 | Scrapped/Junked | 2183 | 2012 | CIRCLE H MFG | COND - Condenser | Ammonia System | COND - Condenser | 9/30/2018
ADM Refinery | 7800 Thayer St | Lincoln | NE | 68507-1082 | Lancaster | NE23696 | Active | 2523 | 2012 | Adm | HTNK - Horizontal UFPV | Ammonia System Surge Drum | 0017 - Ammonia Receiver | 9/30/2026
ADM Refinery | 7800 Thayer St | Lincoln | NE | 68507-1082 | Lancaster | NE24057 | Active | 47 | 1994 | Alloy Fabrication Co. | VTWT - Vert Watertube | Boiler Room | PROC - Process Steam | 9/30/2026
ADM Refinery | 7800 Thayer St | Lincoln | NE | 68507-1082 | Lancaster | NE24069 | Active | 1432 | 1998 | Adm | UTNK - Unfired Vertical Tank | HP Deodorizer Deck | HTEX - Heat Exchanger | 9/30/2026
ADM Refinery | 7800 Thayer St | Lincoln | NE | 68507-1082 | Lancaster | NE27017 | Active | 3018 | 2017 | Delta Tee International | HEXC - Heat Exchanger | NH3 System | 0035 - Ammonia Separator | 9/30/2027
ADM Soybean Extraction | 7800 Thayer St (Soybean) | Lincoln | NE | 68507-1082 | Lancaster | NE10902 | Active | 1458 | 1968 | Nebraska Boiler | WT - Water Tube Boiler | Cogen Boiler #2 | PROC - Process Steam | 4/30/2027
ADM Soybean Extraction | 7800 Thayer St (Soybean) | Lincoln | NE | 68507-1082 | Lancaster | NE10904 | Out of Service | 6617 | 1968 | Foster Wheeler | WT - Water Tube Boiler | Refinery Boiler Rm. | 0037 - Dowtherm Htxfr Fluid | 9/30/2010
ADM Soybean Extraction | 7800 Thayer St (Soybean) | Lincoln | NE | 68507-1082 | Lancaster | NE10921 | Active | 3851 | 1971 | Murray Iron Works | WT - Water Tube Boiler | Cogen | PROC - Process Steam | 4/30/2027
ADM Soybean Extraction | 7800 Thayer St (Soybean) | Lincoln | NE | 68507-1082 | Lancaster | NE11844 | Inactive | 22655 | 1958 | Union Iron Works | WT - Water Tube Boiler | Boiler Room | 0037 - Dowtherm Htxfr Fluid | 4/30/2014
ADM Soybean Extraction | 7800 Thayer St (Soybean) | Lincoln | NE | 68507-1082 | Lancaster | NE14596 | Inactive | 2 | 1986 | Asea-Stall | WT - Water Tube Boiler | Cogen | PROC - Process Steam | 4/30/2023
ADM Soybean Extraction | 7800 Thayer St (Soybean) | Lincoln | NE | 68507-1082 | Lancaster | NE19989 | Active | 3519 | 1989 | KenTube Economizer | ECON - Boiler Economizer | Cogen ON NE#10902 | ECON - Boiler Economizer | 4/30/2027
ADM Soybean Extraction | 7800 Thayer St (Soybean) | Lincoln | NE | 68507-1082 | Lancaster | NE19990 | Active | 3518 | 1989 | KenTube Economizer | ECON - Boiler Economizer | Cogen ON NE #10921 | ECON - Boiler Economizer | 4/30/2027
ADM Soybean Extraction | 7800 Thayer St (Soybean) | Lincoln | NE | 68507-1082 | Lancaster | NE42674 | Active | 1050 | 2022 | Victory | WT - Water Tube Boiler | Power House | BSPW - Bldg Supply/Power Generate | 5/31/2027
ADM Soybean Extraction | 7800 Thayer St (Soybean) | Lincoln | NE | 68507-1082 | Lancaster | NE44224 | Active | 23705 | 2019 | Hurst | FT - Firetube Boiler | Portable Boiler | PROC - Process Steam | 5/31/2026
Our Lady Of Guadalupe | 7880 W Denton Rd | Denton | NE | 68339-3091 | Lancaster | NE01526 | Active | 7717 | 1999 | Lochinvar | ELWH - Electric Water Heater | MECH ROOM 136 | HWSD - Hot Water Dom/Potable | 1/31/2027
Our Lady Of Guadalupe | 7880 W Denton Rd | Denton | NE | 68339-3091 | Lancaster | NE01527 | Active | 7895 | 2000 | Lochinvar | ELWH - Electric Water Heater | NORTH WING RM 005 | HWSD - Hot Water Dom/Potable | 1/31/2027
Our Lady Of Guadalupe | 7880 W Denton Rd | Denton | NE | 68339-3091 | Lancaster | NE01528 | Active | 7896 | 2000 | Lochinvar | ELWH - Electric Water Heater | NORTH WING RM 005 | HWSD - Hot Water Dom/Potable | 1/31/2027
Greenfield's Restaurant | 7900 S 87th St | Lincoln | NE | 68526-9300 | Lancaster | NE40134 | Scrapped/Junked | 100373 | 2005 | AOSF | CHWH - ASME/Fired Water Heater | BACK MECH ROOM | HWSD - Hot Water Dom/Potable | 5/31/2013
Dialysis Center Of Linc | 7910 O St | Lincoln | NE | 68510-2500 | Lancaster | NE00354 | Scrapped/Junked | 55726 | 2000 | AOSM | CHWH - ASME/Fired Water Heater | Mech Room | HWSD - Hot Water Dom/Potable | 10/31/2012
Dialysis Center Of Linc | 7910 O St | Lincoln | NE | 68510-2500 | Lancaster | NE40796 | Scrapped/Junked | 30014 | 1995 | AO SMITH | CHWH - ASME/Fired Water Heater | MECH ROOM | HWSD - Hot Water Dom/Potable | 9/30/2000
Swimtastic Swim School | 7911 Pioneers Blvd | Lincoln | NE | 68506-5962 | Lancaster | NE28302 | Active | 487990 | 2019 | Raypak | CPPH - Ansi Cpr Fin Pool Heater | Mechanical Room | IPHT - Indoor Pool Heater | 9/30/2026
Gray Manufacturing Company | 7960 N 56th St | Lincoln | NE | 68514-9732 | Lancaster | NE06080 | Active | N/A | 2004 | Pennco | CI - Cast Iron | NW CORNER | HWHF - Hot Water Heat-Floor | 9/30/2026
Sysco Corporation / Lincoln Poultry | 800 Cattail Rd | Lincoln | NE | 68521-3033 | Lancaster | NE07564 | Active | 8611 | 2006 | Lochinvar | WT - Water Tube Boiler | Warehouse | GLFH - Glycol Floor Heat System | 12/31/2025
APARTMENT BUILDING | 800 S 16th St | Lincoln | NE | 68508-3377 | LANCASTER | NE06098 | Inactive |  | 1920 | AMERICAN RADIATOR |  | BOILER ROOM | STHT - Steam-Heat | 1/1/1900
CMF Building | 800 S 24th St | Lincoln | NE | 68510-2915 | Lancaster | NE05845 | Scrapped/Junked |  | 1988 | AO SMITH | AHWH - ANSI/Fired Water Htr | O & M BLDG | HWSD - Hot Water Dom/Potable | 6/30/2000
CMF Building | 800 S 24th St | Lincoln | NE | 68510-2915 | Lancaster | NE10887 | Active | 12768 | 2003 | Les Inc/Aldrich Co | FTVT - Firetube Vertical TB | BOILER ROOM | GLYC - Glycol Bldg Heat Sys | 11/30/2026
CMF Building | 800 S 24th St | Lincoln | NE | 68510-2915 | Lancaster | NE10888 | Active | 12769 | 2003 | Les Inc/Aldrich Co | FTVT - Firetube Vertical TB | BOILER ROOM | GLYC - Glycol Bldg Heat Sys | 11/30/2026
CMF Building | 800 S 24th St | Lincoln | NE | 68510-2915 | Lancaster | NE30136 | Scrapped/Junked |  | 1957 | BROWNELL | FT - Firetube Boiler | BOILER ROOM | STHT - Steam-Heat | 6/30/2003
Huvepharma | 800 Westgate Blvd | Lincoln | NE | 68528-1560 | Lancaster | NE01976 | Out of Service | 1849 | 2004 | HURS | FTVT - Firetube Vertical TB | SOUTH MECH ROOM | PROC - Process Steam | 8/31/2012
Huvepharma | 800 Westgate Blvd | Lincoln | NE | 68528-1560 | Lancaster | NE01977 | Out of Service | 14713 | 2004 | PREC | ELBL - Electric Boiler | SOUTH MECH ROOM | PROC - Process Steam | 8/31/2012
Huvepharma | 800 Westgate Blvd | Lincoln | NE | 68528-1560 | Lancaster | NE25579 | Active | 20963 | 2015 | Hurst | FTNT - FT Vertical Tubeless | Boiler Room | PROC - Process Steam | 8/31/2026
Burlington Northern Santa Fe | 801 W O St | Lincoln | NE | 68528-1318 | Lancaster | NE07464 | Active | 112445 | 2006 | A.O. Smith | CHWH - ASME/Fired Water Heater | New B2 East Tank Farm | HWSD - Hot Water Dom/Potable | 9/30/2026
Burlington Northern Santa Fe | 801 W O St | Lincoln | NE | 68528-1318 | Lancaster | NE07465 | Scrapped/Junked | 112482 | 2006 | A O Smith | CHWH - ASME/Fired Water Heater | New B2 East Tank Farm | HWSD - Hot Water Dom/Potable | 9/13/2012
Burlington Northern Santa Fe | 801 W O St | Lincoln | NE | 68528-1318 | Lancaster | NE07473 | Out of Service | 34454 | 1980 | Kewanee | FT - Firetube Boiler | Cushman Building | HWHT - Hot Water Heat | 9/30/2020
Burlington Northern Santa Fe | 801 W O St | Lincoln | NE | 68528-1318 | Lancaster | NE10957 | Inactive | 18123 | 1952 | BABCOCK & WILCOX | WT - Water Tube Boiler | HAVELOCK SHOPS | POWR - Power Generation | 6/30/1990
Burlington Northern Santa Fe | 801 W O St | Lincoln | NE | 68528-1318 | Lancaster | NE10958 | Inactive | 18124 | 1952 | BABCOCK & WILCOX | WT - Water Tube Boiler | HAVELOCK SHOPS | POWR - Power Generation | 6/30/1990
Burlington Northern Santa Fe | 801 W O St | Lincoln | NE | 68528-1318 | Lancaster | NE10960 | Inactive | 18125 | 1952 | BABCOCK & WILCOX | WT - Water Tube Boiler | HAVELOCK SHOPS | POWR - Power Generation | 6/30/1990
Burlington Northern Santa Fe | 801 W O St | Lincoln | NE | 68528-1318 | Lancaster | NE10963 | Inactive | 4613 | 1960 | CONTINENTAL | FT - Firetube Boiler | DIESEL SHOP | PROC - Process Steam | 9/30/2000
Burlington Northern Santa Fe | 801 W O St | Lincoln | NE | 68528-1318 | Lancaster | NE10964 | Inactive | 4612 | 1960 | CONTINENTAL | FT - Firetube Boiler | BOILER HOUSE | PROC - Process Steam | 9/30/2000
Burlington Northern Santa Fe | 801 W O St | Lincoln | NE | 68528-1318 | Lancaster | NE10965 | Inactive | 6752 | 1963 | CONTINENTAL | FT - Firetube Boiler | BOILER HOUSE | STHT - Steam-Heat | 9/30/2000
Burlington Northern Santa Fe | 801 W O St | Lincoln | NE | 68528-1318 | Lancaster | NE10966 | Inactive | 6753 | 1963 | CONTINENTAL | FT - Firetube Boiler | BOILER HOUSE | STHT - Steam-Heat | 9/30/2000
Burlington Northern Santa Fe | 801 W O St | Lincoln | NE | 68528-1318 | Lancaster | NE19332 | Out of Service | 5272 | 1998 | Hurst Boiler & Welding | FT - Firetube Boiler | B1 East | GLFH - Glycol Floor Heat System | 9/30/2016
Burlington Northern Santa Fe | 801 W O St | Lincoln | NE | 68528-1318 | Lancaster | NE19333 | Out of Service | 4732 | 1998 | Hurst Boiler & Welding | FT - Firetube Boiler | B1 West | GLFH - Glycol Floor Heat System | 9/30/2026
Burlington Northern Santa Fe | 801 W O St | Lincoln | NE | 68528-1318 | Lancaster | NE19334 | Scrapped/Junked | 137262 | 1997 | Raytherm/Raypak | WT - Water Tube Boiler | B2 West | HWHT - Hot Water Heat | 9/30/2019
Burlington Northern Santa Fe | 801 W O St | Lincoln | NE | 68528-1318 | Lancaster | NE19335 | Scrapped/Junked | 137263 | 1997 | Raytherm/Raypak | WT - Water Tube Boiler | B2West | HWHT - Hot Water Heat | 9/30/2019
Burlington Northern Santa Fe | 801 W O St | Lincoln | NE | 68528-1318 | Lancaster | NE22136 | Scrapped/Junked | 163032 | 2011 | A O Smith | CHWH - ASME/Fired Water Heater | New B2 East Tank Farm | HWSD - Hot Water Dom/Potable | 9/30/2019
Burlington Northern Santa Fe | 801 W O St | Lincoln | NE | 68528-1318 | Lancaster | NE22446 | Active | 7912 | 2000 | Hurst Boiler & Welding | FT - Firetube Boiler | Powerhouse | STHT - Steam-Heat | 5/31/2026
Burlington Northern Santa Fe | 801 W O St | Lincoln | NE | 68528-1318 | Lancaster | NE22447 | Active | 7695 | 2000 | Hurst Boiler & Welding | FT - Firetube Boiler | Powerhouse | STHT - Steam-Heat | 5/31/2026
Burlington Northern Santa Fe | 801 W O St | Lincoln | NE | 68528-1318 | Lancaster | NE22448 | Active | 7913 | 2000 | Hurst Boiler & Welding | FT - Firetube Boiler | Powerhouse | STHT - Steam-Heat | 9/30/2026
Burlington Northern Santa Fe | 801 W O St | Lincoln | NE | 68528-1318 | Lancaster | NE22449 | Active | 7914 | 2000 | Hurst Boiler & Welding | FT - Firetube Boiler | Powerhouse | STHT - Steam-Heat | 9/30/2026
Burlington Northern Santa Fe | 801 W O St | Lincoln | NE | 68528-1318 | Lancaster | NE28489 | Active | 252770 | 2019 | A O Smith | CHWH - ASME/Fired Water Heater | New B2 East Tank Farm | HWSD - Hot Water Dom/Potable | 9/30/2026
Burlington Northern Santa Fe | 801 W O St | Lincoln | NE | 68528-1318 | Lancaster | NE28732 | Active | 149668 | 2019 | PVI Industries | CHWH - ASME/Fired Water Heater | B2 | HWSD - Hot Water Dom/Potable | 9/30/2026
Burlington Northern Santa Fe | 801 W O St | Lincoln | NE | 68528-1318 | Lancaster | NE28733 | Active | 149706 | 2019 | PVI Industries | CHWH - ASME/Fired Water Heater | B2 | HWSD - Hot Water Dom/Potable | 9/30/2026
Lincoln Regional Center | 801 W Prospector Pl | Lincoln | NE | 68522-1970 | Lancaster | NE01293 | Scrapped/Junked | 1520 | 1971 | NEBC | WT - Water Tube Boiler | BOILER HOUSE | PROC - Process Steam | 9/30/2013
Lincoln Regional Center | 801 W Prospector Pl | Lincoln | NE | 68522-1970 | Lancaster | NE01388 | Active | 36603 | 1982 | Kewanee | FTSM - FTS Marine Dry Back | BLDG 11, #2 | BSUP - Bldg Heat & Process | 9/30/2025
Lincoln Regional Center | 801 W Prospector Pl | Lincoln | NE | 68522-1970 | Lancaster | NE01389 | Active | 36658 | 1982 | Kewanee | FTSM - FTS Marine Dry Back | Boiler House, #3 | BSUP - Bldg Heat & Process | 1/31/2026
Lincoln Regional Center | 801 W Prospector Pl | Lincoln | NE | 68522-1970 | Lancaster | NE01390 | Active | 36582 | 1982 | Kewanee | FTWB - FTS Marine Wet Back | Boiler House, #4 | STHT - Steam-Heat | 1/31/2026
Lincoln Regional Center | 801 W Prospector Pl | Lincoln | NE | 68522-1970 | Lancaster | NE25587 | Active | 21147 | 2016 | Hurst | FTWB - FTS Marine Wet Back | Boiler House, #1 | BSUP - Bldg Heat & Process | 1/31/2026
VACANT BLDG | 803 Q St | Lincoln | NE | 68508-1397 | LANCASTER | NE40454 | Inactive | 37383 | 1997 | AO SMITH | CHWH - ASME/Fired Water Heater | KITCHEN | HWSD - Hot Water Dom/Potable | 4/30/2006
KOLN TV Station | 805 N 40th St | Lincoln | NE | 68503-2802 | Lancaster | NE11670 | Active | 61210 | 1988 | Raypak | CPFT - Horiz Cpr Fin Boiler | BOILER ROOM | HWHT - Hot Water Heat | 9/30/2026
Minuet Apartments | 805 S 18th St | Lincoln | NE | 68508-3418 | Lancaster | NE04134 | Scrapped/Junked |  | 1969 | AMERICAN STANDARD |  | MINUET APTS | STHT - Steam-Heat | 12/31/1998
Minuet Apartments | 805 S 18th St | Lincoln | NE | 68508-3418 | Lancaster | NE24385 | Active | N/A | 1998 | Peerless | CI - Cast Iron | BASEMENT | STHT - Steam-Heat | 2/28/2026
STETTINGER ENTERPRISES | 805-25 M ST | LINCOLN | NE | 68508-2233 | LANCASTER | NE30612 | Inactive | 5299 | 1971 | LOCHINVAR | CPFT - Horiz Cpr Fin Boiler |  | HWHT - Hot Water Heat | 12/31/1993
Marriott Courtyard | 808 R St | Lincoln | NE | 68508-1520 | Lancaster | NE22172 | Active | 133601 | 2012 | PVI Industries | CHWH - ASME/Fired Water Heater | Boiler Room | HWSD - Hot Water Dom/Potable | 3/31/2028
Marriott Courtyard | 808 R St | Lincoln | NE | 68508-1520 | Lancaster | NE22173 | Active | 133600 | 2012 | PVI Industries | CHWH - ASME/Fired Water Heater | Boiler Room | HWSD - Hot Water Dom/Potable | 3/31/2028
Marriott Courtyard | 808 R St | Lincoln | NE | 68508-1520 | Lancaster | NE22174 | Active | 133602 | 2012 | PVI Industries | CHWH - ASME/Fired Water Heater | Boiler Room | HWSD - Hot Water Dom/Potable | 3/31/2028
Marriott Courtyard | 808 R St | Lincoln | NE | 68508-1520 | Lancaster | NE22175 | Active | 133520 | 2012 | PVI Industries | FTVT - Firetube Vertical TB | Boiler Room | GLYC - Glycol Bldg Heat Sys | 3/31/2027
Marriott Courtyard | 808 R St | Lincoln | NE | 68508-1520 | Lancaster | NE23476 | Active | 133521 | 2012 | PVI Industries | FTVT - Firetube Vertical TB | Boiler Room | GLYC - Glycol Bldg Heat Sys | 3/31/2027
Haymarket Square | 809 P St | Lincoln | NE | 68508-1390 | Lancaster | NE09517 | Active | 37545 | 2002 | Aerco International | FTVT - Firetube Vertical TB | BOILER ROOM | HWHT - Hot Water Heat | 11/30/2026
Haymarket Square | 809 P St | Lincoln | NE | 68508-1390 | Lancaster | NE16378 | Scrapped/Junked |  | 1925 | HEGGIE | FTFB - Firetube-Firebox Boiler | BOILER ROOM | STHT - Steam-Heat | 11/30/2002
District Energy Corp | 815 Pioneers Blvd | Lincoln | NE | 68502-5337 | Lancaster | NE28287 | Active | 10952 | 2018 | Vapor Corp | FFSG - Force Flow Steam Generator | Boiler House | STHT - Steam-Heat | 9/30/2026
District Energy Corp | 815 Pioneers Blvd | Lincoln | NE | 68502-5337 | Lancaster | NE28288 | Active | 10957 | 2018 | Vapor Corp | FFSG - Force Flow Steam Generator | Boiler House | STHT - Steam-Heat | 9/30/2026
District Energy Corp | 815 Pioneers Blvd | Lincoln | NE | 68502-5337 | Lancaster | NE28289 | Active | 10956 | 2018 | Vapor Corp | FFSG - Force Flow Steam Generator | Boiler House | STHT - Steam-Heat | 9/30/2026
District Energy Corp | 815 Pioneers Blvd | Lincoln | NE | 68502-5337 | Lancaster | NE28290 | Active | 10955 | 2018 | Vapor Corp | FFSG - Force Flow Steam Generator | Boiler House | STHT - Steam-Heat | 9/30/2026
McPhee Elementary School | 820 S 15Th St | Lincoln | NE | 68508-3313 | Lancaster | NE04753 | Scrapped/Junked | 49623 | 1987 | RHEEM | CHWH - ASME/Fired Water Heater | BOILER ROOM | HWSD - Hot Water Dom/Potable | 2/28/2012
McPhee Elementary School | 820 S 15Th St | Lincoln | NE | 68508-3313 | Lancaster | NE05419 | Exempt 1999 LB-66 |  | 1990 | RUUD | AHWH - ANSI/Fired Water Htr |  | HWSD - Hot Water Dom/Potable | 6/30/2000
McPhee Elementary School | 820 S 15Th St | Lincoln | NE | 68508-3313 | Lancaster | NE30275 | Scrapped/Junked | N/A | 1965 | Kewanee | FTFB - Firetube-Firebox Boiler | BOILER ROOM | HWHT - Hot Water Heat | 2/28/2012
McPhee Elementary School | 820 S 15Th St | Lincoln | NE | 68508-3313 | Lancaster | NE30276 | Scrapped/Junked | N/A | 1965 | Kewanee | FTFB - Firetube-Firebox Boiler | BOILER ROOM | HWHT - Hot Water Heat | 2/28/2012
KLEIN'S BUILDING | 821 S 11th St | Lincoln | NE | 68508-3211 | LANCASTER | NE09734 | Inactive | 32190 | 1976 | PM LATTNER MFR COMPANY | COBL - Coil Type Boiler | BASEMENT | PROC - Process Steam | 3/31/2003
KLEIN'S BUILDING | 821 S 11th St | Lincoln | NE | 68508-3211 | LANCASTER | NE09735 | Inactive | 30046 | 1972 | PM LATTNER MFR COMPANY | COBL - Coil Type Boiler | BASEMENT | PROC - Process Steam | 1/1/1900
Sonata Apartments | 821 S 18th St | Lincoln | NE | 68508-3421 | Lancaster | NE04740 | Scrapped/Junked |  | 1980 | WEIL MCLAIN |  | BOILER ROOM | STHT - Steam-Heat | 11/30/2001
Sonata Apartments | 821 S 18th St | Lincoln | NE | 68508-3421 | Lancaster | NE08645 | Scrapped/Junked | na | 2000 | Peerless | CI - Cast Iron | BASEMENT | STHT - Steam-Heat | 11/30/2020
Sonata Apartments | 821 S 18th St | Lincoln | NE | 68508-3421 | Lancaster | NE41414 | Active | N/A | 2021 | Slant Fin | CI - Cast Iron | Basement Boiler Room | STHT - Steam-Heat | 11/30/2026
Sonata Apartments | 821 S 18th St | Lincoln | NE | 68508-3421 | Lancaster | NE41415 | Active | N/A | 2021 | Slant Fin | CI - Cast Iron | Basement Boiler Room | STHT - Steam-Heat | 11/30/2026
Color Court | 825 M St | Lincoln | NE | 68508-2246 | Lancaster | NE18763 | Active | 73062 | 2008 | Laars | COBL - Coil Type Boiler | Basement | HWHT - Hot Water Heat | 9/30/2026
Color Court | 825 M St | Lincoln | NE | 68508-2246 | Lancaster | NE37206 | Scrapped/Junked |  | 1978 | BRYN | CI - Cast Iron | BOILER ROOM | HWHT - Hot Water Heat | 12/31/2006
Apartment Building | 825 Washington St | Lincoln | NE | 68502-2123 | Lancaster | NE09652 | Active | N/A | 1965 | Peerless | CI - Cast Iron | BASEMENT | HWHT - Hot Water Heat | 1/31/2026
G Force Car Wash | 8250 Williamson Dr | Lincoln | NE | 68516-7735 | Lancaster | NE06415 | Inactive | 00174163 | 2005 | Lochinvar | CPFT - Horiz Cpr Fin Boiler | MECH ROOM | HWHF - Hot Water Heat-Floor | 4/30/2025
G Force Car Wash | 8250 Williamson Dr | Lincoln | NE | 68516-7735 | Lancaster | NE06416 | Active | 00175135 | 2005 | Lochinvar | CPFH - Copper Fin Water Heater | MECH ROOM | HWSP - Hot Water Non Potable Supply | 4/30/2027
G Force Car Wash | 8250 Williamson Dr | Lincoln | NE | 68516-7735 | Lancaster | NE42831 | Active | 7500 | 2023 | NTI | COWH - Coil Type Water Heater | Mechanical room | GLFH - Glycol Floor Heat System | 4/30/2024
G Force Car Wash | 8250 Williamson Dr | Lincoln | NE | 68516-7735 | Lancaster | NE42832 | Active | 6284 | 2023 | NTI | COWH - Coil Type Water Heater | Mechanical room | GLFH - Glycol Floor Heat System | 4/30/2024
JJ Hooligans/Speedway Properties | 826 P St | Lincoln | NE | 68508-1328 | Lancaster | NE05963 | Scrapped/Junked | 75161 | 2003 | AOSM | CHWH - ASME/Fired Water Heater | BASEMENT | HWSD - Hot Water Dom/Potable | 12/31/2011
JJ Hooligans/Speedway Properties | 826 P St | Lincoln | NE | 68508-1328 | Lancaster | NE05964 | Scrapped/Junked | 72226 | 2002 | AOSC | CHWH - ASME/Fired Water Heater | BASEMENT | HWSD - Hot Water Dom/Potable | 12/31/2017
JJ Hooligans/Speedway Properties | 826 P St | Lincoln | NE | 68508-1328 | Lancaster | NE05965 | Exempt | 131093 | 2001 | MVE/CHART IND | UTNK - Unfired Vertical Tank | KITCHEN | 0041 - CO2 Dispensing | 12/31/2006
JJ Hooligans/Speedway Properties | 826 P St | Lincoln | NE | 68508-1328 | Lancaster | NE17976 | Scrapped/Junked | 134742 | 2009 | AOSM | CHWH - ASME/Fired Water Heater | BASEMENT | HWSD - Hot Water Dom/Potable | 12/31/2020
JJ Hooligans/Speedway Properties | 826 P St | Lincoln | NE | 68508-1328 | Lancaster | NE21541 | Scrapped/Junked | 35812 | 1996 | AO SMITH | CHWH - ASME/Fired Water Heater | BASEMENT | HWSD - Hot Water Dom/Potable | 6/30/2004
JJ Hooligans/Speedway Properties | 826 P St | Lincoln | NE | 68508-1328 | Lancaster | NE21542 | Scrapped/Junked | 35396 | 1996 | AO SMITH | CHWH - ASME/Fired Water Heater | BASEMENT | HWSD - Hot Water Dom/Potable | 6/30/2004
JJ Hooligans/Speedway Properties | 826 P St | Lincoln | NE | 68508-1328 | Lancaster | NE27430 | Active | 209182 | 2015 | AO SMITH | CHWH - ASME/Fired Water Heater | BASEMENT | HWSD - Hot Water Dom/Potable | 12/31/2026
Foreman Apartments | 828 S 16th St | Lincoln | NE | 68508-3379 | Lancaster | NE09776 | Scrapped/Junked | N/A | 1985 | Peerless | CI - Cast Iron | BASEMENT MECH ROOM | STHT - Steam-Heat | 2/28/2015
Apartment Building - Maranville | 829 S 13th St | Lincoln | NE | 68508-3221 | Lancaster | NE09978 | Scrapped/Junked | N/A | 1960 | American Standard | CI - Cast Iron | BASEMENT | HWHT - Hot Water Heat | 9/30/2017
Apartment Building - Maranville | 829 S 13th St | Lincoln | NE | 68508-3221 | Lancaster | NE27289 | Active | 255271 | 2017 | Lochinvar | FTVT - Firetube Vertical TB | Basement | HWDP - Hotwater Heat & Dom Supply | 11/30/2026
Eastridge Pool | 830 Sunrise Rd | Lincoln | NE | 68510-4043 | Lancaster | NE01754 | Scrapped/Junked | 46789 | 1984 | TELEDYNE LAARS | CPFT - Horiz Cpr Fin Boiler | MECH ROOM | OPHT - Outdoor Pool Heater | 6/30/2005
Eastridge Pool | 830 Sunrise Rd | Lincoln | NE | 68510-4043 | Lancaster | NE02313 | Scrapped/Junked | 165745 | 2004 | Lochinvar | CPFH - Copper Fin Water Heater | MECH ROOM | OPHT - Outdoor Pool Heater | 6/30/2016
Eastridge Pool | 830 Sunrise Rd | Lincoln | NE | 68510-4043 | Lancaster | NE26308 | Active | 293111 | 2016 | Lochinvar | CPFH - Copper Fin Water Heater | MECH ROOM | OPHT - Outdoor Pool Heater | 6/30/2026
CAMPBELL'S NURSERY & | 8301 HOLDREGE | LINCOLN | NE | 68516 | LANCASTER | NE15604 | Scrapped/Junked | 46469 | 1994 | TELEDYNE LAARS | CPFT - Horiz Cpr Fin Boiler |  | HWHT - Hot Water Heat | 11/30/1998
Cornhusker Bank | 8310 O St | Lincoln | NE | 68510-2634 | Lancaster | NE25589 | Active | 191954 | 2015 | Lochinvar | FTVT - Firetube Vertical TB | Basement | GLYC - Glycol Bldg Heat Sys | 11/30/2026
Cornhusker Bank | 8310 O St | Lincoln | NE | 68510-2634 | Lancaster | NE25590 | Active | 197470 | 2016 | Lochinvar | FTVT - Firetube Vertical TB | Basement | GLYC - Glycol Bldg Heat Sys | 11/30/2026
Rockledge Oak Apts | 8320 Rockledge Rd | Lincoln | NE | 68506-7369 | Lancaster | NE10108 | Out of Service | 266016 | 2007 | Raypak | CPFH - Copper Fin Water Heater | POOL HOUSE | SPAJ - Spa/Jacuzzi Heater | 5/31/2023
Apartment Building | 833 S 13th St | Lincoln | NE | 68508-3222 | Lancaster | NE02572 | Out of Service | 9194 | 2004 | HTPI | COBL - Coil Type Boiler | BASEMENT | HWHT - Hot Water Heat | 11/30/3019
Somerset Apartments | 8341 Karl Ridge Rd | Lincoln | NE | 68506-4174 | Lancaster | NE41592 | Active | 538238 | 2022 | Raypak | CPPH - Ansi Cpr Fin Pool Heater | Pool Mech Room | OPHT - Outdoor Pool Heater | 6/30/2026
Paramount Linen & Uniform Rental | 835 S 27th St | Lincoln | NE | 68510-3107 | Lancaster | NE03301 | Out of Service | 1232 | 1962 | NEBC | WT - Water Tube Boiler | BOILER ROOM | PROC - Process Steam | 3/31/2021
Tornado Car Wash | 8350 Leighton Ave | Lincoln | NE | 68507-3402 | Lancaster | NE02570 | Scrapped/Junked | 00166086 | 2004 | Lochinvar | CPFH - Copper Fin Water Heater | MECH ROOM | HWSP - Hot Water Non Potable Supply | 12/31/2021
Tornado Car Wash | 8350 Leighton Ave | Lincoln | NE | 68507-3402 | Lancaster | NE02571 | Active | 00167978 | 2004 | Lochinvar | CPFT - Horiz Cpr Fin Boiler | MECH ROOM | HWHF - Hot Water Heat-Floor | 12/31/2025
NMPP Energy | 8377 Glynoaks Dr | Lincoln | NE | 68516-6304 | Lancaster | NE22263 | Active | 193466 | 2011 | CAMUS | WTSS - Watertube SS Steel | Basement | HHHP - Hotwater Heat & Heat Pump | 8/31/2026
UNL Abel-Sandoz Dining Hall | 840 N 17th St | Lincoln | NE | 68508-1215 | Lancaster | NE17557 | Active | 17759 | 2009 | Aldrich | FTVT - Firetube Vertical TB | Boiler Room | HWHT - Hot Water Heat | 1/31/2027
UNL Abel-Sandoz Dining Hall | 840 N 17th St | Lincoln | NE | 68508-1215 | Lancaster | NE17558 | Active | 17760 | 2009 | Aldrich | FTVT - Firetube Vertical TB | Basement Boiler Room | HWHT - Hot Water Heat | 1/31/2027
UNL Abel-Sandoz Dining Hall | 840 N 17th St | Lincoln | NE | 68508-1215 | Lancaster | NE17559 | Active | 17761 | 2009 | Aldrich | FTVT - Firetube Vertical TB | Basement Boiler Room | HWHT - Hot Water Heat | 1/31/2027
First Presby #0000004396 | 840 S 17th St | Lincoln | NE | 68508-3411 | Lancaster | NE04258 | Scrapped/Junked |  | 1985 | PEER | CI - Cast Iron | BOILER ROOM | STHT - Steam-Heat | 6/30/2009
First Presby #0000004396 | 840 S 17th St | Lincoln | NE | 68508-3411 | Lancaster | NE04259 | Scrapped/Junked |  | 1966 | KEWA | FTSM - FTS Marine Dry Back | BOILER ROOM | STHT - Steam-Heat | 6/30/2009
First Presby #0000004396 | 840 S 17th St | Lincoln | NE | 68508-3411 | Lancaster | NE17513 | Active | n/a | 2009 | Patterson Kelley | CALU - Cast Aluminum | Furnace Room | HWHT - Hot Water Heat | 6/30/2026
First Presby #0000004396 | 840 S 17th St | Lincoln | NE | 68508-3411 | Lancaster | NE17514 | Active | n/a | 2009 | Patterson Kelley | CALU - Cast Aluminum | Furnace Room | HWHT - Hot Water Heat | 6/30/2025
First Presby #0000004396 | 840 S 17th St | Lincoln | NE | 68508-3411 | Lancaster | NE20120 | Scrapped/Junked | 21824 | 1993 | AOSM | CHWH - ASME/Fired Water Heater | KITCHEN | HWSD - Hot Water Dom/Potable | 6/30/2013
Casey's General Store | 8411 Windmill Dr | Lincoln | NE | 68507-3208 | Lancaster | NE24078 | Active | 232486 | 2012 | Lochinvar/Giannoni | WTSS - Watertube SS Steel | Carwash Mech. Rm. | GLFH - Glycol Floor Heat System | 12/31/2026
JetSplash Car Wash | 8420 Eiger Dr | Lincoln | NE | 68526 | Lancaster | NE27465 | Active | 401274 | 2017 | Lochinvar | WTSS - Watertube SS Steel | MECH ROOM | HWSP - Hot Water Non Potable Supply | 12/31/2026
JetSplash Car Wash | 8420 Eiger Dr | Lincoln | NE | 68526 | Lancaster | NE27466 | Active | 254343 | 2017 | Lochinvar | FTVT - Firetube Vertical TB | MECH ROOM | HWHF - Hot Water Heat-Floor | 12/31/2026
JetSplash Car Wash | 8420 Eiger Dr | Lincoln | NE | 68526 | Lancaster | NE27467 | Active | 119543 | 2019 | Lochinvar | FTVT - Firetube Vertical TB | MECH ROOM | HWHF - Hot Water Heat-Floor | 12/31/2026
Stone Ridge Estates | 8450 Hollynn Ln | Lincoln | NE | 68512-9546 | Lancaster | NE06422 | Inactive | 217425 | 2004 | Raypak | CPFH - Copper Fin Water Heater | MECH ROOM | OPHT - Outdoor Pool Heater | 6/30/2019
Stone Ridge Estates | 8450 Hollynn Ln | Lincoln | NE | 68512-9546 | Lancaster | NE06423 | Scrapped/Junked | 216729 | 2004 | Raypak | CPFH - Copper Fin Water Heater | MECH ROOM | SPAJ - Spa/Jacuzzi Heater | 6/30/2019
Fairfield Inn & Suites | 8455 Andermatt Dr | Lincoln | NE | 68526-9672 | Lancaster | NE26247 | Active | 403575 | 2015 | Raypak | CPPH - Ansi Cpr Fin Pool Heater | Pool Mech. Room | HWSD - Hot Water Dom/Potable | 2/28/2027
Fairfield Inn & Suites | 8455 Andermatt Dr | Lincoln | NE | 68526-9672 | Lancaster | NE27447 | Active | 207976 | 2015 | A O Smith | CHWH - ASME/Fired Water Heater | Basement Mech. Rm | HWSD - Hot Water Dom/Potable | 2/28/2027
Fairfield Inn & Suites | 8455 Andermatt Dr | Lincoln | NE | 68526-9672 | Lancaster | NE27448 | Active | 195404 | 2014 | A O Smith | CHWH - ASME/Fired Water Heater | Basement Mech. Rm | HWSD - Hot Water Dom/Potable | 2/28/2027
Fairfield Inn & Suites | 8455 Andermatt Dr | Lincoln | NE | 68526-9672 | Lancaster | NE27449 | Active | 208343 | 2015 | A O Smith | CHWH - ASME/Fired Water Heater | Basement Mech. Rm | HWSD - Hot Water Dom/Potable | 2/28/2027
The Mirada - Apartment Complex | 8455 Cody Dr | Lincoln | NE | 68512-3743 | Lancaster | NE27497 | Active | 221548 | 2016 | Lochinvar | FTVT - Firetube Vertical TB | Pool Mech Room | GLFH - Glycol Floor Heat System | 5/31/2027
The Mirada - Apartment Complex | 8455 Cody Dr | Lincoln | NE | 68512-3743 | Lancaster | NE27498 | Inactive | 255219 | 2017 | Jandy | CPPH - Ansi Cpr Fin Pool Heater | Pool Mech Room | IPHT - Indoor Pool Heater | 5/31/2025
The Mirada - Apartment Complex | 8455 Cody Dr | Lincoln | NE | 68512-3743 | Lancaster | NE27499 | Out of Service | 255220 | 2017 | Jandy | CPPH - Ansi Cpr Fin Pool Heater | Pool Mech Room | IPHT - Indoor Pool Heater | 5/31/2023
One Hour Martinizing | 8481 Park Dr | Lincoln | NE |  | Lancaster | NE04588 | Inactive | 1070 | 1981 | Williams & Davis Boilers | FT - Firetube Boiler |  | PROC - Process Steam | 9/30/1991
Residence Inn | 850 R St | Lincoln | NE | 68508 | Lancaster | NE43334 | Active | 31181 | 2024 | Intellihot | WTSS - Watertube SS Steel | Boiler Room | HWSD - Hot Water Dom/Potable | 4/30/2027
Residence Inn | 850 R St | Lincoln | NE | 68508 | Lancaster | NE43335 | Active | 31187 | 2024 | Intellihot | WTSS - Watertube SS Steel | Boiler Room | HWSD - Hot Water Dom/Potable | 4/30/2027
Residence Inn | 850 R St | Lincoln | NE | 68508 | Lancaster | NE43336 | Active | 31188 | 2024 | Intellihot | WTSS - Watertube SS Steel | Boiler Room | HWSD - Hot Water Dom/Potable | 4/30/2027
Residence Inn | 850 R St | Lincoln | NE | 68508 | Lancaster | NE43337 | Active | 31076 | 2024 | Intellihot | WTSS - Watertube SS Steel | Boiler Room | HWSD - Hot Water Dom/Potable | 4/30/2027
Residence Inn | 850 R St | Lincoln | NE | 68508 | Lancaster | NE43338 | Active | 31071 | 2024 | Intellihot | WTSS - Watertube SS Steel | Boiler Room | HWSD - Hot Water Dom/Potable | 4/30/2027
Residence Inn | 850 R St | Lincoln | NE | 68508 | Lancaster | NE43339 | Active | 31078 | 2024 | Intellihot | WTSS - Watertube SS Steel | Boiler Room | HWSD - Hot Water Dom/Potable | 4/30/2027
Residence Inn | 850 R St | Lincoln | NE | 68508 | Lancaster | NE43340 | Active | 30952 | 2024 | Intellihot | WTSS - Watertube SS Steel | Laundry Room | HWSD - Hot Water Dom/Potable | 4/30/2027
JetSplash Car Wash | 851 W O St | Lincoln | NE | 68528-1318 | Lancaster | NE43125 | Active | 461817 | 2024 | Lochinvar | FTVT - Firetube Vertical TB | Boiler Room | GLFH - Glycol Floor Heat System | 12/31/2026
JetSplash Car Wash | 851 W O St | Lincoln | NE | 68528-1318 | Lancaster | NE43126 | Active | 468161 | 2024 | Lochinvar | FTVT - Firetube Vertical TB | Boiler Room | GLFH - Glycol Floor Heat System | 12/31/2026
JetSplash Car Wash | 851 W O St | Lincoln | NE | 68528-1318 | Lancaster | NE43127 | Active | 611585 | 2024 | Lochinvar | CPFT - Horiz Cpr Fin Boiler | Boiler Room | HWHT - Hot Water Heat | 12/31/2024
Calvin Olson | 8520 Arrow Head Cir | Lincoln | NE | 68520-1112 | Lancaster | NE05724 | Exempt | 9372 | 1997 | ALDRICH/LES | FTFB - Firetube-Firebox Boiler | BOILER ROOM | HWSD - Hot Water Dom/Potable | 2/28/2006
Park Middle School | 855 S 8th St | Lincoln | NE | 68508-3183 | Lancaster | NE16641 | Scrapped/Junked | 11068 | 1990 | Superior Boiler Works | FT - Firetube Boiler | BOILER ROOM | HWHT - Hot Water Heat | 4/30/2022
Park Middle School | 855 S 8th St | Lincoln | NE | 68508-3183 | Lancaster | NE16642 | Scrapped/Junked | 10869 | 1990 | Superior Boiler Works | FT - Firetube Boiler | BOILER ROOM | HWHT - Hot Water Heat | 4/30/2022
Park Middle School | 855 S 8th St | Lincoln | NE | 68508-3183 | Lancaster | NE16643 | Scrapped/Junked | 11069 | 1990 | Superior Boiler Works | FT - Firetube Boiler | BOILER ROOM | HWHT - Hot Water Heat | 4/30/2022
Park Middle School | 855 S 8th St | Lincoln | NE | 68508-3183 | Lancaster | NE16644 | Scrapped/Junked | 12127 | 1991 | AO SMITH | CHWH - ASME/Fired Water Heater | BOILER ROOM | HWSD - Hot Water Dom/Potable | 6/30/2002
Park Middle School | 855 S 8th St | Lincoln | NE | 68508-3183 | Lancaster | NE16645 | Scrapped/Junked | 10596 | 1990 | AO SMITH | COBL - Coil Type Boiler | BOILER ROOM | HWSD - Hot Water Dom/Potable | 4/30/2017
Park Middle School | 855 S 8th St | Lincoln | NE | 68508-3183 | Lancaster | NE16799 | Inactive | 19959 | 1989 | AERCO INTERNATIONAL | WT - Water Tube Boiler | BOILER ROOM | HWSD - Hot Water Dom/Potable | 6/30/2001
Alivation Health LLC | 8550 Cuthills Cir Ste 100 | Lincoln | NE | 68526-9523 | Lancaster | NE20570 | Active | N/A | 2011 | Aerco | CALU - Cast Aluminum | Basement Mech. Rm | HWHT - Hot Water Heat | 9/30/2026
St Marks United Methodist-BMIC#514432 | 8550 Pioneers Blvd | Lincoln | NE | 68520-1306 | Lancaster | NE01401 | Active | 9601 | 1998 | ALES | FTVT - Firetube Vertical TB | RM 321 | HWHT - Hot Water Heat | 11/30/2026
St Marks United Methodist-BMIC#514432 | 8550 Pioneers Blvd | Lincoln | NE | 68520-1306 | Lancaster | NE01402 | Active | 9600 | 1998 | ALES | FTVT - Firetube Vertical TB | RM 321 | HWHT - Hot Water Heat | 11/30/2026
St Marks United Methodist-BMIC#514432 | 8550 Pioneers Blvd | Lincoln | NE | 68520-1306 | Lancaster | NE01403 | Active | 9604 | 1998 | ALES | FTVT - Firetube Vertical TB | RM 321 | HWHT - Hot Water Heat | 11/30/2026
St Marks United Methodist-BMIC#514432 | 8550 Pioneers Blvd | Lincoln | NE | 68520-1306 | Lancaster | NE01404 | Active | 72115 | 1998 | AOSM | CHWH - ASME/Fired Water Heater | RM 321 | HWSD - Hot Water Dom/Potable | 11/30/2026
St Marks United Methodist-BMIC#514432 | 8550 Pioneers Blvd | Lincoln | NE | 68520-1306 | Lancaster | NE01405 | Active | 51563 | 1997 | Ajax | COBL - Coil Type Boiler | RM 216 | HWHT - Hot Water Heat | 11/30/2026
St Marks United Methodist-BMIC#514432 | 8550 Pioneers Blvd | Lincoln | NE | 68520-1306 | Lancaster | NE01406 | Active | 51311 | 1997 | Ajax | COBL - Coil Type Boiler | RM 216 | HWHT - Hot Water Heat | 11/30/2026
Lexus of Lincoln | 8585 S 37th St | Lincoln | NE | 68516 | Lancaster | NE27014 | Active | 382491 | 2016 | Lochinvar | WTSS - Watertube SS Steel | Boiler Room | GLFH - Glycol Floor Heat System | 1/31/2027
Lexus of Lincoln | 8585 S 37th St | Lincoln | NE | 68516 | Lancaster | NE27015 | Active | 382485 | 2016 | Lochinvar | WTSS - Watertube SS Steel | Boiler Room | GLFH - Glycol Floor Heat System | 1/31/2027
Lexus of Lincoln | 8585 S 37th St | Lincoln | NE | 68516 | Lancaster | NE27016 | Active | 357643 | 2016 | Lochinvar | WTSS - Watertube SS Steel | Boiler Room | GLFH - Glycol Floor Heat System | 1/31/2027
UNL Abel Residence Hall | 860 N 17th St | Lincoln | NE | 68508-1276 | Lancaster | NE10106 | Scrapped/Junked | 16798 | 2007 | ALES | FTVT - Firetube Vertical TB | BOILER ROOM | HWSD - Hot Water Dom/Potable | 8/31/2013
UNL Abel Residence Hall | 860 N 17th St | Lincoln | NE | 68508-1276 | Lancaster | NE10107 | Scrapped/Junked | 16794 | 2007 | ALES | FTVT - Firetube Vertical TB | BOILER ROOM | HWSD - Hot Water Dom/Potable | 8/31/2013
UNL Abel Residence Hall | 860 N 17th St | Lincoln | NE | 68508-1276 | Lancaster | NE12687 | Active | 16940 | 2008 | ALES | FTVT - Firetube Vertical TB | BOILER ROOM | HWHT - Hot Water Heat | 1/31/2027
UNL Abel Residence Hall | 860 N 17th St | Lincoln | NE | 68508-1276 | Lancaster | NE12688 | Active | 16939 | 2008 | ALES | FTVT - Firetube Vertical TB | BASEMENT | HWHT - Hot Water Heat | 1/31/2027
UNL Abel Residence Hall | 860 N 17th St | Lincoln | NE | 68508-1276 | Lancaster | NE12689 | Scrapped/Junked | 16942 | 2008 | ALES | FTVT - Firetube Vertical TB | BASEMENT | GLYC - Glycol Bldg Heat Sys | 8/31/2017
UNL Abel Residence Hall | 860 N 17th St | Lincoln | NE | 68508-1276 | Lancaster | NE12690 | Scrapped/Junked | 16941 | 2008 | ALES | FTVT - Firetube Vertical TB | BASEMENT | GLYC - Glycol Bldg Heat Sys | 8/31/2017
UNL Abel Residence Hall | 860 N 17th St | Lincoln | NE | 68508-1276 | Lancaster | NE24128 | Active | 64324 | 2013 | Aerco | FTFB - Firetube-Firebox Boiler | mech room | HWSD - Hot Water Dom/Potable | 1/31/2027
UNL Abel Residence Hall | 860 N 17th St | Lincoln | NE | 68508-1276 | Lancaster | NE24129 | Active | 64334 | 2013 | Aerco | FTFB - Firetube-Firebox Boiler | mech room | HWSD - Hot Water Dom/Potable | 1/31/2027
UNL Abel Residence Hall | 860 N 17th St | Lincoln | NE | 68508-1276 | Lancaster | NE24130 | Active | 64325 | 2013 | Aerco | FTFB - Firetube-Firebox Boiler | mech room | HWSD - Hot Water Dom/Potable | 1/31/2027
UNL Abel Residence Hall | 860 N 17th St | Lincoln | NE | 68508-1276 | Lancaster | NE25591 | Active | 384199 | 2016 | Laars | WTSS - Watertube SS Steel | Basement | HWHT - Hot Water Heat | 1/31/2027
UNL Abel Residence Hall | 860 N 17th St | Lincoln | NE | 68508-1276 | Lancaster | NE25592 | Active | 384198 | 2016 | Laars | WTSS - Watertube SS Steel | Basement | HWHT - Hot Water Heat | 1/31/2027
UNL Abel Residence Hall | 860 N 17th St | Lincoln | NE | 68508-1276 | Lancaster | NE25593 | Active | 384204 | 2016 | Laars | WTSS - Watertube SS Steel | Basement | HWHT - Hot Water Heat | 1/31/2027
Speedee Mart #2775 | 8600 Amber Hill Ct | Lincoln | NE | 68526-6027 | Lancaster | NE06913 | Active | 239909 | 2005 | Raypak | CPFT - Horiz Cpr Fin Boiler | MECHANICAL ROOM | GLFH - Glycol Floor Heat System | 4/30/2027
LEXINGTON RIDGE APARTMENT | 8600 Lexington Ave | Lincoln | NE | 68505-3077 | LANCASTER | NE06191 | Exempt |  | 2003 | PENTAIR POOL PRODUCTS | CPPH - Ansi Cpr Fin Pool Heater | POOL MECH ROOM | OPHT - Outdoor Pool Heater | 1/1/1900
Baxter Toyota South | 8600 S 33rd St | Lincoln | NE | 68516 | Lancaster | NE27011 | Active | 387181 | 2016 | Lochinvar | WTSS - Watertube SS Steel | Boiler Room | GLFH - Glycol Floor Heat System | 1/31/2027
Baxter Toyota South | 8600 S 33rd St | Lincoln | NE | 68516 | Lancaster | NE27012 | Active | 384391 | 2016 | Lochinvar | WTSS - Watertube SS Steel | Boiler Room | GLFH - Glycol Floor Heat System | 1/31/2027
Baxter Toyota South | 8600 S 33rd St | Lincoln | NE | 68516 | Lancaster | NE27013 | Active | 384388 | 2016 | Lochinvar | WTSS - Watertube SS Steel | Boiler Room | GLFH - Glycol Floor Heat System | 1/31/2027
Rocket Wash | 8633 Andermatt Dr | Lincoln | NE | 68526-9701 | Lancaster | NE42827 | Active | 568845 | 2022 | Propak | FTSS - Firetube Stainless Steel | Mechanical Room | GLFH - Glycol Floor Heat System | 9/30/2026
Copple Family YMCA | 8700 Yankee Woods Dr | Lincoln | NE | 68526-6127 | Lancaster | NE25596 | Active | 222662 | 2016 | Lochinvar | WTSS - Watertube SS Steel | 2nd Floor Mech Room | HWHT - Hot Water Heat | 11/30/2026
Copple Family YMCA | 8700 Yankee Woods Dr | Lincoln | NE | 68526-6127 | Lancaster | NE25597 | Active | 299625 | 2016 | Lochinvar | WTSS - Watertube SS Steel | Pool Blrm | IPHT - Indoor Pool Heater | 11/30/2026
Lincoln Lutheran High School Ass. Inc.-BMIC#427978 | 8701 Adams St | Lincoln | NE | 68507-9735 | Lancaster | NE10325 | Active | 11956 | 2002 | ALES | FTVT - Firetube Vertical TB | PENTHOUSE UPSTAIRS | GLYC - Glycol Bldg Heat Sys | 11/30/2026
Lincoln Lutheran High School Ass. Inc.-BMIC#427978 | 8701 Adams St | Lincoln | NE | 68507-9735 | Lancaster | NE10376 | Active | 11955 | 2002 | ALES | FTVT - Firetube Vertical TB | PENTHOUSE UPSTAIRS | GLYC - Glycol Bldg Heat Sys | 11/30/2026
Lincoln Lutheran High School Ass. Inc.-BMIC#427978 | 8701 Adams St | Lincoln | NE | 68507-9735 | Lancaster | NE10377 | Active | 11957 | 2002 | ALES | FTVT - Firetube Vertical TB | PENTHOUSE UPSTAIRS | GLYC - Glycol Bldg Heat Sys | 11/30/2026
Americinn Of South Lincoln | 8701 Amber Hill Ct | Lincoln | NE | 68526-6028 | Lancaster | NE10101 | Scrapped/Junked | 22613 | 2006 | GIANNONI | WT - Water Tube Boiler | POOL MECH ROOM | IPHT - Indoor Pool Heater | 1/31/2019
Americinn Of South Lincoln | 8701 Amber Hill Ct | Lincoln | NE | 68526-6028 | Lancaster | NE27500 | Active | 408264 | 2017 | Trinity | WTSS - Watertube SS Steel | POOL MECH ROOM | IPHT - Indoor Pool Heater | 5/31/2027
Florio's Italian Steakhouse & Lounge | 8701 Andermatt Dr | Lincoln | NE | 68526-9658 | Lancaster | NE06629 | Scrapped/Junked | 97971 | 2005 | AOSC | CHWH - ASME/Fired Water Heater | SE CORNER MECH ROOM | HWSD - Hot Water Dom/Potable | 10/31/2009
Cooperative Benefit Administration | 8701 Firethorn Ln | Lincoln | NE | 68520-1402 | Lancaster | NE13668 | Active | N/A | 2008 | AERCO INTERNATIONAL | CALU - Cast Aluminum | PENTHOUSE | HWHT - Hot Water Heat | 11/30/2026
Firethorn 88 | 8800 Firethorn Ln | Lincoln | NE | 68520 | Lancaster | NE27851 | Active | 3522 | 2017 | Riello | WT - Water Tube Boiler | 3rd floor Mech. Room | HHHP - Hotwater Heat & Heat Pump | 8/31/2026
Firethorn 88 | 8800 Firethorn Ln | Lincoln | NE | 68520 | Lancaster | NE27852 | Active | 3523 | 2017 | Riello | WT - Water Tube Boiler | 3rd floor Mech. Room | HHHP - Hotwater Heat & Heat Pump | 8/31/2026
Firethorn 88 | 8800 Firethorn Ln | Lincoln | NE | 68520 | Lancaster | NE27853 | Active | 3519 | 2017 | Riello | WT - Water Tube Boiler | 3rd floor Mech. Room | HHHP - Hotwater Heat & Heat Pump | 8/31/2026
Southeast Community College | 8800 O St | Lincoln | NE | 68520-1227 | Lancaster | NE03375 | Inactive | 25115 | 1988 | Bryan | WT - Water Tube Boiler | Boiler Room | HWHT - Hot Water Heat | 1/31/2016
Southeast Community College | 8800 O St | Lincoln | NE | 68520-1227 | Lancaster | NE05913 | Scrapped/Junked | 10828 | 1999 | Aldrich/L.E.S. | FTFB - Firetube-Firebox Boiler | Boiler Room | HWHT - Hot Water Heat | 1/31/2025
Southeast Community College | 8800 O St | Lincoln | NE | 68520-1227 | Lancaster | NE25582 | Active | 72062 | 2015 | Aerco | FTSS - Firetube Stainless Steel | V Mech Pent | HWHT - Hot Water Heat | 1/31/2026
Southeast Community College | 8800 O St | Lincoln | NE | 68520-1227 | Lancaster | NE25583 | Active | 72063 | 2015 | Aerco | FTSS - Firetube Stainless Steel | V Mech Pent | HWHT - Hot Water Heat | 1/31/2026
Southeast Community College | 8800 O St | Lincoln | NE | 68520-1227 | Lancaster | NE25584 | Active | 72154 | 2015 | Aerco | FTSS - Firetube Stainless Steel | 8800 BLDG Boiler Room | HWHT - Hot Water Heat | 1/31/2027
Southeast Community College | 8800 O St | Lincoln | NE | 68520-1227 | Lancaster | NE25585 | Active | 72198 | 2015 | Aerco | FTSS - Firetube Stainless Steel | 8800 BLDG Boiler Room | HWHT - Hot Water Heat | 1/31/2027
Southeast Community College | 8800 O St | Lincoln | NE | 68520-1227 | Lancaster | NE29185 | Active | 345262 | 2019 | Lochinvar | FTWB - FTS Marine Wet Back | Health Science Building | HWHT - Hot Water Heat | 1/31/2027
Southeast Community College | 8800 O St | Lincoln | NE | 68520-1227 | Lancaster | NE29186 | Active | 345261 | 2019 | Lochinvar | FTWB - FTS Marine Wet Back | Health Science Building | HWHT - Hot Water Heat | 1/31/2027
Southeast Community College | 8800 O St | Lincoln | NE | 68520-1227 | Lancaster | NE32392 | Inactive | 2962 | 1977 | Rite | WT - Water Tube Boiler | Boiler Room | HWHT - Hot Water Heat | 7/31/2011
Southeast Community College | 8800 O St | Lincoln | NE | 68520-1227 | Lancaster | NE32393 | Scrapped/Junked | 2961 | 1978 | Rite Engineering Corp | WT - Water Tube Boiler | BOILER ROOM | HWHT - Hot Water Heat | 7/31/2001
Southeast Community College | 8800 O St | Lincoln | NE | 68520-1227 | Lancaster | NE42684 | Active | 19495 | 2023 | Riello | WTSS - Watertube SS Steel | Woodhaven Hall Mech Room | HWHT - Hot Water Heat | 1/31/2027
Southeast Community College | 8800 O St | Lincoln | NE | 68520-1227 | Lancaster | NE42685 | Active | 19496 | 2023 | Riello | WTSS - Watertube SS Steel | Woodhaven Hall Mech Room | HWHT - Hot Water Heat | 1/31/2027
Southeast Community College | 8800 O St | Lincoln | NE | 68520-1227 | Lancaster | NE42686 | Active | 19504 | 2023 | Riello | WTSS - Watertube SS Steel | Woodhaven Hall Mech Room | HWHT - Hot Water Heat | 1/31/2027
Southeast Community College | 8800 O St | Lincoln | NE | 68520-1227 | Lancaster | NE42687 | Active | 19451 | 2023 | Riello | WTSS - Watertube SS Steel | Woodhaven Hall Mech Room | HWHT - Hot Water Heat | 1/31/2027
Southeast Community College | 8800 O St | Lincoln | NE | 68520-1227 | Lancaster | NE42688 | Active | 19450 | 2023 | Riello | WTSS - Watertube SS Steel | Woodhaven Hall Mech Room | HWHT - Hot Water Heat | 1/31/2027
Southeast Community College | 8800 O St | Lincoln | NE | 68520-1227 | Lancaster | NE42689 | Active | 19447 | 2023 | Riello | WTSS - Watertube SS Steel | Woodhaven Hall Mech Room | HWHT - Hot Water Heat | 1/31/2027
Southeast Community College | 8800 O St | Lincoln | NE | 68520-1227 | Lancaster | NE42690 | Active | 303492 | 2022 | PVI Industries | CHWH - ASME/Fired Water Heater | Woodhaven Hall Mech Room | HWSD - Hot Water Dom/Potable | 1/31/2026
Southeast Community College | 8800 O St | Lincoln | NE | 68520-1227 | Lancaster | NE42691 | Active | 294083 | 2022 | PVI Industries | CHWH - ASME/Fired Water Heater | Woodhaven Hall Mech Room | HWSD - Hot Water Dom/Potable | 1/31/2027
Southeast Community College | 8800 O St | Lincoln | NE | 68520-1227 | Lancaster | NE42692 | Active | 319665 | 2022 | PVI Industries | CHWH - ASME/Fired Water Heater | Woodhaven Hall Mech Room | HWSD - Hot Water Dom/Potable | 1/31/2027
Southeast Community College | 8800 O St | Lincoln | NE | 68520-1227 | Lancaster | NE42707 | Active | 90098 | 2021 | Aerco | FTVT - Firetube Vertical TB | V Mech Pent | HWHT - Hot Water Heat | 1/31/2027
Southeast Community College | 8800 O St | Lincoln | NE | 68520-1227 | Lancaster | NE42907 | Active | 9928 | 2023 | Fulton | FTVT - Firetube Vertical TB | Sandhills Global boiler room | HWHT - Hot Water Heat | 1/31/2027
Southeast Community College | 8800 O St | Lincoln | NE | 68520-1227 | Lancaster | NE42908 | Active | 9881 | 2023 | Fulton | FTVT - Firetube Vertical TB | Sandhills Global boiler room | HWHT - Hot Water Heat | 1/31/2027
Southeast Community College | 8800 O St | Lincoln | NE | 68520-1227 | Lancaster | NE43384 | Active | 393102 | 2022 | Lochinvar | WTSS - Watertube SS Steel | Welding Building 2nd floor | HWHT - Hot Water Heat | 1/31/2027
Southeast Community College | 8800 O St | Lincoln | NE | 68520-1227 | Lancaster | NE43385 | Active | 347251 | 2022 | Lochinvar | WTSS - Watertube SS Steel | Welding Building 2nd floor | HWHT - Hot Water Heat | 1/31/2027
Southeast Community College | 8800 O St | Lincoln | NE | 68520-1227 | Lancaster | NE43386 | Active | 347250 | 2022 | Lochinvar | WTSS - Watertube SS Steel | Welding Building 2nd floor | HWHT - Hot Water Heat | 1/31/2027
Southeast Community College | 8800 O St | Lincoln | NE | 68520-1227 | Lancaster | NE43387 | Active | 354874 | 2022 | Lochinvar | WTSS - Watertube SS Steel | Welding Building 2nd floor | HWHT - Hot Water Heat | 1/31/2027
Holiday Inn Express | 8801 Amber Hill Ct | Lincoln | NE | 68526-6029 | Lancaster | NE06859 | Inactive | 244317 | 2005 | RAYP | CPFH - Copper Fin Water Heater | POOL ROOM | IPHT - Indoor Pool Heater | 7/31/2011
Holiday Inn Express | 8801 Amber Hill Ct | Lincoln | NE | 68526-6029 | Lancaster | NE06860 | Exempt | 244318 | 2005 | RAYP | CHWH - ASME/Fired Water Heater | POOL ROOM | SPAJ - Spa/Jacuzzi Heater | 7/31/2011
Aventine at Wilderness Hills | 8801 S 33rd St | Lincoln | NE | 68516-5088 | Lancaster | NE25494 | Inactive | 377078 | 2014 | Raypak | CPFH - Copper Fin Water Heater | Pool Mech Room | OPHT - Outdoor Pool Heater | 6/30/2024
The Resort at Firethorn | 8855 Resort Dr | Lincoln | NE | 68520-9311 | Lancaster | NE25599 | Scrapped/Junked | 421517 | 2016 | Raypak | CPPH - Ansi Cpr Fin Pool Heater | Pool Mech Room | OPHT - Outdoor Pool Heater | 6/30/2023
The Resort at Firethorn | 8855 Resort Dr | Lincoln | NE | 68520-9311 | Lancaster | NE25600 | Active | 275381 | 2016 | PENTAIR | CPPH - Ansi Cpr Fin Pool Heater | Pool Mech Room | OPHT - Outdoor Pool Heater | 6/30/2027
The Resort at Firethorn | 8855 Resort Dr | Lincoln | NE | 68520-9311 | Lancaster | NE42701 | Active | 00042540 | 2023 | PENTAIR | CPPH - Ansi Cpr Fin Pool Heater | Pool Room | OPHT - Outdoor Pool Heater | 6/30/2027
out of business | 8TH & Q ST | LINCOLN | NE | 68501 | LANCASTER | NE40763 | Scrapped/Junked |  | 1999 | AO SMITH | AHWH - ANSI/Fired Water Htr | KITCHEN | HWSD - Hot Water Dom/Potable | 1/1/1900
out of business | 8TH & Q ST | LINCOLN | NE | 68501 | LANCASTER | NE40764 | Exempt 1999 LB-66 |  | 1999 | AO SMITH | AHWH - ANSI/Fired Water Htr | KITCHEN | HWSD - Hot Water Dom/Potable | 1/1/1900
Technology System | 8Th & S St | Lincoln | NE |  | Lancaster | NE30856 | Exempt 1999 LB-66 |  | 1994 | A. O. Smith | AHWH - ANSI/Fired Water Htr |  | HWSD - Hot Water Dom/Potable | 12/31/1999
TECHNOLOGY SYSTEM | 8TH & S ST | LINCOLN | NE | 68508 | LANCASTER | NE30855 | Exempt 1999 LB-66 |  | 1994 | AO SMITH | AHWH - ANSI/Fired Water Htr |  | HWSD - Hot Water Dom/Potable | 12/31/1999
Olive Garden #1432 | 90 Gateway | Lincoln | NE | 68505 | Lancaster | NE02309 | Exempt | 121307 | 2000 | MVE/CHART IND | UTNK - Unfired Vertical Tank | KITCHEN | 0041 - CO2 Dispensing | 8/30/2006
Olive Garden #1432 | 90 Gateway | Lincoln | NE | 68505 | Lancaster | NE02310 | Scrapped/Junked | 56596 | 1999 | GROEN/DIV OF DOVER IND | FPV - Fired Pressure Vessel | KITCHEN | COOK - Cooker/Kettle | 12/31/2006
Olive Garden #1432 | 90 Gateway | Lincoln | NE | 68505 | Lancaster | NE02311 | Scrapped/Junked | 56489 | 1999 | GROEN/DIV OF DOVER IND | FPV - Fired Pressure Vessel | KITCHEN | COOK - Cooker/Kettle | 9/30/2005
Olive Garden #1432 | 90 Gateway | Lincoln | NE | 68505 | Lancaster | NE06536 | Scrapped/Junked | 92891 | 2004 | AOSM | CHWH - ASME/Fired Water Heater | OUTSIDE MECH ROOM | HWSD - Hot Water Dom/Potable | 9/30/2010
Olive Garden #1432 | 90 Gateway | Lincoln | NE | 68505 | Lancaster | NE06537 | Scrapped/Junked | 91474 | 2004 | AOSM | CHWH - ASME/Fired Water Heater | Mech Room | HWSD - Hot Water Dom/Potable | 9/30/2011
Olive Garden #1432 | 90 Gateway | Lincoln | NE | 68505 | Lancaster | NE06733 | Scrapped/Junked | 78188 | 2005 | Cleveland Range | FPV - Fired Pressure Vessel | Kitchen | COOK - Cooker/Kettle | 9/30/2022
Olive Garden #1432 | 90 Gateway | Lincoln | NE | 68505 | Lancaster | NE06814 | Scrapped/Junked | 79093 | 2005 | Cleveland Range | FPV - Fired Pressure Vessel | Kitchen | COOK - Cooker/Kettle | 9/30/2018
Olive Garden #1432 | 90 Gateway | Lincoln | NE | 68505 | Lancaster | NE18650 | Scrapped/Junked | 131661 | 2008 | AO SMITH | CHWH - ASME/Fired Water Heater | Mech Room | HWSD - Hot Water Dom/Potable | 9/30/2018
Olive Garden #1432 | 90 Gateway | Lincoln | NE | 68505 | Lancaster | NE18651 | Scrapped/Junked | 149504 | 2010 | AO SMITH | CHWH - ASME/Fired Water Heater | Mech Room | HWSD - Hot Water Dom/Potable | 9/30/2018
Olive Garden #1432 | 90 Gateway | Lincoln | NE | 68505 | Lancaster | NE27969 | Inactive | 128307 | 2018 | Cleveland | COOK - Fired Cooker | Kitchen | COOK - Cooker/Kettle | 9/30/2024
Olive Garden #1432 | 90 Gateway | Lincoln | NE | 68505 | Lancaster | NE27970 | Scrapped/Junked | 245500 | 2018 | AO SMITH | CHWH - ASME/Fired Water Heater | Mechanical Rm Outside | HWSD - Hot Water Dom/Potable | 9/30/2024
Olive Garden #1432 | 90 Gateway | Lincoln | NE | 68505 | Lancaster | NE27971 | Scrapped/Junked | 245499 | 2018 | AO SMITH | CHWH - ASME/Fired Water Heater | Mechanical Rm Outside | HWSD - Hot Water Dom/Potable | 9/30/2024
Olive Garden #1432 | 90 Gateway | Lincoln | NE | 68505 | Lancaster | NE40794 | Scrapped/Junked | 44115 | 1998 | AO SMITH | CHWH - ASME/Fired Water Heater | REAR OF BLDG | HWSD - Hot Water Dom/Potable | 9/30/2005
Olive Garden #1432 | 90 Gateway | Lincoln | NE | 68505 | Lancaster | NE40795 | Scrapped/Junked | 44928 | 1998 | AO SMITH | CHWH - ASME/Fired Water Heater | REAR OF BLDG | HWSD - Hot Water Dom/Potable | 9/30/2005
Olive Garden #1432 | 90 Gateway | Lincoln | NE | 68505 | Lancaster | NE43149 | Active | 318001 | 2024 | A O Smith | AHWH - ANSI/Fired Water Htr | Exterior Mech Room | HWSD - Hot Water Dom/Potable | 9/30/2026
Olive Garden #1432 | 90 Gateway | Lincoln | NE | 68505 | Lancaster | NE43150 | Active | 314642 | 2023 | AOSM | CHWH - ASME/Fired Water Heater | Exterior Mech Room | HWSD - Hot Water Dom/Potable | 9/30/2026
Olive Garden #1432 | 90 Gateway | Lincoln | NE | 68505 | Lancaster | NEW | Exempt 1999 LB-66 | 142324 | 2022 | Cleveland | KETT - Fired Kettle | Kitchen | COOK - Cooker/Kettle | 8/25/2022
UNL OFFICE STORAGE BLDG | 900 N 21st St | Lincoln | NE | 68503-2403 | LANCASTER | NE35521 | Scrapped/Junked |  | 1983 | DUNKIRK |  | BOILER ROOM | 0042 - Steam to Water Storage Tank | 5/31/2007
Drury Development Corporation | 900 Q St | Lincoln | NE | 68508-1432 | Lancaster | NE02319 | Scrapped/Junked | 13397 | 2004 | ALES | FTFB - Firetube-Firebox Boiler | 3RD FLR MECH ROOM | HUMI - Humidifier/Humidity Contr | 1/31/2020
Drury Development Corporation | 900 Q St | Lincoln | NE | 68508-1432 | Lancaster | NE02320 | Scrapped/Junked | 13400 | 2004 | ALES | FTFB - Firetube-Firebox Boiler | 3RD FLR MECH ROOM | HUMI - Humidifier/Humidity Contr | 1/31/2020
Drury Development Corporation | 900 Q St | Lincoln | NE | 68508-1432 | Lancaster | NE06055 | Scrapped/Junked | 13770 | 2004 | ALES | FTVT - Firetube Vertical TB | NEW NORTH BLDG | GLYC - Glycol Bldg Heat Sys | 1/31/2021
Drury Development Corporation | 900 Q St | Lincoln | NE | 68508-1432 | Lancaster | NE06056 | Scrapped/Junked | 13769 | 2004 | ALES | FTVT - Firetube Vertical TB | NEW NORTH BLDG | GLYC - Glycol Bldg Heat Sys | 1/31/2021
Drury Development Corporation | 900 Q St | Lincoln | NE | 68508-1432 | Lancaster | NE06897 | Scrapped/Junked | 13876 | 2005 | ALES | FTVT - Firetube Vertical TB | NEW NORTH BLDG | HWHT - Hot Water Heat | 1/31/2021
Drury Development Corporation | 900 Q St | Lincoln | NE | 68508-1432 | Lancaster | NE06898 | Scrapped/Junked | 13878 | 2005 | ALES | FTVT - Firetube Vertical TB | NEW NORTH BLDG | HWHT - Hot Water Heat | 1/31/2021
Drury Development Corporation | 900 Q St | Lincoln | NE | 68508-1432 | Lancaster | NE24326 | Scrapped/Junked | 10200 | 1999 | Aldrich/LES | FTVT - Firetube Vertical TB | NEW NORTH BLDG | HWHT - Hot Water Heat | 4/30/2005
Drury Development Corporation | 900 Q St | Lincoln | NE | 68508-1432 | Lancaster | NE24327 | Scrapped/Junked | 10197 | 1999 | Aldrich/LES | FTVT - Firetube Vertical TB | NEW NORTH BLDG | HWHT - Hot Water Heat | 4/30/2006
Drury Development Corporation | 900 Q St | Lincoln | NE | 68508-1432 | Lancaster | NE24328 | Scrapped/Junked | 10195 | 1999 | Aldrich/LES | FTVT - Firetube Vertical TB | NEW NORTH BLDG | HWHT - Hot Water Heat | 4/30/2005
Drury Development Corporation | 900 Q St | Lincoln | NE | 68508-1432 | Lancaster | NE24329 | Scrapped/Junked | 10202 | 1999 | Aldrich/LES | FTVT - Firetube Vertical TB | NEW NORTH BLDG | HWHT - Hot Water Heat | 4/30/2005
Drury Development Corporation | 900 Q St | Lincoln | NE | 68508-1432 | Lancaster | NE24330 | Scrapped/Junked | 10198 | 1999 | Aldrich/LES | FTVT - Firetube Vertical TB | NEW NORTH BLDG | HWHT - Hot Water Heat | 4/30/2005
Drury Development Corporation | 900 Q St | Lincoln | NE | 68508-1432 | Lancaster | NE24396 | Scrapped/Junked | 97769 | 1999 | Pvi | CHWH - ASME/Fired Water Heater | NORTH BLDG | HWSP - Hot Water Non Potable Supply | 6/30/2021
Drury Development Corporation | 900 Q St | Lincoln | NE | 68508-1432 | Lancaster | NE24397 | Scrapped/Junked | 97771 | 1999 | Pvi | CHWH - ASME/Fired Water Heater | NORTH BLDG | HWSP - Hot Water Non Potable Supply | 6/30/2021
Drury Development Corporation | 900 Q St | Lincoln | NE | 68508-1432 | Lancaster | NE24398 | Scrapped/Junked | 97770 | 1999 | Pvi | CHWH - ASME/Fired Water Heater | NORTH BLDG | HWSP - Hot Water Non Potable Supply | 6/30/2021
Demolished | 900 W Avon Ln | Lincoln | NE | 68505-2100 | Lancaster | NE17316 | Inactive | 4130 | 1976 | Teledyne & Laars | CPFT - Horiz Cpr Fin Boiler | BOILER ROOM | OPHT - Outdoor Pool Heater | 5/31/2010
MEADOW HEIGHT POOL | 900 W Avon Ln | Lincoln | NE | 68505-2100 | LANCASTER | NE07779 | Exempt 1999 LB-66 |  | 1998 | AO SMITH | AHWH - ANSI/Fired Water Htr |  | HWSD - Hot Water Dom/Potable | 2/29/2000
Apartment Building - Meader | 901 D St | Lincoln | NE | 68502-1167 | Lancaster | NE04887 | Active | NA | 1960 | American Standard | CI - Cast Iron | Boiler Room | HWHT - Hot Water Heat | 12/31/2026
Apartment Building - Maranville | 904 S 17th St | Lincoln | NE | 68508-3402 | Lancaster | NE09786 | Active | N/A | 1976 | Peerless | CI - Cast Iron | BASEMENT | STHT - Steam-Heat | 1/31/2027
UNL Utility Plant City Campus | 905 N 14th St | Lincoln | NE | 68588-0014 | Lancaster | NE00432 | Inactive |  | 1925 | MURRAY | WT - Water Tube Boiler | POWER PLANT | BSUP - Bldg Heat & Process | 5/31/1992
UNL Utility Plant City Campus | 905 N 14th St | Lincoln | NE | 68588-0014 | Lancaster | NE01096 | Inactive | 3170 | 1959 | MURRAY | WT - Water Tube Boiler | POWER PLANT | BSUP - Bldg Heat & Process | 5/31/1999
UNL Utility Plant City Campus | 905 N 14th St | Lincoln | NE | 68588-0014 | Lancaster | NE01280 | Out of Service | 23133 | 1969 | Babcock & Wilcox | WT - Water Tube Boiler | Utility Plant | BSUP - Bldg Heat & Process | 5/31/2016
UNL Utility Plant City Campus | 905 N 14th St | Lincoln | NE | 68588-0014 | Lancaster | NE06405 | Out of Service | 5468 | 2002 | Kentube Engineered Products | ECON - Boiler Economizer | #6 BLR STACK | ECON - Boiler Economizer | 5/31/2017
UNL Utility Plant City Campus | 905 N 14th St | Lincoln | NE | 68588-0014 | Lancaster | NE14455 | Active | 696 | 1998 | Volcano | WT - Water Tube Boiler | Utility Plant | BSUP - Bldg Heat & Process | 5/31/2026
UNL Utility Plant City Campus | 905 N 14th St | Lincoln | NE | 68588-0014 | Lancaster | NE15845 | Active | 2591 | 1990 | Nebraska Boiler | WT - Water Tube Boiler | Utility Plant | POWR - Power Generation | 5/31/2026
UNL Utility Plant City Campus | 905 N 14th St | Lincoln | NE | 68588-0014 | Lancaster | NE18806 | Active | 3350 | 1996 | Nebraska Boiler | WT - Water Tube Boiler | Utility Plant | BSUP - Bldg Heat & Process | 5/31/2026
UNL Utility Plant City Campus | 905 N 14th St | Lincoln | NE | 68588-0014 | Lancaster | NE23667 | Active | 18338 | 2011 | Precision | ELBL - Electric Boiler | Trailer Mounted | STHT - Steam-Heat | 5/31/2026
UNL Utility Plant City Campus | 905 N 14th St | Lincoln | NE | 68588-0014 | Lancaster | NE25069 | Active | 428 | 1997 | Precision | ECON - Boiler Economizer | BOILER ROOM | ECON - Boiler Economizer | 5/31/2026
UNL Utility Plant City Campus | 905 N 14th St | Lincoln | NE | 68588-0014 | Lancaster | NE25071 | Active | 3348 | 1996 | national dynamics | ECON - Boiler Economizer | BOILER ROOM | ECON - Boiler Economizer | 5/31/2026
UNL Utility Plant City Campus | 905 N 14th St | Lincoln | NE | 68588-0014 | Lancaster | NE25073 | Active | 2595 | 1990 | National Dynamics | ECON - Boiler Economizer | POWER PLANT | ECON - Boiler Economizer | 5/31/2026
UNL Utility Plant City Campus | 905 N 14th St | Lincoln | NE | 68588-0014 | Lancaster | NE42104 | Active | 5087 | 2021 | Cleaver Brooks | WT - Water Tube Boiler | Boiler Room | STHT - Steam-Heat | 5/31/2026
UNL Utility Plant City Campus | 905 N 14th St | Lincoln | NE | 68588-0014 | Lancaster | NE42105 | Active | 2248 | 2021 | Applied Heat Recovery | ECON - Boiler Economizer | Boiler Room | ECON - Boiler Economizer | 5/31/2026
UNL Portable Trailer | 905 N 14th St | Lincoln | NE | 68588-0014 | Lancaster | NE41030 | Active | 21996 | 2017 | Hurst | FTHT - Firetube Horizontal | Portable Trailer | 0030 - Portable HPS Boiler | 5/31/2026
Apartment Building - Maranville/NS | 911 S 11th St | Lincoln | NE | 68508-3500 | Lancaster | NE09726 | Scrapped/Junked | 39861 | 1976 | AOSM | COBL - Coil Type Boiler | LAUNDRY ROOM | HWSD - Hot Water Dom/Potable | 9/30/2010
Apartment Building - Maranville/NS | 911 S 11th St | Lincoln | NE | 68508-3500 | Lancaster | NE16082 | Active | C27129 | 2010 | A O Smith | COWH - Coil Type Water Heater | Laundry Room | HWSD - Hot Water Dom/Potable | 1/30/2026
HOLLYWOOD BOWL | 920 N 48th St | Lincoln | NE | 68504-3303 | LANCASTER | NE05634 | Inactive |  | 1965 | AMERICAN STANDARD |  | BOILER ROOM | HWHT - Hot Water Heat | 1/31/2001
HOLLYWOOD BOWL | 920 N 48th St | Lincoln | NE | 68504-3303 | LANCASTER | NE05635 | Exempt 1999 LB-66 |  | 1985 | RHEEM MANUFACTURING CO | AHWH - ANSI/Fired Water Htr |  | HWSD - Hot Water Dom/Potable | 1/31/2000
Old City Hall | 920 O St | Lincoln | NE | 68508-3624 | Lancaster | NE10406 | Active | 12360 | 2002 | Aldrich | FT - Firetube Boiler | Basement | STHT - Steam-Heat | 3/31/2027
Drury Inn | 920 Q St | Lincoln | NE | 68508-1432 | Lancaster | NE43684 | Active | 617127 | 2024 | Lochinvar | HCWH - Helical FT-Water Heater | Mechanical Room | HWHP - Hot Water Heat & Nonpotable | 9/30/2026
Drury Inn | 920 Q St | Lincoln | NE | 68508-1432 | Lancaster | NE43685 | Active | 619160 | 2024 | Lochinvar | HCWH - Helical FT-Water Heater | Mechanical Room | HWHP - Hot Water Heat & Nonpotable | 9/30/2026
Liv Red | 921 M St | Lincoln | NE | 68508-2278 | Lancaster | NE42322 | Active | 352235 | 2022 | PENTAIR | WT - Water Tube Boiler | Pool Mech Room | SPAJ - Spa/Jacuzzi Heater | 5/31/2026
Liv Red | 921 M St | Lincoln | NE | 68508-2278 | Lancaster | NE42323 | Active | 35236 | 2022 | PENTAIR | WT - Water Tube Boiler | Pool Mech Room | SPAJ - Spa/Jacuzzi Heater | 5/31/2026
Liv Red | 921 M St | Lincoln | NE | 68508-2278 | Lancaster | NE42324 | Active | 35234 | 2022 | PENTAIR | WT - Water Tube Boiler | Pool Mech Room | SPAJ - Spa/Jacuzzi Heater | 5/31/2026
Liv Red | 921 M St | Lincoln | NE | 68508-2278 | Lancaster | NE42325 | Active | 35592 | 2022 | PENTAIR | WT - Water Tube Boiler | Pool Mech Room | SPAJ - Spa/Jacuzzi Heater | 5/31/2026
Mitcheltree Apartments | 924 Goodhue Blvd | Lincoln | NE | 68508-4338 | Lancaster | NE40554 | Scrapped/Junked | n/a | 1998 | Peerless | CI - Cast Iron | BASEMENT | HWHT - Hot Water Heat | 10/31/2023
SCHWEITZER APARTMENTS | 925-7 C ST | LINCOLN | NE | 68502-1144 | LANCASTER | NE10488 | Inactive | N/A | 1980 | WEIL MCLAIN |  | BASEMENT LAUNDRY ROOM | HWHT - Hot Water Heat | 2/28/2008
Oak Park Motel | 926 Oak St | Lincoln | NE | 68521-2318 | Lancaster | NE01529 | Inactive | 173857 | 2000 | RAYP | CPFT - Horiz Cpr Fin Boiler | BASEMENT BOILER ROOM | HWHT - Hot Water Heat | 12/31/2021
Oak Park Motel | 926 Oak St | Lincoln | NE | 68521-2318 | Lancaster | NE14732 | Scrapped/Junked |  | 1975 | BURNHAM COMM/INDUST |  | BOILER ROOM | HWHT - Hot Water Heat | 5/31/2001
Drury Development Corp | 926 P St | Lincoln | NE | 68508-3615 | Lancaster | NE08315 | Scrapped/Junked | 67048 | 1999 | STAT | CHWH - ASME/Fired Water Heater | BASEMENT | HWSD - Hot Water Dom/Potable | 1/31/2022
Drury Development Corp | 926 P St | Lincoln | NE | 68508-3615 | Lancaster | NE14756 | Scrapped/Junked | n/a | 1973 | Kewanee | FTFB - Firetube-Firebox Boiler | BOILER ROOM | STHT - Steam-Heat | 1/31/2022
Drury Development Corp | 926 P St | Lincoln | NE | 68508-3615 | Lancaster | NE14757 | Scrapped/Junked | n/a | 1973 | Kewanee | FTFB - Firetube-Firebox Boiler | BOILER ROOM | STHT - Steam-Heat | 1/31/2021
Drury Development Corp | 926 P St | Lincoln | NE | 68508-3615 | Lancaster | NE14758 | Scrapped/Junked | n/a | 1978 | Kewanee | FTFB - Firetube-Firebox Boiler | BOILER ROOM | STHT - Steam-Heat | 1/31/2021
Drury Development Corp | 926 P St | Lincoln | NE | 68508-3615 | Lancaster | NE19903 | Scrapped/Junked | 47224 | 1998 | AOSM | CHWH - ASME/Fired Water Heater | BOILER ROOM | HWSD - Hot Water Dom/Potable | 1/31/2022
Drury Development Corp | 926 P St | Lincoln | NE | 68508-3615 | Lancaster | NE29052 | Scrapped/Junked | 24471 | 2020 | Hurst | FTFB - Firetube-Firebox Boiler | Boiler Room | STHT - Steam-Heat | 1/31/2022
Apartment Building | 928 E St | Lincoln | NE | 68508-3124 | Lancaster | NE08732 | Active | n/a | 1965 | Crane | CI - Cast Iron | LAUNDRY ROOM | HWHT - Hot Water Heat | 9/30/2026
Nebraska Machinery Co | 930 W O St | Lincoln | NE | 68528-1319 | Lancaster | NE30631 | Scrapped/Junked | 0 | 1955 | National U.S. Radiator | FTFB - Firetube-Firebox Boiler | Shop area | STHT - Steam-Heat | 2/28/2012
Nebraska Machinery Co | 930 W O St | Lincoln | NE | 68528-1319 | Lancaster | NE30632 | Inactive |  | 1942 | Kewannee | FT - Firetube Boiler |  | HWHT - Hot Water Heat | 6/30/1996
Carmel of Jesus, Mary & Joseph | 9300 W Agnew Rd | Valparaiso | NE | 68065-8724 | Lancaster | NE08183 | Active | 368984 | 2006 | Lochinvar | COBL - Coil Type Boiler | Novitiate 2 | HWHT - Hot Water Heat | 9/30/2025
Carmel of Jesus, Mary & Joseph | 9300 W Agnew Rd | Valparaiso | NE | 68065-8724 | Lancaster | NE08734 | Inactive | 99954 | 2000 | TELE | COBL - Coil Type Boiler | ENE-B1-RM 130 | HWHT - Hot Water Heat | 9/30/2009
Carmel of Jesus, Mary & Joseph | 9300 W Agnew Rd | Valparaiso | NE | 68065-8724 | Lancaster | NE08735 | Scrapped/Junked | 105723 | 2000 | TELE | COBL - Coil Type Boiler | NC-B2-RM A144 | HWHT - Hot Water Heat | 9/30/2010
Carmel of Jesus, Mary & Joseph | 9300 W Agnew Rd | Valparaiso | NE | 68065-8724 | Lancaster | NE08736 | Scrapped/Junked | 99863 | 2000 | TELEDYNE LAARS | COBL - Coil Type Boiler | NW-B3-RM C189 | HWHT - Hot Water Heat | 9/30/2007
Carmel of Jesus, Mary & Joseph | 9300 W Agnew Rd | Valparaiso | NE | 68065-8724 | Lancaster | NE08737 | Scrapped/Junked | 92224 | 1999 | TELE | COBL - Coil Type Boiler | MID HALL B-11 RM 137 | HWHT - Hot Water Heat | 9/30/2010
Carmel of Jesus, Mary & Joseph | 9300 W Agnew Rd | Valparaiso | NE | 68065-8724 | Lancaster | NE08738 | Scrapped/Junked | 99950 | 2000 | TELE | COBL - Coil Type Boiler | SE-B13-B139 | HWHT - Hot Water Heat | 9/30/2010
Carmel of Jesus, Mary & Joseph | 9300 W Agnew Rd | Valparaiso | NE | 68065-8724 | Lancaster | NE08739 | Inactive |  | 2000 | TELEDYNE LAARS | COBL - Coil Type Boiler | SM-B-12-RM B137 | HWHT - Hot Water Heat | 9/30/2008
Carmel of Jesus, Mary & Joseph | 9300 W Agnew Rd | Valparaiso | NE | 68065-8724 | Lancaster | NE08740 | Scrapped/Junked | 99944 | 2001 | TELE | COBL - Coil Type Boiler | SW-B-10-RM B105 | HWHT - Hot Water Heat | 9/30/2010
Carmel of Jesus, Mary & Joseph | 9300 W Agnew Rd | Valparaiso | NE | 68065-8724 | Lancaster | NE08741 | Scrapped/Junked | 99772 | 2000 | TELE | COBL - Coil Type Boiler | BASEMENT B14-L003 | HWHT - Hot Water Heat | 9/30/2011
Carmel of Jesus, Mary & Joseph | 9300 W Agnew Rd | Valparaiso | NE | 68065-8724 | Lancaster | NE09527 | Scrapped/Junked | 99864 | 2000 | TELE | COBL - Coil Type Boiler | C-122-B# 7 | HWHT - Hot Water Heat | 9/30/2011
Carmel of Jesus, Mary & Joseph | 9300 W Agnew Rd | Valparaiso | NE | 68065-8724 | Lancaster | NE09528 | Inactive | 99774 | 2000 | TELE | COBL - Coil Type Boiler | C-163-B #8 | HWHT - Hot Water Heat | 9/30/2011
Carmel of Jesus, Mary & Joseph | 9300 W Agnew Rd | Valparaiso | NE | 68065-8724 | Lancaster | NE09529 | Out of Service | 107735 | 2000 | TELE | COBL - Coil Type Boiler | C-164-B# 4 | HWHT - Hot Water Heat | 9/30/2011
Carmel of Jesus, Mary & Joseph | 9300 W Agnew Rd | Valparaiso | NE | 68065-8724 | Lancaster | NE09530 | Scrapped/Junked | 96499 | 2000 | TELE | COBL - Coil Type Boiler | C-196-B# 5 | HWHT - Hot Water Heat | 9/30/2010
Carmel of Jesus, Mary & Joseph | 9300 W Agnew Rd | Valparaiso | NE | 68065-8724 | Lancaster | NE09531 | Scrapped/Junked | 99959 | 2000 | TELE | COBL - Coil Type Boiler | C-125-B# 9 | HWHT - Hot Water Heat | 9/30/2011
Carmel of Jesus, Mary & Joseph | 9300 W Agnew Rd | Valparaiso | NE | 68065-8724 | Lancaster | NE15762 | Active | 368934 | 2015 | Lochinvar | SSCO - SS Coil Boiler | Vestry | HWHT - Hot Water Heat | 9/30/2025
Carmel of Jesus, Mary & Joseph | 9300 W Agnew Rd | Valparaiso | NE | 68065-8724 | Lancaster | NE19248 | Active | 371277 | 2016 | Lochinvar | WTSS - Watertube SS Steel | Softener Room | HWHT - Hot Water Heat | 9/30/2025
Carmel of Jesus, Mary & Joseph | 9300 W Agnew Rd | Valparaiso | NE | 68065-8724 | Lancaster | NE19249 | Active | 3689149 | 2019 | Lochinvar | WTSS - Watertube SS Steel | B09 | HWHT - Hot Water Heat | 9/30/2025
Carmel of Jesus, Mary & Joseph | 9300 W Agnew Rd | Valparaiso | NE | 68065-8724 | Lancaster | NE19250 | Active | 371279 | 2016 | Lochinvar | WTSS - Watertube SS Steel | Rec Room | HWHT - Hot Water Heat | 9/30/2025
Carmel of Jesus, Mary & Joseph | 9300 W Agnew Rd | Valparaiso | NE | 68065-8724 | Lancaster | NE19559 | Active | 166508 | 2010 | Lochinvar | WTSS - Watertube SS Steel | Kitchen | HWHT - Hot Water Heat | 9/30/2025
Carmel of Jesus, Mary & Joseph | 9300 W Agnew Rd | Valparaiso | NE | 68065-8724 | Lancaster | NE19560 | Active | 166542 | 2010 | Lochinvar | WTSS - Watertube SS Steel | Monsignor Courtyard | HWHT - Hot Water Heat | 9/30/2025
Carmel of Jesus, Mary & Joseph | 9300 W Agnew Rd | Valparaiso | NE | 68065-8724 | Lancaster | NE19561 | Active | 371325 | 2016 | Lochinvar | WTSS - Watertube SS Steel | Chapel | HWHT - Hot Water Heat | 9/30/2025
Carmel of Jesus, Mary & Joseph | 9300 W Agnew Rd | Valparaiso | NE | 68065-8724 | Lancaster | NE19562 | Active | 368912 | 2010 | Lochinvar | WTSS - Watertube SS Steel | Speak Room | HWHT - Hot Water Heat | 9/30/2025
Carmel of Jesus, Mary & Joseph | 9300 W Agnew Rd | Valparaiso | NE | 68065-8724 | Lancaster | NE19826 | Active | 153375 | 2010 | Lochinvar | WTSS - Watertube SS Steel | Infirmary | HWHT - Hot Water Heat | 9/30/2025
Carmel of Jesus, Mary & Joseph | 9300 W Agnew Rd | Valparaiso | NE | 68065-8724 | Lancaster | NE19827 | Active | 371221 | 2016 | Lochinvar | WTSS - Watertube SS Steel | Novitiate | HWHT - Hot Water Heat | 9/30/2025
Carmel of Jesus, Mary & Joseph | 9300 W Agnew Rd | Valparaiso | NE | 68065-8724 | Lancaster | NE26095 | Scrapped/Junked | 269072 | 2013 | Lochinvar | WTSS - Watertube SS Steel | Enclosed Courtyard | HWHT - Hot Water Heat | 9/30/2021
Carmel of Jesus, Mary & Joseph | 9300 W Agnew Rd | Valparaiso | NE | 68065-8724 | Lancaster | NE41543 | Active | 264992 | 2021 | Lochinvar | FTVT - Firetube Vertical TB | Enclosed Courtyard | HWHT - Hot Water Heat | 9/30/2025
DUDS N SUDS | 940 N 26th St | Lincoln | NE | 68503-2520 | LANCASTER | NE16335 | Scrapped/Junked |  | 1987 | AO SMITH | AHWH - ANSI/Fired Water Htr | 940 N 26TH | HWSD - Hot Water Dom/Potable | 4/30/1992
Southlake Village | 9401 Andermatt Dr | Lincoln | NE | 68526-9507 | Lancaster | NE19859 | Active | 182469 | 2011 | CAMUS | WTSS - Watertube SS Steel | A119 | HWHT - Hot Water Heat | 3/31/2027
Southlake Village | 9401 Andermatt Dr | Lincoln | NE | 68526-9507 | Lancaster | NE19860 | Active | 182456 | 2011 | CAMUS | WTSS - Watertube SS Steel | A119 | HWHT - Hot Water Heat | 3/31/2027
Hillcrest Country Club | 9401 O St | Lincoln | NE | 68520-1240 | Lancaster | NE10345 | Scrapped/Junked | 67060 | 2002 | AOSM | CHWH - ASME/Fired Water Heater | BASEMENT | HWSD - Hot Water Dom/Potable | 3/31/2011
Hillcrest Country Club | 9401 O St | Lincoln | NE | 68520-1240 | Lancaster | NE14565 | Active | n/a | 1930 | US Radiator | CI - Cast Iron | BASEMENT BOILER ROOM | HWHT - Hot Water Heat | 1/31/2026
Hillcrest Country Club | 9401 O St | Lincoln | NE | 68520-1240 | Lancaster | NE16132 | Out of Service | n/a | 1967 | Kewanee | FTFB - Firetube-Firebox Boiler | BOILER ROOM | STHT - Steam-Heat | 1/31/2015
Hillcrest Country Club | 9401 O St | Lincoln | NE | 68520-1240 | Lancaster | NE18440 | Active | n/a | 1994 | Peerless | CI - Cast Iron | BASEMENT BOILER ROOM | HWHT - Hot Water Heat | 1/31/2026
Hillcrest Country Club | 9401 O St | Lincoln | NE | 68520-1240 | Lancaster | NE25681 | Active | 19328 | 2014 | Aldrich | FTFB - Firetube-Firebox Boiler | BASEMENT BOILER ROOM | STHT - Steam-Heat | 1/31/2026
Hillcrest Country Club | 9401 O St | Lincoln | NE | 68520-1240 | Lancaster | NE30497 | Scrapped/Junked |  | 1990 | AO SMITH | AHWH - ANSI/Fired Water Htr | BASEMENT | HWSD - Hot Water Dom/Potable | 12/31/2002
Terminal Building | 941 O St | Lincoln | NE | 68508-3608 | Lancaster | NE06527 | Scrapped/Junked | 15163 | 2005 | Precision | ELBL - Electric Boiler | Basement Boiler Rm | STHT - Steam-Heat | 10/31/2020
Terminal Building | 941 O St | Lincoln | NE | 68508-3608 | Lancaster | NE16339 | Inactive | 26025 | 1975 | HYDRO STEAM IND INC | ELBL - Electric Boiler | BOILER ROOM | STHT - Steam-Heat | 8/31/2005
UNL Bldg Systems Maint | 942 N 22nd St | Lincoln | NE | 68503-2409 | Lancaster | NE05960 | Active | 143703 | 2004 | WTRP | CPFT - Horiz Cpr Fin Boiler | WAREHOUSE EAST | GLYC - Glycol Bldg Heat Sys | 3/31/2026
Aviva Woodlands | 9421 Gable Pines Rd | Lincoln | NE | 68520-1475 | Lancaster | NE27480 | Active | 235569 | 2016 | Lochinvar | FTVT - Firetube Vertical TB | MECANICAL ROOM | HWHT - Hot Water Heat | 3/31/2027
Aviva Woodlands | 9421 Gable Pines Rd | Lincoln | NE | 68520-1475 | Lancaster | NE27481 | Active | 235575 | 2016 | Lochinvar | FTVT - Firetube Vertical TB | MECANICAL ROOM | HWHT - Hot Water Heat | 3/31/2027
Apartment Building - Concorde | 944 E St | Lincoln | NE | 68508-3178 | Lancaster | NE08733 | Active | N/A | 1966 | Crane | CI - Cast Iron | LAUNDRY ROOM | HWHT - Hot Water Heat | 9/30/2026
City of Lincoln Municipal Service Center | 949 W Bond St | Lincoln | NE | 68521-3628 | Lancaster | NE14974 | Scrapped/Junked | 5728 | 1988 | Aldrich | FT - Firetube Boiler | Boiler Room | HWHT - Hot Water Heat | 3/31/2016
City of Lincoln Municipal Service Center | 949 W Bond St | Lincoln | NE | 68521-3628 | Lancaster | NE14975 | Scrapped/Junked | 5726 | 1988 | Aldrich | FT - Firetube Boiler | Boiler Room | HWHT - Hot Water Heat | 3/31/2018
City of Lincoln Municipal Service Center | 949 W Bond St | Lincoln | NE | 68521-3628 | Lancaster | NE14976 | Scrapped/Junked | 5725 | 1988 | Aldrich | FT - Firetube Boiler | Boiler Room | HWHT - Hot Water Heat | 3/31/2018
City of Lincoln Municipal Service Center | 949 W Bond St | Lincoln | NE | 68521-3628 | Lancaster | NE14977 | Scrapped/Junked | 5727 | 1988 | Aldrich | FT - Firetube Boiler | Boiler Room | HWHT - Hot Water Heat | 3/31/2018
City of Lincoln Municipal Service Center | 949 W Bond St | Lincoln | NE | 68521-3628 | Lancaster | NE27657 | Active | 421323 | 2018 | Laars | WTSS - Watertube SS Steel | Basement | HWHT - Hot Water Heat | 3/31/2027
City of Lincoln Municipal Service Center | 949 W Bond St | Lincoln | NE | 68521-3628 | Lancaster | NE27658 | Active | 421294 | 2018 | Laars | WTSS - Watertube SS Steel | Basement | HWHT - Hot Water Heat | 3/31/2027
City of Lincoln Municipal Service Center | 949 W Bond St | Lincoln | NE | 68521-3628 | Lancaster | NE27659 | Active | 421300 | 2018 | Laars | WTSS - Watertube SS Steel | Basement | HWHT - Hot Water Heat | 3/31/2027
UNL Sandoz Residence Hall | 960 N 17th St | Lincoln | NE | 68508-1271 | Lancaster | NE13635 | Scrapped/Junked | 17127 | 2008 | ALDRICH/LES | CHWH - ASME/Fired Water Heater | BASEMENT MECH ROOM | HWSD - Hot Water Dom/Potable | 8/31/2010
UNL Sandoz Residence Hall | 960 N 17th St | Lincoln | NE | 68508-1271 | Lancaster | NE13636 | Scrapped/Junked | 17128 | 2008 | ALDRICH/LES | CHWH - ASME/Fired Water Heater | BASEMENT MECH ROOM | HWSD - Hot Water Dom/Potable | 8/31/2013
UNL Sandoz Residence Hall | 960 N 17th St | Lincoln | NE | 68508-1271 | Lancaster | NE13641 | Scrapped/Junked | 17136 | 2008 | ALDRICH/LES | FTVT - Firetube Vertical TB | BASEMENT MECH ROOM | HWHT - Hot Water Heat | 8/31/2021
UNL Sandoz Residence Hall | 960 N 17th St | Lincoln | NE | 68508-1271 | Lancaster | NE13642 | Scrapped/Junked | 17140 | 2008 | ALDRICH/LES | FTVT - Firetube Vertical TB | BASEMENT MECH ROOM | HWHT - Hot Water Heat | 8/31/2021
UNL Sandoz Residence Hall | 960 N 17th St | Lincoln | NE | 68508-1271 | Lancaster | NE13643 | Out of Service | 17141 | 2008 | ALDRICH/LES | FTVT - Firetube Vertical TB | BASEMENT MECH ROOM | HWHT - Hot Water Heat | 8/31/2021
UNL Sandoz Residence Hall | 960 N 17th St | Lincoln | NE | 68508-1271 | Lancaster | NE13644 | Scrapped/Junked | 17139 | 2008 | ALDRICH/LES | FTVT - Firetube Vertical TB | BASEMENT MECH ROOM | HWHT - Hot Water Heat | 8/31/2022
UNL Sandoz Residence Hall | 960 N 17th St | Lincoln | NE | 68508-1271 | Lancaster | NE17560 | Scrapped/Junked | 17838 | 2010 | aldrich/les | FTVT - Firetube Vertical TB | Basement Boiler Room | HWSD - Hot Water Dom/Potable | 8/31/2013
UNL Sandoz Residence Hall | 960 N 17th St | Lincoln | NE | 68508-1271 | Lancaster | NE24126 | Active | 61872 | 2012 | Aerco | FTFB - Firetube-Firebox Boiler | mech room | HWSD - Hot Water Dom/Potable | 1/31/2027
UNL Sandoz Residence Hall | 960 N 17th St | Lincoln | NE | 68508-1271 | Lancaster | NE24127 | Active | 61868 | 2012 | Aerco | FTFB - Firetube-Firebox Boiler | mech room | HWSD - Hot Water Dom/Potable | 1/31/2027
UNL Sandoz Residence Hall | 960 N 17th St | Lincoln | NE | 68508-1271 | Lancaster | NE41446 | Active | 486704 | 2019 | Laars | WTSS - Watertube SS Steel | Basement Mechanical Room | HHHP - Hotwater Heat & Heat Pump | 1/31/2027
UNL Sandoz Residence Hall | 960 N 17th St | Lincoln | NE | 68508-1271 | Lancaster | NE41447 | Active | 486708 | 2019 | Laars | WTSS - Watertube SS Steel | Basement Mechanical Room | HHHP - Hotwater Heat & Heat Pump | 1/31/2027
UNL Sandoz Residence Hall | 960 N 17th St | Lincoln | NE | 68508-1271 | Lancaster | NE41847 | Active | 525168 | 2021 | Laars | WTSS - Watertube SS Steel | Mechanical Room | GLYC - Glycol Bldg Heat Sys | 1/31/2027
UNL Sandoz Residence Hall | 960 N 17th St | Lincoln | NE | 68508-1271 | Lancaster | NE41848 | Active | 525167 | 2021 | Laars | WTSS - Watertube SS Steel | Mechanical Room | GLYC - Glycol Bldg Heat Sys | 1/31/2027
UNL East Campus | Filley Hall/Food Ind Com Arbor Drive | Lincoln | NE | 68588 | Lancaster | NE15838 | Scrapped/Junked | 58956 | 1989 | Fulton | ELBL - Electric Boiler | RM 46 | PROC - Process Steam | 5/31/2016
Villa Marie School | RR 1 | Waverly | NE | 68462-9801 | Lancaster | NE16111 | Inactive |  | 1986 | A. O. Smith | AHWH - ANSI/Fired Water Htr | BASEMENT | HWSD - Hot Water Dom/Potable | 8/31/2001
Main Arena | State Fair Grounds | Lincoln | NE | 68501 | Lancaster | NE08064 | Scrapped/Junked | 34838 | 1975 | KEWA | FTFB - Firetube-Firebox Boiler | BOILER ROOM | HWHT - Hot Water Heat | 5/31/2010
Main Arena | State Fair Grounds | Lincoln | NE | 68501 | Lancaster | NE08065 | Scrapped/Junked | 34835 | 1975 | KEWA | FTFB - Firetube-Firebox Boiler | BOILER ROOM | HWHT - Hot Water Heat | 5/31/2010
PRIVATE OWNER | UNKNOWN | UNKNOWN | NE | 00000 | Lancaster | NE01173 | Inactive |  | 1915 | J.I. CASE | FT - Firetube Boiler | PORTABLE | 0024 - Antique Steam Tractor | 3/31/1990
OLD LOMR BUILDING | UNKNOWN | LINCOLN | NE | 68508 | LANCASTER | NE08036 | Inactive | 31027 | 1978 | KEWANEE | FT - Firetube Boiler |  | PROC - Process Steam | 6/30/1992
OLD LOMR BUILDING | UNKNOWN | LINCOLN | NE | 68508 | LANCASTER | NE08037 | Inactive | 31043 | 1978 | KEWANEE | FT - Firetube Boiler |  | PROC - Process Steam | 5/31/1992
First Baptist Church-BMIC#531739 | 100 McDonald Rd | North Platte | NE | 69101-5013 | Lincoln | NE40285 | Active | n/a | 1976 | Peerless | CI - Cast Iron | BOILER ROOM | HWHT - Hot Water Heat | 2/28/2027
McDaid Elementary School | 1000 East E St | North Platte | NE | 69101-5628 | Lincoln | NE07376 | Scrapped/Junked | 66013 | 1999 | State Industries | CHWH - ASME/Fired Water Heater | BOILER ROOM | HWSD - Hot Water Dom/Potable | 12/31/2018
McDaid Elementary School | 1000 East E St | North Platte | NE | 69101-5628 | Lincoln | NE08577 | Active | 10641 | 1999 | ALES | FTVT - Firetube Vertical TB | 2nd Floor BOILER ROOM | HWHT - Hot Water Heat | 12/31/2026
McDaid Elementary School | 1000 East E St | North Platte | NE | 69101-5628 | Lincoln | NE08578 | Active | 10642 | 1999 | ALES | FTVT - Firetube Vertical TB | BOILER ROOM | HWHT - Hot Water Heat | 12/31/2026
District 177 Mall | 1000 S Dewey St | North Platte | NE | 69101-6161 | Lincoln | NE08580 | Inactive | n/a | 2000 | SMITH | CI - Cast Iron | PENTHOUSE | HWHT - Hot Water Heat | 4/30/2017
District 177 Mall | 1000 S Dewey St | North Platte | NE | 69101-6161 | Lincoln | NE18200 | Scrapped/Junked | 25774 | 1971 | Cleaver & Brooks | WT - Water Tube Boiler | JC PENNEY PENTHOUSE | HWHT - Hot Water Heat | 5/31/2001
Rivers Edge Country Club | 1008 W 18th St | North Platte | NE | 69101-2225 | Lincoln | NE00211 | Scrapped/Junked | 34367 | 1978 | PVI INDUSTRIES | CHWH - ASME/Fired Water Heater | UPPER BOILER ROOM | HWSD - Hot Water Dom/Potable | 5/31/2002
Rivers Edge Country Club | 1008 W 18th St | North Platte | NE | 69101-2225 | Lincoln | NE00212 | Scrapped/Junked | 32204 | 1993 | Loch | CPFT - Horiz Cpr Fin Boiler | POOL HOUSE | OPHT - Outdoor Pool Heater | 8/31/2010
Rivers Edge Country Club | 1008 W 18th St | North Platte | NE | 69101-2225 | Lincoln | NE09856 | Scrapped/Junked | 65126 | 2001 | AO Smith | CHWH - ASME/Fired Water Heater | UPPER BOILER ROOM | HWSD - Hot Water Dom/Potable | 8/31/2023
Rivers Edge Country Club | 1008 W 18th St | North Platte | NE | 69101-2225 | Lincoln | NE09867 | Scrapped/Junked | 64596 | 2001 | AO Smith | CHWH - ASME/Fired Water Heater | UPPER BOILER ROOM | HWSD - Hot Water Dom/Potable | 8/31/2022
Rivers Edge Country Club | 1008 W 18th St | North Platte | NE | 69101-2225 | Lincoln | NE18758 | Scrapped/Junked | 309698 | 2010 | Raypak | CPPH - Ansi Cpr Fin Pool Heater | Pool Mech. Room | OPHT - Outdoor Pool Heater | 8/31/2014
Rivers Edge Country Club | 1008 W 18th St | North Platte | NE | 69101-2225 | Lincoln | NE41115 | Scrapped/Junked | 417644 | 2016 | Raypak | CPPH - Ansi Cpr Fin Pool Heater | Pool Mech. Room | OPHT - Outdoor Pool Heater | 8/31/2024
Applebee's Bar & Grill | 102 Platte Oasis Pkwy | North Platte | NE | 69101-7654 | Lincoln | NE00201 | Scrapped/Junked | 48768 | 1994 | STATE INDUSTRIES | CHWH - ASME/Fired Water Heater | BACK BOILER ROOM | HWSD - Hot Water Dom/Potable | 8/31/2007
Applebee's Bar & Grill | 102 Platte Oasis Pkwy | North Platte | NE | 69101-7654 | Lincoln | NE09235 | Scrapped/Junked | 82097 | 2003 | AOSM | CHWH - ASME/Fired Water Heater | BACK ROOM BOILER | HWDP - Hotwater Heat & Dom Supply | 11/30/2009
Applebee's Bar & Grill | 102 Platte Oasis Pkwy | North Platte | NE | 69101-7654 | Lincoln | NE15369 | Scrapped/Junked | 9704 | 2008 | Noritz | CPFH - Copper Fin Water Heater | Mech. room | HWSD - Hot Water Dom/Potable | 11/30/2015
Applebee's Bar & Grill | 102 Platte Oasis Pkwy | North Platte | NE | 69101-7654 | Lincoln | NE15370 | Scrapped/Junked | 9697 | 2008 | Noritz | CPFH - Copper Fin Water Heater | Mech. Room | HWSD - Hot Water Dom/Potable | 11/30/2015
Salvation Army | 1020 N Adams St | North Platte | NE | 69101-2763 | Lincoln | NE25350 | Active | 76443 | 2002 | State Industries | CHWH - ASME/Fired Water Heater | 2nd floor Mechanical Room | HWSD - Hot Water Dom/Potable | 11/30/2026
Salvation Army | 1020 N Adams St | North Platte | NE | 69101-2763 | Lincoln | NE25351 | Active | 74776 | 2002 | State Industries | CHWH - ASME/Fired Water Heater | Mechanical Room | HWSD - Hot Water Dom/Potable | 11/30/2026
APT BLDG | 10467 W Platte Valley Rd | North Platte | NE | 69101-1338 | LINCOLN | NE34661 | Inactive |  | 1969 | AMERICAN STANDARD |  | BOILER ROOM | STHT - Steam-Heat | 12/31/2007
Liberty Services | 110 E 2nd St | North Platte | NE | 69101-5430 | Lincoln | NE12439 | Out of Service | 4185 | 2002 | Thermo Steam | WT - Water Tube Boiler | boiler room | PROC - Process Steam | 10/31/2016
Liberty Services | 110 E 2nd St | North Platte | NE | 69101-5430 | Lincoln | NE30291 | Scrapped/Junked | 2684 | 1990 | THERMO PAK | WT - Water Tube Boiler | REAR OF PLANT | PROC - Process Steam | 7/31/2003
Office Building | 110 E 3rd St | North Platte | NE | 69101-3917 | Lincoln | NE08595 | Scrapped/Junked | N/A | 1962 | KEWA | FTFB - Firetube-Firebox Boiler | BOILER ROOM | HWHT - Hot Water Heat | 5/31/2010
Herbergers | 1100 S Dewey St | North Platte | NE | 69101-6121 | Lincoln | NE05560 | Inactive | 63978 | 1972 | Sussman-Automatic Corp | ELBL - Electric Boiler | STOCK ROOM | PROC - Process Steam | 7/31/1997
South Oak Manor | 1100 S Oak St | North Platte | NE | 69101-6563 | Lincoln | NE01611 | Scrapped/Junked | 83378 | 2004 | AOSM | CHWH - ASME/Fired Water Heater | PENTHOUSE - 6th Floor | HWSD - Hot Water Dom/Potable | 6/30/2020
South Oak Manor | 1100 S Oak St | North Platte | NE | 69101-6563 | Lincoln | NE01612 | Scrapped/Junked | 64282 | 2001 | AO SMITH | CHWH - ASME/Fired Water Heater | PENTHOUSE | HWSD - Hot Water Dom/Potable | 6/30/2007
South Oak Manor | 1100 S Oak St | North Platte | NE | 69101-6563 | Lincoln | NE09077 | Scrapped/Junked | 111812 | 2007 | AOSM | CHWH - ASME/Fired Water Heater | PENTHOUSE | HWSD - Hot Water Dom/Potable | 6/30/2012
South Oak Manor | 1100 S Oak St | North Platte | NE | 69101-6563 | Lincoln | NE21491 | Scrapped/Junked | 121611 | 2007 | A O Smith | CHWH - ASME/Fired Water Heater | Penthouse - 6th Floor | HWSD - Hot Water Dom/Potable | 6/30/2018
South Oak Manor | 1100 S Oak St | North Platte | NE | 69101-6563 | Lincoln | NE26445 | Scrapped/Junked | 207558 | 2015 | A O Smith | CHWH - ASME/Fired Water Heater | Penthouse - 6th Floor | HWSD - Hot Water Dom/Potable | 6/30/2020
South Oak Manor | 1100 S Oak St | North Platte | NE | 69101-6563 | Lincoln | NE28428 | Active | 268449 | 2020 | A O Smith | CHWH - ASME/Fired Water Heater | Penthouse - 6th Floor | HWSD - Hot Water Dom/Potable | 6/30/2026
South Oak Manor | 1100 S Oak St | North Platte | NE | 69101-6563 | Lincoln | NE29101 | Active | 273702 | 2020 | A O Smith | CHWH - ASME/Fired Water Heater | Penthouse - 6th Floor | HWSD - Hot Water Dom/Potable | 6/30/2026
Great Plains Imaging Center | 1101 S Oak St | North Platte | NE | 69101-6522 | Lincoln | NE13411 | Active | 17368 | 2008 | ALDRICH/LES | FTVT - Firetube Vertical TB | BOILER ROOM | HWHT - Hot Water Heat | 10/31/2026
Great Plains Imaging Center | 1101 S Oak St | North Platte | NE | 69101-6522 | Lincoln | NE13412 | Active | 17366 | 2008 | ALDRICH/LES | FTVT - Firetube Vertical TB | BOILER ROOM | HWHT - Hot Water Heat | 10/31/2026
First Interstate Bank | 111 S Dewey St | North Platte | NE | 69101-5418 | Lincoln | NE08902 | Scrapped/Junked | 8635 | 1990 | Ajax | WT - Water Tube Boiler | BOILER ROOM | HWHT - Hot Water Heat | 2/28/2021
First Interstate Bank | 111 S Dewey St | North Platte | NE | 69101-5418 | Lincoln | NE41174 | Active | 501839 | 2020 | Sermeta | COBL - Coil Type Boiler | Boiler Room | HWHT - Hot Water Heat | 1/31/2026
First Interstate Bank | 111 S Dewey St | North Platte | NE | 69101-5418 | Lincoln | NE41175 | Active | 502219 | 2020 | Sermeta | COBL - Coil Type Boiler | Boiler Room | HWHT - Hot Water Heat | 1/31/2026
Brady Public Schools | 112 E Popleton Ave | Brady | NE | 69123-2752 | Lincoln | NE09153 | Scrapped/Junked | 46936 | 2007 | Aerco International | FTVT - Firetube Vertical TB | BOILER ROOM | HWHT - Hot Water Heat | 8/31/2022
Brady Public Schools | 112 E Popleton Ave | Brady | NE | 69123-2752 | Lincoln | NE18929 | Exempt 1999 LB-66 |  | 1992 | RHEEM MANUFACTURING CO | AHWH - ANSI/Fired Water Htr |  | HWSD - Hot Water Dom/Potable | 8/31/1999
Brady Public Schools | 112 E Popleton Ave | Brady | NE | 69123-2752 | Lincoln | NE33606 | Scrapped/Junked |  | 1980 | PEERLESS HEATER COMPANY |  | BOILER ROOM | STHT - Steam-Heat | 8/31/2007
Brady Public Schools | 112 E Popleton Ave | Brady | NE | 69123-2752 | Lincoln | NE41305 | Active | 532152 | 2021 | Sermeta | COBL - Coil Type Boiler | Boiler Room | HWHT - Hot Water Heat | 12/31/2026
Brady Public Schools | 112 E Popleton Ave | Brady | NE | 69123-2752 | Lincoln | NE41306 | Active | 531121 | 2021 | Sermeta | COBL - Coil Type Boiler | Boiler Room | HWHT - Hot Water Heat | 12/31/2026
City Of North Platte | 116 W 5Th St | North Platte | NE | 69101-3922 | Lincoln | NE35155 | Scrapped/Junked | 3927 | 1984 | Rite Engineering Corp | WT - Water Tube Boiler | BASEMENT | HWHT - Hot Water Heat | 10/31/2001
Ideal Laundry & Cleaners | 116 W 6th St | North Platte | NE | 69101-7025 | Lincoln | NE05108 | Active | 3205 | 1964 | Superior Boiler Works | FT - Firetube Boiler | BOILER ROOM | PROC - Process Steam | 6/30/2026
MASTERS CLEANERS | 116 W FIFTH ST | NORTH PLATTE | NE | 69101 | LINCOLN | NE05421 | Inactive | 35229 | 1988 | PARKER BOILER CO | WT - Water Tube Boiler | BOILER ROOM | PROC - Process Steam | 6/30/2001
City Library | 120 W 4th St | North Platte | NE | 69101-3901 | Lincoln | NE10449 | Scrapped/Junked | on 1 | 1992 | Peerless | CI - Cast Iron | Boiler Room | STHT - Steam-Heat | 3/31/2017
City Library | 120 W 4th St | North Platte | NE | 69101-3901 | Lincoln | NE26441 | Active | N/A | 2016 | Slant Fin | CI - Cast Iron | Basement | HWHT - Hot Water Heat | 12/31/2026
City Library | 120 W 4th St | North Platte | NE | 69101-3901 | Lincoln | NE26442 | Active | N/A | 2016 | Slant Fin | CI - Cast Iron | Basement | HWHT - Hot Water Heat | 12/31/2026
City Library | 120 W 4th St | North Platte | NE | 69101-3901 | Lincoln | NE26443 | Active | N/A | 2016 | Slant Fin | CI - Cast Iron | Basement | HWHT - Hot Water Heat | 12/31/2026
Great Plains Health - Sports & Therapy Center | 120 W Leota St | North Platte | NE | 69101-6036 | Lincoln | NE43601 | Active | 10091 | 2023 | Fulton | FTSS - Firetube Stainless Steel | Expansion Mech Room | HWHT - Hot Water Heat | 6/30/2026
Great Plains Health - Sports & Therapy Center | 120 W Leota St | North Platte | NE | 69101-6036 | Lincoln | NE43602 | Active | 10092 | 2023 | Fulton | FTSS - Firetube Stainless Steel | Expansion Mech Room | HWHT - Hot Water Heat | 6/30/2026
Adams Middle School | 1200 McDonald Rd | North Platte | NE | 69101-6462 | Lincoln | NE08592 | Scrapped/Junked | 74082 | 2002 | State Industries | CHWH - ASME/Fired Water Heater | BOILER ROOM | HWSD - Hot Water Dom/Potable | 12/31/2013
Adams Middle School | 1200 McDonald Rd | North Platte | NE | 69101-6462 | Lincoln | NE15200 | Scrapped/Junked | 41444 | 1992 | STATE INDUSTRIES | CHWH - ASME/Fired Water Heater | MECH/BLRM | HWSD - Hot Water Dom/Potable | 6/30/2002
Adams Middle School | 1200 McDonald Rd | North Platte | NE | 69101-6462 | Lincoln | NE16984 | Scrapped/Junked | 27503 | 1994 | AOSM | CHWH - ASME/Fired Water Heater | BOILER ROOM | HWSD - Hot Water Dom/Potable | 12/31/2022
Adams Middle School | 1200 McDonald Rd | North Platte | NE | 69101-6462 | Lincoln | NE16985 | Scrapped/Junked | 26793 | 1994 | AOSM | CHWH - ASME/Fired Water Heater | BOILER ROOM | HWSD - Hot Water Dom/Potable | 12/31/2022
Adams Middle School | 1200 McDonald Rd | North Platte | NE | 69101-6462 | Lincoln | NE24531 | Active | 180976 | 2013 | AO SMITH | CHWH - ASME/Fired Water Heater | Boiler Room | HWSD - Hot Water Dom/Potable | 12/31/2026
Adams Middle School | 1200 McDonald Rd | North Platte | NE | 69101-6462 | Lincoln | NE33611 | Active | 29182 | 1977 | Kewanee | FTFB - Firetube-Firebox Boiler | BOILER ROOM | HWHT - Hot Water Heat | 12/31/2026
Adams Middle School | 1200 McDonald Rd | North Platte | NE | 69101-6462 | Lincoln | NE34414 | Active | 29132 | 1977 | Kewanee | FTFB - Firetube-Firebox Boiler | BOILER ROOM | HWHT - Hot Water Heat | 12/31/2026
Buffalo Bill Manor | 1200 S Oak St | North Platte | NE | 69101-6516 | Lincoln | NE01613 | Out of Service | 68285 | 2000 | STAT | CHWH - ASME/Fired Water Heater | MECH RM TOP FLR | HWSD - Hot Water Dom/Potable | 4/30/2024
Buffalo Bill Manor | 1200 S Oak St | North Platte | NE | 69101-6516 | Lincoln | NE01614 | Scrapped/Junked |  | 1986 | STATE INDUSTRIES | AHWH - ANSI/Fired Water Htr | MECH RM TOP FLR | HWSD - Hot Water Dom/Potable | 6/30/2007
Buffalo Bill Manor | 1200 S Oak St | North Platte | NE | 69101-6516 | Lincoln | NE09076 | Scrapped/Junked | 106169 | 2006 | STAT | CHWH - ASME/Fired Water Heater | MECH ROOM | HWSD - Hot Water Dom/Potable | 4/30/2014
MID AMERICA DAIRYMEN | 1201 Industrial Ave | North Platte | NE | 69101-7712 | LINCOLN | NE13235 | Inactive | 34258 | 1979 | PM LATTNER MFR COMPANY | FT - Firetube Boiler | 1201INDUSTRIAL | PROC - Process Steam | 11/30/1996
Washtime North | 1202 N Jeffers St | North Platte | NE | 69101-2377 | Lincoln | NE40572 | Active | n/a | 1999 | Weil-Mcclain | CI - Cast Iron | BOILER ROOM | HWHF - Hot Water Heat-Floor | 3/31/2027
Washtime North | 1202 N Jeffers St | North Platte | NE | 69101-2377 | Lincoln | NE40573 | Inactive | N/A | 1999 | SABH WATER HEATER GROUP | AHWH - ANSI/Fired Water Htr | BOILER ROOM | HWSP - Hot Water Non Potable Supply | 3/31/2013
Adams Bank & Trust | 121 S Jeffers St | North Platte | NE | 69101-5306 | Lincoln | NE10419 | Active | 1291 | 2001 | Thermal Solutions | WT - Water Tube Boiler | PENTHOUSE MECH RM | HWHT - Hot Water Heat | 1/31/2027
Adams Bank & Trust | 121 S Jeffers St | North Platte | NE | 69101-5306 | Lincoln | NE10420 | Active | 1292 | 2001 | Thermal Solutions | WT - Water Tube Boiler | PENTHOUSE MECH RM | HWHT - Hot Water Heat | 1/31/2027
Super Suds | 121 W Leota St | North Platte | NE | 69101-6058 | Lincoln | NE24173 | Active | 150818 | 2012 | Columbia | WT - Water Tube Boiler | mech room | GLFH - Glycol Floor Heat System | 12/31/2026
North Platte High School | 1220 W 2nd St | North Platte | NE | 69101-3652 | Lincoln | NE00825 | Inactive | 69866 | 2001 | STATE INDUSTRIES | CHWH - ASME/Fired Water Heater | BOILER ROOM | HWSD - Hot Water Dom/Potable | 6/30/2003
North Platte High School | 1220 W 2nd St | North Platte | NE | 69101-3652 | Lincoln | NE10842 | Active | 12708 | 2001 | Triad Boiler | FT - Firetube Boiler | BOILER ROOM | HWHT - Hot Water Heat | 12/31/2026
North Platte High School | 1220 W 2nd St | North Platte | NE | 69101-3652 | Lincoln | NE10843 | Active | 12705 | 2001 | Triad Boiler | FT - Firetube Boiler | BOILER ROOM | HWHT - Hot Water Heat | 12/31/2026
North Platte High School | 1220 W 2nd St | North Platte | NE | 69101-3652 | Lincoln | NE10844 | Out of Service | 12630 | 2001 | Triad Boiler | FT - Firetube Boiler | BOILER ROOM | HWHT - Hot Water Heat | 12/31/2024
North Platte High School | 1220 W 2nd St | North Platte | NE | 69101-3652 | Lincoln | NE10845 | Active | 75620 | 2002 | State Industries | CHWH - ASME/Fired Water Heater | BOILER ROOM | HWSD - Hot Water Dom/Potable | 12/31/2026
North Platte High School | 1220 W 2nd St | North Platte | NE | 69101-3652 | Lincoln | NE10846 | Active | 75615 | 2002 | State Industries | CHWH - ASME/Fired Water Heater | BOILER ROOM | HWSD - Hot Water Dom/Potable | 12/31/2026
North Platte High School | 1220 W 2nd St | North Platte | NE | 69101-3652 | Lincoln | NE10848 | Active | 75617 | 2002 | State Industries | CHWH - ASME/Fired Water Heater | BOILER ROOM | HWSD - Hot Water Dom/Potable | 12/31/2026
North Platte High School | 1220 W 2nd St | North Platte | NE | 69101-3652 | Lincoln | NE10849 | Active | 75613 | 2002 | State Industries | CHWH - ASME/Fired Water Heater | BOILER ROOM | HWSD - Hot Water Dom/Potable | 12/31/2026
North Platte High School | 1220 W 2nd St | North Platte | NE | 69101-3652 | Lincoln | NE16982 | Scrapped/Junked | 43487 | 1993 | STATE INDUSTRIES | CHWH - ASME/Fired Water Heater | BOILER ROOM | HWSD - Hot Water Dom/Potable | 6/30/2001
North Platte High School | 1220 W 2nd St | North Platte | NE | 69101-3652 | Lincoln | NE20202 | Exempt 1999 LB-66 |  | 1990 | STATE INDUSTRIES | AHWH - ANSI/Fired Water Htr | EAST BLDG# 1 BASEMENT | HWSD - Hot Water Dom/Potable | 6/30/2000
North Platte High School | 1220 W 2nd St | North Platte | NE | 69101-3652 | Lincoln | NE20203 | Exempt 1999 LB-66 |  | 1990 | STATE INDUSTRIES | AHWH - ANSI/Fired Water Htr | EAST BLDG#1 BASEMENT | HWSD - Hot Water Dom/Potable | 6/30/2000
North Platte High School | 1220 W 2nd St | North Platte | NE | 69101-3652 | Lincoln | NE21128 | Inactive | 52865 | 1996 | STATE INDUSTRIES | CHWH - ASME/Fired Water Heater | BOILER ROOM | HWSD - Hot Water Dom/Potable | 6/30/2003
North Platte High School | 1220 W 2nd St | North Platte | NE | 69101-3652 | Lincoln | NE21139 | Inactive | 36863 | 1996 | AO SMITH | CHWH - ASME/Fired Water Heater | BOILER ROOM | HWSD - Hot Water Dom/Potable | 6/30/2003
North Platte High School | 1220 W 2nd St | North Platte | NE | 69101-3652 | Lincoln | NE31431 | Inactive | 39323 | 1985 | KEWANEE | FTFB - Firetube-Firebox Boiler | BOILER ROOM | STHT - Steam-Heat | 6/30/2003
North Platte High School | 1220 W 2nd St | North Platte | NE | 69101-3652 | Lincoln | NE31435 | Inactive | 39324 | 1985 | KEWANEE | FTFB - Firetube-Firebox Boiler | BOILER ROOM | STHT - Steam-Heat | 6/30/2003
North Platte High School | 1220 W 2nd St | North Platte | NE | 69101-3652 | Lincoln | NE31444 | Inactive | 25676 | 1987 | MARKET FORGE INDUSTRIES | FT - Firetube Boiler | BOILER ROOM | 0021 - Steam Supp Cooker/Kettle | 6/30/2003
North Platte High School | 1220 W 2nd St | North Platte | NE | 69101-3652 | Lincoln | NE34237 | Inactive |  | 1949 | FITZGIBBONS | FT - Firetube Boiler |  | STHT - Steam-Heat | 6/30/1995
City Rec Center | 1300 McDonald Rd | North Platte | NE | 69101-6435 | Lincoln | NE00215 | Scrapped/Junked | 63973 | 1999 | Weben-Jarco | COBL - Coil Type Boiler | Boiler Rm | HWSD - Hot Water Dom/Potable | 3/31/2016
City Rec Center | 1300 McDonald Rd | North Platte | NE | 69101-6435 | Lincoln | NE06370 | Inactive | 172512 | 2006 | PENTAIR | CPFT - Horiz Cpr Fin Boiler | Pool Boiler Rm | IPHT - Indoor Pool Heater | 3/31/2015
City Rec Center | 1300 McDonald Rd | North Platte | NE | 69101-6435 | Lincoln | NE26168 | Active | C44495 | 2015 | A O Smith | COBL - Coil Type Boiler | Boiler Room | HWSD - Hot Water Dom/Potable | 2/28/2025
City Rec Center | 1300 McDonald Rd | North Platte | NE | 69101-6435 | Lincoln | NE26169 | Active | 260278 | 2014 | PENTAIR | CPFT - Horiz Cpr Fin Boiler | Pool Boiler Rm | IPHT - Indoor Pool Heater | 2/28/2025
City Rec Center | 1300 McDonald Rd | North Platte | NE | 69101-6435 | Lincoln | NE40596 | Scrapped/Junked | 16148 | 1991 | WEBEN JARCO | COBL - Coil Type Boiler |  | HWSD - Hot Water Dom/Potable | 6/30/2000
City Rec Center | 1300 McDonald Rd | North Platte | NE | 69101-6435 | Lincoln | NE40597 | Scrapped/Junked | 274128 | 1974 | Purex Triton | WT - Water Tube Boiler |  | OPHT - Outdoor Pool Heater | 6/30/2007
City Rec Center | 1300 McDonald Rd | North Platte | NE | 69101-6435 | Lincoln | NE44145 | Active | 642246 | 2025 | Lochinvar | FTSS - Firetube Stainless Steel | New Pool Mech Room | IPHT - Indoor Pool Heater | 2/28/2026
City Rec Center | 1300 McDonald Rd | North Platte | NE | 69101-6435 | Lincoln | NE44146 | Active | 642240 | 2025 | Lochinvar | FTSS - Firetube Stainless Steel | New Pool Mech Room | IPHT - Indoor Pool Heater | 2/28/2026
Washtime Car Wash | 1302 S Chestnut St | North Platte | NE | 69101-2347 | Lincoln | NE07079 | Out of Service | 239979 | 2004 | Raypak | CPFH - Copper Fin Water Heater | BOILER ROOM | GLFH - Glycol Floor Heat System | 10/31/2015
Washtime Car Wash | 1302 S Chestnut St | North Platte | NE | 69101-2347 | Lincoln | NE12223 | Out of Service | 276033 | 2007 | RAYP | CPFT - Horiz Cpr Fin Boiler | MECH ROOM | GLFH - Glycol Floor Heat System | 10/31/2018
Washtime Car Wash | 1302 S Chestnut St | North Platte | NE | 69101-2347 | Lincoln | NE40162 | Out of Service | 149013 | 1998 | Raypak | CPFT - Horiz Cpr Fin Boiler | BOILER ROOM | HWFG - Hotwater Heat Floor-Glycl | 10/31/2015
MAJIC WASH | 1304 S CHESTNUT ST | NORTH PLATTE | NE | 69101 | LINCOLN | NE12434 | Scrapped/Junked |  | 2003 | PALOMA | COWH - Coil Type Water Heater | BOILER ROOM | HWHF - Hot Water Heat-Floor | 1/1/1900
MAJIC WASH | 1304 S CHESTNUT ST | NORTH PLATTE | NE | 69101 | LINCOLN | NE40582 | Scrapped/Junked | 15483 | 1990 | WEBEN JARCO | COBL - Coil Type Boiler | BOILER ROOM | HWHT - Hot Water Heat | 1/31/2005
MAJIC WASH | 1304 S CHESTNUT ST | NORTH PLATTE | NE | 69101 | LINCOLN | NE40583 | Exempt 1999 LB-66 |  | 1997 | PALOMA | COWH - Coil Type Water Heater |  | HWSP - Hot Water Non Potable Supply | 1/31/2000
MAJIC WASH | 1304 S CHESTNUT ST | NORTH PLATTE | NE | 69101 | LINCOLN | NE40584 | Exempt 1999 LB-66 |  | 1997 | PALOMA | COWH - Coil Type Water Heater |  | HWSP - Hot Water Non Potable Supply | 1/31/2000
MAJIC WASH | 1304 S CHESTNUT ST | NORTH PLATTE | NE | 69101 | LINCOLN | NE40585 | Exempt 1999 LB-66 |  | 1997 | PALOMA | COWH - Coil Type Water Heater |  | HWSP - Hot Water Non Potable Supply | 1/31/2000
MAJIC WASH | 1304 S CHESTNUT ST | NORTH PLATTE | NE | 69101 | LINCOLN | NE40586 | Exempt 1999 LB-66 |  | 1997 | PALOMA | COWH - Coil Type Water Heater |  | HWSP - Hot Water Non Potable Supply | 1/31/2000
MAJIC WASH | 1304 S CHESTNUT ST | NORTH PLATTE | NE | 69101 | LINCOLN | NE40587 | Scrapped/Junked |  | 1993 | PALOMA | COWH - Coil Type Water Heater | BOILER ROOM | HWHT - Hot Water Heat | 1/31/2004
MAJIC WASH | 1304 S CHESTNUT ST | NORTH PLATTE | NE | 69101 | LINCOLN | NE40588 | Scrapped/Junked |  | 1996 | PALOMA | COWH - Coil Type Water Heater | BOILER ROOM | HWHT - Hot Water Heat | 1/31/2005
MAJIC WASH | 1304 S CHESTNUT ST | NORTH PLATTE | NE | 69101 | LINCOLN | NE40589 | Scrapped/Junked |  | 1995 | PALOMA | COWH - Coil Type Water Heater | BOILER ROOM | HWHT - Hot Water Heat | 1/31/2005
MAJIC WASH | 1304 S CHESTNUT ST | NORTH PLATTE | NE | 69101 | LINCOLN | NE40590 | Exempt 1999 LB-66 |  | 1993 | PALOMA | COWH - Coil Type Water Heater |  | HWSP - Hot Water Non Potable Supply | 1/31/2000
MAJIC WASH | 1304 S CHESTNUT ST | NORTH PLATTE | NE | 69101 | LINCOLN | NE40591 | Exempt 1999 LB-66 |  | 1993 | PALOMA | COWH - Coil Type Water Heater |  | HWSP - Hot Water Non Potable Supply | 1/31/2000
MAJIC WASH | 1304 S CHESTNUT ST | NORTH PLATTE | NE | 69101 | LINCOLN | NE40592 | Exempt 1999 LB-66 |  | 1993 | PALOMA | COWH - Coil Type Water Heater |  | HWSP - Hot Water Non Potable Supply | 1/31/2000
MAJIC WASH | 1304 S CHESTNUT ST | NORTH PLATTE | NE | 69101 | LINCOLN | NE40593 | Exempt 1999 LB-66 |  | 1992 | PALOMA | COWH - Coil Type Water Heater |  | HWSP - Hot Water Non Potable Supply | 1/31/2000
MAJIC WASH | 1304 S CHESTNUT ST | NORTH PLATTE | NE | 69101 | LINCOLN | NE40594 | Exempt 1999 LB-66 |  | 1993 | PALOMA | COWH - Coil Type Water Heater |  | HWSP - Hot Water Non Potable Supply | 1/31/2000
MAJIC WASH | 1304 S CHESTNUT ST | NORTH PLATTE | NE | 69101 | LINCOLN | NE40595 | Exempt 1999 LB-66 |  | 1993 | PALOMA | COWH - Coil Type Water Heater |  | HWSP - Hot Water Non Potable Supply | 1/31/2000
Wells Fargo | 1304 S Jeffers St | North Platte | NE | 69101-6037 | Lincoln | NE00000 | Inactive | [6 empty] | 1/1/1980
Madison Middle School | 1400 N Madison Ave | North Platte | NE | 69101-2210 | LINCOLN | NE16983 | Scrapped/Junked | 43750 | 1993 | STATE INDUSTRIES | CHWH - ASME/Fired Water Heater | BOILER ROOM | HWSD - Hot Water Dom/Potable | 6/30/2008
Madison Middle School | 1400 N Madison Ave | North Platte | NE | 69101-2210 | LINCOLN | NE18757 | Scrapped/Junked | 116723 | 2007 | A O Smith | FTVT - Firetube Vertical TB | Basement | HWSD - Hot Water Dom/Potable | 12/31/2020
Madison Middle School | 1400 N Madison Ave | North Platte | NE | 69101-2210 | LINCOLN | NE20207 | Scrapped/Junked |  | 1988 | STATE INDUSTRIES | CHWH - ASME/Fired Water Heater |  | HWSD - Hot Water Dom/Potable | 6/30/2000
Madison Middle School | 1400 N Madison Ave | North Platte | NE | 69101-2210 | LINCOLN | NE21138 | Scrapped/Junked | 39713 | 1997 | AO SMITH | CHWH - ASME/Fired Water Heater | BOILER ROOM | HWSD - Hot Water Dom/Potable | 6/30/2008
Madison Middle School | 1400 N Madison Ave | North Platte | NE | 69101-2210 | LINCOLN | NE28382 | Active | 263819 | 2020 | A O Smith | FTVT - Firetube Vertical TB | Basement | HWSD - Hot Water Dom/Potable | 12/31/2026
Madison Middle School | 1400 N Madison Ave | North Platte | NE | 69101-2210 | LINCOLN | NE31441 | Scrapped/Junked | 26473 | 1987 | MARKET FORGE INDUSTRIES | FT - Firetube Boiler | KITCHEN | 0021 - Steam Supp Cooker/Kettle | 6/30/2001
Madison Middle School | 1400 N Madison Ave | North Platte | NE | 69101-2210 | LINCOLN | NE34252 | Scrapped/Junked |  | 1950 | US RADIATOR | FT - Firetube Boiler | BOILER ROOM | STHT - Steam-Heat | 6/30/2008
NebraskaLand Bank | 1400 S Dewey St | North Platte | NE | 69101-7605 | Lincoln | NE24532 | Active | 239806 | 2013 | Laars | WTSS - Watertube SS Steel | basement | HHHP - Hotwater Heat & Heat Pump | 11/30/2026
Bldg Demolished | 1402 S Jeffers St | North Platte | NE | 69101-6039 | Lincoln | NE01826 | Scrapped/Junked | 54864 | 2000 | AOSM | CHWH - ASME/Fired Water Heater | UPSTAIRS MECH ROOM L4 | HWSD - Hot Water Dom/Potable | 12/31/2011
Bldg Demolished | 1402 S Jeffers St | North Platte | NE | 69101-6039 | Lincoln | NE01827 | Scrapped/Junked | 54156 | 2000 | AOSM | CHWH - ASME/Fired Water Heater | UPSTAIRS MECH ROOM L4 | HWSD - Hot Water Dom/Potable | 10/31/2012
Bldg Demolished | 1402 S Jeffers St | North Platte | NE | 69101-6039 | Lincoln | NE01828 | Scrapped/Junked | 20546 | 1993 | AO SMITH | CHWH - ASME/Fired Water Heater | UPSTAIRS MECH ROOM | HWSD - Hot Water Dom/Potable | 6/30/2005
Bldg Demolished | 1402 S Jeffers St | North Platte | NE | 69101-6039 | Lincoln | NE06384 | Inactive | 22448 | 2004 | WTRP | CPFT - Horiz Cpr Fin Boiler | POOL MECH ROOM | OPHT - Outdoor Pool Heater | 10/31/2007
Bldg Demolished | 1402 S Jeffers St | North Platte | NE | 69101-6039 | Lincoln | NE06385 | Scrapped/Junked | 84116 | 2004 | A O Smith | CHWH - ASME/Fired Water Heater | Restaurant Basement | HWSD - Hot Water Dom/Potable | 10/31/2012
Bldg Demolished | 1402 S Jeffers St | North Platte | NE | 69101-6039 | Lincoln | NE06386 | Scrapped/Junked | 69105 | 2002 | AOSM | CHWH - ASME/Fired Water Heater | BASEMENT MECH ROOM | HWSD - Hot Water Dom/Potable | 10/31/2012
Les Schawb Tire Center | 1402 S Jeffers St | North Platte | NE | 69101-6039 | Lincoln | NE24172 | Active | 150743 | 2012 | Columbia | WT - Water Tube Boiler | boiler room | GLFH - Glycol Floor Heat System | 12/31/2025
Sutherland City Pool | 1433 2nd St | Sutherland | NE | 69165-2137 | Lincoln | NE10647 | Inactive | 59390 | 2000 | AO SMITH | CPFT - Horiz Cpr Fin Boiler | EQUIP ROOM | OPHT - Outdoor Pool Heater | 6/30/2004
Sutherland City Pool | 1433 2nd St | Sutherland | NE | 69165-2137 | Lincoln | NE18755 | Active | 218132 | 2009 | PENTAIR | CPPH - Ansi Cpr Fin Pool Heater | Pool Mech. Room | OPHT - Outdoor Pool Heater | 6/30/2026
Sutherland City Pool | 1433 2nd St | Sutherland | NE | 69165-2137 | Lincoln | NE40625 | Scrapped/Junked | 6676 | 1973 | LOCHINVAR | WT - Water Tube Boiler | BOILER ROOM | OPHT - Outdoor Pool Heater | 6/30/2002
Harvest Christian Fellowship | 1501 S Jeffers | North Platte | NE | 69101 | Lincoln | NE18178 | Out of Service | N/A | 1994 | Peerless | CI - Cast Iron | MECH ROOM | HWHT - Hot Water Heat | 9/30/2011
HARVEST CHRISTIAN FELLOWSHIP | 1501 S JEFFERS | NORTH PLATTE | NE | 69101 | LINCOLN | NE21200 | Exempt 1999 LB-66 |  | 1992 | AO SMITH | AHWH - ANSI/Fired Water Htr | UTILITY ROOM | HWSD - Hot Water Dom/Potable | 9/30/1999
Wallace High School | 151 N Wallace Rd | Wallace | NE | 69169-8016 | Lincoln | NE20298 | Exempt 1999 LB-66 |  | 1991 | AO SMITH | AHWH - ANSI/Fired Water Htr |  | HWSD - Hot Water Dom/Potable | 1/31/2000
Wallace High School | 151 N Wallace Rd | Wallace | NE | 69169-8016 | Lincoln | NE23508 | Scrapped/Junked | NA | 1998 | Peerless | CI - Cast Iron | Boileroom | STHT - Steam-Heat | 12/31/2017
Wallace High School | 151 N Wallace Rd | Wallace | NE | 69169-8016 | Lincoln | NE27788 | Active | N/A | 2018 | Peerless | CI - Cast Iron | Basement | STHT - Steam-Heat | 12/31/2026
Wallace High School | 151 N Wallace Rd | Wallace | NE | 69169-8016 | Lincoln | NE31875 | Active | NA | 1981 | Peerless | CI - Cast Iron | Boileroom | STHT - Steam-Heat | 12/31/2026
Motel 6 | 1520 S Jeffers St | North Platte | NE | 69101-6041 | Lincoln | NE03935 | Scrapped/Junked |  | 1982 | RAYPAK INC, CALIFORNIA | CPFT - Horiz Cpr Fin Boiler | NORTH PLATTE | HWHT - Hot Water Heat | 12/31/1997
Motel 6 | 1520 S Jeffers St | North Platte | NE | 69101-6041 | Lincoln | NE07514 | Scrapped/Junked | N/A | 2006 | JANDY | COBL - Coil Type Boiler | POOL ROOM | OPHT - Outdoor Pool Heater | 6/30/2010
Motel 6 | 1520 S Jeffers St | North Platte | NE | 69101-6041 | Lincoln | NE17485 | Scrapped/Junked |  | 1992 | AO SMITH | AHWH - ANSI/Fired Water Htr | ABOVE OFFICE | HWSD - Hot Water Dom/Potable | 9/30/2001
Motel 6 | 1520 S Jeffers St | North Platte | NE | 69101-6041 | Lincoln | NE17486 | Scrapped/Junked |  | 1991 | AO SMITH | AHWH - ANSI/Fired Water Htr | NORTH PLATTE | HWSD - Hot Water Dom/Potable | 12/31/1997
Motel 6 | 1520 S Jeffers St | North Platte | NE | 69101-6041 | Lincoln | NE19379 | Scrapped/Junked |  | 1985 | RHEEM MANUFACTURING CO | AHWH - ANSI/Fired Water Htr | NORTH PLATTE | HWSD - Hot Water Dom/Potable | 12/31/1997
Motel 6 | 1520 S Jeffers St | North Platte | NE | 69101-6041 | Lincoln | NE19380 | Scrapped/Junked |  | 1988 | AO SMITH | AHWH - ANSI/Fired Water Htr | NORTH PLATTE | HWSD - Hot Water Dom/Potable | 12/31/1997
Motel 6 | 1520 S Jeffers St | North Platte | NE | 69101-6041 | Lincoln | NE25444 | Exempt 1999 LB-66 |  | 1999 | A. O. Smith | AHWH - ANSI/Fired Water Htr | UPPER SOUTH | HWSD - Hot Water Dom/Potable | 1/1/1900
Motel 6 | 1520 S Jeffers St | North Platte | NE | 69101-6041 | Lincoln | NE25445 | Exempt 1999 LB-66 |  | 1998 | RHEEM MANUFACTURING CO | AHWH - ANSI/Fired Water Htr | UPPER SOUTH | HWSD - Hot Water Dom/Potable | 1/1/1900
Motel 6 | 1520 S Jeffers St | North Platte | NE | 69101-6041 | Lincoln | NE25446 | Exempt 1999 LB-66 |  | 1997 | RHEEM MANUFACTURING CO | AHWH - ANSI/Fired Water Htr | ABOVE OFFICE | HWSD - Hot Water Dom/Potable | 1/1/1900
Motel 6 | 1520 S Jeffers St | North Platte | NE | 69101-6041 | Lincoln | NE25447 | Scrapped/Junked | 150988 | 1997 | TELEDYNE LAARS | CPFT - Horiz Cpr Fin Boiler | POOL HOUSE | OPHT - Outdoor Pool Heater | 9/30/2004
Platte Valley Christian | 1521 Rodeo Rd | North Platte | NE | 69101-7227 | Lincoln | NE14675 | Scrapped/Junked | N/A | 1998 | CROWN BOILER COMPANY | CI - Cast Iron | BOILER ROOM | HWHT - Hot Water Heat | 3/31/2017
Platte Valley Christian | 1521 Rodeo Rd | North Platte | NE | 69101-7227 | Lincoln | NE15230 | Scrapped/Junked |  | 1988 | Weil-Mcclain | CI - Cast Iron | BOILER ROOM | HWHT - Hot Water Heat | 2/28/2009
Buffalo Elementary School | 1600 N Buffalo Ave | North Platte | NE | 69103 | Lincoln | NE34251 | Scrapped/Junked | n/a | 1952 | National Steel | FTFB - Firetube-Firebox Boiler | BOILER ROOM | STHT - Steam-Heat | 12/31/2014
Buffalo Elementary School | 1600 N Buffalo Ave | North Platte | NE | 69103 | Lincoln | NE34449 | Scrapped/Junked | 27491 | 1976 | Kewanee | FTFB - Firetube-Firebox Boiler | BOILER ROOM | STHT - Steam-Heat | 12/31/2014
BUFFALO ELEMENTARY SCHOOL | 1600 N BUFFALO AVE | NORTH PLATTE | NE | 69103-1557 | LINCOLN | NE20208 | Exempt 1999 LB-66 |  | 1971 | RHEEM MANUFACTURING CO | AHWH - ANSI/Fired Water Htr | BOILER ROOM | HWSD - Hot Water Dom/Potable | 6/30/2000
First United Methodist Church | 1600 W E St | North Platte | NE | 69101-4957 | Lincoln | NE14545 | Scrapped/Junked | 25529 | 1988 | Bryan | WT - Water Tube Boiler | BASEMENT | GLYC - Glycol Bldg Heat Sys | 1/31/2026
First United Methodist Church | 1600 W E St | North Platte | NE | 69101-4957 | Lincoln | NE35203 | Inactive |  | 1973 | HYDROTHERM/ADV THER HYD |  | BASEMENT | HWHT - Hot Water Heat | 1/31/1995
First United Methodist Church | 1600 W E St | North Platte | NE | 69101-4957 | Lincoln | NE43634 | Active | 478449 | 2024 | Lochinvar | FTSS - Firetube Stainless Steel | Basement | HWHT - Hot Water Heat | 1/31/2027
First United Methodist Church | 1600 W E St | North Platte | NE | 69101-4957 | Lincoln | NE43635 | Active | 478438 | 2024 | Lochinvar | FTSS - Firetube Stainless Steel | Basement | HWHT - Hot Water Heat | 1/31/2027
Cody Park City Pool | 1601 N Jeffers St | North Platte | NE | 69101 | Lincoln | NE40598 | Active | 1526 | 1982 | Teledyne & Laars | CPFT - Horiz Cpr Fin Boiler | Pool Heater building | OPHT - Outdoor Pool Heater | 6/30/2026
Cody Park City Pool | 1601 N Jeffers St | North Platte | NE | 69101 | Lincoln | NE40599 | Scrapped/Junked | 22988 | 1974 | AO SMITH | COBL - Coil Type Boiler | Pool office basement | HWSD - Hot Water Dom/Potable | 6/30/2024
North Platte Armory | 1700 N Jeffers St | North Platte | NE | 69101-2379 | Lincoln | NE09846 | Scrapped/Junked | 11526 | 2001 | Aldrich | FTVT - Firetube Vertical TB | MECH ROOM | HWHT - Hot Water Heat | 10/31/2024
North Platte Armory | 1700 N Jeffers St | North Platte | NE | 69101-2379 | Lincoln | NE30098 | Scrapped/Junked |  | 1948 | KEWANEE | FT - Firetube Boiler | BOILER ROOM | STHT - Steam-Heat | 7/31/2001
North Platte Armory | 1700 N Jeffers St | North Platte | NE | 69101-2379 | Lincoln | NE42777 | Active | 1415 | 2022 | RIELLO | WT - Water Tube Boiler | Boiler Room | HWHT - Hot Water Heat | 8/31/2026
North Platte Armory | 1700 N Jeffers St | North Platte | NE | 69101-2379 | Lincoln | NE42778 | Active | 1400 | 2022 | RIELLO | WT - Water Tube Boiler | Boiler Room | HWHT - Hot Water Heat | 8/31/2026
Sustainable Beef, LLC | 1701 S Newberry Access Rd | North Platte | NE | 69101-0027 | Lincoln | NE43164 | Active | 20072 | 2023 | Superior Boiler Works | FTHT - Firetube Horizontal | Boiler Plant | PROC - Process Steam | 2/28/2027
Sustainable Beef, LLC | 1701 S Newberry Access Rd | North Platte | NE | 69101-0027 | Lincoln | NE43165 | Active | 223 | 2023 | Heatmizer | ECON - Boiler Economizer | Boiler Plant | PSSH - Process Steam Superheater | 2/28/2027
Sustainable Beef, LLC | 1701 S Newberry Access Rd | North Platte | NE | 69101-0027 | Lincoln | NE43166 | Active | 20070 | 2023 | Superior Boiler Works | FTHT - Firetube Horizontal | Boiler Plant | PROC - Process Steam | 2/28/2027
Sustainable Beef, LLC | 1701 S Newberry Access Rd | North Platte | NE | 69101-0027 | Lincoln | NE43167 | Active | 225 | 2023 | Heatmizer | ECON - Boiler Economizer | Boiler Plant | PSSH - Process Steam Superheater | 2/28/2027
Sustainable Beef, LLC | 1701 S Newberry Access Rd | North Platte | NE | 69101-0027 | Lincoln | NE43168 | Active | 20069 | 2023 | Superior Boiler Works | FTHT - Firetube Horizontal | Boiler Plant | PROC - Process Steam | 2/28/2027
Sustainable Beef, LLC | 1701 S Newberry Access Rd | North Platte | NE | 69101-0027 | Lincoln | NE43169 | Active | 224 | 2023 | Heatmizer | ECON - Boiler Economizer | Boiler Plant | PSSH - Process Steam Superheater | 2/28/2027
Sustainable Beef, LLC | 1701 S Newberry Access Rd | North Platte | NE | 69101-0027 | Lincoln | NE43636 | Active | 276012 | 2020 | A O Smith | CHWH - ASME/Fired Water Heater | Harvest Men's Closet | HWSD - Hot Water Dom/Potable | 2/28/2027
Sustainable Beef, LLC | 1701 S Newberry Access Rd | North Platte | NE | 69101-0027 | Lincoln | NE43637 | Active | 326112 | 2020 | A O Smith | CHWH - ASME/Fired Water Heater | Fabrication Women's Closet | HWSD - Hot Water Dom/Potable | 2/28/2027
Orr's Dry Cleaners | 1805 W A St | North Platte | NE | 69101-4534 | Lincoln | NE01870 | Scrapped/Junked | 32561 | 1976 | LATT | FT - Firetube Boiler | BOILER ROOM | PROC - Process Steam | 3/31/2010
Orr's Dry Cleaners | 1805 W A St | North Platte | NE | 69101-4534 | Lincoln | NE18676 | Active | 55174 | 2010 | Lattner Boiler Co | FTNT - FT Vertical Tubeless | Boiler Room | PROC - Process Steam | 10/31/2026
First Church Of The Nazarene | 1812 N Jeffers St | North Platte | NE | 69101-2381 | Lincoln | NE08613 | Scrapped/Junked |  | 2001 | BURN | CI - Cast Iron | BASEMENT BOILER ROOM | HWHT - Hot Water Heat | 10/31/2007
First Church Of The Nazarene | 1812 N Jeffers St | North Platte | NE | 69101-2381 | Lincoln | NE08614 | Scrapped/Junked |  | 2001 | BURN | CI - Cast Iron | BASEMENT BOILER ROOM | HWHT - Hot Water Heat | 10/31/2007
First Church Of The Nazarene | 1812 N Jeffers St | North Platte | NE | 69101-2381 | Lincoln | NE14359 | Scrapped/Junked |  | 1963 | KEWANEE | FT - Firetube Boiler | MECH ROOM | HWHT - Hot Water Heat | 11/30/2001
First Church Of The Nazarene | 1812 N Jeffers St | North Platte | NE | 69101-2381 | Lincoln | NE20283 | Exempt 1999 LB-66 | 2710 | 1995 | RHEEM MANUFACTURING CO | AHWH - ANSI/Fired Water Htr |  | HWSD - Hot Water Dom/Potable | 11/30/1999
Paulsen Inc | 1905 S Newberry Access | North Platte | NE | 69101-9128 | Lincoln | NE23532 | Active | 1302 | 1997 | Sioux | COBL - Coil Type Boiler | BOILER ROOM | HWSP - Hot Water Non Potable Supply | 11/30/2026
U Save Foods | 1921 W A St | North Platte | NE | 69101-4577 | Lincoln | NE40289 | Exempt |  | 1995 | Rheem Manufacturing Co | ELWH - Electric Water Heater | PUMP ROOM | HWSD - Hot Water Dom/Potable | 2/29/2000
U Save Foods | 1921 W A St | North Platte | NE | 69101-4577 | Lincoln | NE40290 | Exempt |  | 1989 | Thermo-Pak | ELWH - Electric Water Heater | PUMP ROOM | HWSD - Hot Water Dom/Potable | 2/29/2000
Hampton Inn | 200 Platte Oasis Pkwy | North Platte | NE | 69101-7665 | Lincoln | NE07504 | Scrapped/Junked | n/a | 2004 | Ruud-Rheem | FTVT - Firetube Vertical TB | MECH ROOM | HWSD - Hot Water Dom/Potable | 1/31/2020
Hampton Inn | 200 Platte Oasis Pkwy | North Platte | NE | 69101-7665 | Lincoln | NE13440 | Scrapped/Junked | 278795 | 2008 | Raypak | CPFT - Horiz Cpr Fin Boiler | POOL ROOM | IPHT - Indoor Pool Heater | 1/31/2026
Hampton Inn | 200 Platte Oasis Pkwy | North Platte | NE | 69101-7665 | Lincoln | NE26862 | Scrapped/Junked | 413551 | 2015 | Raypak | CPFT - Horiz Cpr Fin Boiler | POOL ROOM | IPHT - Indoor Pool Heater | 1/31/2023
Hampton Inn | 200 Platte Oasis Pkwy | North Platte | NE | 69101-7665 | Lincoln | NE28221 | Active | 489326 | 2019 | Raypak | CPFT - Horiz Cpr Fin Boiler | Pool House | HWHT - Hot Water Heat | 9/30/2025
Hampton Inn | 200 Platte Oasis Pkwy | North Platte | NE | 69101-7665 | Lincoln | NE40031 | Exempt 1999 LB-66 |  | 1993 | RUUD | AHWH - ANSI/Fired Water Htr | 4TH FL/BOILER RM | HWSD - Hot Water Dom/Potable | 2/29/2000
Hampton Inn | 200 Platte Oasis Pkwy | North Platte | NE | 69101-7665 | Lincoln | NE40032 | Exempt 1999 LB-66 |  | 1993 | RUUD | AHWH - ANSI/Fired Water Htr | 4TH FL/BOILER RM | HWSD - Hot Water Dom/Potable | 2/29/2000
Hampton Inn | 200 Platte Oasis Pkwy | North Platte | NE | 69101-7665 | Lincoln | NE40033 | Exempt 1999 LB-66 |  | 1993 | RUUD | AHWH - ANSI/Fired Water Htr | 4TH FL/BOILER RM | HWSD - Hot Water Dom/Potable | 2/29/2000
Hampton Inn | 200 Platte Oasis Pkwy | North Platte | NE | 69101-7665 | Lincoln | NE40034 | Exempt 1999 LB-66 |  | 1993 | RUUD | AHWH - ANSI/Fired Water Htr | 4TH FL/BOILER RM | HWSD - Hot Water Dom/Potable | 2/29/2000
Hampton Inn | 200 Platte Oasis Pkwy | North Platte | NE | 69101-7665 | Lincoln | NE40035 | Scrapped/Junked | 63884 | 1993 | RUUD | CHWH - ASME/Fired Water Heater | 4TH FL/BOILER RM | HWSD - Hot Water Dom/Potable | 2/28/2006
Craft State Office Bldg | 200 S Silber Ave | North Platte | NE | 69101-4219 | Lincoln | NE24294 | Scrapped/Junked | 33499 | 1980 | Kewanee | FTFB - Firetube-Firebox Boiler | BOILER HOUSE | STHT - Steam-Heat | 11/30/2013
Craft State Office Bldg | 200 S Silber Ave | North Platte | NE | 69101-4219 | Lincoln | NE24295 | Scrapped/Junked | 6726 | 1980 | Kewanee | FTFB - Firetube-Firebox Boiler | BOILER HOUSE | STHT - Steam-Heat | 11/30/2013
Craft State Office Bldg | 200 S Silber Ave | North Platte | NE | 69101-4219 | Lincoln | NE24528 | Active | 14115 | 2013 | Triad Boiler | FTVT - Firetube Vertical TB | boiler house | HWHT - Hot Water Heat | 10/31/2026
Craft State Office Bldg | 200 S Silber Ave | North Platte | NE | 69101-4219 | Lincoln | NE24529 | Active | 65723 | 2013 | Aerco | VTTB - Vertical Tube Bundle | boiler room | HWHT - Hot Water Heat | 10/31/2026
Craft State Office Bldg | 200 S Silber Ave | North Platte | NE | 69101-4219 | Lincoln | NE24530 | Active | 14144 | 2013 | Triad Boiler | FTVT - Firetube Vertical TB | boiler house | HWHT - Hot Water Heat | 10/31/2026
Lincoln Elementary School | 200 W 9th St | North Platte | NE | 69101-3007 | Lincoln | NE20206 | Exempt 1999 LB-66 |  | 1988 | STATE INDUSTRIES | AHWH - ANSI/Fired Water Htr | BOILER ROOM | HWSD - Hot Water Dom/Potable | 6/30/2000
Lincoln Elementary School | 200 W 9th St | North Platte | NE | 69101-3007 | Lincoln | NE26925 | Active | 371856 | 2016 | Lochinvar | FT - Firetube Boiler | Mechanical Room | GLYC - Glycol Bldg Heat Sys | 12/31/2026
Lincoln Elementary School | 200 W 9th St | North Platte | NE | 69101-3007 | Lincoln | NE27051 | Active | 384592 | 2016 | Lochinvar | FT - Firetube Boiler | Mechanical Room | GLYC - Glycol Bldg Heat Sys | 12/31/2026
Lincoln Elementary School | 200 W 9th St | North Platte | NE | 69101-3007 | Lincoln | NE34450 | Scrapped/Junked | 27950 | 1976 | Kewanee | FTFB - Firetube-Firebox Boiler | BOILER ROOM | HWHT - Hot Water Heat | 12/31/2017
Lincoln Elementary School | 200 W 9th St | North Platte | NE | 69101-3007 | Lincoln | NE34451 | Scrapped/Junked | 27960 | 1976 | Kewanee | FTFB - Firetube-Firebox Boiler | BOILER ROOM | HWHT - Hot Water Heat | 12/31/2017
Cody Elementary School | 2000 W 2nd St | North Platte | NE | 69101-3530 | Lincoln | NE33617 | Scrapped/Junked | 31661 | 1978 | Kewanee | FTFB - Firetube-Firebox Boiler | BOILER ROOM | STHT - Steam-Heat | 12/31/2014
Cody Elementary School | 2000 W 2nd St | North Platte | NE | 69101-3530 | Lincoln | NE34240 | Scrapped/Junked | n/a | 1955 | National Radiator | FT - Firetube Boiler | BOILER ROOM | STHT - Steam-Heat | 12/31/2014
FNBO - 702110K | 201 N Dewey St | North Platte | NE | 69101-4036 | Lincoln | NE21150 | Scrapped/Junked | 9142 | 1997 | ALES | FTVT - Firetube Vertical TB | Basement Mech Room | HWHT - Hot Water Heat | 10/31/2018
FNBO - 702110K | 201 N Dewey St | North Platte | NE | 69101-4036 | Lincoln | NE21151 | Scrapped/Junked | 9145 | 1997 | ALES | FTVT - Firetube Vertical TB | Basement Mech Room | HWHT - Hot Water Heat | 10/31/2018
FNBO - 702110K | 201 N Dewey St | North Platte | NE | 69101-4036 | Lincoln | NE21152 | Scrapped/Junked | 9144 | 1997 | ALES | FTVT - Firetube Vertical TB | Basement Mech Room | HWHT - Hot Water Heat | 10/31/2018
FNBO - 702110K | 201 N Dewey St | North Platte | NE | 69101-4036 | Lincoln | NE27836 | Active | 20048 | 2018 | Aldrich | FTVT - Firetube Vertical TB | Basement | HWHT - Hot Water Heat | 12/31/2026
FNBO - 702110K | 201 N Dewey St | North Platte | NE | 69101-4036 | Lincoln | NE27837 | Active | 20050 | 2018 | Aldrich | FTVT - Firetube Vertical TB | Basement | HWHT - Hot Water Heat | 12/31/2026
FNBO - 702110K | 201 N Dewey St | North Platte | NE | 69101-4036 | Lincoln | NE27838 | Active | 20049 | 2018 | Aldrich | FTVT - Firetube Vertical TB | Basement | HWHT - Hot Water Heat | 12/31/2026
Church Of Our Savior | 203 W 4th St | North Platte | NE | 69101-3916 | Lincoln | NE14379 | Scrapped/Junked | N/A | 1963 | Kewanee | FTFB - Firetube-Firebox Boiler | BOILER ROOM | HWHT - Hot Water Heat | 2/28/2023
Church Of Our Savior | 203 W 4th St | North Platte | NE | 69101-3916 | Lincoln | NE42502 | Active | 577741 | 2022 | Lochinvar | WT - Water Tube Boiler | Boiler Room | HWHT - Hot Water Heat | 12/31/2026
Church Of Our Savior | 203 W 4th St | North Platte | NE | 69101-3916 | Lincoln | NE42503 | Active | 577750 | 2022 | Lochinvar | WT - Water Tube Boiler | Boiler Room | HWHT - Hot Water Heat | 12/31/2026
Bruce Furniture | 209 E 4th St | North Platte | NE | 69101-6901 | Lincoln | NE23586 | Active | N/A | 1999 | Dunkirk | CIMD - Cast Iron/Modular Ins | BOILER ROOM | HWHT - Hot Water Heat | 11/30/2026
Ramada Inn and Suites | 2102 S Jeffers St | North Platte | NE | 69101-9694 | Lincoln | NE07503 | Scrapped/Junked | 155708 | 1994 | TELE | COWH - Coil Type Water Heater | POOL AREA | HWSD - Hot Water Dom/Potable | 1/31/2015
Ramada Inn and Suites | 2102 S Jeffers St | North Platte | NE | 69101-9694 | Lincoln | NE16412 | Scrapped/Junked |  | 1990 | AO SMITH | CHWH - ASME/Fired Water Heater | BOILER ROOM | HWSD - Hot Water Dom/Potable | 6/30/1998
Ramada Inn and Suites | 2102 S Jeffers St | North Platte | NE | 69101-9694 | Lincoln | NE16413 | Scrapped/Junked |  | 1988 | AO SMITH | CHWH - ASME/Fired Water Heater | BOILER ROOM | HWSD - Hot Water Dom/Potable | 1/31/2008
Ramada Inn and Suites | 2102 S Jeffers St | North Platte | NE | 69101-9694 | Lincoln | NE16794 | Scrapped/Junked |  | 1991 | AO SMITH | CHWH - ASME/Fired Water Heater | BOILER ROOM | HWSD - Hot Water Dom/Potable | 1/31/2002
Ramada Inn and Suites | 2102 S Jeffers St | North Platte | NE | 69101-9694 | Lincoln | NE18041 | Scrapped/Junked |  | 1993 | AO SMITH | CHWH - ASME/Fired Water Heater |  | HWSD - Hot Water Dom/Potable | 6/30/1998
Ramada Inn and Suites | 2102 S Jeffers St | North Platte | NE | 69101-9694 | Lincoln | NE18042 | Scrapped/Junked | 23423 | 1993 | AO SMITH | CHWH - ASME/Fired Water Heater | BOILER ROOM | HWSD - Hot Water Dom/Potable | 6/30/1998
Ramada Inn and Suites | 2102 S Jeffers St | North Platte | NE | 69101-9694 | Lincoln | NE18043 | Scrapped/Junked | 23531 | 1993 | AOSM | CHWH - ASME/Fired Water Heater | SOUTH BOILER ROOM | HWSD - Hot Water Dom/Potable | 1/31/2015
Ramada Inn and Suites | 2102 S Jeffers St | North Platte | NE | 69101-9694 | Lincoln | NE18044 | Scrapped/Junked | 7193 | 1993 | AOSM | COWH - Coil Type Water Heater | MAIN BOILER ROOM | HWSD - Hot Water Dom/Potable | 1/31/2017
Ramada Inn and Suites | 2102 S Jeffers St | North Platte | NE | 69101-9694 | Lincoln | NE19385 | Scrapped/Junked |  | 1996 | AO SMITH | CHWH - ASME/Fired Water Heater | KITCHEN | HWSD - Hot Water Dom/Potable | 6/30/1998
Ramada Inn and Suites | 2102 S Jeffers St | North Platte | NE | 69101-9694 | Lincoln | NE19386 | Exempt 1999 LB-66 |  | 1993 | AO SMITH | AHWH - ANSI/Fired Water Htr | KITCHEN | HWSD - Hot Water Dom/Potable | 6/30/1998
Ramada Inn and Suites | 2102 S Jeffers St | North Platte | NE | 69101-9694 | Lincoln | NE24287 | Scrapped/Junked | 49258 | 1999 | AOSM | CHWH - ASME/Fired Water Heater | KITCHEN | HWSD - Hot Water Dom/Potable | 1/31/2013
Ramada Inn and Suites | 2102 S Jeffers St | North Platte | NE | 69101-9694 | Lincoln | NE24288 | Scrapped/Junked | 49264 | 1999 | AOSM | CHWH - ASME/Fired Water Heater | BOILER ROOM | HWSD - Hot Water Dom/Potable | 1/31/2011
Ramada Inn and Suites | 2102 S Jeffers St | North Platte | NE | 69101-9694 | Lincoln | NE24289 | Scrapped/Junked | 39261 | 1997 | AOSM | CHWH - ASME/Fired Water Heater | MAIN BOILER ROOM | HWSD - Hot Water Dom/Potable | 1/31/2016
Ramada Inn and Suites | 2102 S Jeffers St | North Platte | NE | 69101-9694 | Lincoln | NE24290 | Scrapped/Junked | 40283 | 1997 | AOSM | CHWH - ASME/Fired Water Heater | MAIN BOILER ROOM | HWSD - Hot Water Dom/Potable | 1/31/2014
Ramada Inn and Suites | 2102 S Jeffers St | North Platte | NE | 69101-9694 | Lincoln | NE24291 | Scrapped/Junked | 43729 | 1998 | AOSM | CHWH - ASME/Fired Water Heater | MAIN BOILER ROOM | HWSD - Hot Water Dom/Potable | 1/31/2014
Ramada Inn and Suites | 2102 S Jeffers St | North Platte | NE | 69101-9694 | Lincoln | NE26867 | Scrapped/Junked | C48276 | 2017 | A O Smith | WT - Water Tube Boiler | Upstairs boiler room | HWSD - Hot Water Dom/Potable | 2/28/2021
Ramada Inn and Suites | 2102 S Jeffers St | North Platte | NE | 69101-9694 | Lincoln | NE41331 | Active | 51761 | 2021 | A O Smith | WT - Water Tube Boiler | Upstairs boiler room | HWSD - Hot Water Dom/Potable | 3/31/2026
vacant bldg | 211 Halligan Dr | North Platte | NE | 69101-7652 | Lincoln | NE00202 | Scrapped/Junked | 39535 | 1997 | AOSM | CHWH - ASME/Fired Water Heater | BACK BOILER ROOM | HWSD - Hot Water Dom/Potable | 6/30/2011
vacant bldg | 211 Halligan Dr | North Platte | NE | 69101-7652 | Lincoln | NE19850 | Inactive | 139213 | 2009 | AO SMITH | CHWH - ASME/Fired Water Heater | Back Boiler Room | HWSD - Hot Water Dom/Potable | 6/30/2011
Pawnee Hotel | 217 E 5th St | North Platte | NE | 69101-6918 | Lincoln | NE14308 | Out of Service | N/A | 1928 | Kewanee | FT - Firetube Boiler | BOILER ROOM | STHT - Steam-Heat | 10/31/2012
Pawnee Hotel | 217 E 5th St | North Platte | NE | 69101-6918 | Lincoln | NE15823 | Out of Service | N/A | 1928 | Kewanee | FT - Firetube Boiler | BOILER ROOM | STHT - Steam-Heat | 10/31/2012
Pawnee Hotel | 217 E 5th St | North Platte | NE | 69101-6918 | Lincoln | NE30775 | Scrapped/Junked | 38884 | 1997 | AO SMITH | CHWH - ASME/Fired Water Heater |  | HWSD - Hot Water Dom/Potable | 7/31/1999
Pawnee Hotel | 217 E 5th St | North Platte | NE | 69101-6918 | Lincoln | NE40616 | Scrapped/Junked | 44859 | 1998 | AO SMITH | CHWH - ASME/Fired Water Heater | BOILER ROOM | HWSD - Hot Water Dom/Potable | 7/31/2001
Brady Volunteer Fire Department | 219 E Commercial St | Brady | NE | 69123-2748 | Lincoln | NE28269 | Active | 290311 | 2018 | Laars | COBL - Coil Type Boiler | MECHANICAL ROOM | HWHF - Hot Water Heat-Floor | 1/31/2027
ARNEY'S LAUNDROMAT | 220 Rodeo Rd | North Platte | NE | 69101-2215 | LINCOLN | NE04384 | Inactive | 62454 | 1978 | AO SMITH | AHWH - ANSI/Fired Water Htr | BOILER ROOM | HWSD - Hot Water Dom/Potable | 8/31/1996
Super 8 Motel | 220 W Eugene Ave | North Platte | NE | 69101-9402 | Lincoln | NE20289 | Scrapped/Junked | n/a | 1993 | AOSM | AHWH - ANSI/Fired Water Htr | ANNEX | HWSD - Hot Water Dom/Potable | 1/31/2012
Super 8 Motel | 220 W Eugene Ave | North Platte | NE | 69101-9402 | Lincoln | NE21101 | Scrapped/Junked | n/a | 1993 | RHEEM | AHWH - ANSI/Fired Water Htr | UTILITY ROOM | HWSD - Hot Water Dom/Potable | 1/31/2013
Super 8 Motel | 220 W Eugene Ave | North Platte | NE | 69101-9402 | Lincoln | NE21102 | Scrapped/Junked | n/a | 1993 | AOSM | AHWH - ANSI/Fired Water Htr | UTILITY ROOM | HWSD - Hot Water Dom/Potable | 1/31/2013
Super 8 Motel | 220 W Eugene Ave | North Platte | NE | 69101-9402 | Lincoln | NE21164 | Scrapped/Junked | 39183 | 1997 | AOSM | CHWH - ASME/Fired Water Heater | BOILER ROOM | HWSD - Hot Water Dom/Potable | 1/31/2013
Sixth Dimension Apts | 221 W Francis St | North Platte | NE | 69101-6019 | Lincoln | NE18488 | Scrapped/Junked |  | 1991 | A. O. Smith | AHWH - ANSI/Fired Water Htr |  | HWSD - Hot Water Dom/Potable | 2/28/1997
6th Dimension Apartments | 221 W Francis St Apt 3 | North Platte | NE | 69101-6019 | Lincoln | NE08582 | Scrapped/Junked | 55353 | 2000 | AOSM | CHWH - ASME/Fired Water Heater | BOILER ROOM | HWSD - Hot Water Dom/Potable | 4/30/2013
6th Dimension Apartments | 221 W Francis St Apt 3 | North Platte | NE | 69101-6019 | Lincoln | NE18487 | Exempt 1999 LB-66 |  | 1993 | AO SMITH | AHWH - ANSI/Fired Water Htr |  | HWSD - Hot Water Dom/Potable | 2/28/1997
6th Dimension Apartments | 221 W Francis St Apt 3 | North Platte | NE | 69101-6019 | Lincoln | NE18489 | Exempt 1999 LB-66 |  | 1993 | AO SMITH | AHWH - ANSI/Fired Water Htr |  | HWSD - Hot Water Dom/Potable | 2/28/1997
6th Dimension Apartments | 221 W Francis St Apt 3 | North Platte | NE | 69101-6019 | Lincoln | NE18490 | Scrapped/Junked | n/a | 1993 | Teledyne Laars | CPFT - Horiz Cpr Fin Boiler | POOL | OPHT - Outdoor Pool Heater | 4/30/2013
6th Dimension Apartments | 221 W Francis St Apt 3 | North Platte | NE | 69101-6019 | Lincoln | NE24171 | Scrapped/Junked | 162657 | 2011 | AO SMITH | CHWH - ASME/Fired Water Heater | Bldg #205 | HWSD - Hot Water Dom/Potable | 4/30/2024
Northwestern Public Service Co. | 2300 N. Buffalo 215 W. 5Th St. | North Platte | NE | 69101-3925 | Lincoln | NE11565 | Scrapped/Junked |  | 1986 | Bryant Boiler | CI - Cast Iron | Unit 3 | HWHT - Hot Water Heat | 9/30/1998
Northwestern Public Service Co. | 2300 N. Buffalo 215 W. 5Th St. | North Platte | NE | 69101-3925 | Lincoln | NE11664 | Inactive |  | 1968 | Cleaver & Brooks | FT - Firetube Boiler | Unit 1 | PROC - Process Steam | 3/31/2002
Northwestern Public Service Co. | 2300 N. Buffalo 215 W. 5Th St. | North Platte | NE | 69101-3925 | Lincoln | NE11665 | Inactive |  | 1968 | Bryant Boiler | CI - Cast Iron | Unit 2 | HWHT - Hot Water Heat | 3/31/2002
Perkins Restaurant | 2302 S Jeffers St | North Platte | NE | 69101-9696 | Lincoln | NE09858 | Scrapped/Junked | 65536 | 2001 | AO Smith | CHWH - ASME/Fired Water Heater | BOILER ROOM | HWSD - Hot Water Dom/Potable | 8/31/2014
Perkins Restaurant | 2302 S Jeffers St | North Platte | NE | 69101-9696 | Lincoln | NE21284 | Scrapped/Junked | 30978 | 1995 | AO SMITH | CHWH - ASME/Fired Water Heater | BOILER ROOM | HWSD - Hot Water Dom/Potable | 3/31/2003
Perkins Restaurant | 2302 S Jeffers St | North Platte | NE | 69101-9696 | Lincoln | NE25387 | Scrapped/Junked | NB190628 | 2014 | AO SMITH | CHWH - ASME/Fired Water Heater | Mech Rm | HWSD - Hot Water Dom/Potable | 1/31/2019
Perkins Restaurant | 2302 S Jeffers St | North Platte | NE | 69101-9696 | Lincoln | NE27322 | Scrapped/Junked | 144732 | 2015 | RHEEM | CHWH - ASME/Fired Water Heater | Mech Rm | HWSD - Hot Water Dom/Potable | 12/22/2022
7245 Ruby Tuesday | 2320 S Jeffers St | North Platte | NE | 69101-9696 | Lincoln | NE00002 | Inactive | 115055 | 2007 | A O Smith | CHWH - ASME/Fired Water Heater | Water Heater Room | HWSD - Hot Water Dom/Potable | 4/22/2009
7245 Ruby Tuesday | 2320 S Jeffers St | North Platte | NE | 69101-9696 | Lincoln | NE14662 | Scrapped/Junked | 115055 | 2007 | A O Smith | CHWH - ASME/Fired Water Heater | Water Heater Room | HWSD - Hot Water Dom/Potable | 7/31/2018
7245 Ruby Tuesday | 2320 S Jeffers St | North Platte | NE | 69101-9696 | Lincoln | NE27304 | Active | 22710 | 2017 | A O Smith | CHWH - ASME/Fired Water Heater | Water Heater Room | HWSD - Hot Water Dom/Potable | 10/31/2026
Oppliger Feedyard Inc | 23244 W Hwy 23 | Dickens | NE | 69132-3240 | Lincoln | NE03889 | Inactive | 40939 | 1988 | KEWANEE | FT - Firetube Boiler | Portable Trailer | PROC - Process Steam | 5/31/2024
Oppliger Feedyard Inc | 23244 W Hwy 23 | Dickens | NE | 69132-3240 | Lincoln | NE08992 | Scrapped/Junked | 15024 | 2002 | Superior Boiler Works | FTSM - FTS Marine Dry Back | Boiler room | PROC - Process Steam | 8/31/2022
Oppliger Feedyard Inc | 23244 W Hwy 23 | Dickens | NE | 69132-3240 | Lincoln | NE41639 | Active | 10573 | 2006 | Johnston Boiler Co. | FTWB - FTS Marine Wet Back | Boiler Room | PROC - Process Steam | 1/31/2027
La Quinta Inn & Suites | 2600 Eagles Wings Pl | North Platte | NE | 69101-6986 | Lincoln | NE01830 | Scrapped/Junked | 5008 | 2004 | PENT | CPFT - Horiz Cpr Fin Boiler | POOL ROOM | IPHT - Indoor Pool Heater | 9/30/2010
La Quinta Inn & Suites | 2600 Eagles Wings Pl | North Platte | NE | 69101-6986 | Lincoln | NE02343 | Scrapped/Junked | 5356 | 2004 | PENT | CPFT - Horiz Cpr Fin Boiler | POOL ROOM | IPHT - Indoor Pool Heater | 9/30/2010
LA QUINTA INN & SUITES | 2600 EAGLES WINGS PL | NORTH PLATTE | NE | 69101-6986 | LINCOLN | NE01829 | Inactive | 4875 | 2004 | PENTAIR POOL PRODUCTS | CPFT - Horiz Cpr Fin Boiler | POOL ROOM | IPHT - Indoor Pool Heater | 6/30/2005
Lincoln County Feedyard | 26829 N Cattle Growers Rd | Stapleton | NE | 69163-9616 | Lincoln | NE26216 | Active | 12461 | 2015 | Sellers Engineering | FT - Firetube Boiler | Flaking Mill | PROC - Process Steam | 7/31/2026
Plains Equipment Group | 2700 East Walker Road | North Platte | NE | 69101 | Lincoln | NE21058 | Scrapped/Junked | 82599 | 2011 | Columbia | FTHT - Firetube Horizontal | Stock Room | HWHF - Hot Water Heat-Floor | 11/30/2015
Midwest Renewable Energy | 27532 W Hwy 30 | Sutherland | NE | 69165-2148 | Lincoln | NE06559 | Inactive | 6125 | 2006 | Unknown | ECON - Boiler Economizer | BOILER ROOM | ECON - Boiler Economizer | 5/31/2008
Midwest Renewable Energy | 27532 W Hwy 30 | Sutherland | NE | 69165-2148 | Lincoln | NE10116 | Inactive | 3208 | 1995 | NEBC | WT - Water Tube Boiler | OUTSIDE | PROC - Process Steam | 5/31/2008
Midwest Renewable Energy | 27532 W Hwy 30 | Sutherland | NE | 69165-2148 | Lincoln | NE24297 | Inactive | 3559 | 1998 | Nebraska Boiler |  | Boiler Room | PROC - Process Steam | 9/30/2002
Midwest Renewable Energy | 27532 W Hwy 30 | Sutherland | NE | 69165-2148 | Lincoln | NE25116 | Active | 2442 | 1989 | Nebraska Boiler | WT - Water Tube Boiler | Boiler Room | PROC - Process Steam | 10/31/2026
Midwest Renewable Energy | 27532 W Hwy 30 | Sutherland | NE | 69165-2148 | Lincoln | NE43328 | Active | 764 | 2024 | eTech | SUPH - Tubed Superheater | Boiler Room | ECON - Boiler Economizer | 4/30/2027
CENTRAL NEBRASKA PACKING | 2800 E 8th St | North Platte | NE | 69101-2679 | LINCOLN | NE04498 | Inactive | 59592 | 1987 | RAYPAK INC, CALIFORNIA | CPFT - Horiz Cpr Fin Boiler | BASEMENT | HWSP - Hot Water Non Potable Supply | 6/30/2001
CENTRAL NEBRASKA PACKING | 2800 E 8th St | North Platte | NE | 69101-2679 | LINCOLN | NE10721 | Inactive | 724 | 1955 | NEBRASKA BOILER | WT - Water Tube Boiler | BOILER ROOM | PROC - Process Steam | 6/30/2001
CENTRAL NEBRASKA PACKING | 2800 E 8th St | North Platte | NE | 69101-2679 | LINCOLN | NE13485 | Inactive | 1305 | 1964 | NEBRASKA BOILER | WT - Water Tube Boiler | BOILER ROOM | PROC - Process Steam | 6/30/2001
CENTRAL NEBRASKA PACKING | 2800 E 8th St | North Platte | NE | 69101-2679 | LINCOLN | NE14327 | Inactive |  | 1942 | KEWANEE | FT - Firetube Boiler | BOILER ROOM | STHT - Steam-Heat | 6/30/2001
North Platte Livestock Feeders | 2800 E Echo School Rd | Wellfleet | NE | 69170-7031 | Lincoln | NE15765 | Active | 16530 | 2009 | Superior Boiler Works | FTWB - FTS Marine Wet Back | Boiler Room | PROC - Process Steam | 1/31/2027
North Platte Livestock Feeders | 2800 E Echo School Rd | Wellfleet | NE | 69170-7031 | Lincoln | NE15766 | Active | 16531 | 2009 | Superior Boiler Works | FTWB - FTS Marine Wet Back | Boiler Room | PROC - Process Steam | 1/31/2027
Premier Estates | 2895 W E St | North Platte | NE | 69101-1820 | Lincoln | NE05887 | Scrapped/Junked | 78684 | 1998 | RHEEM | CHWH - ASME/Fired Water Heater | MECH ROOM | HWSD - Hot Water Dom/Potable | 3/31/2021
Premier Estates | 2895 W E St | North Platte | NE | 69101-1820 | Lincoln | NE05888 | Scrapped/Junked | 77585 | 1998 | RHEEM | CHWH - ASME/Fired Water Heater | MECH ROOM | HWSD - Hot Water Dom/Potable | 3/31/2021
Premier Estates | 2895 W E St | North Platte | NE | 69101-1820 | Lincoln | NE05889 | Active | 9484 | 1997 | ALES | FTHT - Firetube Horizontal | MECH ROOM | HWHT - Hot Water Heat | 3/31/2027
Premier Estates | 2895 W E St | North Platte | NE | 69101-1820 | Lincoln | NE41102 | Active | 156992 | 2019 | RHEEM | CHWH - ASME/Fired Water Heater | MECH ROOM | HWSD - Hot Water Dom/Potable | 3/31/2027
Premier Estates | 2895 W E St | North Platte | NE | 69101-1820 | Lincoln | NE41103 | Active | 155226 | 2018 | RHEEM | CHWH - ASME/Fired Water Heater | MECH ROOM | HWSD - Hot Water Dom/Potable | 3/31/2027
Accura Healthcare of North Platte | 2900 W E St | North Platte | NE | 69101-1803 | Lincoln | NE05920 | Scrapped/Junked | 63152 | 2001 | AOSM | COBL - Coil Type Boiler | BOILER ROOM | HWSD - Hot Water Dom/Potable | 3/31/2015
Accura Healthcare of North Platte | 2900 W E St | North Platte | NE | 69101-1803 | Lincoln | NE18182 | Scrapped/Junked | 42034 | 1994 | Lochinvar | CPFT - Horiz Cpr Fin Boiler | BOILER ROOM | HWSD - Hot Water Dom/Potable | 3/31/2018
Accura Healthcare of North Platte | 2900 W E St | North Platte | NE | 69101-1803 | Lincoln | NE19370 | Scrapped/Junked | 28343 | 1995 | AO SMITH | FT - Firetube Boiler | BOILER ROOM | HWSD - Hot Water Dom/Potable | 3/31/2002
Accura Healthcare of North Platte | 2900 W E St | North Platte | NE | 69101-1803 | Lincoln | NE25178 | Scrapped/Junked | C41070 | 2014 | AO SMITH | COBL - Coil Type Boiler | BOILER ROOM | HWSD - Hot Water Dom/Potable | 3/31/2017
Accura Healthcare of North Platte | 2900 W E St | North Platte | NE | 69101-1803 | Lincoln | NE26903 | Scrapped/Junked | C44917 | 2015 | AO SMITH | COBL - Coil Type Boiler | BOILER ROOM | HWSD - Hot Water Dom/Potable | 3/31/2021
Accura Healthcare of North Platte | 2900 W E St | North Platte | NE | 69101-1803 | Lincoln | NE27784 | Active | 317725 | 2018 | Lochinvar | CPFT - Horiz Cpr Fin Boiler | Boiler Room | HWSD - Hot Water Dom/Potable | 3/31/2027
Accura Healthcare of North Platte | 2900 W E St | North Platte | NE | 69101-1803 | Lincoln | NE35150 | Active | n/a | 1969 | kewanee | FTFB - Firetube-Firebox Boiler | BOILER ROOM | HWHT - Hot Water Heat | 3/31/2027
Accura Healthcare of North Platte | 2900 W E St | North Platte | NE | 69101-1803 | Lincoln | NE35151 | Active | n/a | 1969 | Kewanee | FTFB - Firetube-Firebox Boiler | BOILER ROOM | HWHT - Hot Water Heat | 3/31/2027
Comfort Inn | 2901 S Jeffers St | North Platte | NE | 69101-7800 | Lincoln | NE07080 | Out of Service | 76811 | 2003 | A O Smith | CHWH - ASME/Fired Water Heater | LAUNDRY ROOM | HWSD - Hot Water Dom/Potable | 2/28/2018
Comfort Inn | 2901 S Jeffers St | North Platte | NE | 69101-7800 | Lincoln | NE40286 | Scrapped/Junked |  | 1991 | AO SMITH | AHWH - ANSI/Fired Water Htr | LAUNDRY ROOM | HWSD - Hot Water Dom/Potable | 2/28/2005
Comfort Inn | 2901 S Jeffers St | North Platte | NE | 69101-7800 | Lincoln | NE40287 | Exempt 1999 LB-66 |  | 1991 | AO SMITH | AHWH - ANSI/Fired Water Htr | LAUNDRY ROOM | HWSD - Hot Water Dom/Potable | 2/29/2000
Comfort Inn | 2901 S Jeffers St | North Platte | NE | 69101-7800 | Lincoln | NE40288 | Exempt 1999 LB-66 |  | 1991 | AO SMITH | AHWH - ANSI/Fired Water Htr | LAUNDRY ROOM | HWSD - Hot Water Dom/Potable | 2/29/2000
Red Arrow Truck Wash | 2940 E Walker Rd | North Platte | NE | 69101-7850 | Lincoln | NE12433 | Active | 00155769 | 2003 | Lochinvar | CPFH - Copper Fin Water Heater | BOILER ROOM | HWSP - Hot Water Non Potable Supply | 4/30/2027
Holiday Inn Express | 300 Holiday Frontage Rd | North Platte | NE | 69101-0911 | Lincoln | NE07081 | Scrapped/Junked | 95656 | 2005 | A O Smith | CHWH - ASME/Fired Water Heater | BOILER ROOM | HWSD - Hot Water Dom/Potable | 2/28/2019
Holiday Inn Express | 300 Holiday Frontage Rd | North Platte | NE | 69101-0911 | Lincoln | NE10162 | Scrapped/Junked | 112224 | 2007 | A O Smith | CHWH - ASME/Fired Water Heater | MECH ROOM | HWSD - Hot Water Dom/Potable | 2/28/2018
Holiday Inn Express | 300 Holiday Frontage Rd | North Platte | NE | 69101-0911 | Lincoln | NE10163 | Scrapped/Junked | 112404 | 2007 | A O Smith | CHWH - ASME/Fired Water Heater | MECH ROOM | HWSD - Hot Water Dom/Potable | 2/28/2017
Holiday Inn Express | 300 Holiday Frontage Rd | North Platte | NE | 69101-0911 | Lincoln | NE26868 | Active | 207095 | 2007 | A O Smith | CHWH - ASME/Fired Water Heater | MECH ROOM | HWSD - Hot Water Dom/Potable | 2/28/2028
Holiday Inn Express | 300 Holiday Frontage Rd | North Platte | NE | 69101-0911 | Lincoln | NE30927 | Scrapped/Junked | 35692 | 1996 | AO SMITH | CHWH - ASME/Fired Water Heater | BOILER ROOM | HWSD - Hot Water Dom/Potable | 2/28/2008
Holiday Inn Express | 300 Holiday Frontage Rd | North Platte | NE | 69101-0911 | Lincoln | NE30928 | Scrapped/Junked | 35693 | 1996 | AO SMITH | CHWH - ASME/Fired Water Heater | BOILER ROOM | HWSD - Hot Water Dom/Potable | 2/28/2006
Holiday Inn Express | 300 Holiday Frontage Rd | North Platte | NE | 69101-0911 | Lincoln | NE30929 | Scrapped/Junked | 35937 | 1996 | AO SMITH | CHWH - ASME/Fired Water Heater | BOILER ROOM | HWSD - Hot Water Dom/Potable | 2/28/2008
Walmart Distribution #7018 | 3001 E State Farm Rd | North Platte | NE | 69101-7774 | Lincoln | NE28156 | Active | 3553 | 2018 | Delta tee | UTNK - Unfired Vertical Tank | Energy building | 0017 - Ammonia Receiver | 6/30/2027
North Platte Community Playhouse | 301 E 5th St | North Platte | NE | 69101-6920 | Lincoln | NE25882 | Active | n/a | 2015 | Peerless | CI - Cast Iron | Basement | STHT - Steam-Heat | 11/30/2026
North Platte Community Playhouse | 301 E 5th St | North Platte | NE | 69101-6920 | Lincoln | NE35420 | Scrapped/Junked | NA | 1982 | Peerless | CI - Cast Iron | Basement | STHT - Steam-Heat | 10/31/2015
NP COMMUNITY PLAYHOUSE | 301 E 5th St | North Platte | NE | 69101-6920 | LINCOLN | NE14307 | Inactive |  | 1950 | IDEAL |  | SOUTH BLR ROOM | HWHT - Hot Water Heat | 3/31/1999
G & P North Platte Office | 301 E State Farm Rd | North Platte | NE | 69101-0430 | Lincoln | NE30953 | Active | n/a | 1955 | Kewanee | FTFB - Firetube-Firebox Boiler | BOILER ROOM | HWHT - Hot Water Heat | 11/30/2026
Weathercraft Company | 301 N Bailey Ave | North Platte | NE | 69101-4012 | Lincoln | NE09438 | Scrapped/Junked |  | 1978 | PEER | CI - Cast Iron | BOILER ROOM | HWHT - Hot Water Heat | 10/31/2008
Weathercraft Company | 301 N Bailey Ave | North Platte | NE | 69101-4012 | Lincoln | NE13378 | Scrapped/Junked | 6130 | 2005 | Lochinvar | COBL - Coil Type Boiler | 2nd floor boiler room | HWHT - Hot Water Heat | 10/31/2014
Weathercraft Company | 301 N Bailey Ave | North Platte | NE | 69101-4012 | Lincoln | NE25179 | Active | 247697 | 2012 | Lochinvar | WTSS - Watertube SS Steel | upstairs room | HWHT - Hot Water Heat | 11/30/2026
HERSHEY PUBLIC SCHOOLS | 301 N Lincoln Ave | Hershey | NE | 69143-4307 | LINCOLN | NE16795 | Scrapped/Junked | 16814 | 1992 | AO SMITH | CHWH - ASME/Fired Water Heater | BOILER ROOM | HWSD - Hot Water Dom/Potable | 8/31/2006
Hershey Public Schools | 301 S Lincoln St | Hershey | NE | 69143-4582 | Lincoln | NE09152 | Scrapped/Junked | 103419 | 2006 | STAT | CHWH - ASME/Fired Water Heater | BOILER ROOM | HWSD - Hot Water Dom/Potable | 8/31/2018
Hershey Public Schools | 301 S Lincoln St | Hershey | NE | 69143-4582 | Lincoln | NE16165 | Active | 31949 | 1990 | AOSM | CHWH - ASME/Fired Water Heater | GYM EQUIP RM | HWSD - Hot Water Dom/Potable | 8/31/2026
Hershey Public Schools | 301 S Lincoln St | Hershey | NE | 69143-4582 | Lincoln | NE17042 | Active | 17603 | 2009 | Aldrich | FTVT - Firetube Vertical TB | South Central Mech. Rm. | HWHT - Hot Water Heat | 8/31/2026
Hershey Public Schools | 301 S Lincoln St | Hershey | NE | 69143-4582 | Lincoln | NE17043 | Active | 17604 | 2009 | Aldrich | FTVT - Firetube Vertical TB | South Central Mech. Rm. | HWHT - Hot Water Heat | 8/31/2026
Hershey Public Schools | 301 S Lincoln St | Hershey | NE | 69143-4582 | Lincoln | NE22260 | Active | 165126 | 2011 | A O Smith | CHWH - ASME/Fired Water Heater | South Central Mech. Room | HWSD - Hot Water Dom/Potable | 8/31/2026
Hershey Public Schools | 301 S Lincoln St | Hershey | NE | 69143-4582 | Lincoln | NE23509 | Scrapped/Junked | 44680 | 1998 | AOSM | CHWH - ASME/Fired Water Heater | BOILER ROOM | HWSD - Hot Water Dom/Potable | 8/31/2012
Hershey Public Schools | 301 S Lincoln St | Hershey | NE | 69143-4582 | Lincoln | NE23510 | Active | 17050 | 1991 | Teledyne & Laars | CPFT - Horiz Cpr Fin Boiler | Gym Equip Room | HWSD - Hot Water Dom/Potable | 8/31/2026
Hershey Public Schools | 301 S Lincoln St | Hershey | NE | 69143-4582 | Lincoln | NE23558 | Scrapped/Junked | 47924 | 1999 | AOSM | CHWH - ASME/Fired Water Heater | boiler room | HWSD - Hot Water Dom/Potable | 8/31/2018
Hershey Public Schools | 301 S Lincoln St | Hershey | NE | 69143-4582 | Lincoln | NE31694 | Scrapped/Junked | 36288 | 1982 | KEWA | FTFB - Firetube-Firebox Boiler | BOILER ROOM | HWHT - Hot Water Heat | 8/31/2009
Hershey Public Schools | 301 S Lincoln St | Hershey | NE | 69143-4582 | Lincoln | NE31695 | Scrapped/Junked | 36292 | 1982 | KEWA | FTFB - Firetube-Firebox Boiler | BOILER ROOM | HWHT - Hot Water Heat | 8/31/2009
Hershey Public Schools | 301 S Lincoln St | Hershey | NE | 69143-4582 | Lincoln | NE31872 | Scrapped/Junked | 33967 | 1980 | KEWA | FTFB - Firetube-Firebox Boiler | BOILER ROOM | HWHT - Hot Water Heat | 8/31/2009
Hershey Public Schools | 301 S Lincoln St | Hershey | NE | 69143-4582 | Lincoln | NE43104 | Active | 306650 | 2023 | AOSM | CHWH - ASME/Fired Water Heater | New Addition mech room | HWSD - Hot Water Dom/Potable | 8/31/2026
BMO | 301 W 4th St | North Platte | NE | 69101-3827 | Lincoln | NE05106 | Scrapped/Junked |  | 1968 | Kewannee | FTFB - Firetube-Firebox Boiler | Bsmt Blr Rm | HWHT - Hot Water Heat | 6/30/2011
McKinley Elementary | 301 W F St | North Platte | NE | 69101-5201 | Lincoln | NE20205 | Exempt 1999 LB-66 |  | 1976 | AO SMITH | AHWH - ANSI/Fired Water Htr | BOILER ROOM | HWSD - Hot Water Dom/Potable | 6/30/2000
McKinley Elementary | 301 W F St | North Platte | NE | 69101-5201 | Lincoln | NE34452 | Out of Service | 27943 | 1976 | Kewanee | FTFB - Firetube-Firebox Boiler | BOILER ROOM | STHT - Steam-Heat | 12/31/2017
McKinley Elementary | 301 W F St | North Platte | NE | 69101-5201 | Lincoln | NE34453 | Out of Service | 27942 | 1976 | Kewanee | FTFB - Firetube-Firebox Boiler | BOILER ROOM | STHT - Steam-Heat | 12/31/2017
Lincoln County Jail | 302 N Jeffers St | North Platte | NE | 69101-3961 | Lincoln | NE14304 | Scrapped/Junked | 4696 | 1968 | Kewanee | FTFB - Firetube-Firebox Boiler | MECH ROOM | STHT - Steam-Heat | 12/31/2014
Lincoln County Jail | 302 N Jeffers St | North Platte | NE | 69101-3961 | Lincoln | NE14305 | Scrapped/Junked | 38599 | 1984 | Kewanee | FTFB - Firetube-Firebox Boiler | MECH ROOM | STHT - Steam-Heat | 12/31/2014
Lincoln County Jail | 302 N Jeffers St | North Platte | NE | 69101-3961 | Lincoln | NE41146 | Active | 149365 | 2020 | AIC GDYNIA | FT - Firetube Boiler | Upstairs Mechanical room | HWHT - Hot Water Heat | 12/31/2026
Lincoln County Jail | 302 N Jeffers St | North Platte | NE | 69101-3961 | Lincoln | NE41147 | Active | 124825 | 2009 | Giannoni France | COBL - Coil Type Boiler | Upstairs Mechanical room | HWHT - Hot Water Heat | 12/31/2026
Lincoln County Jail | 302 N Jeffers St | North Platte | NE | 69101-3961 | Lincoln | NE41148 | Active | 124835 | 2009 | Giannoni France | COBL - Coil Type Boiler | Upstairs Mechanical room | HWHT - Hot Water Heat | 12/31/2026
Lincoln County Jail | 302 N Jeffers St | North Platte | NE | 69101-3961 | Lincoln | NE41149 | Active | 126912 | 2009 | Giannoni France | COBL - Coil Type Boiler | Upstairs Mechanical room | HWHT - Hot Water Heat | 12/31/2026
Lincoln County Jail | 302 N Jeffers St | North Platte | NE | 69101-3961 | Lincoln | NE41150 | Active | 126914 | 2009 | Giannoni France | COBL - Coil Type Boiler | Upstairs Mechanical room | HWHT - Hot Water Heat | 12/31/2026
Lincoln County Jail | 302 N Jeffers St | North Platte | NE | 69101-3961 | Lincoln | NE41151 | Active | 11010 | 2009 | Noritz | COWH - Coil Type Water Heater | Upstairs Mechanical room | HWSD - Hot Water Dom/Potable | 12/31/2026
Lincoln County Jail | 302 N Jeffers St | North Platte | NE | 69101-3961 | Lincoln | NE41152 | Active | 11017 | 2009 | Noritz | COWH - Coil Type Water Heater | Upstairs Mechanical room | HWSD - Hot Water Dom/Potable | 12/31/2026
Lincoln County Jail | 302 N Jeffers St | North Platte | NE | 69101-3961 | Lincoln | NE41153 | Active | 11006 | 2009 | Noritz | COWH - Coil Type Water Heater | Upstairs Mechanical room | HWSD - Hot Water Dom/Potable | 12/31/2026
Lincoln County Jail | 302 N Jeffers St | North Platte | NE | 69101-3961 | Lincoln | NE41154 | Active | 11365 | 2009 | Noritz | COWH - Coil Type Water Heater | Upstairs Mechanical room | HWSD - Hot Water Dom/Potable | 12/31/2026
Lincoln County Jail | 302 N Jeffers St | North Platte | NE | 69101-3961 | Lincoln | NE41155 | Active | 11311 | 2009 | Noritz | COWH - Coil Type Water Heater | Upstairs Mechanical room | HWSD - Hot Water Dom/Potable | 12/31/2026
Lincoln County Jail | 302 N Jeffers St | North Platte | NE | 69101-3961 | Lincoln | NE41156 | Active | 11354 | 2009 | Noritz | COWH - Coil Type Water Heater | Upstairs Mechanical room | HWSD - Hot Water Dom/Potable | 12/31/2026
Lincoln County Jail | 302 N Jeffers St | North Platte | NE | 69101-3961 | Lincoln | NE41157 | Active | 11008 | 2009 | Noritz | COWH - Coil Type Water Heater | Upstairs Mechanical room | HWSD - Hot Water Dom/Potable | 12/31/2026
Lincoln County Jail | 302 N Jeffers St | North Platte | NE | 69101-3961 | Lincoln | NE41158 | Active | 10960 | 2009 | Noritz | COWH - Coil Type Water Heater | Upstairs Mechanical room | HWSD - Hot Water Dom/Potable | 12/31/2026
Lincoln County Jail | 302 N Jeffers St | North Platte | NE | 69101-3961 | Lincoln | NE41159 | Active | 11016 | 2009 | Noritz | COWH - Coil Type Water Heater | Upstairs Mechanical room | HWSD - Hot Water Dom/Potable | 12/31/2026
Lincoln County Jail | 302 N Jeffers St | North Platte | NE | 69101-3961 | Lincoln | NE41160 | Active | 11007 | 2009 | Noritz | COWH - Coil Type Water Heater | Upstairs Mechanical room | HWSD - Hot Water Dom/Potable | 12/31/2026
Lincoln County Jail | 302 N Jeffers St | North Platte | NE | 69101-3961 | Lincoln | NE41161 | Active | 10962 | 2009 | Noritz | COWH - Coil Type Water Heater | Upstairs Mechanical room | HWSD - Hot Water Dom/Potable | 12/31/2026
Lincoln County Jail | 302 N Jeffers St | North Platte | NE | 69101-3961 | Lincoln | NE41162 | Active | 11021 | 2009 | Noritz | COWH - Coil Type Water Heater | Upstairs Mechanical room | HWSD - Hot Water Dom/Potable | 12/31/2026
Lincoln County Jail | 302 N Jeffers St | North Platte | NE | 69101-3961 | Lincoln | NE41163 | Active | 11353 | 2009 | Noritz | COWH - Coil Type Water Heater | Upstairs Mechanical room | HWSD - Hot Water Dom/Potable | 12/31/2026
Lincoln County Jail | 302 N Jeffers St | North Platte | NE | 69101-3961 | Lincoln | NE41164 | Active | 10968 | 2009 | Noritz | COWH - Coil Type Water Heater | Upstairs Mechanical room | HWSD - Hot Water Dom/Potable | 12/31/2026
Lincoln County Jail | 302 N Jeffers St | North Platte | NE | 69101-3961 | Lincoln | NE41165 | Active | 11011 | 2009 | Noritz | COWH - Coil Type Water Heater | Upstairs Mechanical room | HWSD - Hot Water Dom/Potable | 12/31/2026
SIXTH DIMENSION APTS | 302 W Hahn Ave | North Platte | NE | 69101-6024 | LINCOLN | NE23579 | Scrapped/Junked | 40975 | 1997 | AO SMITH | CHWH - ASME/Fired Water Heater | BOILER ROOM | HWSD - Hot Water Dom/Potable | 2/28/2002
Lincoln County Courthouse | 304 N Jeffers St | North Platte | NE | 69101-3961 | Lincoln | NE35422 | Scrapped/Junked | na | 1967 | Kewanee | FTFB - Firetube-Firebox Boiler | BOILER ROOM | HWHT - Hot Water Heat | 12/31/2014
First Lutheran Church | 305 W 5th St | North Platte | NE | 69101-3830 | Lincoln | NE32771 | Scrapped/Junked | n/a | 1962 | Kewanee | FTFB - Firetube-Firebox Boiler | boiler room | HWHT - Hot Water Heat | 10/31/2023
First Lutheran Church | 305 W 5th St | North Platte | NE | 69101-3830 | Lincoln | NE32772 | Active | n/a | 1985 | Peerless | CI - Cast Iron | new boiler room | HWHT - Hot Water Heat | 10/31/2026
First Lutheran Church | 305 W 5th St | North Platte | NE | 69101-3830 | Lincoln | NE43102 | Active | 335688 | 2022 | Lochinvar | FTVT - Firetube Vertical TB | Boiler Room | HWHT - Hot Water Heat | 10/31/2026
First Lutheran Church | 305 W 5th St | North Platte | NE | 69101-3830 | Lincoln | NE43103 | Active | 335690 | 2022 | Lochinvar | FTVT - Firetube Vertical TB | Boiler Room | HWHT - Hot Water Heat | 10/31/2026
DAYS INN | 3102 S Jeffers St | North Platte | NE | 69101-6800 | LINCOLN | NE30930 | Exempt 1999 LB-66 |  | 1988 | AO SMITH | AHWH - ANSI/Fired Water Htr | LAUNDRY ROOM | HWSD - Hot Water Dom/Potable | 2/29/2000
DAYS INN | 3102 S Jeffers St | North Platte | NE | 69101-6800 | LINCOLN | NE30931 | Exempt 1999 LB-66 |  | 1989 | AO SMITH | AHWH - ANSI/Fired Water Htr | LAUNDRY ROOM | HWSD - Hot Water Dom/Potable | 2/29/2000
Children's Museum | 314 N Jeffers St | North Platte | NE | 69101-3961 | Lincoln | NE35418 | Active | O/N 1 | 1978 | Peerless | CI - Cast Iron | Boiler Room | HWHT - Hot Water Heat | 11/30/2026
Wells Fargo Retail BE 101333 | 315 N Dewey St | North Platte | NE | 69101-4021 | Lincoln | NE19973 | Scrapped/Junked | 8938 | 1999 | Aldrich/Les | FTVT - Firetube Vertical TB | Boiler Room | HWHT - Hot Water Heat | 11/30/2017
Wells Fargo Retail BE 101333 | 315 N Dewey St | North Platte | NE | 69101-4021 | Lincoln | NE19974 | Scrapped/Junked | 8941 | 1999 | Aldrich/LES | FTVT - Firetube Vertical TB | Boiler Room | HWHT - Hot Water Heat | 11/30/2017
Wells Fargo Retail BE 101333 | 315 N Dewey St | North Platte | NE | 69101-4021 | Lincoln | NE27380 | Active | 314391 | 2017 | Lochinvar | FT - Firetube Boiler | Upstairs Mechanical Room | HWHT - Hot Water Heat | 11/30/2026
Wells Fargo Retail BE 101333 | 315 N Dewey St | North Platte | NE | 69101-4021 | Lincoln | NE27381 | Active | 314167 | 2017 | Lochinvar | FT - Firetube Boiler | Upstairs Mechanical Room | HWHT - Hot Water Heat | 11/30/2026
Star Laundromat | 317 E 6th St | North Platte | NE | 69101-4133 | Lincoln | NE08347 | Active | 58296 | 2000 | AOSM | COBL - Coil Type Boiler | LAUNDRY | HWSD - Hot Water Dom/Potable | 4/30/2026
Star Laundromat | 317 E 6th St | North Platte | NE | 69101-4133 | Lincoln | NE40624 | Scrapped/Junked |  | 1986 | RUUD | CHWH - ASME/Fired Water Heater | BOILER ROOM | HWSP - Hot Water Non Potable Supply | 8/31/2001
INTERNATIONAL HOUSE OF | 319 W 4th St | North Platte | NE | 69101-3827 | LINCOLN | NE22285 | Scrapped/Junked |  | 1960 | AMERICAN STANDARD |  | BASEMENT | STHT - Steam-Heat | 4/30/2003
INTERNATIONAL HOUSE OF | 319 W 4th St | North Platte | NE | 69101-3827 | LINCOLN | NE22286 | Scrapped/Junked |  | 1970 | BRYANT |  | BASEMENT | HWHT - Hot Water Heat | 4/30/2003
Birch at Sutherland | 333 Maple St | Sutherland | NE | 69165-3000 | Lincoln | NE12448 | Out of Service | 80467 | 2003 | AOSM | CHWH - ASME/Fired Water Heater | Central Wing Pop Rm | HWSD - Hot Water Dom/Potable | 4/30/2015
Birch at Sutherland | 333 Maple St | Sutherland | NE | 69165-3000 | Lincoln | NE15186 | Scrapped/Junked | 19574 | 1993 | AO SMITH | CHWH - ASME/Fired Water Heater | BOILER ROOM | HWSD - Hot Water Dom/Potable | 4/30/2004
Birch at Sutherland | 333 Maple St | Sutherland | NE | 69165-3000 | Lincoln | NE19593 | Scrapped/Junked | 155079 | 2011 | A O Smith | CHWH - ASME/Fired Water Heater | Boiler Room | HWSD - Hot Water Dom/Potable | 4/30/2023
Birch at Sutherland | 333 Maple St | Sutherland | NE | 69165-3000 | Lincoln | NE23557 | Scrapped/Junked | 49871 | 1999 | AOSM | CHWH - ASME/Fired Water Heater | boiler room | HWSD - Hot Water Dom/Potable | 4/30/2012
Birch at Sutherland | 333 Maple St | Sutherland | NE | 69165-3000 | Lincoln | NE41189 | Active | 284571 | 2021 | A O Smith | CHWH - ASME/Fired Water Heater | Boiler Room | HWSD - Hot Water Dom/Potable | 12/31/2026
Pilot Travel Center #687 | 3400 Newberry Rd | North Platte | NE | 69101-0428 | Lincoln | NE10095 | Scrapped/Junked | 103246 | 2006 | AOSM | CHWH - ASME/Fired Water Heater | Mech Room | HWSD - Hot Water Dom/Potable | 1/31/2018
Pilot Travel Center #687 | 3400 Newberry Rd | North Platte | NE | 69101-0428 | Lincoln | NE10096 | Out of Service | 86995 | 2004 | AOSM | CHWH - ASME/Fired Water Heater | Mech Room | HWSD - Hot Water Dom/Potable | 1/31/2014
Pilot Travel Center #687 | 3400 Newberry Rd | North Platte | NE | 69101-0428 | Lincoln | NE10097 | Scrapped/Junked | 114186 | 2007 | AOSM | CHWH - ASME/Fired Water Heater | Mech Room | HWSD - Hot Water Dom/Potable | 1/31/2016
Pilot Travel Center #687 | 3400 Newberry Rd | North Platte | NE | 69101-0428 | Lincoln | NE25871 | Scrapped/Junked | 206441 | 2015 | State | CHWH - ASME/Fired Water Heater | Boiler Room | HWSD - Hot Water Dom/Potable | 8/30/2023
Pilot Travel Center #687 | 3400 Newberry Rd | North Platte | NE | 69101-0428 | Lincoln | NE26202 | Scrapped/Junked | 214967 | 2016 | A O Smith | CHWH - ASME/Fired Water Heater | Boiler Room | HWSD - Hot Water Dom/Potable | 8/30/2020
Pilot Travel Center #687 | 3400 Newberry Rd | North Platte | NE | 69101-0428 | Lincoln | NE28415 | Active | 269390 | 2020 | State | CHWH - ASME/Fired Water Heater | Boiler Room | HWSD - Hot Water Dom/Potable | 8/31/2026
Pilot Travel Center #687 | 3400 Newberry Rd | North Platte | NE | 69101-0428 | Lincoln | NE41368 | Active | 287524 | 2021 | AOSM | CHWH - ASME/Fired Water Heater | Mech Room | HWSD - Hot Water Dom/Potable | 8/31/2026
Tallgrass GP Holding, LLC | 3600 N Washboard Rd | North Platte | NE | 69101-7385 | Lincoln | NE23705 | Scrapped/Junked | n/a | 1987 | Peerless | CI - Cast Iron | COMPRESSOR BLDG | HWHT - Hot Water Heat | 10/31/2021
Tallgrass GP Holding, LLC | 3600 N Washboard Rd | North Platte | NE | 69101-7385 | Lincoln | NE41185 | Active | 151963 | 2020 | AIC | FT - Firetube Boiler | EQUIPMENT ROOM | HWHT - Hot Water Heat | 12/31/2026
Eisenhower Elementary | 3900 W A St | North Platte | NE | 69101-4788 | Lincoln | NE16963 | Inactive | 22172 | 1993 | AOSM | CHWH - ASME/Fired Water Heater | BOILER RROM | HWSD - Hot Water Dom/Potable | 12/31/2024
Eisenhower Elementary | 3900 W A St | North Platte | NE | 69101-4788 | Lincoln | NE34461 | Inactive | 27961 | 1976 | Kewanee | FTFB - Firetube-Firebox Boiler | BOILER ROOM | HWHT - Hot Water Heat | 12/31/2024
Eisenhower Elementary | 3900 W A St | North Platte | NE | 69101-4788 | Lincoln | NE34462 | Inactive | 27959 | 1976 | Kewanee | FTFB - Firetube-Firebox Boiler | BOILER ROOM | HWHT - Hot Water Heat | 12/31/2024
Eisenhower Elementary | 3900 W A St | North Platte | NE | 69101-4788 | Lincoln | NE43000 | Active | 595038 | 2023 | Lochinvar | FTVT - Firetube Vertical TB | Mechanical Room | HWHT - Hot Water Heat | 12/31/2026
Eisenhower Elementary | 3900 W A St | North Platte | NE | 69101-4788 | Lincoln | NE43101 | Active | 588707 | 2023 | Lochinvar | FTVT - Firetube Vertical TB | Mechanical Room | HWHT - Hot Water Heat | 12/31/2026
Linden Court | 4000 W Philip Ave | North Platte | NE | 69101-0305 | Lincoln | NE05897 | Scrapped/Junked | 59040 | 1998 | WEBJ | COBL - Coil Type Boiler | mech room | HWSD - Hot Water Dom/Potable | 11/30/2016
Linden Court | 4000 W Philip Ave | North Platte | NE | 69101-0305 | Lincoln | NE05898 | Scrapped/Junked | 59282 | 1998 | WEBJ | COBL - Coil Type Boiler | mech room | HWSD - Hot Water Dom/Potable | 11/30/2016
Linden Court | 4000 W Philip Ave | North Platte | NE | 69101-0305 | Lincoln | NE05899 | Scrapped/Junked | 59275 | 1998 | WEBJ | COBL - Coil Type Boiler | mech room | HWSD - Hot Water Dom/Potable | 11/30/2016
Linden Court | 4000 W Philip Ave | North Platte | NE | 69101-0305 | Lincoln | NE05900 | Scrapped/Junked | 59274 | 1998 | WEBJ | COBL - Coil Type Boiler | mech room | HWSD - Hot Water Dom/Potable | 11/30/2016
Linden Court | 4000 W Philip Ave | North Platte | NE | 69101-0305 | Lincoln | NE26208 | Active | 370212 | 2015 | Lochinvar | COWH - Coil Type Water Heater | Boiler Room | HWSD - Hot Water Dom/Potable | 11/30/2026
Linden Court | 4000 W Philip Ave | North Platte | NE | 69101-0305 | Lincoln | NE26209 | Active | 370216 | 2015 | Lochinvar | COWH - Coil Type Water Heater | Boiler Room | HWSD - Hot Water Dom/Potable | 11/30/2026
THE HIRSCHFELD COMPANY | 401 N Dewey St | North Platte | NE | 69101-3906 | LINCOLN | NE01400 | Inactive | 37224 | 1985 | PM LATTNER MFR COMPANY | WT - Water Tube Boiler | REAR-BASEMENT | PROC - Process Steam | 4/30/1996
Sutherland Public Schools | 401 Walnut St | Sutherland | NE | 69165-7257 | Lincoln | NE11330 | Scrapped/Junked | 96488 | 2004 | Ruud-Rheem | CHWH - ASME/Fired Water Heater | New Gym | HWSD - Hot Water Dom/Potable | 8/31/2023
Sutherland Public Schools | 401 Walnut St | Sutherland | NE | 69165-7257 | Lincoln | NE14302 | Scrapped/Junked |  | 1980 | A. O. Smith | AHWH - ANSI/Fired Water Htr | Boiler Room | HWSD - Hot Water Dom/Potable | 8/31/2009
Sutherland Public Schools | 401 Walnut St | Sutherland | NE | 69165-7257 | Lincoln | NE31725 | Scrapped/Junked |  | 1961 | KEWANEE | FTFB - Firetube-Firebox Boiler | NORTH BOILER ROOM | HWHT - Hot Water Heat | 8/31/2002
Sutherland Public Schools | 401 Walnut St | Sutherland | NE | 69165-7257 | Lincoln | NE33619 | Inactive | 34781 | 1981 | KEWANEE | FT - Firetube Boiler | SOUTH BLRM | STHT - Steam-Heat | 8/31/1990
Sutherland Public Schools | 401 Walnut St | Sutherland | NE | 69165-7257 | Lincoln | NE43105 | Active | 298159 | 2022 | AO SMITH | CHWH - ASME/Fired Water Heater | Boiler Room | HWSD - Hot Water Dom/Potable | 7/26/2026
UNL West Central Research | 402 W State Farm Rd | North Platte | NE | 69101-7751 | Lincoln | NE01340 | Out of Service | 36398 | 1975 | Cleaver & Brooks |  | Feed Mill | PROC - Process Steam | 8/31/2006
UNL West Central Research | 402 W State Farm Rd | North Platte | NE | 69101-7751 | Lincoln | NE11566 | Inactive |  | 1978 | Peerless | CI - Cast Iron | Main Building |  | 6/30/2001
UNL West Central Research | 402 W State Farm Rd | North Platte | NE | 69101-7751 | Lincoln | NE11567 | Inactive |  | 1978 | Peerless | CI - Cast Iron | Main Building |  | 6/30/2001
UNL West Central Research | 402 W State Farm Rd | North Platte | NE | 69101-7751 | Lincoln | NE11568 | Scrapped/Junked |  | 1967 | Ruud-Rheem |  | Main Building |  | 6/30/2001
UNL West Central Research | 402 W State Farm Rd | North Platte | NE | 69101-7751 | Lincoln | NE11569 | Scrapped/Junked |  | 1965 | Amst | CI - Cast Iron | Annex |  | 8/31/2006
UNL North Platte | 402 W State Farm Rd | North Platte | NE | 69101-7751 | Lincoln | NE08607 | Active | 11219 | 2001 | ALES | FTVT - Firetube Vertical TB | BOILER ROOM | HWHT - Hot Water Heat | 1/31/2027
UNL North Platte | 402 W State Farm Rd | North Platte | NE | 69101-7751 | Lincoln | NE08608 | Active | 11218 | 2001 | ALES | FTVT - Firetube Vertical TB | BOILER ROOM | HWHT - Hot Water Heat | 1/31/2027
UNL North Platte | 402 W State Farm Rd | North Platte | NE | 69101-7751 | Lincoln | NE26922 | Active | 9009 | 2017 | Chromalox | ELBL - Electric Boiler | Green House | PROC - Process Steam | 1/31/2027
Arnold School District | 405 N Haskell St | Arnold | NE | 69120-6828 | Lincoln | NE17570 | Active | 17544 | 2009 | Aldrich | FTHT - Firetube Horizontal | Basement Boiler Rm | STHT - Steam-Heat | 3/31/2025
Arnold School District | 405 N Haskell St | Arnold | NE | 69120-6828 | Lincoln | NE17571 | Active | 17543 | 2009 | Aldrich | FTHT - Firetube Horizontal | Basement Boiler Rm. | STHT - Steam-Heat | 3/31/2025
Arnold School District | 405 N Haskell St | Arnold | NE | 69120-6828 | Lincoln | NE20229 | Exempt 1999 LB-66 |  | 1994 | AO SMITH | AHWH - ANSI/Fired Water Htr |  | HWSD - Hot Water Dom/Potable | 7/31/2000
Arnold School District | 405 N Haskell St | Arnold | NE | 69120-6828 | Lincoln | NE27084 | Active | 19860 | 2017 | Aldrich | FT - Firetube Boiler | Boiler Room | HWHT - Hot Water Heat | 3/31/2026
Arnold School District | 405 N Haskell St | Arnold | NE | 69120-6828 | Lincoln | NE33835 | Scrapped/Junked |  | 1961 | Kewannee | FT - Firetube Boiler | Boiler Room | STHT - Steam-Heat | 3/31/2010
Arnold School District | 405 N Haskell St | Arnold | NE | 69120-6828 | Lincoln | NE33912 | Scrapped/Junked | NA | 1968 | Peerless | CI - Cast Iron | Boiler Room | HWHT - Hot Water Heat | 3/31/2017
Arnold School District | 405 N Haskell St | Arnold | NE | 69120-6828 | Lincoln | NE33985 | Inactive | A-709-SOB | 1965 | American Standard | CI - Cast Iron | Boiler Room | STHT - Steam-Heat | 3/31/2025
CenturyLink | 405 N Vine St | North Platte | NE | 69101-3953 | Lincoln | NE14361 | Out of Service | 5929 | 1988 | Aldrich | FTVT - Firetube Vertical TB | BOILER ROOM | HWHT - Hot Water Heat | 11/30/2014
CenturyLink | 405 N Vine St | North Platte | NE | 69101-3953 | Lincoln | NE14362 | Out of Service | 5928 | 1988 | Aldrich | FTVT - Firetube Vertical TB | BOILER ROOM | HWHT - Hot Water Heat | 11/30/2014
CenturyLink | 405 N Vine St | North Platte | NE | 69101-3953 | Lincoln | NE14363 | Out of Service | 5930 | 1988 | Aldrich | FTVT - Firetube Vertical TB | BOILER ROOM | HWHT - Hot Water Heat | 11/30/2014
CenturyLink | 405 N Vine St | North Platte | NE | 69101-3953 | Lincoln | NE14364 | Out of Service | 5927 | 1988 | Aldrich | FTVT - Firetube Vertical TB | BOILER ROOM | HWHT - Hot Water Heat | 11/30/2014
Sacred Heart Church | 410 Poplar St | Sutherland | NE | 69165-2116 | Lincoln | NE41635 | Active | NA | 2002 | Burnham | CI - Cast Iron | Basement | HWHT - Hot Water Heat | 12/31/2026
Sacred Heart Church | 410 Poplar St | Sutherland | NE | 69165-2116 | Lincoln | NE41636 | Active | NA | 2002 | Burnham | CI - Cast Iron | Basement | HWHT - Hot Water Heat | 12/31/2026
Wells Fargo | 410 Rodeo Rd | North Platte | NE | 69101-2240 | Lincoln | NE00000 | Inactive | [6 empty] | 1/1/1980
Maxwell Public Schools | 415 E Hwy 30 | Maxwell | NE | 69151-1132 | Lincoln | NE26921 | Active | 4238 | 2017 | BOCK | CHWH - ASME/Fired Water Heater | Mechanical Room | HWSD - Hot Water Dom/Potable | 1/31/2027
Maxwell Public Schools | 415 E Hwy 30 | Maxwell | NE | 69151-1132 | Lincoln | NE33616 | Scrapped/Junked | 34650 | 1980 | Kewanee | FTFB - Firetube-Firebox Boiler | Boiler Room | HWHT - Hot Water Heat | 1/31/2018
Maxwell Public Schools | 415 E Hwy 30 | Maxwell | NE | 69151-1132 | Lincoln | NE33618 | Scrapped/Junked | 34651 | 1980 | Kewanee | FTFB - Firetube-Firebox Boiler | Boiler Room | HWHT - Hot Water Heat | 1/31/2018
Maxwell Public Schools | 415 E Hwy 30 | Maxwell | NE | 69151-1132 | Lincoln | NE35444 | Scrapped/Junked |  | 1988 | AOSM | AHWH - ANSI/Fired Water Htr | BOILER ROOM | HWSD - Hot Water Dom/Potable | 8/31/2008
St Patrick's Parish | 415 N Chestnut St | North Platte | NE | 69101-6954 | Lincoln | NE07377 | Inactive | 70992 | 2002 | AOSM | CHWH - ASME/Fired Water Heater | KITCHEN | HWSD - Hot Water Dom/Potable | 3/31/2021
St Patrick's Parish | 415 N Chestnut St | North Platte | NE | 69101-6954 | Lincoln | NE17407 | Active | n/a | 1992 | Weil-Mcclain | CI - Cast Iron | RECTORY BASEMENT | HWHT - Hot Water Heat | 3/31/2027
St Patrick's Parish | 415 N Chestnut St | North Platte | NE | 69101-6954 | Lincoln | NE33204 | Scrapped/Junked | n/a | 1950 | American Radiator | CI - Cast Iron | BASEMENT OLD SCHOOL | STHT - Steam-Heat | 3/31/2014
OFFICE BUILDING | 416 N Jeffers St | North Platte | NE | 69101-3938 | LINCOLN | NE34421 | Scrapped/Junked |  | 1960 | KEWANEE | FTFB - Firetube-Firebox Boiler | BOILER ROOM | HWHT - Hot Water Heat | 8/31/2000
The Laundry Zone | 418 E Leota St Ste 2 | North Platte | NE | 69101-7855 | Lincoln | NE10098 | Scrapped/Junked | 180067 | 2005 | A O Smith | FHRT - FT Horiz Return Tube | MECH ROOM | HWSD - Hot Water Dom/Potable | 2/28/2022
Mid-America Diesel | 420 E Walker Rd | North Platte | NE | 69101-9303 | Lincoln | NE12435 | Scrapped/Junked | 10197 | 2003 | Johnston Boiler Co. | FT - Firetube Boiler | Boiler Room | STHT - Steam-Heat | 2/15/2008
Mid-America Diesel | 420 E Walker Rd | North Platte | NE | 69101-9303 | Lincoln | NE12436 | Scrapped/Junked | 10198 | 2003 | Johnston Boiler Co. | FT - Firetube Boiler | Boiler Room | STHT - Steam-Heat | 1/31/2008
Liberty House | 420 W 4th St | North Platte | NE | 69101-3829 | Lincoln | NE05362 | Scrapped/Junked |  | 1990 | AO SMITH | AHWH - ANSI/Fired Water Htr |  | HWSD - Hot Water Dom/Potable | 4/30/1999
Liberty House | 420 W 4th St | North Platte | NE | 69101-3829 | Lincoln | NE05363 | Inactive |  | 1992 | AO SMITH | AHWH - ANSI/Fired Water Htr |  | HWSD - Hot Water Dom/Potable | 4/30/1999
Liberty House | 420 W 4th St | North Platte | NE | 69101-3829 | Lincoln | NE05808 | Inactive |  | 1995 | RHEEM MANUFACTURING CO | AHWH - ANSI/Fired Water Htr | BOILER ROOM | HWSD - Hot Water Dom/Potable | 4/30/1999
Liberty House | 420 W 4th St | North Platte | NE | 69101-3829 | Lincoln | NE12222 | Scrapped/Junked | 7837 | 2003 | HTPI | COBL - Coil Type Boiler | BASEMENT | HWSD - Hot Water Dom/Potable | 6/30/2019
Liberty House | 420 W 4th St | North Platte | NE | 69101-3829 | Lincoln | NE18191 | Inactive | 22806 | 1993 | A. O. Smith | CHWH - ASME/Fired Water Heater | LAUNDRY | HWSD - Hot Water Dom/Potable | 4/30/1999
Liberty House | 420 W 4th St | North Platte | NE | 69101-3829 | Lincoln | NE28157 | Active | 321687 | 2018 | Lochinvar | COBL - Coil Type Boiler | BASEMENT | HWSD - Hot Water Dom/Potable | 6/30/2027
Liberty House | 420 W 4th St | North Platte | NE | 69101-3829 | Lincoln | NE35497 | Scrapped/Junked |  | 1950 | AMERICAN STANDARD |  | BOILER ROOM | HWHT - Hot Water Heat | 4/30/2005
Native Prairie LLC | 422 N Dewey St | North Platte | NE | 69101-3907 | Lincoln | NE08588 | Active | N/A | 1987 | Peerless | CI - Cast Iron | Basement | HWHT - Hot Water Heat | 1/31/2027
WALLA WALLA LODGE #56 | 422 N Dewey St | North Platte | NE | 69101-3907 | LINCOLN | NE16312 | Scrapped/Junked |  | 1930 | AMERICAN RADIATOR |  | BOILER ROOM | HWHT - Hot Water Heat | 4/30/2002
Game & Parks Fish Hatchery | 444 E State Farm Rd | North Platte | NE | 69101-7748 | Lincoln | NE28105 | Active | 452192 | 2017 | Raypak | WT - Water Tube Boiler | New Hatchery Building | PROW - Process Hot Water | 4/30/2026
NCCIT - Osgood Elementary School | 495 W State Farm Rd | North Platte | NE | 69101-7751 | Lincoln | NE21129 | Active | 38418 | 1997 | AOSM | CHWH - ASME/Fired Water Heater | BOILER ROOM | HWSD - Hot Water Dom/Potable | 12/31/2026
NCCIT - Osgood Elementary School | 495 W State Farm Rd | North Platte | NE | 69101-7751 | Lincoln | NE30340 | Active | n/a | 1962 | Kewanee | FTFB - Firetube-Firebox Boiler | BOILER ROOM | HWHT - Hot Water Heat | 12/31/2026
NCCIT - Osgood Elementary School | 495 W State Farm Rd | North Platte | NE | 69101-7751 | Lincoln | NE33626 | Active | 36116 | 1982 | Kewanee | FTFB - Firetube-Firebox Boiler | BOILER ROOM | HWHT - Hot Water Heat | 12/31/2026
ST PATRICK JR-SR HIGH | 500 S Silber Ave | North Platte | NE | 69101-5646 | LINCOLN | NE33224 | Scrapped/Junked |  | 1953 | PACIFIC | FT - Firetube Boiler | BOILER ROOM | STHT - Steam-Heat | 7/31/2002
ST PATRICK JR-SR HIGH | 500 S Silber Ave | North Platte | NE | 69101-5646 | LINCOLN | NE33225 | Scrapped/Junked |  | 1953 | PACIFIC | FT - Firetube Boiler | BOILER ROOM | STHT - Steam-Heat | 7/31/2002
Great Plains Health - Centenial Park Medical Cente | 500 W Leota St | North Platte | NE | 69101-6576 | Lincoln | NE27377 | Active | 403500 | 2017 | Lochinvar | WTSS - Watertube SS Steel | Upstairs Mechanical Room | HWHT - Hot Water Heat | 4/30/2026
Great Plains Health - Centenial Park Medical Cente | 500 W Leota St | North Platte | NE | 69101-6576 | Lincoln | NE27379 | Active | 40349 | 2017 | Lochinvar | WTSS - Watertube SS Steel | Upstairs Mechanical Room | HWHT - Hot Water Heat | 4/30/2026
Hospitality Inn | 501 Halligan Dr | North Platte | NE | 69101-7655 | Lincoln | NE04902 | Inactive |  | 1972 | Rheem Manufacturing Co | AHWH - ANSI/Fired Water Htr | BOILER ROOM | HWSD - Hot Water Dom/Potable | 8/31/1991
Hospitality Inn | 501 Halligan Dr | North Platte | NE | 69101-7655 | Lincoln | NE09078 | Active | 112204 | 2007 | A O Smith | CHWH - ASME/Fired Water Heater | Laundry | HWSD - Hot Water Dom/Potable | 9/30/2024
Hospitality Inn | 501 Halligan Dr | North Platte | NE | 69101-7655 | Lincoln | NE16430 | Inactive |  | 1990 | A. O. Smith | AHWH - ANSI/Fired Water Htr | PARKING LOT | HWSD - Hot Water Dom/Potable | 7/31/1996
Hospitality Inn | 501 Halligan Dr | North Platte | NE | 69101-7655 | Lincoln | NE20043 | Exempt 1999 LB-66 |  | 1989 | Rheem Manufacturing Co | AHWH - ANSI/Fired Water Htr | BOILER ROOM | HWSD - Hot Water Dom/Potable | 4/30/2000
Hospitality Inn | 501 Halligan Dr | North Platte | NE | 69101-7655 | Lincoln | NE23538 | Active | 86081 | 1998 | Teledyne & Laars | CPFT - Horiz Cpr Fin Boiler | Boiler Room | HWHT - Hot Water Heat | 9/30/2024
Hospitality Inn | 501 Halligan Dr | North Platte | NE | 69101-7655 | Lincoln | NE30510 | Scrapped/Junked |  | 1971 | Lochinvar | CPFT - Horiz Cpr Fin Boiler | POOL HOUSE | OPHT - Outdoor Pool Heater | 4/30/2004
Hospitality Inn | 501 Halligan Dr | North Platte | NE | 69101-7655 | Lincoln | NE30630 | Inactive |  | 1994 | A. O. Smith | AHWH - ANSI/Fired Water Htr | PARKING LOT | HWSD - Hot Water Dom/Potable | 7/31/1995
Hospitality Inn | 501 Halligan Dr | North Platte | NE | 69101-7655 | Lincoln | NE30748 | Out of Service | 34250 | 1996 | A. O. Smith | CHWH - ASME/Fired Water Heater | Laundry | HWSD - Hot Water Dom/Potable | 9/30/2019
Hospitality Inn | 501 Halligan Dr | North Platte | NE | 69101-7655 | Lincoln | NE30749 | Scrapped/Junked | 34237 | 1996 | AOSM | CHWH - ASME/Fired Water Heater | LAUNDRY | HWSD - Hot Water Dom/Potable | 9/30/2007
Hospitality Inn | 501 Halligan Dr | North Platte | NE | 69101-7655 | Lincoln | NE30750 | Exempt 1999 LB-66 |  | 1989 | Rheem Manufacturing Co | AHWH - ANSI/Fired Water Htr | BOILER ROOM | HWSD - Hot Water Dom/Potable | 4/30/2000
Maples at Centennial | 510 Centennial Cir | North Platte | NE | 69101-6586 | Lincoln | NE07835 | Scrapped/Junked | 81433 | 1999 | AOSM | CHWH - ASME/Fired Water Heater | BOILER ROOM | HWSD - Hot Water Dom/Potable | 7/31/2016
Maples at Centennial | 510 Centennial Cir | North Platte | NE | 69101-6586 | Lincoln | NE09847 | Scrapped/Junked | 96178 | 2002 | AOSM | CHWH - ASME/Fired Water Heater | APT MECH ROOM | HWSD - Hot Water Dom/Potable | 7/31/2020
Maples at Centennial | 510 Centennial Cir | North Platte | NE | 69101-6586 | Lincoln | NE09990 | Scrapped/Junked | 96550 | 2002 | AOSM | CHWH - ASME/Fired Water Heater | MECH ROOM | HWSD - Hot Water Dom/Potable | 7/31/2020
Maples at Centennial | 510 Centennial Cir | North Platte | NE | 69101-6586 | Lincoln | NE14386 | Scrapped/Junked | 20008 | 1988 | AO SMITH | CHWH - ASME/Fired Water Heater | NEW WING | HWSD - Hot Water Dom/Potable | 7/31/2002
Maples at Centennial | 510 Centennial Cir | North Platte | NE | 69101-6586 | Lincoln | NE26484 | Active | 207609 | 2015 | A O Smith | CHWH - ASME/Fired Water Heater | Mechanical Room | HWSD - Hot Water Dom/Potable | 7/31/2027
Maples at Centennial | 510 Centennial Cir | North Platte | NE | 69101-6586 | Lincoln | NE26485 | Active | 207385 | 2015 | A O Smith | CHWH - ASME/Fired Water Heater | Mechanical Room | HWSD - Hot Water Dom/Potable | 7/31/2027
Maples at Centennial | 510 Centennial Cir | North Platte | NE | 69101-6586 | Lincoln | NE28264 | Active | 256178 | 2019 | A O Smith | CHWH - ASME/Fired Water Heater | Mechanical Room | HWSD - Hot Water Dom/Potable | 7/31/2027
Maples at Centennial | 510 Centennial Cir | North Platte | NE | 69101-6586 | Lincoln | NE35474 | Scrapped/Junked | 20344 | 1987 | AOSM | CHWH - ASME/Fired Water Heater | BOILER ROOM | HWSD - Hot Water Dom/Potable | 7/31/2016
Maples at Centennial | 510 Centennial Cir | North Platte | NE | 69101-6586 | Lincoln | NE35475 | Scrapped/Junked | 20007 | 1987 | AO SMITH | CHWH - ASME/Fired Water Heater | MECHANICAL RM | HWSD - Hot Water Dom/Potable | 7/31/2003
Maples at Centennial | 510 Centennial Cir | North Platte | NE | 69101-6586 | Lincoln | NE35476 | Scrapped/Junked | 20345 | 1987 | AO SMITH | CHWH - ASME/Fired Water Heater | MECHANICAL RM | HWSD - Hot Water Dom/Potable | 7/31/2005
Maples at Centennial | 510 Centennial Cir | North Platte | NE | 69101-6586 | Lincoln | NE35477 | Inactive | 20346 | 1987 | A. O. Smith | CHWH - ASME/Fired Water Heater | MECHANICAL RM. | HWSD - Hot Water Dom/Potable | 7/31/1999
North Platte Airport Authority | 5400 E Lee Bird Dr | North Platte | NE | 69101-2477 | Lincoln | NE03933 | Scrapped/Junked | 31146 | 1978 | Kewanee | FTFB - Firetube-Firebox Boiler | BOILER ROOM | HWHT - Hot Water Heat | 1/31/2022
North Platte Airport Authority | 5400 E Lee Bird Dr | North Platte | NE | 69101-2477 | Lincoln | NE23514 | Active | 9468 | 1997 | ALES | FTVT - Firetube Vertical TB | BOILER ROOM | HWHT - Hot Water Heat | 1/31/2027
Cuddles & Imaginations LLC | 600 N Walnut St | North Platte | NE | 69101-4168 | Lincoln | NE37590 | Inactive | n/a | 1965 | Kewanee | FTFB - Firetube-Firebox Boiler | BOILER ROOM | HWHT - Hot Water Heat | 11/30/2024
Washington Elementary | 600 W 3rd St | North Platte | NE | 69101-3843 | Lincoln | NE14321 | Scrapped/Junked | 113825 | 1962 | NATIONAL US | FT - Firetube Boiler | BOILER ROOM | STHT - Steam-Heat | 12/31/2014
CEMENT PRODUCTS INC | 601 E 7th St | North Platte | NE | 69101-3110 | LINCOLN | NE11734 | Inactive | 22010 | 1965 | KEWANEE | FTSM - FTS Marine Dry Back | BOILER ROOM | PROC - Process Steam | 4/30/1986
McDonald Elementary | 601 McDonald Rd | North Platte | NE | 69101-5950 | Lincoln | NE20209 | Exempt 1999 LB-66 |  | 1983 | AO SMITH | AHWH - ANSI/Fired Water Htr | BOILER ROOM | HWSD - Hot Water Dom/Potable | 6/30/2000
McDonald Elementary | 601 McDonald Rd | North Platte | NE | 69101-5950 | Lincoln | NE31400 | Scrapped/Junked | n/a | 1966 | Kewanee | FTFB - Firetube-Firebox Boiler | BOILER ROOM | STHT - Steam-Heat | 12/31/2023
McDonald Elementary | 601 McDonald Rd | North Platte | NE | 69101-5950 | Lincoln | NE34242 | Scrapped/Junked | n/a | 1962 | National Radiator | FT - Firetube Boiler | BOILER ROOM | STHT - Steam-Heat | 12/31/2023
McDonald Elementary | 601 McDonald Rd | North Platte | NE | 69101-5950 | Lincoln | NE42235 | Active | 577752 | 2022 | Lochinvar | COBL - Coil Type Boiler | Boiler Room | HWHT - Hot Water Heat | 12/31/2026
McDonald Elementary | 601 McDonald Rd | North Platte | NE | 69101-5950 | Lincoln | NE42236 | Active | 577751 | 2022 | Lochinvar | COBL - Coil Type Boiler | Boiler Room | HWHT - Hot Water Heat | 12/31/2026
Great Plains Callahan Cancer Cntr | 601 W Leota St | North Platte | NE | 69101-6525 | Lincoln | NE06432 | Active | 13920 | 2005 | Aldrich | FTVT - Firetube Vertical TB | BOILER ROOM | HWHT - Hot Water Heat | 10/31/2026
Great Plains Callahan Cancer Cntr | 601 W Leota St | North Platte | NE | 69101-6525 | Lincoln | NE06433 | Active | 13918 | 2005 | Aldrich | FTVT - Firetube Vertical TB | BOILER ROOM | HWHT - Hot Water Heat | 10/31/2026
Great Plains Health | 601 W Leota St | North Platte | NE | 69101-6525 | Lincoln | NE08841 | Inactive | 47538 | 1996 | Kewanee | FTFB - Firetube-Firebox Boiler | ONCOLOGY BOILER ROOM | GLYC - Glycol Bldg Heat Sys | 10/31/2012
Great Plains Health | 601 W Leota St | North Platte | NE | 69101-6525 | Lincoln | NE13988 | Active | 26205 | 1974 | Kewanee | FTSM - FTS Marine Dry Back | Boiler Plant | PROC - Process Steam | 12/31/2026
Great Plains Health | 601 W Leota St | North Platte | NE | 69101-6525 | Lincoln | NE13989 | Active | 26206 | 1974 | Kewanee | FTSM - FTS Marine Dry Back | Boiler Plant | PROC - Process Steam | 12/31/2026
Great Plains Health | 601 W Leota St | North Platte | NE | 69101-6525 | Lincoln | NE17370 | Scrapped/Junked | 31323 | 1978 | KEWANEE | FTFB - Firetube-Firebox Boiler | BOILER ROOM | HWHT - Hot Water Heat | 10/31/2005
Great Plains Health | 601 W Leota St | North Platte | NE | 69101-6525 | Lincoln | NE18029 | Scrapped/Junked | 22028 | 1993 | AOSM | CHWH - ASME/Fired Water Heater | scrapped | HWSD - Hot Water Dom/Potable | 10/31/2008
Great Plains Health | 601 W Leota St | North Platte | NE | 69101-6525 | Lincoln | NE23531 | Active | 49277 | 1998 | Kewanee | FTSM - FTS Marine Dry Back | Boiler Plant | PROC - Process Steam | 12/31/2026
Great Plains Health | 601 W Leota St | North Platte | NE | 69101-6525 | Lincoln | NE25372 | Active | 19093 | 2013 | Aldrich | FTHT - Firetube Horizontal | 6th floor mech. room | GLYC - Glycol Bldg Heat Sys | 12/31/2026
Great Plains Health | 601 W Leota St | North Platte | NE | 69101-6525 | Lincoln | NE25373 | Active | 19094 | 2013 | Aldrich | FTHT - Firetube Horizontal | 6th floor mech. room | GLYC - Glycol Bldg Heat Sys | 12/31/2026
Great Plains Health | 601 W Leota St | North Platte | NE | 69101-6525 | Lincoln | NE25374 | Active | 19102 | 2013 | Aldrich | FTHT - Firetube Horizontal | 6th floor mech. room | GLYC - Glycol Bldg Heat Sys | 12/31/2026
Great Plains Health | 601 W Leota St | North Platte | NE | 69101-6525 | Lincoln | NE25375 | Active | 19103 | 2013 | Aldrich | FTHT - Firetube Horizontal | 6th floor mech. room | GLYC - Glycol Bldg Heat Sys | 12/31/2026
Great Plains Health | 601 W Leota St | North Platte | NE | 69101-6525 | Lincoln | NE25376 | Active | 19100 | 2013 | Aldrich | FTHT - Firetube Horizontal | 6th floor mech. room | GLYC - Glycol Bldg Heat Sys | 12/31/2026
Great Plains Health | 601 W Leota St | North Platte | NE | 69101-6525 | Lincoln | NE25850 | Active | 137467 | 2014 | PVI Industries | CHWH - ASME/Fired Water Heater | Penthouse | HWSD - Hot Water Dom/Potable | 12/31/2026
Great Plains Health | 601 W Leota St | North Platte | NE | 69101-6525 | Lincoln | NE25851 | Active | 137468 | 2014 | PVI Industries | CHWH - ASME/Fired Water Heater | Penthouse | HWSD - Hot Water Dom/Potable | 12/31/2026
Mid Plains Community College | 601 W State Farm Rd | North Platte | NE | 69101-9420 | Lincoln | NE21056 | Active | 59336 | 2011 | Aerco | FTVT - Firetube Vertical TB | Boiler House | HWHT - Hot Water Heat | 11/30/2026
Mid Plains Community College | 601 W State Farm Rd | North Platte | NE | 69101-9420 | Lincoln | NE21057 | Active | 59338 | 2011 | Aerco | FTVT - Firetube Vertical TB | Boiler House | HWHT - Hot Water Heat | 11/30/2026
Mid Plains Community College | 601 W State Farm Rd | North Platte | NE | 69101-9420 | Lincoln | NE22257 | Active | 132724 | 2011 | PVI Industries | FTVT - Firetube Vertical TB | H&S - 100 Mechanical Room | HWSD - Hot Water Dom/Potable | 11/30/2026
Mid Plains Community College | 601 W State Farm Rd | North Platte | NE | 69101-9420 | Lincoln | NE22258 | Scrapped/Junked | 132961 | 2011 | PVI Industries | FTVT - Firetube Vertical TB | Health & Science Mech. Room | GLYC - Glycol Bldg Heat Sys | 11/30/2023
Mid Plains Community College | 601 W State Farm Rd | North Platte | NE | 69101-9420 | Lincoln | NE22259 | Scrapped/Junked | 132962 | 2011 | PVI Industries | FTVT - Firetube Vertical TB | Health & Science Mech. Room | GLYC - Glycol Bldg Heat Sys | 11/30/2023
Mid Plains Community College | 601 W State Farm Rd | North Platte | NE | 69101-9420 | Lincoln | NE34457 | Scrapped/Junked | 0331 | 1973 | Kewannee | FTFB - Firetube-Firebox Boiler | South Campus Boiler Room | HWHT - Hot Water Heat | 8/31/2011
Mid Plains Community College | 601 W State Farm Rd | North Platte | NE | 69101-9420 | Lincoln | NE34458 | Scrapped/Junked | 0332 | 1973 | Kewannee | FTFB - Firetube-Firebox Boiler | South Campus Boiler Room | HWHT - Hot Water Heat | 8/31/2011
Mid Plains Community College | 601 W State Farm Rd | North Platte | NE | 69101-9420 | Lincoln | NE34459 | Scrapped/Junked | 7105 | 1973 | Lochinvar | CPFT - Horiz Cpr Fin Boiler | South Campus Boiler Room | HWSD - Hot Water Dom/Potable | 8/31/2010
Mid Plains Community College | 601 W State Farm Rd | North Platte | NE | 69101-9420 | Lincoln | NE42214 | Active | 385262 | 2022 | Lochinvar | FT - Firetube Boiler | H&S - 100 Mechanical Room | GLYC - Glycol Bldg Heat Sys | 11/30/2026
Mid Plains Community College | 601 W State Farm Rd | North Platte | NE | 69101-9420 | Lincoln | NE42215 | Active | 385942 | 2022 | Lochinvar | FT - Firetube Boiler | H&S - 100 Mechanical Room | GLYC - Glycol Bldg Heat Sys | 11/30/2026
NPPD - Gerald Gentleman Station | 6089 S Hwy 25 | Sutherland | NE | 69165-2133 | Lincoln | NE01787 | Active | 51563 | 2004 | BRYA | WT - Water Tube Boiler | Coal Car Boiler | HWSP - Hot Water Non Potable Supply | 4/30/2026
NPPD - Gerald Gentleman Station | 6089 S Hwy 25 | Sutherland | NE | 69165-2133 | Lincoln | NE01788 | Active | 14554 | 2004 | PREC | ELBL - Electric Boiler | AUX A | STHT - Steam-Heat | 3/31/2026
NPPD - Gerald Gentleman Station | 6089 S Hwy 25 | Sutherland | NE | 69165-2133 | Lincoln | NE01789 | Active | 14553 | 2004 | PREC | ELBL - Electric Boiler | AUX B | STHT - Steam-Heat | 3/31/2026
NPPD - Gerald Gentleman Station | 6089 S Hwy 25 | Sutherland | NE | 69165-2133 | Lincoln | NE02154 | Inactive | 1631 | 1974 | NEBRASKA BOILER | WT - Water Tube Boiler | #1 AUXILIARY | BSUP - Bldg Heat & Process | 7/31/1999
NPPD - Gerald Gentleman Station | 6089 S Hwy 25 | Sutherland | NE | 69165-2133 | Lincoln | NE02265 | Active | 6716 | 1974 | FOST | WT - Water Tube Boiler | UNIT # 1 | POWR - Power Generation | 4/30/2026
NPPD - Gerald Gentleman Station | 6089 S Hwy 25 | Sutherland | NE | 69165-2133 | Lincoln | NE02266 | Active | 24330 | 1977 | B&W | WT - Water Tube Boiler | UNIT# 2 | POWR - Power Generation | 4/30/2026
NPPD - Gerald Gentleman Station | 6089 S Hwy 25 | Sutherland | NE | 69165-2133 | Lincoln | NE22111 | Active | 44217 | 1999 | BRYA | WT - Water Tube Boiler | Portable A-C | HWHT - Hot Water Heat | 4/30/2026
NPPD - Gerald Gentleman Station | 6089 S Hwy 25 | Sutherland | NE | 69165-2133 | Lincoln | NE22112 | Active | 34938 | 1994 | BRYA | WT - Water Tube Boiler | Portable B-C | HWHT - Hot Water Heat | 4/30/2026
North Platte Telegraph | 621 N Chestnut St | North Platte | NE | 69101-4131 | Lincoln | NE17254 | Out of Service | 33962 | 1980 | Kewanee | FTFB - Firetube-Firebox Boiler | BOILER ROOM | STHT - Steam-Heat | 11/30/2024
North Platte Telegraph | 621 N Chestnut St | North Platte | NE | 69101-4131 | Lincoln | NE17369 | Active | 33901 | 1980 | Kewanee | FTFB - Firetube-Firebox Boiler | BOILER ROOM | STHT - Steam-Heat | 11/30/2026
North Platte Telegraph | 621 N Chestnut St | North Platte | NE | 69101-4131 | Lincoln | NE21130 | Exempt 1999 LB-66 |  | 1996 | AO SMITH | AHWH - ANSI/Fired Water Htr |  | HWSD - Hot Water Dom/Potable | 5/31/1999
North Platte Surgery Ctr | 621 W Francis St | North Platte | NE | 69101-0608 | Lincoln | NE10630 | Active | 12259 | 2002 | Aldrich | FTVT - Firetube Vertical TB | BOILER ROOM | HWHT - Hot Water Heat | 10/31/2026
North Platte Surgery Ctr | 621 W Francis St | North Platte | NE | 69101-0608 | Lincoln | NE10631 | Active | 12260 | 2002 | Aldrich | FTVT - Firetube Vertical TB | BOILER ROOM | HWHT - Hot Water Heat | 10/31/2026
North Platte Surgery Ctr | 621 W Francis St | North Platte | NE | 69101-0608 | Lincoln | NE10632 | Active | 64605 | 2001 | A O Smith | CHWH - ASME/Fired Water Heater | BOILER ROOM | HWSD - Hot Water Dom/Potable | 10/31/2026
North Platte Surgery Ctr | 621 W Francis St | North Platte | NE | 69101-0608 | Lincoln | NE10633 | Active | 75121 | 2003 | A O Smith | CHWH - ASME/Fired Water Heater | BOILER ROOM | HWSD - Hot Water Dom/Potable | 10/31/2026
North Platte Surgery Ctr | 621 W Francis St | North Platte | NE | 69101-0608 | Lincoln | NE10646 | Active | 18978 | 2002 | Steris Corp | ELBL - Electric Boiler | BOILER ROOM | 0020 - Supp to Sterlizer/Autoclave | 10/31/2026
North Platte Surgery Ctr | 621 W Francis St | North Platte | NE | 69101-0608 | Lincoln | NE22849 | Out of Service | 19014 | 2003 | Steris Corp | ELBL - Electric Boiler | BOILER ROOM | 0020 - Supp to Sterlizer/Autoclave | 10/31/2016
North Platte Surgery Ctr | 621 W Francis St | North Platte | NE | 69101-0608 | Lincoln | NE22850 | Scrapped/Junked | 18972 | 2002 | Steris Corp | ELBL - Electric Boiler | OPERATING ROOM | 0020 - Supp to Sterlizer/Autoclave | 10/31/2023
North Platte Surgery Ctr | 621 W Francis St | North Platte | NE | 69101-0608 | Lincoln | NE26493 | Out of Service | 8060 | 2016 | Chromalox | ELBL - Electric Boiler | OPERATING ROOM #2 | 0020 - Supp to Sterlizer/Autoclave | 10/31/2024
North Platte Surgery Ctr | 621 W Francis St | North Platte | NE | 69101-0608 | Lincoln | NE43170 | Active | 34210 | 2023 | Steris Corp | ELBL - Electric Boiler | OPERATING ROOM | 0020 - Supp to Sterlizer/Autoclave | 10/31/2026
North Platte Surgery Ctr | 621 W Francis St | North Platte | NE | 69101-0608 | Lincoln | NE43171 | Active | 34209 | 2023 | Steris Corp | ELBL - Electric Boiler | OPERATING ROOM | 0020 - Supp to Sterlizer/Autoclave | 10/31/2026
Great Plains Oak Street Medical Building | 625 W William Ave | North Platte | NE | 69101-0026 | Lincoln | NE42225 | Active | 385604 | 2022 | Lochinvar | FTVT - Firetube Vertical TB | Mechanical Room | GLYC - Glycol Bldg Heat Sys | 12/31/2026
Great Plains Oak Street Medical Building | 625 W William Ave | North Platte | NE | 69101-0026 | Lincoln | NE42226 | Active | 385280 | 2022 | Lochinvar | FTVT - Firetube Vertical TB | Mechanical Room | GLYC - Glycol Bldg Heat Sys | 12/31/2026
Great Plains Oak Street Medical Building | 625 W William Ave | North Platte | NE | 69101-0026 | Lincoln | NE42227 | Active | 385605 | 2022 | Lochinvar | FTVT - Firetube Vertical TB | Mechanical Room | GLYC - Glycol Bldg Heat Sys | 12/31/2026
Jefferson Elementary | 700 E 3rd St | North Platte | NE | 69101-4212 | Lincoln | NE20204 | Exempt 1999 LB-66 |  | 1992 | STATE INDUSTRIES | AHWH - ANSI/Fired Water Htr | BOILER ROOM | HWSD - Hot Water Dom/Potable | 6/30/2000
Jefferson Elementary | 700 E 3rd St | North Platte | NE | 69101-4212 | Lincoln | NE34419 | Inactive | 27946 | 1976 | Kewanee | FTFB - Firetube-Firebox Boiler | BOILER ROOM | STHT - Steam-Heat | 12/31/2020
Jefferson Elementary | 700 E 3rd St | North Platte | NE | 69101-4212 | Lincoln | NE34420 | Inactive | 27948 | 1976 | Kewanee | FTFB - Firetube-Firebox Boiler | BOILER ROOM | STHT - Steam-Heat | 12/31/2020
Linden Regency Retirement Residence | 700 W Philip Ave | North Platte | NE | 69101-6584 | Lincoln | NE17041 | Scrapped/Junked | 121930 | 2008 | A O Smith | CHWH - ASME/Fired Water Heater | Mech Room | HWSD - Hot Water Dom/Potable | 2/28/2021
Linden Regency Retirement Residence | 700 W Philip Ave | North Platte | NE | 69101-6584 | Lincoln | NE19072 | Active | 131493 | 2008 | A O Smith | CHWH - ASME/Fired Water Heater | Mech Room | HWSD - Hot Water Dom/Potable | 2/28/2027
Linden Regency Retirement Residence | 700 W Philip Ave | North Platte | NE | 69101-6584 | Lincoln | NE29117 | Active | 240525 | 2018 | A O Smith | CHWH - ASME/Fired Water Heater | Mech Room | HWSD - Hot Water Dom/Potable | 2/28/2027
Linden Regency Retirement Residence | 700 W Philip Ave | North Platte | NE | 69101-6584 | Lincoln | NE40145 | Scrapped/Junked | 42703 | 1998 | A O Smith | CHWH - ASME/Fired Water Heater | MECH ROOM | HWSD - Hot Water Dom/Potable | 2/28/2011
Linden Regency Retirement Residence | 700 W Philip Ave | North Platte | NE | 69101-6584 | Lincoln | NE40146 | Scrapped/Junked | 42959 | 1998 | AOSM | CHWH - ASME/Fired Water Heater | MECH ROOM | HWSD - Hot Water Dom/Potable | 7/31/2007
JC's Auto Wash/Spic N Span | 701 S Dewey St | North Platte | NE | 69101-5522 | Lincoln | NE00210 | Scrapped/Junked | 122625 | 1987 | RAYP | CPFT - Horiz Cpr Fin Boiler | BOILER ROOM | HWSP - Hot Water Non Potable Supply | 4/30/2010
JC's Auto Wash/Spic N Span | 701 S Dewey St | North Platte | NE | 69101-5522 | Lincoln | NE18756 | Scrapped/Junked | C23866 | 2009 | A O Smith | COBL - Coil Type Boiler | Boiler Room | HWSP - Hot Water Non Potable Supply | 8/31/2015
North Platte Public Safety Building | 715 S Jeffers St | North Platte | NE | 69101-5318 | Lincoln | NE15120 | Scrapped/Junked |  | 1989 | STATE INDUSTRIES | CHWH - ASME/Fired Water Heater | BOILER ROOM | HWSD - Hot Water Dom/Potable | 3/31/2002
North Platte Public Safety Building | 715 S Jeffers St | North Platte | NE | 69101-5318 | Lincoln | NE29122 | Active | 183838 | 2020 | Lochinvar | FTSS - Firetube Stainless Steel | BOILER ROOM | HWHT - Hot Water Heat | 12/31/2026
North Platte Public Safety Building | 715 S Jeffers St | North Platte | NE | 69101-5318 | Lincoln | NE29123 | Active | 183835 | 2020 | Lochinvar | FTSS - Firetube Stainless Steel | BOILER ROOM | HWHT - Hot Water Heat | 12/31/2026
North Platte Public Safety Building | 715 S Jeffers St | North Platte | NE | 69101-5318 | Lincoln | NE29124 | Active | 183839 | 2020 | Lochinvar | FTSS - Firetube Stainless Steel | BOILER ROOM | HWHT - Hot Water Heat | 12/31/2026
North Platte Public Safety Building | 715 S Jeffers St | North Platte | NE | 69101-5318 | Lincoln | NE35415 | Scrapped/Junked | 63447 | 1986 | A. O. Smith | COBL - Coil Type Boiler | Boiler Room | HWHT - Hot Water Heat | 3/31/2021
North Platte Public Safety Building | 715 S Jeffers St | North Platte | NE | 69101-5318 | Lincoln | NE35416 | Scrapped/Junked | 63448 | 1986 | A. O. Smith | COBL - Coil Type Boiler | FIRE STATION | HWHT - Hot Water Heat | 3/31/2021
North Platte Public Safety Building | 715 S Jeffers St | North Platte | NE | 69101-5318 | Lincoln | NE35417 | Scrapped/Junked | 64043 | 1986 | A. O. Smith | COBL - Coil Type Boiler | Boiler Room | HWHT - Hot Water Heat | 3/31/2021
Apartment Building | 721 W 5th St | North Platte | NE | 69101-3722 | Lincoln | NE10430 | Active | 1159 | 2001 | Allied | COBL - Coil Type Boiler | Basement | HWHT - Hot Water Heat | 1/31/2026
Apartment Building | 800 N Jeffers St | North Platte | NE | 69101-3001 | Lincoln | NE03924 | Scrapped/Junked |  | 1973 | American Standard | CI - Cast Iron | BOILER ROOM | STHT - Steam-Heat | 4/30/2003
Apartment Building | 800 N Jeffers St | North Platte | NE | 69101-3001 | Lincoln | NE12445 | Active | N/A | 2004 | Slant Fin | CI - Cast Iron | BOILER ROOM | STHT - Steam-Heat | 3/31/2026
Apartment Building | 800 N Jeffers St | North Platte | NE | 69101-3001 | Lincoln | NE12446 | Active | N/A | 2004 | Slant Fin | CI - Cast Iron | BOILER ROOM | STHT - Steam-Heat | 3/31/2026
Apartment Building | 800 N Jeffers St | North Platte | NE | 69101-3001 | Lincoln | NE12447 | Active | N/A | 2004 | Slant Fin | CI - Cast Iron | BOILER ROOM | STHT - Steam-Heat | 3/31/2026
Fast Stop | 814 N Spur 56C | Hershey | NE | 69143-4460 | Lincoln | NE22042 | Scrapped/Junked | 109877 | 2006 | A O Smith | CHWH - ASME/Fired Water Heater | Upstairs Room | HWSD - Hot Water Dom/Potable | 6/30/2018
Fast Stop | 814 N Spur 56C | Hershey | NE | 69143-4460 | Lincoln | NE22043 | Active | 69444 | 2005 | Bradford White | CHWH - ASME/Fired Water Heater | Upstairs Room | HWSD - Hot Water Dom/Potable | 6/30/2027
Senior Center | 900 E 10th St | North Platte | NE | 69101-3231 | Lincoln | NE35419 | Scrapped/Junked |  | 1984 | PEER | CI - Cast Iron | BOILER ROOM | STHT - Steam-Heat | 3/31/2006
ETHANOL PLANT R & D FAC | E HWY 30 | SUTHERLAND | NE | 69165 | LINCOLN | NE17374 | Scrapped/Junked | 24561 | 1979 | BABCOCK & WILCOX | WT - Water Tube Boiler |  | PROC - Process Steam | 6/30/1994
ETHANOL PLANT R & D FAC | E HWY 30 | SUTHERLAND | NE | 69165 | LINCOLN | NE17375 | Scrapped/Junked |  | 1975 | CLAYTON INDUSTRIES | WT - Water Tube Boiler |  | PROC - Process Steam | 6/30/1994
NE State Patrol Troop D | I-80 & Hwy 83 | North Platte | NE | 69101 | Lincoln | NE30420 | Scrapped/Junked | N/A | 1975 | Kewanee | FTFB - Firetube-Firebox Boiler | BOILER ROOM/BASEMENT | HWHT - Hot Water Heat | 9/30/2011
SPIC N SPAN TRUCK WASH | I80 & HWY 83 | NORTH PLATTE | NE | 69101 | LINCOLN | NE35423 | Inactive |  | 1971 | MALSBURY | WT - Water Tube Boiler | I80 & HWY 83 | HWSP - Hot Water Non Potable Supply | 4/30/1994
LINCOLN COUNTY FEED YARD | PO Box 158 | Wallace | NE | 69169-0158 | LINCOLN | NE23577 | Inactive | 13845 | 1998 | SUPERIOR BOILERWORKS | FTSM - FTS Marine Dry Back | BOILER ROOM | PROC - Process Steam | 6/30/2002
GOTHENBURG FEED PRODUCTS | PO Box 188 | Brady | NE | 69123-0188 | LINCOLN | NE05096 | Inactive |  | 1951 | COLUMBUS KISCO | FT - Firetube Boiler | BOILER ROOM | PROC - Process Steam | 4/30/1986
EVANS BUILDING INC | UNKNOWN | NORTH PLATTE | NE | 69165 | LINCOLN | NE14306 | Inactive |  | 1963 | KEWANEE | FT - Firetube Boiler |  | HWHT - Hot Water Heat | 6/30/1993
Logan County Courthouse | 317 Main St | Stapleton | NE | 69163-9700 | Logan | NE07401 | Scrapped/Junked | 158486 | 2005 | WTRP | WT - Water Tube Boiler | basement | HWHT - Hot Water Heat | 10/31/2015
Logan County Courthouse | 317 Main St | Stapleton | NE | 69163-9700 | Logan | NE07402 | Scrapped/Junked | 158471 | 2005 | WTRP | WT - Water Tube Boiler | basement | HWHT - Hot Water Heat | 10/31/2013
Logan County Courthouse | 317 Main St | Stapleton | NE | 69163-9700 | Logan | NE16901 | Scrapped/Junked |  | 1962 | KEWANEE | FTFB - Firetube-Firebox Boiler | BOILER ROOM | HWHT - Hot Water Heat | 8/31/2006
Logan County Courthouse | 317 Main St | Stapleton | NE | 69163-9700 | Logan | NE24527 | Inactive | n/a | 2012 | ECR | CALU - Cast Aluminum | basement | HWHT - Hot Water Heat | 10/31/2016
Logan County Courthouse | 317 Main St | Stapleton | NE | 69163-9700 | Logan | NE25886 | Inactive | N/A | 2013 | Carrier | CALU - Cast Aluminum | Basement | HWHT - Hot Water Heat | 10/31/2016
Stapleton Public School | PO Box 128 | Stapleton | NE | 69163-0128 | Logan | NE31379 | Out of Service | 1924 | 1962 | Kewanee | FTFB - Firetube-Firebox Boiler | boiler room | STHT - Steam-Heat | 11/30/2017
Stapleton Public School | PO Box 128 | Stapleton | NE | 69163-0128 | Logan | NE31740 | Out of Service | n/a | 1940 | Weil-Mcclain | CI - Cast Iron | boiler room | STHT - Steam-Heat | 11/30/2017
Stapleton Public School | PO Box 128 | Stapleton | NE | 69163-0128 | Logan | NE35184 | Scrapped/Junked | n/a | 1984 | RHEEM | AHWH - ANSI/Fired Water Htr | boiler room | HWSD - Hot Water Dom/Potable | 11/30/2013
Loup County Public School | 608 Williams St | Taylor | NE | 68879 | Loup | NE31284 | Active | 9432 | 1984 | Superior Boiler Works | FT - Firetube Boiler | BOILER ROOM | STHT - Steam-Heat | 12/31/2026
Loup County Public School | 608 Williams St | Taylor | NE | 68879 | Loup | NE33254 | Active | n/a | 1961 | Kewanee | FTFB - Firetube-Firebox Boiler | BOILER ROOM | HWHT - Hot Water Heat | 12/31/2026
Clean Machine | 100 E Benjamin Ave | Norfolk | NE | 68701-2936 | Madison | NE01756 | Active | 10665 | 1979 | Raypak | CPFT - Horiz Cpr Fin Boiler | MECH ROOM | HWFG - Hotwater Heat Floor-Glycl | 10/31/2026
Church of Jesus Christ of Latter Day Saints | 100 El Camino Dr | Norfolk | NE | 68701-6704 | Madison | NE10807 | Active | 76386 | 2003 | A O Smith | WT - Water Tube Boiler | mech room | HWSD - Hot Water Dom/Potable | 10/31/2026
Church of Jesus Christ of Latter Day Saints | 100 El Camino Dr | Norfolk | NE | 68701-6704 | Madison | NE18951 | Scrapped/Junked |  | 1974 | Vlcr | FT - Firetube Boiler | Mechanical Room | HWDP - Hotwater Heat & Dom Supply | 4/30/2003
Flexmag Industries | 1000 Magnet Dr | Norfolk | NE | 68701-3602 | Madison | NE03580 | Active | 37598 | 1983 | KEWA | FTSM - FTS Marine Dry Back | BOILER ROOM | PROC - Process Steam | 1/31/2027
Flexmag Industries | 1000 Magnet Dr | Norfolk | NE | 68701-3602 | Madison | NE04189 | Scrapped/Junked | 28258 | 1974 | Ajax | WT - Water Tube Boiler | FIRE PUMP HOUSE | HWHT - Hot Water Heat | 8/31/2019
Flexmag Industries | 1000 Magnet Dr | Norfolk | NE | 68701-3602 | Madison | NE10783 | Scrapped/Junked | 35513 | 1975 | Cleaver & Brooks | WT - Water Tube Boiler | Blr Rm | PROC - Process Steam | 8/31/2007
Flexmag Industries | 1000 Magnet Dr | Norfolk | NE | 68701-3602 | Madison | NE10784 | Scrapped/Junked | 33931 | 1974 | CLEA | WT - Water Tube Boiler | BOILER ROOM | PROC - Process Steam | 8/31/2023
Flexmag Industries | 1000 Magnet Dr | Norfolk | NE | 68701-3602 | Madison | NE28693 | Active | 349528 | 2019 | Lochinvar | CPFH - Copper Fin Water Heater | Water Treatment | HWCA - Hotwater to Coil Htexchgr | 8/31/2026
Flexmag Industries | 1000 Magnet Dr | Norfolk | NE | 68701-3602 | Madison | NE42530 | Active | 2985 | 2023 | Unilux | FTSM - FTS Marine Dry Back | BOILER ROOM | PROC - Process Steam | 8/31/2026
Newman Grove High School | 101 S 8th St | Newman Grove | NE | 68758-5029 | Madison | NE21274 | Exempt 1999 LB-66 |  | 1982 | STATE INDUSTRIES | AHWH - ANSI/Fired Water Htr |  | HWSD - Hot Water Dom/Potable | 12/31/1999
Newman Grove High School | 101 S 8th St | Newman Grove | NE | 68758-5029 | Madison | NE21275 | Active | 9176 | 1997 | Aldrich | FTVT - Firetube Vertical TB | MECH ROOM | GLYC - Glycol Bldg Heat Sys | 3/31/2027
Newman Grove High School | 101 S 8th St | Newman Grove | NE | 68758-5029 | Madison | NE28959 | Active | 345268 | 2019 | Lochinvar | FTVT - Firetube Vertical TB | Mechanical Room | HWHT - Hot Water Heat | 3/31/2027
Newman Grove High School | 101 S 8th St | Newman Grove | NE | 68758-5029 | Madison | NE28960 | Active | 345555 | 2019 | Lochinvar | FTVT - Firetube Vertical TB | Mechanical Room | HWHT - Hot Water Heat | 3/31/2027
Newman Grove High School | 101 S 8th St | Newman Grove | NE | 68758-5029 | Madison | NE31963 | Scrapped/Junked | n/a | 1964 | American Radiator | CI - Cast Iron | BOILER ROOM | STHT - Steam-Heat | 3/31/2020
Tommy's Car Wash | 1025 S 13th St | Norfolk | NE | 68701-5776 | Madison | NE41896 | Active | 290208 | 2021 | Lochinvar | FTVT - Firetube Vertical TB | Mezzanine | GLFH - Glycol Floor Heat System | 10/31/2026
Tommy's Car Wash | 1025 S 13th St | Norfolk | NE | 68701-5776 | Madison | NE41897 | Active | 290222 | 2021 | Lochinvar | FTVT - Firetube Vertical TB | Mezzanine | GLFH - Glycol Floor Heat System | 10/31/2026
Tommy's Car Wash | 1025 S 13th St | Norfolk | NE | 68701-5776 | Madison | NE41898 | Active | 234653 | 2021 | PVI Industries | CHWH - ASME/Fired Water Heater | Mechanical Room | HWSP - Hot Water Non Potable Supply | 10/31/2026
USA STEAK BUFFET | 1032 S 13th St | Norfolk | NE | 68701-5775 | MADISON | NE22335 | Scrapped/Junked | 31449 | 1995 | AO SMITH | CHWH - ASME/Fired Water Heater |  | HWSD - Hot Water Dom/Potable | 5/31/2000
First Presby #0000004433 | 104 S 10th St | Norfolk | NE | 68701-5015 | Madison | NE13927 | Active | 11142 | 2000 | ALDRICH/LES | FTFB - Firetube-Firebox Boiler | BOILER ROOM | HWHT - Hot Water Heat | 4/30/2027
Municipal Auditorium | 104 W 2nd St | Tilden | NE | 68781-4797 | Madison | NE10261 | Inactive | 12045 | 2002 | Aldrich | FTVT - Firetube Vertical TB | WEST REAR STAGE | HWHT - Hot Water Heat | 5/31/2015
Municipal Auditorium | 104 W 2nd St | Tilden | NE | 68781-4797 | Madison | NE10262 | Inactive | 12046 | 2002 | Aldrich | FTVT - Firetube Vertical TB | WEST REAR STAGE | HWHT - Hot Water Heat | 5/31/2015
Dave's Laundry | 105 E Norfolk Ave Ste 100 | Norfolk | NE | 68701-5323 | Madison | NE42177 | Active | 6799 7018 | 2019 | Intellihot | WT - Water Tube Boiler | Mechanical Room | HWSD - Hot Water Dom/Potable | 3/31/2027
NORFOLK RESCUE MISSION | 107 N 9th St | Norfolk | NE | 68701-3911 | MADISON | NE37193 | Inactive |  | 1930 | US RADIATOR |  | BOILER ROOM | STHT - Steam-Heat | 3/31/2004
Former Kensington Apts | 108 N 4th St | Norfolk | NE | 68701-4094 | Madison | NE02497 | Scrapped/Junked | n/a | 1982 | Burnham | CI - Cast Iron | BOILER ROOM | STHT - Steam-Heat | 12/31/2021
Former Kensington Apts | 108 N 4th St | Norfolk | NE | 68701-4094 | Madison | NE21453 | Inactive | N/A | 2011 | Peerless | CI - Cast Iron | Basement | STHT - Steam-Heat | 12/31/2023
Mid Nebraska Lutheran Home | 109 N 2nd St | Newman Grove | NE | 68758-6017 | Madison | NE07806 | Scrapped/Junked |  | 1990 | PEERLESS HEATER COMPANY |  | BOILER ROOM | STHT - Steam-Heat | 9/30/2001
Mid Nebraska Lutheran Home | 109 N 2nd St | Newman Grove | NE | 68758-6017 | Madison | NE07807 | Scrapped/Junked | 52055 | 1996 | STATE INDUSTRIES | CHWH - ASME/Fired Water Heater | BOILER area Garage / maintenance Rm | HWSD - Hot Water Dom/Potable | 3/31/2015
Mid Nebraska Lutheran Home | 109 N 2nd St | Newman Grove | NE | 68758-6017 | Madison | NE07808 | Scrapped/Junked | na | 1990 | Peerless | CI - Cast Iron | Old boiler room | HWHT - Hot Water Heat | 3/31/2015
Mid Nebraska Lutheran Home | 109 N 2nd St | Newman Grove | NE | 68758-6017 | Madison | NE10451 | Scrapped/Junked | 68940 | 2002 | Weben-Jarco | COBL - Coil Type Boiler | New blr room | HWHT - Hot Water Heat | 3/31/2021
Mid Nebraska Lutheran Home | 109 N 2nd St | Newman Grove | NE | 68758-6017 | Madison | NE10452 | Scrapped/Junked | 68937 | 2002 | Weben-Jarco | COBL - Coil Type Boiler | New blr rm | HWHT - Hot Water Heat | 3/31/2021
Mid Nebraska Lutheran Home | 109 N 2nd St | Newman Grove | NE | 68758-6017 | Madison | NE10453 | Scrapped/Junked | 75567 | 2002 | State Ind. | CHWH - ASME/Fired Water Heater | New blr rm | HWSD - Hot Water Dom/Potable | 3/31/2021
Mid Nebraska Lutheran Home | 109 N 2nd St | Newman Grove | NE | 68758-6017 | Madison | NE10598 | Scrapped/Junked | 75566 | 2002 | State Ind. | CHWH - ASME/Fired Water Heater | NEW ADDITION | HWSD - Hot Water Dom/Potable | 3/31/2021
Mid Nebraska Lutheran Home | 109 N 2nd St | Newman Grove | NE | 68758-6017 | Madison | NE25668 | Scrapped/Junked | 187948 | 2014 | AO SMITH | CHWH - ASME/Fired Water Heater | maintenance bldg | HWSD - Hot Water Dom/Potable | 3/31/2027
Mid Nebraska Lutheran Home | 109 N 2nd St | Newman Grove | NE | 68758-6017 | Madison | NE41001 | Active | 274095 | 2020 | State Industries | CHWH - ASME/Fired Water Heater | Mechanical Room | HWSD - Hot Water Dom/Potable | 3/31/2027
Mid Nebraska Lutheran Home | 109 N 2nd St | Newman Grove | NE | 68758-6017 | Madison | NE41002 | Active | 166669 | 2020 | Lochinvar | FTVT - Firetube Vertical TB | Mechanical Room | HWHT - Hot Water Heat | 3/31/2027
Todd's BBI | 109 S Main St | Madison | NE | 68748-6281 | Madison | NE04573 | Active | 4584 | 1960 | Johnston Boiler Co. | FTWB - FTS Marine Wet Back | Boiler Room | PROC - Process Steam | 6/30/2026
Todd's BBI | 109 S Main St | Madison | NE | 68748-6281 | Madison | NE13052 | Scrapped/Junked | 4364 | 1956 | JOHNSTON BOILER COMP | FT - Firetube Boiler | BOILER ROOM | PROC - Process Steam | 4/30/1992
Madison County Courthouse | 110 Clara Davis Dr | Madison | NE | 68748-6025 | Madison | NE06734 | Scrapped/Junked | 178899 | 2005 | Lochinvar | CPFT - Horiz Cpr Fin Boiler | MECH ROOM #1 | HWSD - Hot Water Dom/Potable | 9/30/2014
Madison County Courthouse | 110 Clara Davis Dr | Madison | NE | 68748-6025 | Madison | NE15100 | Scrapped/Junked | 157087 | 2003 | Lochinvar | CPFH - Copper Fin Water Heater | JAIL MECH RM #2 | HWSD - Hot Water Dom/Potable | 9/30/2015
Madison County Courthouse | 110 Clara Davis Dr | Madison | NE | 68748-6025 | Madison | NE20064 | Scrapped/Junked | 56615 | 1995 | LOCHINVAR | CPFT - Horiz Cpr Fin Boiler | JAIL MECH ROOM #1 | HWSD - Hot Water Dom/Potable | 10/31/2005
Madison County Courthouse | 110 Clara Davis Dr | Madison | NE | 68748-6025 | Madison | NE20065 | Scrapped/Junked | 55376 | 1995 | LOCHINVAR | CPFT - Horiz Cpr Fin Boiler | JAIL MECH ROOM #2 | HWSD - Hot Water Dom/Potable | 10/31/2004
Madison County Courthouse | 110 Clara Davis Dr | Madison | NE | 68748-6025 | Madison | NE21227 | Scrapped/Junked | 8920 | 1996 | ALES | FTVT - Firetube Vertical TB | MECHANICAL ROOM | HWHT - Hot Water Heat | 9/30/2024
Madison County Courthouse | 110 Clara Davis Dr | Madison | NE | 68748-6025 | Madison | NE21266 | Scrapped/Junked | 9288 | 1997 | ALES | FTVT - Firetube Vertical TB | MECHANICAL ROOM | HWHT - Hot Water Heat | 9/30/2019
Madison County Courthouse | 110 Clara Davis Dr | Madison | NE | 68748-6025 | Madison | NE25199 | Active | 278339 | 2013 | Lochinvar | WTSS - Watertube SS Steel | Sheriff Mech Room | HWSD - Hot Water Dom/Potable | 9/30/2026
Madison County Courthouse | 110 Clara Davis Dr | Madison | NE | 68748-6025 | Madison | NE25909 | Active | 341223 | 2015 | Lochinvar | WTSS - Watertube SS Steel | Jail Mech Room | HWSD - Hot Water Dom/Potable | 9/30/2026
Madison County Courthouse | 110 Clara Davis Dr | Madison | NE | 68748-6025 | Madison | NE27991 | Active | 20178 | 2019 | Aldrich | FTVT - Firetube Vertical TB | MECHANICAL ROOM | HWHT - Hot Water Heat | 9/30/2026
Madison County Courthouse | 110 Clara Davis Dr | Madison | NE | 68748-6025 | Madison | NE42276 | Active | 21461 | 2023 | Aldrich | FTVT - Firetube Vertical TB | MECHANICAL ROOM | HWHT - Hot Water Heat | 9/30/2026
Skyview Medical Center | 110 N 16th St | Norfolk | NE | 68701-3670 | Madison | NE03430 | Active | 12698 | 1955 | International | WT - Water Tube Boiler | BOILER ROOM | STHT - Steam-Heat | 8/31/2026
Carson Cancer Center | 110 N 29th St | Norfolk | NE | 68701-4424 | Madison | NE12171 | Active | 108157 | 2002 | PVI Industries | CHWH - ASME/Fired Water Heater | PENTHOUSE | HWSD - Hot Water Dom/Potable | 10/31/2026
Carson Cancer Center | 110 N 29th St | Norfolk | NE | 68701-4424 | Madison | NE12172 | Active | 108156 | 2002 | PVI Industries | CHWH - ASME/Fired Water Heater | PENTHOUSE | HWSD - Hot Water Dom/Potable | 10/31/2026
Carson Cancer Center | 110 N 29th St | Norfolk | NE | 68701-4424 | Madison | NE12173 | Active | 12403 | 2002 | Aldrich | FTVT - Firetube Vertical TB | PENTHOUSE | HWHT - Hot Water Heat | 10/31/2026
Carson Cancer Center | 110 N 29th St | Norfolk | NE | 68701-4424 | Madison | NE12174 | Active | 12402 | 2002 | Aldrich | FTVT - Firetube Vertical TB | PENTHOUSE | HWHT - Hot Water Heat | 10/31/2026
Carson Cancer Center | 110 N 29th St | Norfolk | NE | 68701-4424 | Madison | NE12175 | Active | 12400 | 2002 | Aldrich | FTVT - Firetube Vertical TB | PENTHOUSE | HWHT - Hot Water Heat | 10/31/2026
WEST MEDICAL OFFICE BLDG | 110 N 29th St | Norfolk | NE | 68701-4424 | MADISON | NE23051 | Scrapped/Junked | 52534 | 1995 | LOCHINVAR | CPFT - Horiz Cpr Fin Boiler | MED WEST | HWHT - Hot Water Heat | 9/30/2003
WEST MEDICAL OFFICE BLDG | 110 N 29th St | Norfolk | NE | 68701-4424 | MADISON | NE23052 | Scrapped/Junked | 52524 | 1995 | LOCHINVAR | CPFT - Horiz Cpr Fin Boiler | MED WEST | HWSD - Hot Water Dom/Potable | 9/30/2003
WEST MEDICAL OFFICE BLDG | 110 N 29th St | Norfolk | NE | 68701-4424 | MADISON | NE23053 | Scrapped/Junked | 52533 | 1995 | LOCHINVAR | CPFT - Horiz Cpr Fin Boiler | MED WEST | HWHT - Hot Water Heat | 9/30/2003
COMMODORE APARTMENTS | 1101 NORFOLK AVE | NORFOLK | NE | 68701-4984 | MADISON | NE05554 | Exempt 1999 LB-66 |  | 1995 | AO SMITH | AHWH - ANSI/Fired Water Htr |  | HWSD - Hot Water Dom/Potable | 8/31/1999
COMMODORE APARTMENTS | 1101 NORFOLK AVE | NORFOLK | NE | 68701-4984 | MADISON | NE35344 | Inactive |  | 1917 | PACIFIC | FT - Firetube Boiler | REAR BASEMENT | STHT - Steam-Heat | 8/31/2003
COMMODORE APARTMENTS | 1101 NORFOLK AVE | NORFOLK | NE | 68701-4984 | MADISON | NE37281 | Scrapped/Junked |  | 1988 | AO SMITH | CHWH - ASME/Fired Water Heater | COMMODORE APTS | HWSD - Hot Water Dom/Potable | 8/31/1999
Grant Elementary | 1106 W Phillip Ave | Norfolk | NE | 68701-4921 | Madison | NE05934 | Scrapped/Junked | n/a | 2004 | PEER | CI - Cast Iron | BOILER ROOM | STHT - Steam-Heat | 1/31/2014
Grant Elementary | 1106 W Phillip Ave | Norfolk | NE | 68701-4921 | Madison | NE24553 | Active | 271163 | 2013 | Lochinvar | WTSS - Watertube SS Steel | basement | HWHT - Hot Water Heat | 1/31/2027
Grant Elementary | 1106 W Phillip Ave | Norfolk | NE | 68701-4921 | Madison | NE24554 | Active | 271173 | 2013 | Lochinvar | WTSS - Watertube SS Steel | basement | HWHT - Hot Water Heat | 1/31/2027
Grant Elementary | 1106 W Phillip Ave | Norfolk | NE | 68701-4921 | Madison | NE33768 | Scrapped/Junked |  | 1932 | KEWANEE | FT - Firetube Boiler | BOILER ROOM | STHT - Steam-Heat | 7/31/2005
Grant Elementary | 1106 W Phillip Ave | Norfolk | NE | 68701-4921 | Madison | NE33769 | Scrapped/Junked |  | 1932 | KEWANEE | FT - Firetube Boiler | BOILER ROOM | STHT - Steam-Heat | 7/31/2006
East Water Plant | 111 S 1st St | Norfolk | NE | 68701-5325 | Madison | NE15471 | Scrapped/Junked | 1461 | 1992 | Peerless | CI - Cast Iron | Basement Blr Rm | STHT - Steam-Heat | 1/31/2017
East Water Plant | 111 S 1st St | Norfolk | NE | 68701-5325 | Madison | NE26744 | Active | N/A | 2015 | Peerless | CI - Cast Iron | Basement Blr Rm | STHT - Steam-Heat | 1/31/2026
Simmer Down | 1111 Riverside Blvd | Norfolk | NE | 68701-2844 | Madison | NE01755 | Scrapped/Junked | 1493 | 2003 | HURS | FTNT - FT Vertical Tubeless | boiler room | PROC - Process Steam | 5/31/2010
Simmer Down | 1111 Riverside Blvd | Norfolk | NE | 68701-2844 | Madison | NE17416 | Scrapped/Junked | 43752 | 1993 | PM LATTNER MFR COMPANY | FTVT - Firetube Vertical TB | BOILER ROOM | PROC - Process Steam | 4/30/2004
Simmer Down | 1111 Riverside Blvd | Norfolk | NE | 68701-2844 | Madison | NE17554 | Scrapped/Junked | 54981 | 2010 | Lattner Boiler Co | VTNT - Vertical Tubeless | Boiler Room | PROC - Process Steam | 1/31/2020
Simmer Down | 1111 Riverside Blvd | Norfolk | NE | 68701-2844 | Madison | NE28304 | Inactive | 58680 | 2019 | Lattner Boiler Co | VTNT - Vertical Tubeless | Boiler Room | PROC - Process Steam | 9/30/2023
MADISON HOUSE | 1120 N 1st St | Norfolk | NE | 68701-0904 | MADISON | NE21267 | Exempt 1999 LB-66 |  | 1996 | STATE INDUSTRIES | AHWH - ANSI/Fired Water Htr | MECH ROOM | HWSD - Hot Water Dom/Potable | 11/30/1999
MADISON HOUSE | 1120 N 1st St | Norfolk | NE | 68701-0904 | MADISON | NE21268 | Exempt 1999 LB-66 |  | 1996 | STATE INDUSTRIES | AHWH - ANSI/Fired Water Htr | MECH ROOM | HWSD - Hot Water Dom/Potable | 11/30/1999
Norfolk Auto Center | 1123 S 20th St | Norfolk | NE | 68701-4634 | Madison | NE08705 | Active | n/a | 1979 | Peerless | CI - Cast Iron | Boiler Room | HWHT - Hot Water Heat | 12/31/2026
Vacant Building | 116 E Norfolk Ave | Norfolk | NE | 68701-5300 | Madison | NE22824 | Inactive | N/A | 1960 | American Standard | CI - Cast Iron | Basement | HWHT - Hot Water Heat | 11/30/2018
Sunrise Apartments | 118 E Phillip Ave | Norfolk | NE | 68701-5356 | Madison | NE08808 | Scrapped/Junked | n/a | 1960 | AMST | CI - Cast Iron | BASEMENT | HWHT - Hot Water Heat | 12/31/2021
Sunrise Apartments | 118 E Phillip Ave | Norfolk | NE | 68701-5356 | Madison | NE08809 | Scrapped/Junked |  | 1985 | Amer |  | Comp room |  | 10/31/2006
Sunrise Apartments | 118 E Phillip Ave | Norfolk | NE | 68701-5356 | Madison | NE41426 | Active | 20315 | 2021 | Navien | FTVT - Firetube Vertical TB | Mechanical Room | HWHT - Hot Water Heat | 11/30/2024
Sunrise Apartments | 118 E Phillip Ave | Norfolk | NE | 68701-5356 | Madison | NE41427 | Active | 20587 | 2021 | Navien | FTVT - Firetube Vertical TB | Mechanical Room | HWHT - Hot Water Heat | 11/30/2024
Sunrise Apartments | 118 E Phillip Ave | Norfolk | NE | 68701-5356 | Madison | NE41428 | Active | 20288 | 2021 | Navien | WT - Water Tube Boiler | Mechanical Room | HWHT - Hot Water Heat | 11/30/2025
Tyson Madison Pork Plant | 1200 Industrial Pkwy | Madison | NE | 68748-6262 | Madison | NE08983 | Active | 7018 | 1994 | Fes Inc | UFPV - Unfired Pressure Vessel | Engine Room | 0017 - Ammonia Receiver | 12/31/2026
Tyson Madison Pork Plant | 1200 Industrial Pkwy | Madison | NE | 68748-6262 | Madison | NE08984 | Active | 7019 | 1994 | Fes Inc | UFPV - Unfired Pressure Vessel | Compressor Room | 0017 - Ammonia Receiver | 12/31/2026
Tyson Madison Pork Plant | 1200 Industrial Pkwy | Madison | NE | 68748-6262 | Madison | NE14086 | Active | 6396 | 1973 | Superior Boiler Works | FTSM - FTS Marine Dry Back | Boiler Room | PROC - Process Steam | 6/30/2026
Tyson Madison Pork Plant | 1200 Industrial Pkwy | Madison | NE | 68748-6262 | Madison | NE14087 | Active | 6397 | 1973 | Superior Boiler Works | FTSM - FTS Marine Dry Back | Boiler Room | PROC - Process Steam | 5/31/2027
Tyson Madison Pork Plant | 1200 Industrial Pkwy | Madison | NE | 68748-6262 | Madison | NE14088 | Active | 6395 | 1973 | Superior Boiler Works | FTSM - FTS Marine Dry Back | Boiler Room | PROC - Process Steam | 4/30/2027
Tyson Madison Pork Plant | 1200 Industrial Pkwy | Madison | NE | 68748-6262 | Madison | NE19099 | Active | 780 | 1979 | Fes Inc | UFPV - Unfired Pressure Vessel | Engine Room | 0017 - Ammonia Receiver | 3/31/2027
Norfolk Country Inn & Suites | 1201 S 13th St | Norfolk | NE | 68701-5772 | Madison | NE11362 | Exempt |  | 2002 | WATERPIK TECH/TELE LAARS | CPFT - Horiz Cpr Fin Boiler | BOILER ROOM | IPHT - Indoor Pool Heater | 1/1/1900
Norfolk Country Inn & Suites | 1201 S 13th St | Norfolk | NE | 68701-5772 | Madison | NE18137 | Scrapped/Junked | 7633 | 1994 | AOSM | CPFH - Copper Fin Water Heater | 2 FLR BOILER ROOM | HWSD - Hot Water Dom/Potable | 6/30/2018
Norfolk Country Inn & Suites | 1201 S 13th St | Norfolk | NE | 68701-5772 | Madison | NE18138 | Scrapped/Junked | 7632 | 1994 | AOSM | CPFH - Copper Fin Water Heater | 2ND FLR BOILER ROOM | HWSD - Hot Water Dom/Potable | 6/30/2018
Norfolk Country Inn & Suites | 1201 S 13th St | Norfolk | NE | 68701-5772 | Madison | NE18139 | Scrapped/Junked |  | 1993 | TELEDYNE LAARS | WT - Water Tube Boiler | BOILER RM | HWSD - Hot Water Dom/Potable | 7/31/2003
Norfolk Country Inn & Suites | 1201 S 13th St | Norfolk | NE | 68701-5772 | Madison | NE26025 | Inactive | 376374 | 2014 | Raypak | CPFH - Copper Fin Water Heater | upstairs boiler rm | OPHT - Outdoor Pool Heater | 6/30/2017
Heritage Of Bel Air | 1203 N 13th St | Norfolk | NE | 68701-2609 | Madison | NE05555 | Scrapped/Junked | 21768 | 1995 | WEBEN JARCO | COBL - Coil Type Boiler | MECH RM #1 | HWHT - Hot Water Heat | 4/30/2016
Heritage Of Bel Air | 1203 N 13th St | Norfolk | NE | 68701-2609 | Madison | NE05556 | Active | 21802 | 1995 | WEBEN JARCO | COBL - Coil Type Boiler | Boiler Room #1 | HWHT - Hot Water Heat | 4/30/2027
Heritage Of Bel Air | 1203 N 13th St | Norfolk | NE | 68701-2609 | Madison | NE05557 | Scrapped/Junked | 23775 | 1996 | WEBEN JARCO | COBL - Coil Type Boiler | MECH RM #2 | HWSD - Hot Water Dom/Potable | 4/30/2016
Heritage Of Bel Air | 1203 N 13th St | Norfolk | NE | 68701-2609 | Madison | NE05734 | Scrapped/Junked | 27156 | 1997 | WEBEN JARCO | COBL - Coil Type Boiler | MECH RM #1 | HWSD - Hot Water Dom/Potable | 4/30/2012
Heritage Of Bel Air | 1203 N 13th St | Norfolk | NE | 68701-2609 | Madison | NE06040 | Scrapped/Junked | 71176 | 2004 | WEBEN JARCO | COBL - Coil Type Boiler | MECH ROOM | HWSD - Hot Water Dom/Potable | 4/30/2008
Heritage Of Bel Air | 1203 N 13th St | Norfolk | NE | 68701-2609 | Madison | NE11516 | Scrapped/Junked | 16839 | 1991 | WEBEN JARCO | COBL - Coil Type Boiler | Boiler Room #2 | HWSD - Hot Water Dom/Potable | 4/30/2023
Heritage Of Bel Air | 1203 N 13th St | Norfolk | NE | 68701-2609 | Madison | NE12683 | Scrapped/Junked | 72401 | 2006 | WEBEN JARCO | CPFH - Copper Fin Water Heater | BOILER ROOM | HWHT - Hot Water Heat | 4/30/2012
Heritage Of Bel Air | 1203 N 13th St | Norfolk | NE | 68701-2609 | Madison | NE19586 | Scrapped/Junked | 11835 | 2011 | Western | COBL - Coil Type Boiler | Boiler Room #1 | HWSD - Hot Water Dom/Potable | 4/30/2023
Heritage Of Bel Air | 1203 N 13th St | Norfolk | NE | 68701-2609 | Madison | NE20569 | Scrapped/Junked | 11901 | 2011 | WEBEN JARCO | COBL - Coil Type Boiler | Boiler Room #3 | HWSD - Hot Water Dom/Potable | 4/30/2023
Heritage Of Bel Air | 1203 N 13th St | Norfolk | NE | 68701-2609 | Madison | NE25713 | Active | 262312 | 2014 | CAMUS | WTSS - Watertube SS Steel | Boiler Room #2 | HWSD - Hot Water Dom/Potable | 4/30/2027
Heritage Of Bel Air | 1203 N 13th St | Norfolk | NE | 68701-2609 | Madison | NE26096 | Active | 12429 | 2014 | Green Boiler Technologies | COBL - Coil Type Boiler | BOILER ROOM #1 | HWHT - Hot Water Heat | 4/30/2027
Heritage Of Bel Air | 1203 N 13th St | Norfolk | NE | 68701-2609 | Madison | NE42099 | Active | 545181 | 2022 | Lochinvar | WTSS - Watertube SS Steel | Boiler Room #3 | HWSD - Hot Water Dom/Potable | 4/30/2027
Heritage Of Bel Air | 1203 N 13th St | Norfolk | NE | 68701-2609 | Madison | NE42128 | Active | 536657 | 2021 | Lochinvar | WTSS - Watertube SS Steel | Boiler Room | HWSD - Hot Water Dom/Potable | 4/30/2027
Heritage Of Bel Air | 1203 N 13th St | Norfolk | NE | 68701-2609 | Madison | NE42129 | Active | 545526 | 2022 | Lochinvar | WTSS - Watertube SS Steel | Boiler Room | HWSD - Hot Water Dom/Potable | 4/30/2027
Wash Tech | 1203 S 13th St | Norfolk | NE | 68701-5772 | Madison | NE41875 | Active | 34776 | 2021 | Thermo LLC | ELBL - Electric Boiler | Mechanical Room | HWHF - Hot Water Heat-Floor | 10/31/2026
Home For Funerals | 1203 W Norfolk Ave | Norfolk | NE | 68701-4940 | Madison | NE42528 | Active | 352900 | 2022 | Lochinvar | FTVT - Firetube Vertical TB | Basement | HWHT - Hot Water Heat | 1/31/2027
Home For Funerals | 1203 W Norfolk Ave | Norfolk | NE | 68701-4940 | Madison | NE42529 | Active | 352899 | 2022 | Lochinvar | FTVT - Firetube Vertical TB | Basement | HWHT - Hot Water Heat | 1/31/2027
Skyline Apartments | 1204 Norfolk Ave | Norfolk | NE | 68701-4949 | Madison | NE03995 | Inactive | n/a | 1972 | Peerless | CI - Cast Iron | PENTHOUSE | HWHT - Hot Water Heat | 12/31/2018
Skyline Apartments | 1204 Norfolk Ave | Norfolk | NE | 68701-4949 | Madison | NE03996 | Inactive | n/a | 1972 | Peerless | CI - Cast Iron | PENTHOUSE | HWHT - Hot Water Heat | 12/31/2018
Skyline Apartments | 1204 Norfolk Ave | Norfolk | NE | 68701-4949 | Madison | NE27942 | Active | 86880 | 2018 | PVI Industries | CHWH - ASME/Fired Water Heater | Boiler Room | HWSD - Hot Water Dom/Potable | 1/31/2027
Skyline Apartments | 1204 Norfolk Ave | Norfolk | NE | 68701-4949 | Madison | NE27943 | Active | 87341 | 2018 | PVI Industries | CHWH - ASME/Fired Water Heater | Boiler Room | HWSD - Hot Water Dom/Potable | 1/31/2027
Skyline Apartments | 1204 Norfolk Ave | Norfolk | NE | 68701-4949 | Madison | NE27944 | Active | 87340 | 2018 | PVI Industries | CHWH - ASME/Fired Water Heater | Boiler Room | HWSD - Hot Water Dom/Potable | 1/31/2027
Washington Elementary | 1205 S 2nd St | Norfolk | NE | 68701-6323 | Madison | NE37706 | Scrapped/Junked | n/a | 1970 | RHEEM | AHWH - ANSI/Fired Water Htr | MECH ROOM | HWSD - Hot Water Dom/Potable | 1/31/2017
Norfolk Middle School | 1221 N 1st St | Norfolk | NE | 68701-2927 | Madison | NE07535 | Active | 181189 | 2005 | Loch | CPFH - Copper Fin Water Heater | MECH ROOM | HWHT - Hot Water Heat | 1/31/2027
Norfolk Middle School | 1221 N 1st St | Norfolk | NE | 68701-2927 | Madison | NE16966 | Scrapped/Junked | 17408 | 1994 | CRNF | COOK - Fired Cooker | KITCHEN | COOK - Cooker/Kettle | 1/31/2015
Norfolk Middle School | 1221 N 1st St | Norfolk | NE | 68701-2927 | Madison | NE16967 | Scrapped/Junked | 17409 | 1994 | CRNF | COOK - Fired Cooker | KITCHEN | COOK - Cooker/Kettle | 1/31/2015
Norfolk Middle School | 1221 N 1st St | Norfolk | NE | 68701-2927 | Madison | NE16968 | Scrapped/Junked | 17173 | 1993 | CRNF | FT - Firetube Boiler | KITCHEN | 0021 - Steam Supp Cooker/Kettle | 1/31/2017
Norfolk Middle School | 1221 N 1st St | Norfolk | NE | 68701-2927 | Madison | NE16969 | Scrapped/Junked | 17168 | 1993 | CRNF | FT - Firetube Boiler | KITCHEN | 0021 - Steam Supp Cooker/Kettle | 1/31/2017
Norfolk Middle School | 1221 N 1st St | Norfolk | NE | 68701-2927 | Madison | NE20024 | Exempt 1999 LB-66 |  | 1993 | AO SMITH | AHWH - ANSI/Fired Water Htr |  | HWSD - Hot Water Dom/Potable | 7/31/2000
Norfolk Middle School | 1221 N 1st St | Norfolk | NE | 68701-2927 | Madison | NE20025 | Exempt 1999 LB-66 |  | 1993 | AO SMITH | AHWH - ANSI/Fired Water Htr |  | HWSD - Hot Water Dom/Potable | 7/31/2000
Norfolk Middle School | 1221 N 1st St | Norfolk | NE | 68701-2927 | Madison | NE25678 | Active | 24067 | 2015 | Vulcan | KETT - Fired Kettle | kitchen | COOK - Cooker/Kettle | 1/31/2027
Norfolk Middle School | 1221 N 1st St | Norfolk | NE | 68701-2927 | Madison | NE25679 | Active | 24057 | 2015 | Vulcan | KETT - Fired Kettle | kitchen | COOK - Cooker/Kettle | 1/31/2027
Norfolk Middle School | 1221 N 1st St | Norfolk | NE | 68701-2927 | Madison | NE25711 | Inactive | 113897 | 2014 | Cleveland | FTVT - Firetube Vertical TB | kitchen | COOK - Cooker/Kettle | 1/31/2025
Norfolk Middle School | 1221 N 1st St | Norfolk | NE | 68701-2927 | Madison | NE25712 | Active | 116070 | 2014 | Cleveland | FTVT - Firetube Vertical TB | kitchen | COOK - Cooker/Kettle | 1/31/2027
SODA CRACKERS/COUNTRY | 1221 W Omaha Ave | Norfolk | NE | 68701-5770 | MADISON | NE22535 | Exempt 1999 LB-66 |  | 1996 | AO SMITH | AHWH - ANSI/Fired Water Htr |  | HWSD - Hot Water Dom/Potable | 1/31/2000
Tyco Healthcare/Kendall | 1222 Sherwood Rd | Norfolk | NE | 68701-9062 | Madison | NE11526 | Inactive | 130457 | 1991 | SUSS | ELBL - Electric Boiler | KINNEY PUMP | PROC - Process Steam | 8/31/2009
Cardinal Health | 1222 Sherwood Rd | Norfolk | NE | 68701-9062 | Madison | NE11452 | Active | 31359 | 1978 | Kewanee | FT - Firetube Boiler | BOILER ROOM | HWHT - Hot Water Heat | 1/31/2027
Cardinal Health | 1222 Sherwood Rd | Norfolk | NE | 68701-9062 | Madison | NE11453 | Active | 31362 | 1966 | Kewanee | FT - Firetube Boiler | BOILER ROOM | HWHT - Hot Water Heat | 1/31/2027
Cardinal Health | 1222 Sherwood Rd | Norfolk | NE | 68701-9062 | Madison | NE11525 | Active | 8125 | 1993 | Chromalox | ELBL - Electric Boiler | BOILER ROOM | PROC - Process Steam | 1/31/2027
Cardinal Health | 1222 Sherwood Rd | Norfolk | NE | 68701-9062 | Madison | NE14050 | Inactive | 77357 | 1978 | CHROMALOX PRECISION HEAT | ELBL - Electric Boiler | SO EQUIP ROOM | PROC - Process Steam | 11/30/1991
Cardinal Health | 1222 Sherwood Rd | Norfolk | NE | 68701-9062 | Madison | NE23213 | Active | 94175 | 1998 | Pvi | FT - Firetube Boiler | BOILER ROOM | HWHT - Hot Water Heat | 1/31/2027
Cardinal Health | 1222 Sherwood Rd | Norfolk | NE | 68701-9062 | Madison | NE23214 | Scrapped/Junked |  | 1978 | AO SMITH | AHWH - ANSI/Fired Water Htr | BOILER ROOM | HWSD - Hot Water Dom/Potable | 7/31/1999
Cardinal Health | 1222 Sherwood Rd | Norfolk | NE | 68701-9062 | Madison | NE23235 | Exempt 1999 LB-66 |  | 1999 | AO SMITH | ELWH - Electric Water Heater | BOILER ROOM | HWSD - Hot Water Dom/Potable | 7/31/2000
Cardinal Health | 1222 Sherwood Rd | Norfolk | NE | 68701-9062 | Madison | NE39196 | Out of Service | 36748 | 1983 | KEWA | FT - Firetube Boiler | BOILER ROOM | HWHT - Hot Water Heat | 8/31/2009
Cardinal Health | 1222 Sherwood Rd | Norfolk | NE | 68701-9062 | Madison | NE39198 | Inactive | 9747 | 1974 | KEWANEE | FT - Firetube Boiler | BOILER ROOM | HWHT - Hot Water Heat | 7/31/2003
RAMADA INN | 1227 W Omaha Ave | Norfolk | NE | 68701-5770 | MADISON | NE05022 | Inactive | 17318 | 1992 | AO SMITH | CHWH - ASME/Fired Water Heater | POOL ROOM | HWSD - Hot Water Dom/Potable | 4/30/1997
RAMADA INN | 1227 W Omaha Ave | Norfolk | NE | 68701-5770 | MADISON | NE08631 | Inactive | 190041 | 2001 | TELEDYNE LAARS | CPFT - Horiz Cpr Fin Boiler | MECH ROOM | IPHT - Indoor Pool Heater | 3/31/2005
RAMADA INN | 1227 W Omaha Ave | Norfolk | NE | 68701-5770 | MADISON | NE20667 | Inactive | 71955 | 1997 | LOCHINVAR | CPFT - Horiz Cpr Fin Boiler | MECH ROOM | HWSD - Hot Water Dom/Potable | 3/31/2005
RAMADA INN | 1227 W Omaha Ave | Norfolk | NE | 68701-5770 | MADISON | NE24302 | Inactive | 84775 | 1998 | LOCHINVAR | CPFT - Horiz Cpr Fin Boiler | MECHANICAL ROOM | HWSD - Hot Water Dom/Potable | 3/31/2005
McMill Inc | 125 S 4th | Norfolk | NE | 68701 | Madison | NE04632 | Scrapped/Junked | 42146 | 1989 | Kewanee | FTFB - Firetube-Firebox Boiler | BOILER ROOM | STHT - Steam-Heat | 1/31/2024
McMill Inc | 125 S 4th | Norfolk | NE | 68701 | Madison | NE04633 | Scrapped/Junked | 42120 | 1989 | Kewanee | FTFB - Firetube-Firebox Boiler | BOILER ROOM | STHT - Steam-Heat | 1/31/2024
McMill Inc | 125 S 4th | Norfolk | NE | 68701 | Madison | NE42656 | Active | 21439 | 2023 | Aldrich | FTVT - Firetube Vertical TB | Boiler Room | STHT - Steam-Heat | 5/31/2027
McMill Inc | 125 S 4th | Norfolk | NE | 68701 | Madison | NE42657 | Active | 21438 | 2023 | Aldrich | FTVT - Firetube Vertical TB | Boiler Room | STHT - Steam-Heat | 5/31/2027
McMill Inc | 125 S 4th | Norfolk | NE | 68701 | Madison | NE43039 | Active | 563516 | 2022 | Lochinvar / Sermeta | WTSS - Watertube SS Steel | Boiler Room | HWHT - Hot Water Heat | 5/31/2027
McMill Inc | 125 S 4th | Norfolk | NE | 68701 | Madison | NE43040 | Active | 571817 | 2022 | Lochinvar / Sermeta | WTSS - Watertube SS Steel | Boiler Room | HWHT - Hot Water Heat | 5/31/2027
Appeara | 126 N 3rd St | Norfolk | NE | 68701-4108 | Madison | NE04206 | Active | 40136 | 1986 | Kewanee | FTSM - FTS Marine Dry Back | BOILER ROOM | PROC - Process Steam | 3/31/2027
Appeara | 126 N 3rd St | Norfolk | NE | 68701-4108 | Madison | NE06105 | Scrapped/Junked | 399 | 2004 | GIANNONI | COBL - Coil Type Boiler | BOILER ROOM | HWHT - Hot Water Heat | 3/31/2016
Appeara | 126 N 3rd St | Norfolk | NE | 68701-4108 | Madison | NE06106 | Scrapped/Junked | 514 | 2004 | GIANNONI | COBL - Coil Type Boiler | BOILER ROOM | HWHT - Hot Water Heat | 3/31/2016
Appeara | 126 N 3rd St | Norfolk | NE | 68701-4108 | Madison | NE26263 | Active | 84036 | 2008 | Trinity | WTSS - Watertube SS Steel | N. boiler room | HWHT - Hot Water Heat | 3/31/2027
Appeara | 126 N 3rd St | Norfolk | NE | 68701-4108 | Madison | NE26264 | Active | 82197 | 2008 | Trinity | WTSS - Watertube SS Steel | N. boiler room | HWHT - Hot Water Heat | 3/31/2027
Norfolk YMCA | 127 N 1st St | Norfolk | NE | 68701-4101 | Madison | NE02505 | Active | 13343 | 2004 | Aldrich | FTFB - Firetube-Firebox Boiler | Boiler Room | STHT - Steam-Heat | 1/31/2027
Norfolk YMCA | 127 N 1st St | Norfolk | NE | 68701-4101 | Madison | NE02506 | Active | 13350 | 2004 | Aldrich | FTFB - Firetube-Firebox Boiler | boiler room | STHT - Steam-Heat | 1/31/2027
Norfolk YMCA | 127 N 1st St | Norfolk | NE | 68701-4101 | Madison | NE15402 | Scrapped/Junked |  | 1940 | Kewannee | FT - Firetube Boiler |  | STHT - Steam-Heat | 6/30/2004
Norfolk YMCA | 127 N 1st St | Norfolk | NE | 68701-4101 | Madison | NE15403 | Scrapped/Junked |  | 1940 | Kewannee | FT - Firetube Boiler |  | STHT - Steam-Heat | 6/30/2004
Dr Samuels Phillips DDS | 1303 Andrews Dr Ste B | Norfolk | NE | 68701-2772 | Madison | NE06201 | Active | 515 | 2004 | Giannoni | COBL - Coil Type Boiler | MECH ROOM | HWFG - Hotwater Heat Floor-Glycl | 12/31/2026
Signor Trucking | 1304 Tahazouka Rd | Norfolk | NE | 68701-6652 | Madison | NE01644 | Scrapped/Junked | 2339 | 2004 | SIOU | FTSM - FTS Marine Dry Back | WASH BAY | PROC - Process Steam | 12/31/2023
Signor Trucking | 1304 Tahazouka Rd | Norfolk | NE | 68701-6652 | Madison | NE43453 | Active | 6529 | 2025 | SIOUX | FTHT - Firetube Horizontal | Wash Bay | PROC - Process Steam | 8/31/2025
AFFILIATED FOODS | 1306 N 13th St | Norfolk | NE | 68701-2591 | MADISON | NE07917 | Exempt | 428856 | 2002 | STANDARD REFRIGERATION | UFPV - Unfired Pressure Vessel | HP100 | 0043 - Hydroflourocarbon Refrig | 3/31/2006
AFFILIATED FOODS | 1306 N 13th St | Norfolk | NE | 68701-2591 | MADISON | NE07918 | Exempt | 933 | 1988 | WHEELER TANK MFR | UFPV - Unfired Pressure Vessel | WET PRODUCE | 0043 - Hydroflourocarbon Refrig | 3/31/2006
AFFILIATED FOODS | 1306 N 13th St | Norfolk | NE | 68701-2591 | MADISON | NE07919 | Exempt | 932 | 1988 | WHEELER TANK MFR | UFPV - Unfired Pressure Vessel | BANANA RM 1-10 | 0043 - Hydroflourocarbon Refrig | 3/31/2006
AFFILIATED FOODS | 1306 N 13th St | Norfolk | NE | 68701-2591 | MADISON | NE07920 | Exempt | 376701 | 1998 | STANDARD REFRIGERATION | UFPV - Unfired Pressure Vessel | HO 100 | 0043 - Hydroflourocarbon Refrig | 3/31/2006
AFFILIATED FOODS | 1306 N 13th St | Norfolk | NE | 68701-2591 | MADISON | NE07921 | Exempt | 376665 | 1998 | STANDARD REFRIGERATION | UFPV - Unfired Pressure Vessel | HO 200 | 0043 - Hydroflourocarbon Refrig | 3/31/2006
AFFILIATED FOODS | 1306 N 13th St | Norfolk | NE | 68701-2591 | MADISON | NE07922 | Exempt | 335589 | 1994 | STANDARD REFRIGERATION | UFPV - Unfired Pressure Vessel | HF 100 | 0043 - Hydroflourocarbon Refrig | 3/31/2006
AFFILIATED FOODS | 1306 N 13th St | Norfolk | NE | 68701-2591 | MADISON | NE07923 | Exempt | 407872 | 2000 | STANDARD REFRIGERATION | UFPV - Unfired Pressure Vessel | HS 100 | 0043 - Hydroflourocarbon Refrig | 3/31/2006
AFFILIATED FOODS | 1306 N 13th St | Norfolk | NE | 68701-2591 | MADISON | NE07924 | Exempt | 408584 | 2000 | STANDARD REFRIGERATION | UFPV - Unfired Pressure Vessel | HM 100 | 0043 - Hydroflourocarbon Refrig | 3/31/2006
AFFILIATED FOODS | 1306 N 13th St | Norfolk | NE | 68701-2591 | MADISON | NE07925 | Exempt | 408585 | 2000 | STANDARD REFRIGERATION | UFPV - Unfired Pressure Vessel | HM 200 | 0043 - Hydroflourocarbon Refrig | 3/31/2006
AFFILIATED FOODS | 1306 N 13th St | Norfolk | NE | 68701-2591 | MADISON | NE07926 | Exempt | 387111 | 1999 | STANDARD REFRIGERATION | UFPV - Unfired Pressure Vessel | HE 200 | 0043 - Hydroflourocarbon Refrig | 3/31/2006
AFFILIATED FOODS | 1306 N 13th St | Norfolk | NE | 68701-2591 | MADISON | NE07927 | Exempt | 387120 | 1999 | STANDARD REFRIGERATION | UFPV - Unfired Pressure Vessel | HE 100 | 0043 - Hydroflourocarbon Refrig | 3/31/2006
AFFILIATED FOODS | 1306 N 13th St | Norfolk | NE | 68701-2591 | MADISON | NE07928 | Exempt | 295309 | 1991 | STANDARD REFRIGERATION | UFPV - Unfired Pressure Vessel | SYS 5B | 0043 - Hydroflourocarbon Refrig | 3/31/2006
AFFILIATED FOODS | 1306 N 13th St | Norfolk | NE | 68701-2591 | MADISON | NE07929 | Exempt | 295310 | 1991 | STANDARD REFRIGERATION | UFPV - Unfired Pressure Vessel | SYS 5A | 0043 - Hydroflourocarbon Refrig | 3/31/2006
AFFILIATED FOODS | 1306 N 13th St | Norfolk | NE | 68701-2591 | MADISON | NE07930 | Exempt | 295304 | 1991 | STANDARD REFRIGERATION | UFPV - Unfired Pressure Vessel | SYS 6 | 0043 - Hydroflourocarbon Refrig | 3/31/2006
AFFILIATED FOODS | 1306 N 13th St | Norfolk | NE | 68701-2591 | MADISON | NE07931 | Exempt | 294195 | 1991 | STANDARD REFRIGERATION | UFPV - Unfired Pressure Vessel | SYS 7 | 0043 - Hydroflourocarbon Refrig | 3/31/2006
AFFILIATED FOODS | 1306 N 13th St | Norfolk | NE | 68701-2591 | MADISON | NE07932 | Exempt | 504 | 1986 | WHEELER TANK MFR | UFPV - Unfired Pressure Vessel | SYS 3 - HA 100 | 0043 - Hydroflourocarbon Refrig | 3/31/2006
Northeast Nebraska Juvenile Services | 1313 1/2 N Main St | Madison | NE | 68748-6062 | Madison | NE08995 | Scrapped/Junked | 1543 | 1996 | Fulton | FTUT - Firetube U-Tube Vert | f-6 | HWHT - Hot Water Heat | 4/30/2026
Northeast Nebraska Juvenile Services | 1313 1/2 N Main St | Madison | NE | 68748-6062 | Madison | NE08996 | Scrapped/Junked | 92339 | 1997 | Pvi | CHWH - ASME/Fired Water Heater | f-6 | HWSD - Hot Water Dom/Potable | 4/30/2026
Northeast Nebraska Juvenile Services | 1313 1/2 N Main St | Madison | NE | 68748-6062 | Madison | NE43946 | Active | 9065 | 2024 | Riello | WTSS - Watertube SS Steel | Boiler Room | HWHT - Hot Water Heat | 3/31/2027
Northeast Nebraska Juvenile Services | 1313 1/2 N Main St | Madison | NE | 68748-6062 | Madison | NE43947 | Active | 9076 | 2025 | Riello | WTSS - Watertube SS Steel | Boiler Room | HWHT - Hot Water Heat | 3/31/2027
Northeast Nebraska Juvenile Services | 1313 1/2 N Main St | Madison | NE | 68748-6062 | Madison | NE43948 | Active | 9070 | 2025 | Riello | WTSS - Watertube SS Steel | Boiler Room | HWHT - Hot Water Heat | 3/31/2027
Pasewalk Village Apartments | 1314 W Pasewalk Ave | Norfolk | NE | 68701-4853 | Madison | NE10590 | Scrapped/Junked | 66658 | 2002 | AOSM | CHWH - ASME/Fired Water Heater | BOILER ROOM | HWSD - Hot Water Dom/Potable | 6/30/2009
Pasewalk Village Apartments | 1314 W Pasewalk Ave | Norfolk | NE | 68701-4853 | Madison | NE13926 | Out of Service | 91691 | 2004 | AO SMITH | CHWH - ASME/Fired Water Heater | BOILER ROOM | HWSD - Hot Water Dom/Potable | 10/31/2019
Pasewalk Village Apartments | 1314 W Pasewalk Ave | Norfolk | NE | 68701-4853 | Madison | NE15551 | Scrapped/Junked |  | 1977 | AMERICAN STANDARD |  | BOILER ROOM | HWHT - Hot Water Heat | 4/30/2006
Pasewalk Village Apartments | 1314 W Pasewalk Ave | Norfolk | NE | 68701-4853 | Madison | NE17397 | Scrapped/Junked |  | 1989 | A. O. Smith | AHWH - ANSI/Fired Water Htr | BOILER ROOM | HWSD - Hot Water Dom/Potable | 10/31/2001
vacant bldg | 1320 W Norfolk Ave | Norfolk | NE | 68701-4868 | Madison | NE23703 | Exempt |  | 1987 | PEER | CI - Cast Iron | MECH ROOM | HWHT - Hot Water Heat | 5/31/2007
Superior Wash | 1325 W Michigan Ave | Norfolk | NE | 68701-5601 | Madison | NE08353 | Active | 116175 | 1994 | Raypak | CPFT - Horiz Cpr Fin Boiler | BOILER ROOM | HWHT - Hot Water Heat | 3/31/2027
Superior Wash | 1325 W Michigan Ave | Norfolk | NE | 68701-5601 | Madison | NE08354 | Active | 115684 | 1994 | Raypak | CPFT - Horiz Cpr Fin Boiler | BOILER ROOM | HWSP - Hot Water Non Potable Supply | 3/31/2027
EMBASSY HOUSE FOODS | 1400 Square Turn Blvd | Norfolk | NE | 68701-2406 | MADISON | NE17286 | Inactive |  | 1983 | RHEEM MANUFACTURING CO | AHWH - ANSI/Fired Water Htr | MECH ROOM | HWSD - Hot Water Dom/Potable | 6/30/1994
EMBASSY HOUSE FOODS | 1400 Square Turn Blvd | Norfolk | NE | 68701-2406 | MADISON | NE30410 | Inactive |  | 1991 | CLEAVER BROOKS | WT - Water Tube Boiler |  | PROC - Process Steam | 6/30/1994
Wis-Pak Of Norfolk | 1400 Tahazouka Rd | Norfolk | NE | 68701-6650 | Madison | NE16871 | Scrapped/Junked |  | 1984 | AMERICAN STANDARD | AHWH - ANSI/Fired Water Htr | SOUTH LOFT | HWSD - Hot Water Dom/Potable | 7/31/2000
Wis-Pak Of Norfolk | 1400 Tahazouka Rd | Norfolk | NE | 68701-6650 | Madison | NE23026 | Active | 9587 | 1998 | Johnston Boiler Co. | FTSM - FTS Marine Dry Back | BOILER ROOM | PROC - Process Steam | 11/30/2026
Wis-Pak Of Norfolk | 1400 Tahazouka Rd | Norfolk | NE | 68701-6650 | Madison | NE23027 | Active | 9588 | 1998 | Johnston Boiler Co. | FTSM - FTS Marine Dry Back | BOILER ROOM | PROC - Process Steam | 1/31/2027
Riverside Apartments | 1402 Country Club Rd | Norfolk | NE | 68701-2868 | Madison | NE10591 | Scrapped/Junked | 66536 | 2000 | STAT | CHWH - ASME/Fired Water Heater | BOILER ROOM | HWSD - Hot Water Dom/Potable | 12/31/2010
Riverside Apartments | 1402 Country Club Rd | Norfolk | NE | 68701-2868 | Madison | NE23361 | Scrapped/Junked | 27806 | 1994 | AO SMITH | CHWH - ASME/Fired Water Heater | BOILER ROOM | HWSD - Hot Water Dom/Potable | 10/31/2001
RIVERSIDE APARTMENTS | 1404 Country Club Rd | Norfolk | NE | 68701-2812 | MADISON | NE23360 | Scrapped/Junked | 35562 | 1996 | AO SMITH | CHWH - ASME/Fired Water Heater | BOILER ROOM | HWSD - Hot Water Dom/Potable | 4/30/2004
RIVERSIDE APARTMENTS | 1406 Country Club Rd | Norfolk | NE | 68701-2810 | MADISON | NE23359 | Scrapped/Junked | 29890 | 1995 | AO SMITH | CHWH - ASME/Fired Water Heater | BOILER ROOM | HWSD - Hot Water Dom/Potable | 4/30/2004
Progressive Nutrition | 1500 E Omaha Ave | Norfolk | NE | 68701-6194 | Madison | NE04210 | Scrapped/Junked | 22217 | 1987 | CLAY | COBL - Coil Type Boiler | BOILER ROOM | PROC - Process Steam | 7/31/2014
Progressive Nutrition | 1500 E Omaha Ave | Norfolk | NE | 68701-6194 | Madison | NE25223 | Inactive | 25373 | 2014 | CLAYTON | COBL - Coil Type Boiler | boiler room | PROC - Process Steam | 7/31/2023
Progressive Nutrition | 1500 E Omaha Ave | Norfolk | NE | 68701-6194 | Madison | NE42531 | Active | 33582 | 1974 | Cleaver Brooks | FTHT - Firetube Horizontal | Boiler House | PROC - Process Steam | 1/31/2026
Faith Regional East Hospital | 1500 Koenigstein Ave | Norfolk | NE | 68701-3664 | Madison | NE03367 | Active | 36987 | 1983 | Kewanee | FTSM - FTS Marine Dry Back | BOILER ROOM | PROC - Process Steam | 7/31/2026
Faith Regional East Hospital | 1500 Koenigstein Ave | Norfolk | NE | 68701-3664 | Madison | NE05070 | Active | 14424 | 1949 | Kewanee | FTLO - Firetube Locomotive Type | Boiler Room | PROC - Process Steam | 6/30/2026
Faith Regional East Hospital | 1500 Koenigstein Ave | Norfolk | NE | 68701-3664 | Madison | NE05071 | Out of Service | 14425 | 1949 | Kewanee | FTLO - Firetube Locomotive Type | BOILER ROOM | BSUP - Bldg Heat & Process | 6/30/2015
Faith Regional East Hospital | 1500 Koenigstein Ave | Norfolk | NE | 68701-3664 | Madison | NE35363 | Active | 21342 | 1966 | Kewanee | FTSM - FTS Marine Dry Back | Boiler Room #2 | BSUP - Bldg Heat & Process | 8/31/2026
BEEF AMERICA INC | 1500 Logan St | Norfolk | NE | 68701-6500 | MADISON | NE15451 | Inactive | 44313 | 1992 | KEWANEE | FT - Firetube Boiler | N BLR RM | PROC - Process Steam | 9/30/1998
Daycos | 1500 Riverside Blvd | Norfolk | NE | 68701-2276 | Madison | NE25684 | Active | 318147 | 2014 | Lochinvar | WTSS - Watertube SS Steel | Storage room | HWHT - Hot Water Heat | 2/28/2027
Daycos | 1500 Riverside Blvd | Norfolk | NE | 68701-2276 | Madison | NE25685 | Active | 318160 | 2014 | Lochinvar | WTSS - Watertube SS Steel | Storage room | HWHT - Hot Water Heat | 2/28/2027
Bel-Air Apartments | 1505 Glenmore Dr | Norfolk | NE | 68701-2659 | Madison | NE10235 | Scrapped/Junked | 109966 | 2006 | A O Smith | CHWH - ASME/Fired Water Heater | BOILER ROOM #A | HWDP - Hotwater Heat & Dom Supply | 10/31/2014
Bel-Air Apartments | 1505 Glenmore Dr | Norfolk | NE | 68701-2659 | Madison | NE40257 | Out of Service | N/A | 1979 | Burnham | CI - Cast Iron | BLDG 1505 #B | HWHT - Hot Water Heat | 10/31/2022
Bel-Air Apartments | 1505 Glenmore Dr | Norfolk | NE | 68701-2659 | Madison | NE40258 | Out of Service | N/A | 1979 | Burnham | CI - Cast Iron | BOILER ROOM #B | HWHT - Hot Water Heat | 10/31/2022
Bel-Air Apartments | 1505 Glenmore Dr | Norfolk | NE | 68701-2659 | Madison | NE40259 | Scrapped/Junked |  | 1988 | RUUD | AHWH - ANSI/Fired Water Htr | BLDG 1505 | HWSD - Hot Water Dom/Potable | 12/31/2000
Bel-Air Apartments | 1505 Glenmore Dr | Norfolk | NE | 68701-2659 | Madison | NE40260 | Active | N/A | 1968 | AMST | CI - Cast Iron | BOILER ROOM #A | HWHT - Hot Water Heat | 10/31/2026
Bel-Air Apartments | 1505 Glenmore Dr | Norfolk | NE | 68701-2659 | Madison | NE40261 | Active | N/A | 1970 | AMST | CI - Cast Iron | BOILER ROOM #A | HWHT - Hot Water Heat | 10/31/2026
Bel-Air Apartments | 1505 Glenmore Dr | Norfolk | NE | 68701-2659 | Madison | NE40262 | Scrapped/Junked | 33797 | 1996 | AO SMITH | CHWH - ASME/Fired Water Heater | BOILER ROOM #A | HWSD - Hot Water Dom/Potable | 12/31/2005
Bel-Air Apartments | 1505 Glenmore Dr | Norfolk | NE | 68701-2659 | Madison | NE40265 | Inactive |  | 1987 | AO SMITH | AHWH - ANSI/Fired Water Htr | BLDG 1507 | HWSD - Hot Water Dom/Potable | 12/31/2002
Bel-Air Apartments | 1505 Glenmore Dr | Norfolk | NE | 68701-2659 | Madison | NE42097 | Active | 34128 | 2022 | Navien | FTVT - Firetube Vertical TB | BLDG 1505 #B | HWHT - Hot Water Heat | 10/31/2026
Bel-Air Apartments | 1505 Glenmore Dr | Norfolk | NE | 68701-2659 | Madison | NE42098 | Active | 33456 | 2022 | Navien | FTVT - Firetube Vertical TB | BLDG 1505 #B | HWHT - Hot Water Heat | 10/31/2026
Bel-Air Apartments | 1507 Glenmore Dr | Norfolk | NE | 68701-2655 | Madison | NE40263 | Active | N/A | 1978 | Weil-Mcclain | CI - Cast Iron | BOILER ROOM #C | HWHT - Hot Water Heat | 10/31/2026
Bel-Air Apartments | 1507 Glenmore Dr | Norfolk | NE | 68701-2655 | Madison | NE40264 | Active | N/A | 1980 | Burnham | CI - Cast Iron | BOILER ROOM #C | HWHT - Hot Water Heat | 10/31/2026
Tyson / IBP | 1600 S Pine Industrial Rd | Norfolk | NE | 68701-6572 | Madison | NE04215 | Inactive | 6982 | 1980 | Johnston Boiler Co. | FT - Firetube Boiler | Boiler Room | PROC - Process Steam | 6/30/2006
Tyson / IBP | 1600 S Pine Industrial Rd | Norfolk | NE | 68701-6572 | Madison | NE08985 | Inactive | 38367 | 1992 | Vilter | UFPV - Unfired Pressure Vessel | Engine Room | PROC - Process Steam | 6/30/2006
Tyson / IBP | 1600 S Pine Industrial Rd | Norfolk | NE | 68701-6572 | Madison | NE08986 | Inactive | 38368 | 1992 | Vilter | UFPV - Unfired Pressure Vessel | Engine Room | PROC - Process Steam | 6/30/2006
Vulcraft Nebraska | 1601 W Omaha Ave | Norfolk | NE | 68701-4596 | Madison | NE17690 | Scrapped/Junked | 26702 | 1995 | AOSM | COBL - Coil Type Boiler | LOCKER RM | HWSD - Hot Water Dom/Potable | 1/31/2023
Vulcraft Nebraska | 1601 W Omaha Ave | Norfolk | NE | 68701-4596 | Madison | NE18801 | Inactive | 472 | 1976 | Kelcon | WT - Water Tube Boiler | TRUCK REPAIR | HWSP - Hot Water Non Potable Supply | 1/31/1999
Vulcraft Nebraska | 1601 W Omaha Ave | Norfolk | NE | 68701-4596 | Madison | NE42028 | Active | C55377 | 2022 | AOSM | COBL - Coil Type Boiler | LOCKER RM | HWSD - Hot Water Dom/Potable | 11/30/2026
Madison County Bank | 1650 N 13th St | Norfolk | NE | 68702 | Madison | NE28765 | Active | 472197 | 2019 | Lochinvar | WTSS - Watertube SS Steel | Mechanical Room | HWHT - Hot Water Heat | 4/30/2027
Madison County Bank | 1650 N 13th St | Norfolk | NE | 68702 | Madison | NE28766 | Active | 459660 | 2019 | Lochinvar | WTSS - Watertube SS Steel | Mechanical Room | HWHT - Hot Water Heat | 4/30/2027
Herbergers | 1700 Market Ln | Norfolk | NE | 68701-7309 | Madison | NE05128 | Inactive | 79086 | 1975 | Auto Steam | ELBL - Electric Boiler | ALTERATIONS | PROC - Process Steam | 2/28/1995
The Glass Edge Inc | 1700 N 13th St | Norfolk | NE | 68701-2380 | Madison | NE06027 | Scrapped/Junked | 259 | 2004 | Giannoni France SAS/NTI | COBL - Coil Type Boiler | Upstairs Mechanical Room | HWHF - Hot Water Heat-Floor | 2/28/2022
The Glass Edge Inc | 1700 N 13th St | Norfolk | NE | 68701-2380 | Madison | NE06028 | Active | 261 | 2004 | Giannoni France SAS | COBL - Coil Type Boiler | Upstairs Mechanical Room | HWHF - Hot Water Heat-Floor | 2/28/2027
The Glass Edge Inc | 1700 N 13th St | Norfolk | NE | 68701-2380 | Madison | NE41487 | Active | 102443 | 2019 | Lochinvar | FTVT - Firetube Vertical TB | Upstairs mezzanine | HWHT - Hot Water Heat | 2/28/2027
The Glass Edge Inc | 1700 N 13th St | Norfolk | NE | 68701-2380 | Madison | NE41488 | Active | 138098 | 2019 | Lochinvar | FTVT - Firetube Vertical TB | Shop Floor | HWHT - Hot Water Heat | 2/28/2027
The Glass Edge Inc | 1700 N 13th St | Norfolk | NE | 68701-2380 | Madison | NE41489 | Active | 339423 | 2018 | Lochinvar | FTVT - Firetube Vertical TB | Shop Floor | HWHT - Hot Water Heat | 2/28/2027
Norfolk Regional Center | 1700 N Victory Rd | Norfolk | NE | 68701-6859 | Madison | NE00588 | Scrapped/Junked | 4887 | 1946 | MURR | WT - Water Tube Boiler | POWER HOUSE | BSUP - Bldg Heat & Process | 4/30/2011
Norfolk Regional Center | 1700 N Victory Rd | Norfolk | NE | 68701-6859 | Madison | NE00926 | Scrapped/Junked | 2700 | 1951 | MURR | WT - Water Tube Boiler | BUILDING 20 | BSUP - Bldg Heat & Process | 4/30/2011
Norfolk Regional Center | 1700 N Victory Rd | Norfolk | NE | 68701-6859 | Madison | NE19527 | Active | 130082 | 2010 | PVI Industries | FTVT - Firetube Vertical TB | New Power Plant | HWSD - Hot Water Dom/Potable | 3/31/2027
Norfolk Regional Center | 1700 N Victory Rd | Norfolk | NE | 68701-6859 | Madison | NE19528 | Active | 130083 | 2010 | PVI Industries | FTVT - Firetube Vertical TB | New Power Plant | HWSD - Hot Water Dom/Potable | 3/31/2027
Norfolk Regional Center | 1700 N Victory Rd | Norfolk | NE | 68701-6859 | Madison | NE19529 | Active | 16819 | 2010 | Superior Boiler Works | FTHT - Firetube Horizontal | New Power Plant | STHT - Steam-Heat | 3/31/2027
Norfolk Regional Center | 1700 N Victory Rd | Norfolk | NE | 68701-6859 | Madison | NE19530 | Active | 16818 | 2010 | Superior Boiler Works | FTHT - Firetube Horizontal | New Power Plant | STHT - Steam-Heat | 3/31/2027
Norfolk Regional Center | 1700 N Victory Rd | Norfolk | NE | 68701-6859 | Madison | NE19531 | Active | 16822 | 2010 | Superior Boiler Works | FTHT - Firetube Horizontal | New Power Plant | STHT - Steam-Heat | 3/31/2027
Norfolk Country Club | 1700 Riverside Blvd | Norfolk | NE | 68701-2200 | Madison | NE09813 | Scrapped/Junked | 193790 | 2002 | Raypak | CPFH - Copper Fin Water Heater | pool bldg | OPHT - Outdoor Pool Heater | 5/31/2017
Norfolk Country Club | 1700 Riverside Blvd | Norfolk | NE | 68701-2200 | Madison | NE26926 | Active | 443486 | 2017 | Raypak | CPPH - Ansi Cpr Fin Pool Heater | Pool Mech Room | OPHT - Outdoor Pool Heater | 6/30/2026
Rebecca Odd Fellow Housing | 1700 W Pasewalk Ave | Norfolk | NE | 68701-5600 | Madison | NE05933 | Scrapped/Junked | 91694 | 2004 | AOSM | CHWH - ASME/Fired Water Heater | boiler room | HWSD - Hot Water Dom/Potable | 8/31/2012
Rebecca Odd Fellow Housing | 1700 W Pasewalk Ave | Norfolk | NE | 68701-5600 | Madison | NE07561 | Scrapped/Junked | 108671 | 2006 | AOSM | FTVT - Firetube Vertical TB | MECH ROOM | HWSD - Hot Water Dom/Potable | 8/31/2016
Rebecca Odd Fellow Housing | 1700 W Pasewalk Ave | Norfolk | NE | 68701-5600 | Madison | NE09508 | Scrapped/Junked |  | 2001 | AO SMITH | CHWH - ASME/Fired Water Heater | BOILER ROOM | HWSD - Hot Water Dom/Potable | 8/31/2004
Rebecca Odd Fellow Housing | 1700 W Pasewalk Ave | Norfolk | NE | 68701-5600 | Madison | NE15094 | Scrapped/Junked | 70506 | 2002 | AOSM | CHWH - ASME/Fired Water Heater | BOILER ROOM | HWSD - Hot Water Dom/Potable | 8/31/2011
Rebecca Odd Fellow Housing | 1700 W Pasewalk Ave | Norfolk | NE | 68701-5600 | Madison | NE19571 | Scrapped/Junked | 150890 | 2010 | A O Smith | FTVT - Firetube Vertical TB | MECH ROOM | HWSD - Hot Water Dom/Potable | 8/31/2020
Rebecca Odd Fellow Housing | 1700 W Pasewalk Ave | Norfolk | NE | 68701-5600 | Madison | NE22536 | Active | 8258 | 1991 | Rite | WT - Water Tube Boiler | BOILER ROOM | HWHT - Hot Water Heat | 8/31/2026
Rebecca Odd Fellow Housing | 1700 W Pasewalk Ave | Norfolk | NE | 68701-5600 | Madison | NE22537 | Active | 3152 | 1991 | Rite | WT - Water Tube Boiler | BOILER ROOM | HWHT - Hot Water Heat | 8/31/2026
Rebecca Odd Fellow Housing | 1700 W Pasewalk Ave | Norfolk | NE | 68701-5600 | Madison | NE22538 | Scrapped/Junked |  | 1992 | AO SMITH | FTVT - Firetube Vertical TB | BOILER ROOM | HWSD - Hot Water Dom/Potable | 8/31/2002
Rebecca Odd Fellow Housing | 1700 W Pasewalk Ave | Norfolk | NE | 68701-5600 | Madison | NE22539 | Scrapped/Junked |  | 1992 | AO SMITH | AHWH - ANSI/Fired Water Htr | BOILER ROOM | HWSD - Hot Water Dom/Potable | 8/31/2006
Rebecca Odd Fellow Housing | 1700 W Pasewalk Ave | Norfolk | NE | 68701-5600 | Madison | NE22540 | Scrapped/Junked |  | 1992 | AO SMITH | AHWH - ANSI/Fired Water Htr | BOILER ROOM | HWSD - Hot Water Dom/Potable | 8/31/2005
Rebecca Odd Fellow Housing | 1700 W Pasewalk Ave | Norfolk | NE | 68701-5600 | Madison | NE22791 | Scrapped/Junked | 159996 | 2011 | A O Smith | FTVT - Firetube Vertical TB | MECH ROOM | HWSD - Hot Water Dom/Potable | 8/31/2023
Rebecca Odd Fellow Housing | 1700 W Pasewalk Ave | Norfolk | NE | 68701-5600 | Madison | NE26051 | Scrapped/Junked | 202425 | 2015 | AOSM | CHWH - ASME/Fired Water Heater | boiler room | HWSD - Hot Water Dom/Potable | 8/31/2021
Rebecca Odd Fellow Housing | 1700 W Pasewalk Ave | Norfolk | NE | 68701-5600 | Madison | NE28911 | Active | 256338 | 2019 | AO SMITH | CHWH - ASME/Fired Water Heater | BOILER ROOM | HWSD - Hot Water Dom/Potable | 8/31/2026
Rebecca Odd Fellow Housing | 1700 W Pasewalk Ave | Norfolk | NE | 68701-5600 | Madison | NE41029 | Active | 279674 | 2021 | AO SMITH | CHWH - ASME/Fired Water Heater | BOILER ROOM | HWSD - Hot Water Dom/Potable | 8/31/2026
Rebecca Odd Fellow Housing | 1700 W Pasewalk Ave | Norfolk | NE | 68701-5600 | Madison | NE42429 | Active | 308688 | 2023 | A O Smith | CHWH - ASME/Fired Water Heater | MECH ROOM | HWSD - Hot Water Dom/Potable | 8/31/2026
Ponca Tribe Of Nebraska | 1800 Syracuse Ave | Norfolk | NE | 68701-2458 | Madison | NE04193 | Scrapped/Junked | N/A | 1988 | STAT | AHWH - ANSI/Fired Water Htr | GYM | HWSD - Hot Water Dom/Potable | 2/28/2018
Ponca Tribe Of Nebraska | 1800 Syracuse Ave | Norfolk | NE | 68701-2458 | Madison | NE21523 | Exempt 1999 LB-66 |  | 1993 | STATE INDUSTRIES | AHWH - ANSI/Fired Water Htr |  | HWSD - Hot Water Dom/Potable | 11/30/1999
Ponca Tribe Of Nebraska | 1800 Syracuse Ave | Norfolk | NE | 68701-2458 | Madison | NE32185 | Inactive |  | 1970 | PEER | CI - Cast Iron | DORM | HWDP - Hotwater Heat & Dom Supply | 2/28/2008
Gerhold Concrete | 1900 Riverside Blvd | Norfolk | NE | 68701-2234 | Madison | NE01563 | Scrapped | 383 | 1993 | Sioux Steam Cleaner | WT - Water Tube Boiler | Boiler room |  | 12/1/2003
Gerhold Concrete | 1900 Riverside Blvd | Norfolk | NE | 68701-2234 | Madison | NE05162 | Scrapped/Junked | 382 | 1993 | Siou |  | Boiler room |  | 12/31/2003
Gerhold Concrete | 1900 Riverside Blvd | Norfolk | NE | 68701-2234 | Madison | NE05172 | Scrapped/Junked | 425418 | 1972 | Kewannee |  | Block Plant | PROC - Process Steam | 4/30/2003
Gerhold Concrete | 1900 Riverside Blvd | Norfolk | NE | 68701-2234 | Madison | NE10592 | Inactive | 240 | 2002 | Hurst Boiler & Welding | FT - Firetube Boiler | Boiler Room | PROC - Process Steam | 4/30/2019
Gerhold Concrete | 1900 Riverside Blvd | Norfolk | NE | 68701-2234 | Madison | NE12060 | Inactive | 2563 | 2005 | Sioux Steam Cleaner | COBL - Coil Type Boiler | Plant, upstairs | HWSP - Hot Water Non Potable Supply | 2/28/2023
Gerhold Concrete | 1900 Riverside Blvd | Norfolk | NE | 68701-2234 | Madison | NE12061 | Inactive | 2564 | 2005 | Sioux Steam Cleaner | COBL - Coil Type Boiler | Plant, upstairs | HWSP - Hot Water Non Potable Supply | 2/28/2023
Golden Living Center | 1900 Vicki Ln | Norfolk | NE | 68701-4558 | Madison | NE01761 | Scrapped/Junked | 58216 | 2000 | AO SMITH | CHWH - ASME/Fired Water Heater | MECH ROOM | HWSD - Hot Water Dom/Potable | 5/31/2005
Golden Living Center | 1900 Vicki Ln | Norfolk | NE | 68701-4558 | Madison | NE06286 | Scrapped/Junked | 97052 | 2005 | AOSM | CHWH - ASME/Fired Water Heater | mech room | HWSD - Hot Water Dom/Potable | 12/31/2011
Golden Living Center | 1900 Vicki Ln | Norfolk | NE | 68701-4558 | Madison | NE34865 | Scrapped/Junked | 24407 | 1987 | HESCO | CHWH - ASME/Fired Water Heater | UTILITY ROOM | HWSD - Hot Water Dom/Potable | 4/30/2002
Eco Lux Inn | 1909 Krenzien Dr | Norfolk | NE | 68701-4631 | Madison | NE01576 | Active | 169779 | 2000 | Raypak | CPFT - Horiz Cpr Fin Boiler | LAUNDRY ROOM | HWSD - Hot Water Dom/Potable | 5/31/2027
vacant bldg | 1915 Krenzien Dr | Norfolk | NE | 68701-4631 | Madison | NE19046 | Scrapped/Junked | 11276 | 2009 | Noritz | WTHW - Watertube Wtr Heater | Mech. Room | HWSD - Hot Water Dom/Potable | 12/31/2014
vacant bldg | 1915 Krenzien Dr | Norfolk | NE | 68701-4631 | Madison | NE19047 | Scrapped/Junked | 11402 | 2009 | Noritz | WTHW - Watertube Wtr Heater | Mech. Room | HWSD - Hot Water Dom/Potable | 12/31/2014
SCHLICHTING FARMS | 1926 CTY RD P | LYONS | NE | 68038-5026 | MADISON | NE03540 | Exempt | 2121 | 1967 | SUPERIOR BOILERWORKS | FTSM - FTS Marine Dry Back | BOILER ROOM | PROC - Process Steam | 10/31/1990
Tilden City Pool | 200 W 2nd St | Tilden | NE | 68781 | Madison | NE24141 | Out of Service | 356257 | 2013 | Raypak | CPFH - Copper Fin Water Heater | mech room | OPHT - Outdoor Pool Heater | 6/30/2017
Tilden City Pool | 200 W 2nd St | Tilden | NE | 68781 | Madison | NE27394 | Active | 449335 | 2017 | Raypak | WT - Water Tube Boiler | Boiler Room | OPHT - Outdoor Pool Heater | 6/30/2026
Peterbilt | 2001 S 13th St | Norfolk | NE | 68701-6615 | Madison | NE14101 | Active | N/A | 2008 | SLANT FIN | CI - Cast Iron | UPSTAIRS | HWHT - Hot Water Heat | 3/31/2027
Peterbilt | 2001 S 13th St | Norfolk | NE | 68701-6615 | Madison | NE14102 | Active | 2487 | 2008 | ZINK CORP/CLEAN BURN | WT - Water Tube Boiler | UPSTAIRS | HWHT - Hot Water Heat | 3/31/2027
Peterbilt | 2001 S 13th St | Norfolk | NE | 68701-6615 | Madison | NE21494 | Active | 3264 | 2011 | CLEAN BURN | WT - Water Tube Boiler | Upstairs shop | HWHT - Hot Water Heat | 3/31/2027
ROMAN PACKING COMPANY | 2001 S 13th St | Norfolk | NE | 68701-6615 | MADISON | NE00519 | Scrapped/Junked |  | 1929 | LEFFEL | FTSM - FTS Marine Dry Back | BOILER ROOM | PROC - Process Steam | 7/31/2005
ROMAN PACKING COMPANY | 2001 S 13th St | Norfolk | NE | 68701-6615 | MADISON | NE04059 | Scrapped/Junked | 26182 | 1974 | KEWANEE | FTSM - FTS Marine Dry Back | BOILER ROOM | HWHT - Hot Water Heat | 7/31/2005
SACRED HEART SCHOOL | 201 S 6th St | Norfolk | NE | 68701-5226 | MADISON | NE21568 | Exempt |  | 1967 | RHEEM MANUFACTURING CO | AHWH - ANSI/Fired Water Htr | GRADE SCH | HWSD - Hot Water Dom/Potable | 6/30/1997
SACRED HEART SCHOOL | 201 S 6th St | Norfolk | NE | 68701-5226 | MADISON | NE22339 | Exempt 1999 LB-66 |  | 1967 | RHEEM MANUFACTURING CO | AHWH - ANSI/Fired Water Htr |  | HWSD - Hot Water Dom/Potable | 7/31/2000
SACRED HEART SCHOOL | 201 S 6th St | Norfolk | NE | 68701-5226 | MADISON | NE31968 | Inactive |  | 1956 | TITUSVILLE | FTSM - FTS Marine Dry Back | BOILER ROOM | STHT - Steam-Heat | 7/31/2004
Lutheran High School | 2010 N 37th St | Norfolk | NE | 68701-3108 | Madison | NE01524 | Scrapped/Junked | 21474 | 1998 | Reco Industries | CHWH - ASME/Fired Water Heater | MECH ROOM | HWSD - Hot Water Dom/Potable | 3/31/2013
Lutheran High School | 2010 N 37th St | Norfolk | NE | 68701-3108 | Madison | NE01525 | Scrapped/Junked | 21475 | 1998 | Reco Industries | CHWH - ASME/Fired Water Heater | MECH ROOM | HWSD - Hot Water Dom/Potable | 3/31/2013
Norfolk Police Station | 202 N 7th St | Norfolk | NE | 68701-4083 | Madison | NE03445 | Inactive | 5473 | 1987 | Aldrich | FTVT - Firetube Vertical TB | Boiler Rm | HWHT - Hot Water Heat | 1/31/2020
Norfolk Police Station | 202 N 7th St | Norfolk | NE | 68701-4083 | Madison | NE03446 | Out of Service | 5472 | 1987 | Aldrich | FTVT - Firetube Vertical TB | Boiler Room | HWHT - Hot Water Heat | 1/31/2021
Norfolk Police Station | 202 N 7th St | Norfolk | NE | 68701-4083 | Madison | NE03447 | Scrapped/Junked | 5474 | 1987 | Aldrich | FTVT - Firetube Vertical TB | Boiler Room | HWHT - Hot Water Heat | 1/31/2022
Norfolk Police Station | 202 N 7th St | Norfolk | NE | 68701-4083 | Madison | NE05553 | Exempt 1999 LB-66 |  | 1987 | AO SMITH | AHWH - ANSI/Fired Water Htr |  | HWSD - Hot Water Dom/Potable | 6/30/1999
Norfolk Police Station | 202 N 7th St | Norfolk | NE | 68701-4083 | Madison | NE41060 | Active | 178371 | 2020 | Lochinvar | FTVT - Firetube Vertical TB | Boiler Room | HWHT - Hot Water Heat | 1/31/2027
Norfolk Police Station | 202 N 7th St | Norfolk | NE | 68701-4083 | Madison | NE41061 | Active | 153652 | 2020 | Lochinvar | FTVT - Firetube Vertical TB | Boiler Room | HWHT - Hot Water Heat | 1/31/2027
Sacred Heart Church | 204 S 5th St | Norfolk | NE | 68701-5220 | Madison | NE17465 | Scrapped/Junked | n/a | 1992 | Peerless | CI - Cast Iron | BS OFC BSMT | HWHT - Hot Water Heat | 7/31/2011
Sacred Heart Church | 204 S 5th St | Norfolk | NE | 68701-5220 | Madison | NE20944 | Active | 116783 | 2009 | Lochinvar | WTSS - Watertube SS Steel | Basement | HWHT - Hot Water Heat | 10/31/2026
Apartment Building | 207 Norfolk Ave | Norfolk | NE | 68701-5341 | Madison | NE16677 | Inactive |  | 1964 | Kewannee | FT - Firetube Boiler | BASEMENT | STHT - Steam-Heat | 9/30/1995
RETAIL SHOP | 207 W Norfolk Ave | Norfolk | NE | 68701-5341 | MADISON | NE40099 | Inactive |  | 1963 | KEWANEE | FT - Firetube Boiler |  | STHT - Steam-Heat | 9/30/1995
CITY OF MADISON AUDITORIM | 209 S Lincoln St | Madison | NE | 68748-6490 | MADISON | NE16676 | Inactive |  | 1954 | PACIFIC | FT - Firetube Boiler | BOILER ROOM | STHT - Steam-Heat | 6/30/2005
Madison City Pool | 210 W 10th St | Madison | NE | 68748-6294 | Madison | NE00304 | Out of Service | 8782 | 1988 | Lochinvar | CPFT - Horiz Cpr Fin Boiler | Filter Room | OPHT - Outdoor Pool Heater | 6/30/2012
Madison City Pool | 210 W 10th St | Madison | NE | 68748-6294 | Madison | NE00305 | Scrapped/Junked | 58303 | 1991 | Ruud-Rheem | CHWH - ASME/Fired Water Heater | Filter Room | HWSD - Hot Water Dom/Potable | 6/30/2012
Madison City Pool | 210 W 10th St | Madison | NE | 68748-6294 | Madison | NE22028 | Active | 127635 | 2011 | RHEEM | CHWH - ASME/Fired Water Heater | Mech. Room | HWSD - Hot Water Dom/Potable | 6/30/2026
Madison City Pool | 210 W 10th St | Madison | NE | 68748-6294 | Madison | NE43300 | Active | 566639 | 2022 | Raypak | CPPH - Ansi Cpr Fin Pool Heater | Mech. Room | OPHT - Outdoor Pool Heater | 6/30/2026
Dudley Laundry Company | 218 W Braasch Ave | Norfolk | NE | 68701-4112 | MADISON | NE11371 | Inactive |  | 1974 | AO SMITH | AHWH - ANSI/Fired Water Htr | UPSTAIRS ATTIC | HWSD - Hot Water Dom/Potable | 6/30/2004
Dudley Laundry Company | 218 W Braasch Ave | Norfolk | NE | 68701-4112 | MADISON | NE30243 | Inactive | 16319 | 1982 | BRYAN STEAM LLC | WT - Water Tube Boiler | BOILER ROOM | HWHT - Hot Water Heat | 6/30/2004
WHITE HOUSE INN | 2206 Market Ln | Norfolk | NE | 68701-4613 | MADISON | NE40329 | Exempt 1999 LB-66 |  | 1998 | AMERICAN STANDARD | AHWH - ANSI/Fired Water Htr | ELECTRICAL ROOM | HWSD - Hot Water Dom/Potable | 2/29/2000
WHITE HOUSE INN | 2206 Market Ln | Norfolk | NE | 68701-4613 | MADISON | NE40330 | Exempt 1999 LB-66 |  | 1998 | AMERICAN STANDARD | AHWH - ANSI/Fired Water Htr | ELECTRICAL ROOM | HWSD - Hot Water Dom/Potable | 2/29/2000
WHITE HOUSE INN | 2206 Market Ln | Norfolk | NE | 68701-4613 | MADISON | NE40335 | Exempt 1999 LB-66 |  | 1998 | AMERICAN STANDARD | AHWH - ANSI/Fired Water Htr | ELECTRICAL ROOM | HWSD - Hot Water Dom/Potable | 2/29/2000
NORWEST BANK | 227 W Norfolk Ave | Norfolk | NE | 68701-5341 | MADISON | NE03482 | Inactive |  | 1985 | PEERLESS HEATER COMPANY |  | BOILER ROOM | STHT - Steam-Heat | 1/31/1997
DALE ELECTRONICS | 2300 Riverside Blvd | Norfolk | NE | 68701-2242 | MADISON | NE15472 | Inactive |  | 1988 | WEIL MCLAIN |  |  | HWHT - Hot Water Heat | 4/30/1995
DALE ELECTRONICS | 2300 Riverside Blvd | Norfolk | NE | 68701-2242 | MADISON | NE34897 | Inactive |  | 1969 | WEIL MCLAIN |  | BOILER ROOM | HWHT - Hot Water Heat | 4/30/1991
Norfolk Catholic School | 2300 W Madison Ave | Norfolk | NE | 68701-4456 | Madison | NE11350 | Active | 107811 | 2002 | Pvi | ELBL - Electric Boiler | BOILER ROOM | HWSD - Hot Water Dom/Potable | 7/31/2026
Norfolk Catholic School | 2300 W Madison Ave | Norfolk | NE | 68701-4456 | Madison | NE11351 | Active | 107809 | 2002 | Pvi | FTVT - Firetube Vertical TB | BOILER ROOM | HWHT - Hot Water Heat | 7/31/2026
Norfolk Catholic School | 2300 W Madison Ave | Norfolk | NE | 68701-4456 | Madison | NE12101 | Active | 107810 | 2002 | Pvi | FTVT - Firetube Vertical TB | BOILER ROOM | HWSD - Hot Water Dom/Potable | 7/31/2026
NORFOLK CATHOLIC HIGH SCH | 2300 W Madison Ave | Norfolk | NE | 68701-4456 | MADISON | NE31967 | Inactive |  | 1960 | KEWANEE | FTFB - Firetube-Firebox Boiler | BOILER ROOM | STHT - Steam-Heat | 6/30/1993
NORFOLK CATHOLIC HIGH SCH | 2300 W Madison Ave | Norfolk | NE | 68701-4456 | MADISON | NE37573 | Scrapped/Junked |  | 1965 | KEWANEE | FTFB - Firetube-Firebox Boiler | CHURCH | HWHT - Hot Water Heat | 7/31/2006
NORFOLK CATHOLIC HIGH SCH | 2300 W Madison Ave | Norfolk | NE | 68701-4456 | MADISON | NE37574 | Scrapped/Junked |  | 1965 | KEWANEE | FTFB - Firetube-Firebox Boiler | CHURCH | HWHT - Hot Water Heat | 7/31/2006
Nucor Cold Finish | 2301 W Omaha Ave | Norfolk | NE | 68701-4565 | Madison | NE06858 | Active | C07914 | 2005 | AOSC | COBL - Coil Type Boiler | LOCKER RM | HWSP - Hot Water Non Potable Supply | 1/31/2027
Superior Wash | 2311 Krenzien Dr | Norfolk | NE | 68701-4605 | Madison | NE24324 | Scrapped/Junked | N/A | 1999 | Weil-Mcclain | CI - Cast Iron | MECH ROOM | HWHT - Hot Water Heat | 1/31/2016
Superior Wash | 2311 Krenzien Dr | Norfolk | NE | 68701-4605 | Madison | NE24325 | Scrapped/Junked | N/A | 1999 | Weil-Mcclain | CI - Cast Iron | MECH ROOM | HWFP - Floor Heat & Nonpotable | 1/31/2019
Superior Wash | 2311 Krenzien Dr | Norfolk | NE | 68701-4605 | Madison | NE26228 | Active | N/A | 2015 | Weil-Mcclain | CI - Cast Iron | MECH ROOM | HWHT - Hot Water Heat | 1/31/2026
Superior Wash | 2311 Krenzien Dr | Norfolk | NE | 68701-4605 | Madison | NE27938 | Inactive | N/A | 2018 | Weil-McLain | CI - Cast Iron | Mech Room | HWHF - Hot Water Heat-Floor | 1/31/2023
Superior Wash | 2311 Krenzien Dr | Norfolk | NE | 68701-4605 | Madison | NE43085 | Active | N/A | 2023 | Weil-McLain | CI - Cast Iron | Mech Room | HWHF - Hot Water Heat-Floor | 1/31/2026
Vacant Building | 2401 N 13th St | Norfolk | NE | 68701-2271 | Madison | NE00735 | Inactive | 1792 | 1995 | Kelton | COBL - Coil Type Boiler | Truck Wash | HWSP - Hot Water Non Potable Supply | 12/31/2018
MP Global | 2500 Old Hadar Rd | Norfolk | NE | 68701-1122 | Madison | NE21493 | Exempt | 12976 | 2011 | CLAYTON | COBL - Coil Type Boiler | East Wall | PROC - Process Steam | 4/30/2017
MP Global | 2500 Old Hadar Rd | Norfolk | NE | 68701-1122 | Madison | NE23684 | Out of Service | 60600 | 2011 | Parker Boiler Company | WT - Water Tube Boiler | 2300 Riverside Bldg | PROH - Fired Process Heater | 4/30/2017
MP Global | 2500 Old Hadar Rd | Norfolk | NE | 68701-1122 | Madison | NE23685 | Exempt | n/a | 1994 | Custom Piping & Steel Fab. | WT - Water Tube Boiler | East Wall | PROH - Fired Process Heater | 4/30/2020
MP Global | 2500 Old Hadar Rd | Norfolk | NE | 68701-1122 | Madison | NE23686 | Exempt | unk | 1990 | Unk | WT - Water Tube Boiler | East wall | PROH - Fired Process Heater | 4/30/2012
Early Learning Center | 2500 W Norfolk Ave | Norfolk | NE | 68701-4427 | Madison | NE28174 | Active | 82176 | 2018 | Aerco | FTVT - Firetube Vertical TB | Boiler Room | HWHT - Hot Water Heat | 1/31/2027
Early Learning Center | 2500 W Norfolk Ave | Norfolk | NE | 68701-4427 | Madison | NE28175 | Active | 82216 | 2018 | Aerco | FTVT - Firetube Vertical TB | Boiler Room | HWHT - Hot Water Heat | 1/31/2027
Midwest Bank | 2601 Cooper Dr | Norfolk | NE | 68701-3115 | Madison | NE41006 | Active | 491024 | 2020 | Laars | WTSS - Watertube SS Steel | Mezzanine | GLYC - Glycol Bldg Heat Sys | 3/31/2027
Faith Regional West Hospital | 2700 W Norfolk Ave | Norfolk | NE | 68701-4438 | Madison | NE03480 | Scrapped/Junked | 10873 | 1989 | SUPR | FTSM - FTS Marine Dry Back | BOILER ROOM | PROC - Process Steam | 8/31/2009
Faith Regional West Hospital | 2700 W Norfolk Ave | Norfolk | NE | 68701-4438 | Madison | NE05548 | Active | 21905 | 1965 | Kewanee | FTSM - FTS Marine Dry Back | Boiler Room | PROC - Process Steam | 7/31/2026
Faith Regional West Hospital | 2700 W Norfolk Ave | Norfolk | NE | 68701-4438 | Madison | NE05549 | Active | 21902 | 1964 | Kewanee | FTSM - FTS Marine Dry Back | Boiler Room | BSUP - Bldg Heat & Process | 6/30/2026
Faith Regional West Hospital | 2700 W Norfolk Ave | Norfolk | NE | 68701-4438 | Madison | NE13924 | Active | 827 | 2008 | UNILUX BOILER CORP | WT - Water Tube Boiler | Boiler Room | BSUP - Bldg Heat & Process | 8/31/2026
Faith Regional Health South | 2701 W Norfolk Ave | Norfolk | NE | 68701-4407 | Madison | NE28467 | Active | 327645 | 2018 | Lochinvar | FTVT - Firetube Vertical TB | Mezzanine Boiler Room - B1 | HWHT - Hot Water Heat | 10/31/2026
Faith Regional Health South | 2701 W Norfolk Ave | Norfolk | NE | 68701-4407 | Madison | NE28468 | Active | 327642 | 2018 | Lochinvar | FTVT - Firetube Vertical TB | Mezzanine Boiler Room - B2 | HWHT - Hot Water Heat | 10/31/2026
Faith Regional Health South | 2701 W Norfolk Ave | Norfolk | NE | 68701-4407 | Madison | NE28469 | Active | 328742 | 2018 | Lochinvar | WT - Water Tube Boiler | Mezzanine Boiler Room - B3 | HWHT - Hot Water Heat | 10/31/2026
Faith Regional Health South | 2701 W Norfolk Ave | Norfolk | NE | 68701-4407 | Madison | NE28470 | Active | 326899 | 2018 | Lochinvar | WT - Water Tube Boiler | Mezzanine Boiler Room - B4 | HWHT - Hot Water Heat | 10/31/2026
Faith Regional Health South | 2701 W Norfolk Ave | Norfolk | NE | 68701-4407 | Madison | NE28471 | Active | 325716 | 2018 | Lochinvar | WT - Water Tube Boiler | Mezzanine Boiler Room - B5 | HWHT - Hot Water Heat | 10/31/2026
Faith Regional Health South | 2701 W Norfolk Ave | Norfolk | NE | 68701-4407 | Madison | NE28472 | Active | 246610 | 2018 | State Industries | CHWH - ASME/Fired Water Heater | Mezzanine Boiler Room | HWSD - Hot Water Dom/Potable | 10/31/2026
Faith Regional Health South | 2701 W Norfolk Ave | Norfolk | NE | 68701-4407 | Madison | NE28473 | Active | 246607 | 2018 | State Industries | CHWH - ASME/Fired Water Heater | Mezzanine Boiler Room | HWSD - Hot Water Dom/Potable | 10/31/2026
Faith Regional Health South | 2701 W Norfolk Ave | Norfolk | NE | 68701-4407 | Madison | NE28510 | Active | 22199 | 2019 | Steris Corp | ELBL - Electric Boiler | Sterile Area | STER - Sterilizer | 10/31/2026
Faith Regional Health South | 2701 W Norfolk Ave | Norfolk | NE | 68701-4407 | Madison | NE28511 | Active | 21704 | 2019 | Steris Corp | ELBL - Electric Boiler | Sterile Area | STER - Sterilizer | 10/31/2026
Faith Regional Health South | 2701 W Norfolk Ave | Norfolk | NE | 68701-4407 | Madison | NE28512 | Active | 21637 | 2019 | Steris Corp | ELBL - Electric Boiler | Sterile Area | STER - Sterilizer | 10/31/2026
Contitech USA LLC | 2701 W Omaha Ave | Norfolk | NE | 68701-4421 | Madison | NE04568 | Active | 22679 | 1967 | Babcock & Wilcox | WT - Water Tube Boiler | POWER HOUSE | PROC - Process Steam | 4/30/2027
Contitech USA LLC | 2701 W Omaha Ave | Norfolk | NE | 68701-4421 | Madison | NE04569 | Active | 16020 | 1966 | Cleaver & Brooks | WT - Water Tube Boiler | Boiler Room | PROC - Process Steam | 4/30/2027
Contitech USA LLC | 2701 W Omaha Ave | Norfolk | NE | 68701-4421 | Madison | NE07976 | Active | 16874 | 2007 | Precision | ELBL - Electric Boiler | BOILER ROOM | PROC - Process Steam | 4/30/2027
Contitech USA LLC | 2701 W Omaha Ave | Norfolk | NE | 68701-4421 | Madison | NE07977 | Active | 16875 | 2007 | Precision | UFPV - Unfired Pressure Vessel | BOILER ROOM | HPSH - High Pressure Superheater | 4/30/2027
Contitech USA LLC | 2701 W Omaha Ave | Norfolk | NE | 68701-4421 | Madison | NE23050 | Scrapped/Junked | 48813 | 1998 | PM Lattner MFR Company | ELBL - Electric Boiler | POWER HOUSE | PROC - Process Steam | 2/28/2008
Contitech USA LLC | 2701 W Omaha Ave | Norfolk | NE | 68701-4421 | Madison | NE23683 | Scrapped/Junked | 11165 | 1979 | Bryan | WT - Water Tube Boiler | Building 73 | HWCA - Hotwater to Coil Htexchgr | 4/30/2023
Missionary Benedictine | 300 N 18th St | Norfolk | NE | 68701-3622 | Madison | NE13426 | Scrapped/Junked | 87779 | 2007 | PATK | CPFH - Copper Fin Water Heater | BASEMENT | GLYC - Glycol Bldg Heat Sys | 8/31/2011
Missionary Benedictine | 300 N 18th St | Norfolk | NE | 68701-3622 | Madison | NE13427 | Scrapped/Junked | 87777 | 2007 | PATK | CPFH - Copper Fin Water Heater | BASEMENT | GLYC - Glycol Bldg Heat Sys | 8/31/2011
Missionary Benedictine | 300 N 18th St | Norfolk | NE | 68701-3622 | Madison | NE13428 | Scrapped/Junked | 87703 | 2007 | PATK | CPFH - Copper Fin Water Heater | BASEMENT | GLYC - Glycol Bldg Heat Sys | 8/31/2011
Missionary Benedictine | 300 N 18th St | Norfolk | NE | 68701-3622 | Madison | NE13429 | Scrapped/Junked | 87776 | 2007 | PATK | CPFH - Copper Fin Water Heater | BASEMENT | GLYC - Glycol Bldg Heat Sys | 8/31/2011
Missionary Benedictine | 300 N 18th St | Norfolk | NE | 68701-3622 | Madison | NE13430 | Scrapped/Junked | 115069 | 2007 | AOSM | CHWH - ASME/Fired Water Heater | BASEMENT | HWSD - Hot Water Dom/Potable | 8/31/2018
Missionary Benedictine | 300 N 18th St | Norfolk | NE | 68701-3622 | Madison | NE13431 | Out of Service | 117823 | 2007 | AOSM | CHWH - ASME/Fired Water Heater | BASEMENT | HWSD - Hot Water Dom/Potable | 8/31/2011
Missionary Benedictine | 300 N 18th St | Norfolk | NE | 68701-3622 | Madison | NE13432 | Scrapped/Junked | 115072 | 2007 | AOSM | CHWH - ASME/Fired Water Heater | BASEMENT | HWSD - Hot Water Dom/Potable | 8/31/2018
Missionary Benedictine | 300 N 18th St | Norfolk | NE | 68701-3622 | Madison | NE20571 | Active | 93079 | 2011 | Patterson Kelley | VCPF - Vert Cpr Fin Blr | Boiler Room | HWHT - Hot Water Heat | 8/31/2026
Missionary Benedictine | 300 N 18th St | Norfolk | NE | 68701-3622 | Madison | NE20572 | Active | 93077 | 2011 | Patterson Kelley | VCPF - Vert Cpr Fin Blr | Boiler Room | HWHT - Hot Water Heat | 8/31/2026
Missionary Benedictine | 300 N 18th St | Norfolk | NE | 68701-3622 | Madison | NE20573 | Active | 93078 | 2011 | Patterson Kelley | VCPF - Vert Cpr Fin Blr | Boiler Room | HWHT - Hot Water Heat | 8/31/2026
Missionary Benedictine | 300 N 18th St | Norfolk | NE | 68701-3622 | Madison | NE20574 | Active | 93080 | 2011 | Patterson Kelley | VCPF - Vert Cpr Fin Blr | Boiler Room | HWHT - Hot Water Heat | 8/31/2026
Missionary Benedictine | 300 N 18th St | Norfolk | NE | 68701-3622 | Madison | NE35361 | Scrapped/Junked | 6919 | 1965 | KEWA | FTWB - FTS Marine Wet Back | BOILER ROOM | STHT - Steam-Heat | 8/31/2008
Missionary Benedictine | 300 N 18th St | Norfolk | NE | 68701-3622 | Madison | NE35362 | Scrapped/Junked | 9481 | 1965 | KEWANEE | FTWB - FTS Marine Wet Back | BOILER ROOM | STHT - Steam-Heat | 8/31/2008
West Water Plant | 300 S 49th St | Norfolk | NE | 68701-9621 | Madison | NE15404 | Active | 32890 | 1974 | Cleaver & Brooks | FT - Firetube Boiler | Basement Blr Rm | HWHT - Hot Water Heat | 1/31/2027
TILDEN COMMUNITY HOSPITAL | 300 W 2nd St | Tilden | NE | 68781-4760 | MADISON | NE16541 | Scrapped/Junked |  | 1969 | AO SMITH | WT - Water Tube Boiler | BOILER RM | HWHT - Hot Water Heat | 1/31/2003
TILDEN COMMUNITY HOSPITAL | 300 W 2nd St | Tilden | NE | 68781-4760 | MADISON | NE16542 | Scrapped/Junked |  | 1969 | AO SMITH | WT - Water Tube Boiler | BOILER RM | HWHT - Hot Water Heat | 1/31/2003
TILDEN COMMUNITY HOSPITAL | 300 W 2nd St | Tilden | NE | 68781-4760 | MADISON | NE16543 | Inactive |  | 1969 | AO SMITH | WT - Water Tube Boiler | BOILER RM | HWHT - Hot Water Heat | 1/31/1999
TILDEN COMMUNITY HOSPITAL | 300 W 2nd St | Tilden | NE | 68781-4760 | MADISON | NE21509 | Scrapped/Junked |  | 1976 | AMSCO | ELBL - Electric Boiler | BOILER ROOM | 0020 - Supp to Sterlizer/Autoclave | 1/31/2003
TILDEN COMMUNITY HOSPITAL | 300 W 2nd St | Tilden | NE | 68781-4760 | MADISON | NE21510 | Exempt 1999 LB-66 |  | 1984 | AO SMITH | AHWH - ANSI/Fired Water Htr |  | HWSD - Hot Water Dom/Potable | 1/31/2000
TILDEN COMMUNITY HOSPITAL | 300 W 2nd St | Tilden | NE | 68781-4760 | MADISON | NE21511 | Exempt 1999 LB-66 |  | 1977 | RUUD | AHWH - ANSI/Fired Water Htr |  | HWSD - Hot Water Dom/Potable | 1/31/2000
TILDEN COMMUNITY HOSPITAL | 300 W 2nd St | Tilden | NE | 68781-4760 | MADISON | NE23016 | Exempt 1999 LB-66 |  | 1987 | RUUD | AHWH - ANSI/Fired Water Htr | BOILER ROOM | HWSD - Hot Water Dom/Potable | 1/31/2000
Norfolk Iron and Metal | 3001 N Victory Rd | Norfolk | NE | 68701-0833 | Madison | NE42658 | Active | 396699 | 2023 | Lochinvar | FTVT - Firetube Vertical TB | Mezzanine Boiler Room | HWHT - Hot Water Heat | 5/31/2027
Norfolk Iron and Metal | 3001 N Victory Rd | Norfolk | NE | 68701-0833 | Madison | NE42659 | Active | 396698 | 2023 | Lochinvar | FTVT - Firetube Vertical TB | Mezzanine Boiler Room | HWHT - Hot Water Heat | 5/31/2027
CIE Norfolk | 3002 N Victory Rd | Norfolk | NE | 68701-0833 | Madison | NE01765 | Inactive | 6685 | 1973 | Superior Boilerworks | FTSM - FTS Marine Dry Back | OUTSIDE | PROC - Process Steam | 6/30/2005
CIE Norfolk | 3002 N Victory Rd | Norfolk | NE | 68701-0833 | Madison | NE08091 | Active | 27/391 | 2007 | Victory | WT - Water Tube Boiler | Energy Center | PROC - Process Steam | 1/31/2027
CIE Norfolk | 3002 N Victory Rd | Norfolk | NE | 68701-0833 | Madison | NE08092 | Scrapped/Junked | 385 | 2007 | Cam Industries | ECON - Boiler Economizer | Energy Center | ECON - Boiler Economizer | 8/31/2012
CIE Norfolk | 3002 N Victory Rd | Norfolk | NE | 68701-0833 | Madison | NE08093 | Scrapped/Junked | 386 | 2007 | Cam Industries | ECON - Boiler Economizer | Energy Center | ECON - Boiler Economizer | 8/31/2008
CIE Norfolk | 3002 N Victory Rd | Norfolk | NE | 68701-0833 | Madison | NE08094 | Scrapped/Junked | 387 | 2007 | Cam Industries | ECON - Boiler Economizer | Energy Center | FDHT - Feedwater Heater | 8/31/2008
CIE Norfolk | 3002 N Victory Rd | Norfolk | NE | 68701-0833 | Madison | NE22826 | Active | 94 | 2012 | VICTORY ENERGY | ECON - Boiler Economizer | Energy Center | HPEC - High Pressure Economizer | 1/31/2027
CIE Norfolk | 3002 N Victory Rd | Norfolk | NE | 68701-0833 | Madison | NE42808 | Active | 20241 | 2024 | Superior Boiler Works | FTHT - Firetube Horizontal | New Boiler Area #1 | PROC - Process Steam | 1/31/2027
CIE Norfolk | 3002 N Victory Rd | Norfolk | NE | 68701-0833 | Madison | NE42809 | Active | 320 | 2023 | BEI | ECON - Boiler Economizer | Energy Center | ECON - Boiler Economizer | 1/31/2027
CIE Norfolk | 3002 N Victory Rd | Norfolk | NE | 68701-0833 | Madison | NE42810 | Active | 20261 | 2024 | Superior Boiler Works | FTHT - Firetube Horizontal | New Boiler Area #2 | PROC - Process Steam | 1/31/2027
CIE Norfolk | 3002 N Victory Rd | Norfolk | NE | 68701-0833 | Madison | NE42811 | Active | 328 | 2023 | BEI | ECON - Boiler Economizer | Energy Center | ECON - Boiler Economizer | 1/31/2027
CIE Norfolk | 3002 N Victory Rd | Norfolk | NE | 68701-0833 | Madison | NE42812 | Active | 20277 | 2024 | Superior Boiler Works | FTHT - Firetube Horizontal | New Boiler Area | PROC - Process Steam | 1/31/2027
CIE Norfolk | 3002 N Victory Rd | Norfolk | NE | 68701-0833 | Madison | NE42813 | Active | 329 | 2023 | BEI | ECON - Boiler Economizer | Energy Center | ECON - Boiler Economizer | 1/31/2027
Faith Regional North Medical Office Bldg | 301 N 27th St | Norfolk | NE | 68701-4401 | Madison | NE08545 | Active | 50477 | 1999 | Kewanee | FTFB - Firetube-Firebox Boiler | 3RD FL PENTHOUSE | HWHT - Hot Water Heat | 9/30/2026
Faith Regional North Medical Office Bldg | 301 N 27th St | Norfolk | NE | 68701-4401 | Madison | NE08546 | Active | 50476 | 1999 | Kewanee | FTFB - Firetube-Firebox Boiler | PENTHOUSE - Blr 2 | HWHT - Hot Water Heat | 9/30/2026
Norfolk Family YMCA | 301 W Benjamin Ave | Norfolk | NE | 68701-2910 | Madison | NE05253 | Scrapped/Junked | 32671 | 1979 | KEWA | FTFB - Firetube-Firebox Boiler | BOILER ROOM | HWHT - Hot Water Heat | 1/31/2008
Norfolk Family YMCA | 301 W Benjamin Ave | Norfolk | NE | 68701-2910 | Madison | NE05254 | Scrapped/Junked | 32567 | 1979 | KEWA | FTFB - Firetube-Firebox Boiler | EQUIPMENT ROOM | HWHT - Hot Water Heat | 1/31/2008
Norfolk Family YMCA | 301 W Benjamin Ave | Norfolk | NE | 68701-2910 | Madison | NE19032 | Active | 17741 | 2009 | Aldrich | FTHT - Firetube Horizontal | Boiler room | HWHT - Hot Water Heat | 11/30/2026
Norfolk Family YMCA | 301 W Benjamin Ave | Norfolk | NE | 68701-2910 | Madison | NE19033 | Active | 17742 | 2009 | Aldrich | FTHT - Firetube Horizontal | Boiler room | HWHT - Hot Water Heat | 11/30/2026
Battle Creek Elementary School | 305 S 4th St | Battle Creek | NE | 68715-3011 | Madison | NE07393 | Scrapped/Junked | 49137 | 1987 | RHEEM MANUFACTURING CO | CHWH - ASME/Fired Water Heater | KITCHEN | HWHT - Hot Water Heat | 3/31/2022
Battle Creek Elementary School | 305 S 4th St | Battle Creek | NE | 68715-3011 | Madison | NE21506 | Scrapped/Junked | 8288 | 1995 | ALES | FTVT - Firetube Vertical TB | GYM | HWHT - Hot Water Heat | 3/31/2020
Battle Creek Elementary School | 305 S 4th St | Battle Creek | NE | 68715-3011 | Madison | NE21507 | Scrapped/Junked | 8289 | 1995 | ALES | FTVT - Firetube Vertical TB | GYM | HWHT - Hot Water Heat | 3/31/2020
Battle Creek Elementary School | 305 S 4th St | Battle Creek | NE | 68715-3011 | Madison | NE21508 | Scrapped/Junked | 8290 | 1995 | ALES | FTVT - Firetube Vertical TB | GYM | HWHT - Hot Water Heat | 3/31/2020
Battle Creek Elementary School | 305 S 4th St | Battle Creek | NE | 68715-3011 | Madison | NE28809 | Active | 133681 | 2019 | Bradford White | CHWH - ASME/Fired Water Heater | Gym | HWSD - Hot Water Dom/Potable | 3/31/2027
Battle Creek Elementary School | 305 S 4th St | Battle Creek | NE | 68715-3011 | Madison | NE32489 | Inactive | 37157 | 1983 | KEWANEE | FTFB - Firetube-Firebox Boiler | BOILER ROOM | STHT - Steam-Heat | 7/31/2005
Norfolk Senior Citizen Center | 307 W Prospect Ave | Norfolk | NE | 68701-4137 | Madison | NE10181 | Scrapped/Junked | 16723 | 2006 | ny thermal | WTSS - Watertube SS Steel | BOILER ROOM | HWHT - Hot Water Heat | 2/28/2017
Norfolk Senior Citizen Center | 307 W Prospect Ave | Norfolk | NE | 68701-4137 | Madison | NE10182 | Scrapped/Junked | 16724 | 2006 | NY Thermal | WTSS - Watertube SS Steel | BOILER ROOM | HWHT - Hot Water Heat | 2/28/2017
Norfolk Senior Citizen Center | 307 W Prospect Ave | Norfolk | NE | 68701-4137 | Madison | NE26701 | Active | 221079 | 2016 | Lochinvar | FTVT - Firetube Vertical TB | Boiler Room | HWHT - Hot Water Heat | 12/31/2025
Norfolk Senior Citizen Center | 307 W Prospect Ave | Norfolk | NE | 68701-4137 | Madison | NE26702 | Active | 226895 | 2016 | Lochinvar | FTVT - Firetube Vertical TB | Boiler Room | HWHT - Hot Water Heat | 12/31/2025
Norfolk Senior Citizen Center | 307 W Prospect Ave | Norfolk | NE | 68701-4137 | Madison | NE30242 | Inactive | 13422 | 1981 | BURN | FTFB - Firetube-Firebox Boiler | BOILER ROOM | HWHT - Hot Water Heat | 2/28/2008
City Library | 308 W Prospect Ave | Norfolk | NE | 68701-4138 | Madison | NE15401 | Scrapped/Junked | 28545 | 1976 | Kewannee | FTFB - Firetube-Firebox Boiler | Basement Blr Rm | STHT - Steam-Heat | 1/31/2011
Lincoln Elementary | 310 S 3rd St | Norfolk | NE | 68701-5206 | Madison | NE15237 | Out of Service | 41170 | 1988 | Kewanee | FTFB - Firetube-Firebox Boiler | BOILER ROOM | HWHT - Hot Water Heat | 1/31/2016
Lincoln Elementary | 310 S 3rd St | Norfolk | NE | 68701-5206 | Madison | NE15238 | Out of Service | 41169 | 1988 | Kewanee | FTFB - Firetube-Firebox Boiler | BOILER ROOM | HWHT - Hot Water Heat | 1/31/2016
Lincoln Elementary | 310 S 3rd St | Norfolk | NE | 68701-5206 | Madison | NE16958 | Out of Service | n/a | 1994 | PEER | CI - Cast Iron | BOILER ROOM | STHT - Steam-Heat | 1/31/2016
Lincoln Elementary | 310 S 3rd St | Norfolk | NE | 68701-5206 | Madison | NE26570 | Active | 208601 | 2016 | Lochinvar | FTVT - Firetube Vertical TB | Basement | HWHT - Hot Water Heat | 1/31/2027
Lincoln Elementary | 310 S 3rd St | Norfolk | NE | 68701-5206 | Madison | NE26571 | Active | 194342 | 2016 | Lochinvar | FTVT - Firetube Vertical TB | Basement | HWHT - Hot Water Heat | 1/31/2027
JB ENTERPRISES | 321-323 NORFOLK | NORFOLK | NE | 68701 | MADISON | NE03479 | Inactive |  | 1980 | H.B. SMITH |  | BASEMENT | STHT - Steam-Heat | 1/31/1997
Old SurgiCenter Of Norfolk | 3400 W Norfolk Ave | Norfolk | NE | 68701-7701 | Madison | NE22789 | Out of Service | 54332 | 1999 | Reimers | ELBL - Electric Boiler | Boiler Room | STER - Sterilizer | 4/30/2021
Old SurgiCenter Of Norfolk | 3400 W Norfolk Ave | Norfolk | NE | 68701-7701 | Madison | NE22790 | Out of Service | 54334 | 1999 | Reimers | ELBL - Electric Boiler | Boiler Room | STER - Sterilizer | 9/30/2020
Dinkel Implement | 3615 W Norfolk Ave | Norfolk | NE | 68701-4417 | Madison | NE05948 | Scrapped/Junked | 206449 | 2002 | Mini Therm | CPFT - Horiz Cpr Fin Boiler | MECH ROOM | HWHT - Hot Water Heat | 9/30/2013
Heritage at Fountain Point | 3725 Madison Ave | Norfolk | NE | 68701 | Madison | NE28908 | Active | 269398 | 2020 | State Industries | CHWH - ASME/Fired Water Heater | Mechanical Room | HWSD - Hot Water Dom/Potable | 8/31/2026
Heritage at Fountain Point | 3725 Madison Ave | Norfolk | NE | 68701 | Madison | NE28909 | Active | 269415 | 2020 | State Industries | CHWH - ASME/Fired Water Heater | Mechanical Room | HWSD - Hot Water Dom/Potable | 8/31/2026
Heritage at Fountain Point | 3725 Madison Ave | Norfolk | NE | 68701 | Madison | NE28910 | Active | 269412 | 2020 | State Industries | CHWH - ASME/Fired Water Heater | Mechanical Room | HWSD - Hot Water Dom/Potable | 8/31/2026
Norfolk Crush | 3820 N 1st St | Norfolk | NE | 68701-1533 | Madison | NE42804 | Active | 20029 | 2023 | Superior Boiler Works | FTHT - Firetube Horizontal | Boiler House | PROC - Process Steam | 9/30/2026
Norfolk Crush | 3820 N 1st St | Norfolk | NE | 68701-1533 | Madison | NE42805 | Active | 216 | 2023 | BEI | ECON - Boiler Economizer | Boiler House | ECON - Boiler Economizer | 9/30/2026
Norfolk Crush | 3820 N 1st St | Norfolk | NE | 68701-1533 | Madison | NE42806 | Active | 20037 | 2023 | Superior Boiler Works | FTHT - Firetube Horizontal | Boiler House | PROC - Process Steam | 9/30/2026
Norfolk Crush | 3820 N 1st St | Norfolk | NE | 68701-1533 | Madison | NE42807 | Active | 215 | 2023 | BEI | ECON - Boiler Economizer | Boiler House | ECON - Boiler Economizer | 9/30/2026
Fountain Point Medical | 3901 W Norfolk Ave | Norfolk | NE | 68701-9211 | Madison | NE28297 | Active | 81833 | 2018 | Aerco | FTVT - Firetube Vertical TB | Mechanical Room | GLYC - Glycol Bldg Heat Sys | 9/30/2025
Fountain Point Medical | 3901 W Norfolk Ave | Norfolk | NE | 68701-9211 | Madison | NE28298 | Active | 81787 | 2018 | Aerco | FTVT - Firetube Vertical TB | Mechanical Room | GLYC - Glycol Bldg Heat Sys | 9/30/2025
Fountain Point Medical | 3901 W Norfolk Ave | Norfolk | NE | 68701-9211 | Madison | NE28299 | Active | 147546 | 2018 | PVI Industries | CHWH - ASME/Fired Water Heater | Mechanical Room | HWSD - Hot Water Dom/Potable | 9/30/2025
Fountain Point Medical | 3901 W Norfolk Ave | Norfolk | NE | 68701-9211 | Madison | NE28300 | Active | 147577 | 2018 | PVI Industries | CHWH - ASME/Fired Water Heater | Mechanical Room | HWSD - Hot Water Dom/Potable | 9/30/2025
Fountain Point Surgery Center | 3901 W Norfolk Ave Ste L | Norfolk | NE | 68701-4405 | Madison | NE27213 | Active | 9066 | 2017 | Steris Corp | ELBL - Electric Boiler | Sterile Area | STER - Sterilizer | 9/30/2026
Fountain Point Surgery Center | 3901 W Norfolk Ave Ste L | Norfolk | NE | 68701-4405 | Madison | NE28692 | Active | 22434 | 2019 | Steris Corp | ELBL - Electric Boiler | Surgery Sterile Area | STER - Sterilizer | 9/30/2026
St Joseph's Rehabilitation & Care Cntr | 401 N 18th St | Norfolk | NE | 68701-3651 | Madison | NE17675 | Scrapped/Junked | 9999 | 1967 | Ace-Buehler | COBL - Coil Type Boiler | 1ST FLOOR | HWSD - Hot Water Dom/Potable | 9/30/2014
St Joseph's Rehabilitation & Care Cntr | 401 N 18th St | Norfolk | NE | 68701-3651 | Madison | NE24071 | Scrapped/Junked | C37415 | 2013 | AO SMITH | COBL - Coil Type Boiler | Boiler Room | HWSD - Hot Water Dom/Potable | 9/30/2024
St Joseph's Rehabilitation & Care Cntr | 401 N 18th St | Norfolk | NE | 68701-3651 | Madison | NE24501 | Scrapped/Junked | C23224 | 2008 | AO SMITH | COBL - Coil Type Boiler | boiler room | HWSD - Hot Water Dom/Potable | 9/30/2022
St Joseph's Rehabilitation & Care Cntr | 401 N 18th St | Norfolk | NE | 68701-3651 | Madison | NE25718 | Active | 272659 | 2013 | Laars | CPFT - Horiz Cpr Fin Boiler | Mech Room | HWHT - Hot Water Heat | 9/30/2026
St Joseph's Rehabilitation & Care Cntr | 401 N 18th St | Norfolk | NE | 68701-3651 | Madison | NE25719 | Active | 272658 | 2013 | Laars | CPFT - Horiz Cpr Fin Boiler | Mech Room | HWHT - Hot Water Heat | 9/30/2026
St Joseph's Rehabilitation & Care Cntr | 401 N 18th St | Norfolk | NE | 68701-3651 | Madison | NE25961 | Active | 260946 | 2014 | Laars | CPFT - Horiz Cpr Fin Boiler | Mech Room | HWHT - Hot Water Heat | 9/30/2026
St Joseph's Rehabilitation & Care Cntr | 401 N 18th St | Norfolk | NE | 68701-3651 | Madison | NE35353 | Active | n/a | 1968 | Iron Fireman | FTFB - Firetube-Firebox Boiler | Boiler Room | HWHT - Hot Water Heat | 9/30/2026
St Joseph's Rehabilitation & Care Cntr | 401 N 18th St | Norfolk | NE | 68701-3651 | Madison | NE35354 | Active | 35024 | 1981 | Kewanee | FTFB - Firetube-Firebox Boiler | 1ST FLOOR | HWHT - Hot Water Heat | 9/30/2026
St Joseph's Rehabilitation & Care Cntr | 401 N 18th St | Norfolk | NE | 68701-3651 | Madison | NE35355 | Scrapped/Junked | 36189 | 1991 | Hydrotherm | FTNF - Firetube Flueless | 1ST FLOOR | HWHT - Hot Water Heat | 9/30/2015
St Joseph's Rehabilitation & Care Cntr | 401 N 18th St | Norfolk | NE | 68701-3651 | Madison | NE35356 | Scrapped/Junked | 35631 | 1991 | Hydrotherm | FTNF - Firetube Flueless | 1ST FLOOR | HWHT - Hot Water Heat | 9/30/2015
St Joseph's Rehabilitation & Care Cntr | 401 N 18th St | Norfolk | NE | 68701-3651 | Madison | NE35357 | Scrapped/Junked | 36186 | 1991 | Hydrotherm | FTNF - Firetube Flueless | 1ST FLOOR | HWHT - Hot Water Heat | 9/30/2015
St Joseph's Rehabilitation & Care Cntr | 401 N 18th St | Norfolk | NE | 68701-3651 | Madison | NE35358 | Out of Service | 49853 | 1999 | Hydrotherm | FTNF - Firetube Flueless | 1ST FLOOR | HWHT - Hot Water Heat | 9/30/2014
St Joseph's Rehabilitation & Care Cntr | 401 N 18th St | Norfolk | NE | 68701-3651 | Madison | NE35359 | Out of Service | 51218 | 2000 | Hydrotherm | FTNF - Firetube Flueless | 1ST FLOOR | HWSD - Hot Water Dom/Potable | 9/30/2014
St Joseph's Rehabilitation & Care Cntr | 401 N 18th St | Norfolk | NE | 68701-3651 | Madison | NE35360 | Out of Service | 47321 | 1997 | HYDR | FTNF - Firetube Flueless | 1ST FLOOR | HWSD - Hot Water Dom/Potable | 9/30/2014
St Joseph's Rehabilitation & Care Cntr | 401 N 18th St | Norfolk | NE | 68701-3651 | Madison | NE41874 | Active | 55317 | 2022 | AO SMITH | COBL - Coil Type Boiler | boiler room | HWSD - Hot Water Dom/Potable | 9/30/2026
St Joseph's Rehabilitation & Care Cntr | 401 N 18th St | Norfolk | NE | 68701-3651 | Madison | NE43299 | Active | 55856 | 2022 | AO SMITH | COBL - Coil Type Boiler | boiler room | HWSD - Hot Water Dom/Potable | 9/30/2026
US Post Office | 401 N 4th St | Norfolk | NE | 68701-4005 | Madison | NE04631 | Scrapped/Junked | 39938 | 1986 | Kewanee | FTFB - Firetube-Firebox Boiler | BOILER ROOM | HWHT - Hot Water Heat | 10/31/2015
Tilden Nursing Center | 401 Park | Tilden | NE | 68781-4827 | Madison | NE18522 | Scrapped/Junked |  | 1986 | A. O. Smith | AHWH - ANSI/Fired Water Htr | LAUNDRY ROOM | HWSD - Hot Water Dom/Potable | 5/31/2000
D & T Partnership Building | 401 Park St | Tilden | NE | 68781-4827 | Madison | NE10200 | Out of Service | 112458 | 2007 | AOSM | CHWH - ASME/Fired Water Heater | ELECTRICAL ROOM | HWSD - Hot Water Dom/Potable | 5/31/2009
D & T Partnership Building | 401 Park St | Tilden | NE | 68781-4827 | Madison | NE20480 | Scrapped/Junked | 37558 | 1997 | AO SMITH | CHWH - ASME/Fired Water Heater | LAUNDRY | HWSD - Hot Water Dom/Potable | 5/31/2008
Michael Foods | 402 N 3rd St | Norfolk | NE | 68701-4127 | Madison | NE03523 | Active | 11254 | 1962 | Cleaver Brooks | FTSM - FTS Marine Dry Back | Boiler Rm | PROC - Process Steam | 3/31/2027
Michael Foods | 402 N 3rd St | Norfolk | NE | 68701-4127 | Madison | NE04219 | Scrapped/Junked | 43800 | 1987 | First Thermal | FTSM - FTS Marine Dry Back | Boiler Rm | PROC - Process Steam | 9/30/2009
Michael Foods | 402 N 3rd St | Norfolk | NE | 68701-4127 | Madison | NE11439 | Active | 32214 | 1979 | Kewanee | FT - Firetube Boiler | Boiler Rm | PROC - Process Steam | 6/30/2026
Michael Foods | 402 N 3rd St | Norfolk | NE | 68701-4127 | Madison | NE21439 | Inactive | 14036 | 1998 | Superior Boiler Works | FTWB - FTS Marine Wet Back | Michael Foods Norfolk | 0030 - Portable HPS Boiler | 3/31/2023
Elkhorn Valley Bank & Trust | 404 S 25th St | Norfolk | NE | 68701-4413 | Madison | NE41039 | Active | 480084 | 2019 | Lochinvar | WTSS - Watertube SS Steel | Penthouse | HWHT - Hot Water Heat | 6/30/2026
Elkhorn Valley Bank & Trust | 404 S 25th St | Norfolk | NE | 68701-4413 | Madison | NE41040 | Active | 480083 | 2019 | Lochinvar | WTSS - Watertube SS Steel | Penthouse | HWHT - Hot Water Heat | 6/30/2026
Madison CSD Elementary | 405 E 8th St | Madison | NE | 68748-6319 | Madison | NE00700 | Scrapped/Junked | 10931 | 2000 | ALDR | FTFB - Firetube-Firebox Boiler | BOILER ROOM | HWHT - Hot Water Heat | 8/31/2008
Madison CSD Elementary | 405 E 8th St | Madison | NE | 68748-6319 | Madison | NE18788 | Active | 17028 | 2008 | Aldrich | FTVT - Firetube Vertical TB | Boiler Room | HWHT - Hot Water Heat | 8/31/2026
Madison CSD Elementary | 405 E 8th St | Madison | NE | 68748-6319 | Madison | NE18789 | Active | 17024 | 2008 | Aldrich | FTVT - Firetube Vertical TB | Boiler Room | GLYC - Glycol Bldg Heat Sys | 8/31/2026
Madison CSD Elementary | 405 E 8th St | Madison | NE | 68748-6319 | Madison | NE31272 | Scrapped/Junked | 37843 | 1984 | KEWA | FTFB - Firetube-Firebox Boiler | BOILER ROOM | HWHT - Hot Water Heat | 8/31/2008
Madison CSD Elementary | 405 E 8th St | Madison | NE | 68748-6319 | Madison | NE33263 | Scrapped/Junked |  | 1958 | KEWANEE | FTFB - Firetube-Firebox Boiler | BOILER ROOM | HWHT - Hot Water Heat | 8/31/2000
Jefferson Elementary Schl | 406 N Cottonwood St | Norfolk | NE | 68701-4210 | Madison | NE16133 | Scrapped/Junked | n/a | 1989 | Peerless | CI - Cast Iron | BOILER ROOM | STHT - Steam-Heat | 1/31/2021
Qwest Communications | 406 W Madison Ave | Norfolk | NE | 68701-5230 | Madison | NE11475 | Scrapped/Junked |  | 1969 | AMST | CI - Cast Iron | BOILER ROOM | STHT - Steam-Heat | 4/30/2010
First United Methodist Church | 406 W Phillip Ave | Norfolk | NE | 68701-5250 | Madison | NE10161 | Out of Service | N/A | 2006 | Peerless | CI - Cast Iron | basement | STHT - Steam-Heat | 10/31/2012
First United Methodist Church | 406 W Phillip Ave | Norfolk | NE | 68701-5250 | Madison | NE23056 | Active | n/a | 1999 | Peerless | HCFT - Helical FT-Boiler | boiler room | HWHT - Hot Water Heat | 10/31/2025
First United Methodist Church | 406 W Phillip Ave | Norfolk | NE | 68701-5250 | Madison | NE30643 | Scrapped/Junked |  | 1955 | KEWANEE | FT - Firetube Boiler |  | HWHT - Hot Water Heat | 10/31/2000
First United Methodist Church | 406 W Phillip Ave | Norfolk | NE | 68701-5250 | Madison | NE30644 | Scrapped/Junked |  | 1983 | PEERLESS HEATER COMPANY |  | BOILER ROOM | STHT - Steam-Heat | 10/31/2006
Grace Lutheran Church | 416 W Park Ave | Norfolk | NE | 68701-5240 | Madison | NE22891 | Active | 67901 | 2012 | Heat Transfer Products Inc. | FTSS - Firetube Stainless Steel | New addition basement | HWHS - Hotwater Heat Sidewalks | 3/31/2026
Grace Lutheran Church | 416 W Park Ave | Norfolk | NE | 68701-5240 | Madison | NE22892 | Active | 67904 | 2012 | Heat Transfer Products Inc. | FTSS - Firetube Stainless Steel | New addition basement | HWHS - Hotwater Heat Sidewalks | 3/31/2026
Grace Lutheran Church | 416 W Park Ave | Norfolk | NE | 68701-5240 | Madison | NE34202 | Scrapped/Junked | n/a | 1962 | Weil-Mcclain | CI - Cast Iron | BOILER ROOM | HWHT - Hot Water Heat | 3/31/2020
Norfolk Lodge & Suites | 4200 W Norfolk Ave | Norfolk | NE | 68701-9202 | Madison | NE05949 | Scrapped/Junked | 00168907 | 2004 | Lochinvar | CPFT - Horiz Cpr Fin Boiler | MECH ROOM | IPHT - Indoor Pool Heater | 1/31/2014
Norfolk Lodge & Suites | 4200 W Norfolk Ave | Norfolk | NE | 68701-9202 | Madison | NE05950 | Scrapped/Junked | 00167871 | 2004 | Lochinvar | CPFT - Horiz Cpr Fin Boiler | MECH ROOM | IPHT - Indoor Pool Heater | 1/31/2014
Norfolk Lodge & Suites | 4200 W Norfolk Ave | Norfolk | NE | 68701-9202 | Madison | NE13674 | Scrapped/Junked | 18600 | 2006 | NY THERMAL INC | WTSS - Watertube SS Steel | NEW ADD MECH ROOM | HWHS - Hotwater Heat Sidewalks | 1/31/2026
Norfolk Lodge & Suites | 4200 W Norfolk Ave | Norfolk | NE | 68701-9202 | Madison | NE13675 | Scrapped/Junked | 25223 | 2006 | NY THERMAL INC | WTSS - Watertube SS Steel | NEW ADD MECH ROOM | HWBS - HWHT Building & Sidewalks | 1/31/2021
Norfolk Lodge & Suites | 4200 W Norfolk Ave | Norfolk | NE | 68701-9202 | Madison | NE24687 | Active | 283565 | 2013 | Lochinvar | WTSS - Watertube SS Steel | Pool Mechanical Room | IPHT - Indoor Pool Heater | 1/31/2027
Norfolk Lodge & Suites | 4200 W Norfolk Ave | Norfolk | NE | 68701-9202 | Madison | NE24688 | Active | 278751 | 2013 | Lochinvar | WTSS - Watertube SS Steel | Pool Mechanical Room | IPHT - Indoor Pool Heater | 1/31/2027
Norfolk Lodge & Suites | 4200 W Norfolk Ave | Norfolk | NE | 68701-9202 | Madison | NE27652 | Active | 414923 | 2017 | Lochinvar | WTSS - Watertube SS Steel | New Addition Mechanical Room | HWSD - Hot Water Dom/Potable | 1/31/2027
Norfolk Lodge & Suites | 4200 W Norfolk Ave | Norfolk | NE | 68701-9202 | Madison | NE27653 | Active | 414906 | 2017 | Lochinvar | WTSS - Watertube SS Steel | New addition Mech. | HWSD - Hot Water Dom/Potable | 1/31/2027
Norfolk Lodge & Suites | 4200 W Norfolk Ave | Norfolk | NE | 68701-9202 | Madison | NE29188 | Active | 189744 | 2020 | Lochinvar | FTVT - Firetube Vertical TB | NEW ADD MECH ROOM | HWBS - HWHT Building & Sidewalks | 1/31/2027
Norfolk Lodge & Suites | 4200 W Norfolk Ave | Norfolk | NE | 68701-9202 | Madison | NE43775 | Active | 329435 | 2022 | AIC GDYNIA/LOCHINVAR | FTVT - Firetube Vertical TB | NEW ADDITION MECH RM | HWHF - Hot Water Heat-Floor | 1/31/2027
Health Works | 425 Norfolk Ave | Norfolk | NE | 68701 | Madison | NE04654 | Active | n/a | 1952 | US Radiator | CI - Cast Iron | BASEMENT | HWHT - Hot Water Heat | 1/31/2027
Ho Chunk Property | 4300 W Norfolk Ave | Norfolk | NE | 68701 | Madison | NE08088 | Inactive | 9989 | 2005 | NTI | WT - Water Tube Boiler | MECH ROOM #1 | HWHT - Hot Water Heat | 1/31/2026
Ho Chunk Property | 4300 W Norfolk Ave | Norfolk | NE | 68701 | Madison | NE08089 | Active | 9173 | 2005 | NTI | WT - Water Tube Boiler | MECH ROOM #2 | HWHT - Hot Water Heat | 1/31/2027
Ho Chunk Property | 4300 W Norfolk Ave | Norfolk | NE | 68701 | Madison | NE08090 | Active | 11458 | 2006 | NTI | WT - Water Tube Boiler | MECH ROOM #3 | HWHT - Hot Water Heat | 1/31/2027
Divots Brewery Taproom | 4300 W Norfolk Ave | Norfolk | NE | 68701 | Madison | NE26302 | Active | 120676 | 2016 | Fulton | FTNT - FT Vertical Tubeless | brewery | PROC - Process Steam | 1/31/2027
TOM'S MUSIC HOUSE | 432 W Norfolk Ave | Norfolk | NE | 68701-5235 | MADISON | NE05171 | Inactive |  | 1925 | WEIL MCLAIN |  | BASEMENT | STHT - Steam-Heat | 6/30/1996
1 Office Solution | 435 W Norfolk Ave | Norfolk | NE | 68701-5234 | Madison | NE16683 | Inactive | n/a | 1940 | American Radiator | CI - Cast Iron | BASEMENT | STHT - Steam-Heat | 3/31/2020
1 Office Solution | 435 W Norfolk Ave | Norfolk | NE | 68701-5234 | Madison | NE17396 | Inactive |  | 1940 | AMERICAN RADIATOR |  | BASEMENT | STHT - Steam-Heat | 1/31/2003
1 Office Solution | 435 W Norfolk Ave | Norfolk | NE | 68701-5234 | Madison | NE21547 | Active | na | 1994 | Peerless | CI - Cast Iron | BASEMENT | STHT - Steam-Heat | 3/31/2027
Wesley Center Inc | 500 W Phillip Ave | Norfolk | NE | 68701-5252 | Madison | NE07703 | Out of Service | n/a | 2006 | GALX | CI - Cast Iron | BOILER ROOM | STHT - Steam-Heat | 3/31/2017
Wesley Center Inc | 500 W Phillip Ave | Norfolk | NE | 68701-5252 | Madison | NE07704 | Out of Service | n/a | 2006 | GALX | CI - Cast Iron | BOILER ROOM | STHT - Steam-Heat | 3/31/2017
Wesley Center Inc | 500 W Phillip Ave | Norfolk | NE | 68701-5252 | Madison | NE25056 | Scrapped/Junked |  | 1993 | SLANT FIN |  | BOILER ROOM | STHT - Steam-Heat | 9/30/2006
SEW CLEAN | 502 Hale Ave | Newman Grove | NE | 68758-6033 | MADISON | NE05066 | Scrapped/Junked | 2295 | 1950 | BRYAN STEAM LLC | WT - Water Tube Boiler | REAR OF PLANT | PROC - Process Steam | 9/30/2007
St Leonard's School | 504 S Nebraska St | Madison | NE | 68748-6421 | Madison | NE19030 | Active | 231481 | 2009 | CAMUS | COBL - Coil Type Boiler | Boiler Room | HWHT - Hot Water Heat | 11/30/2026
St Leonard's School | 504 S Nebraska St | Madison | NE | 68748-6421 | Madison | NE19031 | Active | 409818 | 2009 | CAMUS | COBL - Coil Type Boiler | Boiler Room | HWHT - Hot Water Heat | 11/30/2026
St Leonard's School | 504 S Nebraska St | Madison | NE | 68748-6421 | Madison | NE31966 | Scrapped/Junked |  | 1954 | PACI | FT - Firetube Boiler | BOILER ROOM | HWHT - Hot Water Heat | 6/30/2010
St Leonard's School | 504 S Nebraska St | Madison | NE | 68748-6421 | Madison | NE37560 | Inactive |  | 1968 | KEWANEE | FTFB - Firetube-Firebox Boiler | BOILER ROOM | STHT - Steam-Heat | 6/30/2005
Zippy Lube | 508 N 13th St | Norfolk | NE | 68701-3716 | Madison | NE06857 | Active | 5317 | 1998 | 0036 | FTHT - Firetube Horizontal | BOILER ROOM | GLFH - Glycol Floor Heat System | 1/31/2026
Trinity Lutheran Church-BMIC#435222 | 508 S Jackson St | Madison | NE | 68748-6334 | Madison | NE02356 | Inactive |  | 2003 | NY THERMAL INC | COBL - Coil Type Boiler | BOILER ROOM | HWHT - Hot Water Heat | 1/1/1900
Trinity Lutheran Church-BMIC#435222 | 508 S Jackson St | Madison | NE | 68748-6334 | Madison | NE02357 | Inactive |  | 2003 | NY THERMAL INC | COBL - Coil Type Boiler | BOILER ROOM | HWHT - Hot Water Heat | 1/1/1900
Trinity Lutheran Church-BMIC#435222 | 508 S Jackson St | Madison | NE | 68748-6334 | Madison | NE04223 | Scrapped/Junked |  | 1951 | KEWANEE | FTFB - Firetube-Firebox Boiler | BASEMENT | HWHT - Hot Water Heat | 9/30/2004
Trinity Lutheran Church-BMIC#435222 | 508 S Jackson St | Madison | NE | 68748-6334 | Madison | NE05935 | Inactive | 428795 | 2004 | Sermeta | COBL - Coil Type Boiler | BOILER ROOM | HWHT - Hot Water Heat | 10/31/2023
Trinity Lutheran Church-BMIC#435222 | 508 S Jackson St | Madison | NE | 68748-6334 | Madison | NE05936 | Scrapped/Junked | 244 | 2004 | Giannoni | COBL - Coil Type Boiler | BOILER ROOM | HWHT - Hot Water Heat | 10/31/2019
Trinity Lutheran Church-BMIC#435222 | 508 S Jackson St | Madison | NE | 68748-6334 | Madison | NE28509 | Active | 322161 | 2018 | Lochinvar | FTVT - Firetube Vertical TB | BOILER ROOM | HWHT - Hot Water Heat | 10/31/2026
Trinity Lutheran Church-BMIC#435222 | 508 S Jackson St | Madison | NE | 68748-6334 | Madison | NE42275 | Active | 349607 | 2018 | Lochinvar | FTVT - Firetube Vertical TB | BOILER ROOM | HWHT - Hot Water Heat | 10/31/2026
Norfolk Junior High | 510 Pasewalk Ave | Norfolk | NE | 68701 | Madison | NE18773 | Scrapped/Junked | 226152 | 2010 | Lochinvar | CPFH - Copper Fin Water Heater | Basement | HWSD - Hot Water Dom/Potable | 1/31/2020
Norfolk Junior High | 510 Pasewalk Ave | Norfolk | NE | 68701 | Madison | NE18980 | Scrapped/Junked | 8450 | 1995 | ALDR | FTFB - Firetube-Firebox Boiler | BOILER ROOM | STHT - Steam-Heat | 1/31/2021
Norfolk Junior High | 510 Pasewalk Ave | Norfolk | NE | 68701 | Madison | NE18981 | Scrapped/Junked | 8451 | 1995 | ALDR | FTFB - Firetube-Firebox Boiler | BOILER ROOM | STHT - Steam-Heat | 1/31/2021
Norfolk Junior High | 510 Pasewalk Ave | Norfolk | NE | 68701 | Madison | NE18982 | Scrapped/Junked | 8455 | 1995 | ALDR | FTFB - Firetube-Firebox Boiler | BOILER BOILER | STHT - Steam-Heat | 1/31/2021
Norfolk Junior High | 510 Pasewalk Ave | Norfolk | NE | 68701 | Madison | NE18983 | Scrapped/Junked | 56085 | 1995 | Loch | CPFT - Horiz Cpr Fin Boiler | BOILER ROOM | HWSD - Hot Water Dom/Potable | 7/31/2010
Norfolk Junior High | 510 Pasewalk Ave | Norfolk | NE | 68701 | Madison | NE27941 | Out of Service | 333450 | 2018 | Lochinvar | CPFT - Horiz Cpr Fin Boiler | Boiler Room | HWSD - Hot Water Dom/Potable | 1/31/2021
Norfolk Junior High | 510 Pasewalk Ave | Norfolk | NE | 68701 | Madison | NE28921 | Active | 10629 | 2020 | Riello | WT - Water Tube Boiler | Boiler Room | GLYC - Glycol Bldg Heat Sys | 1/31/2027
Norfolk Junior High | 510 Pasewalk Ave | Norfolk | NE | 68701 | Madison | NE28922 | Active | 10626 | 2020 | Riello | WT - Water Tube Boiler | Boiler Room | GLYC - Glycol Bldg Heat Sys | 1/31/2027
Norfolk Junior High | 510 Pasewalk Ave | Norfolk | NE | 68701 | Madison | NE28923 | Active | 10598 | 2020 | Riello | WT - Water Tube Boiler | Boiler Room | GLYC - Glycol Bldg Heat Sys | 1/31/2027
Norfolk Junior High | 510 Pasewalk Ave | Norfolk | NE | 68701 | Madison | NE28924 | Active | 10627 | 2020 | Riello | WT - Water Tube Boiler | Boiler Room | GLYC - Glycol Bldg Heat Sys | 1/31/2027
Norfolk Junior High | 510 Pasewalk Ave | Norfolk | NE | 68701 | Madison | NE28925 | Active | 10625 | 2020 | Riello | WT - Water Tube Boiler | Boiler Room | GLYC - Glycol Bldg Heat Sys | 1/31/2027
Norfolk Junior High | 510 Pasewalk Ave | Norfolk | NE | 68701 | Madison | NE28926 | Active | 10594 | 2020 | Riello | WT - Water Tube Boiler | Boiler Room | GLYC - Glycol Bldg Heat Sys | 1/31/2027
Norfolk Junior High | 510 Pasewalk Ave | Norfolk | NE | 68701 | Madison | NE28927 | Active | 10630 | 2020 | Riello | WT - Water Tube Boiler | Boiler Room | GLYC - Glycol Bldg Heat Sys | 1/31/2027
Norfolk Junior High | 510 Pasewalk Ave | Norfolk | NE | 68701 | Madison | NE28928 | Active | 10609 | 2020 | Riello | WT - Water Tube Boiler | Boiler Room | GLYC - Glycol Bldg Heat Sys | 1/31/2027
Norfolk Junior High | 510 Pasewalk Ave | Norfolk | NE | 68701 | Madison | NE28929 | Active | 10611 | 2020 | Riello | WT - Water Tube Boiler | Boiler Room | GLYC - Glycol Bldg Heat Sys | 1/31/2027
Norfolk Junior High | 510 Pasewalk Ave | Norfolk | NE | 68701 | Madison | NE28930 | Active | 10610 | 2020 | Riello | WT - Water Tube Boiler | Boiler Room | GLYC - Glycol Bldg Heat Sys | 1/31/2027
Norfolk Junior High | 510 Pasewalk Ave | Norfolk | NE | 68701 | Madison | NE28931 | Active | 10608 | 2020 | Riello | WT - Water Tube Boiler | Boiler Room | GLYC - Glycol Bldg Heat Sys | 1/31/2027
Norfolk Junior High | 510 Pasewalk Ave | Norfolk | NE | 68701 | Madison | NE28932 | Active | 10593 | 2020 | Riello | WT - Water Tube Boiler | Boiler Room | GLYC - Glycol Bldg Heat Sys | 1/31/2027
Norfolk Junior High | 510 Pasewalk Ave | Norfolk | NE | 68701 | Madison | NE29035 | Active | 502801 | 2020 | Lochinvar | WTSS - Watertube SS Steel | Boiler Room | HWSD - Hot Water Dom/Potable | 1/31/2027
Norfolk Junior High | 510 Pasewalk Ave | Norfolk | NE | 68701 | Madison | NE33762 | Inactive |  | 1922 | KEWANEE | FT - Firetube Boiler |  | STHT - Steam-Heat | 7/31/2000
Norfolk Junior High | 510 Pasewalk Ave | Norfolk | NE | 68701 | Madison | NE33763 | Inactive |  | 1922 | KEWANEE | FT - Firetube Boiler | JUNIOR HIGH | STHT - Steam-Heat | 7/31/2000
Christ Lutheran School-BMIC#473173 | 511 S 5th St | Norfolk | NE | 68701-5278 | Madison | NE19027 | Out of Service | N/A | 2009 | Peerless | CI - Cast Iron | Boiler Room | STHT - Steam-Heat | 11/30/2019
Christ Lutheran School-BMIC#473173 | 511 S 5th St | Norfolk | NE | 68701-5278 | Madison | NE23040 | Inactive |  | 1989 | Peerless | CI - Cast Iron | Upper Boiler Room | HWHT - Hot Water Heat | 2/28/2006
Norfolk Schools Admin Bldg | 512 W Phillip Ave | Norfolk | NE | 68701-5208 | Madison | NE23048 | Scrapped/Junked | 10342 | 1999 | ALDR | FTFB - Firetube-Firebox Boiler | BOILER ROOM | STHT - Steam-Heat | 1/31/2016
Norfolk Schools Admin Bldg | 512 W Phillip Ave | Norfolk | NE | 68701-5208 | Madison | NE23049 | Scrapped/Junked | 10343 | 1999 | ALDR | FTFB - Firetube-Firebox Boiler | BOILER ROOM | STHT - Steam-Heat | 1/31/2016
Norfolk Schools Admin Bldg | 512 W Phillip Ave | Norfolk | NE | 68701-5208 | Madison | NE33765 | Scrapped/Junked |  | 1954 | KEWANEE | FT - Firetube Boiler | ADMIN. BLDG | STHT - Steam-Heat | 7/31/2000
Norfolk Schools Admin Bldg | 512 W Phillip Ave | Norfolk | NE | 68701-5208 | Madison | NE33766 | Scrapped/Junked |  | 1954 | KEWANEE | FT - Firetube Boiler | ADMIN. BLDG | STHT - Steam-Heat | 7/31/2000
Norfolk Schools Admin Bldg | 512 W Phillip Ave | Norfolk | NE | 68701-5208 | Madison | NE37032 | Scrapped/Junked |  | 1979 | DAY & NIGHT | AHWH - ANSI/Fired Water Htr |  | HWSD - Hot Water Dom/Potable | 7/31/1995
Norfolk Daily News | 525 Norfolk Ave | Norfolk | NE | 68701-5236 | Madison | NE03425 | Out of Service | O/N 1 | 1962 | Kewannee | FTFB - Firetube-Firebox Boiler | Boiler Room | STHT - Steam-Heat | 2/28/2014
Norfolk Daily News | 525 Norfolk Ave | Norfolk | NE | 68701-5236 | Madison | NE21583 | Exempt 1999 LB-66 |  | 1988 | RUUD | AHWH - ANSI/Fired Water Htr | BOILER ROOM | HWSD - Hot Water Dom/Potable | 9/30/2000
Fore Quarters Feedlot | 55933 840th Rd | Norfolk | NE | 68701-1514 | Madison | NE16235 | Exempt | 377 | 1986 | VAPR | FPV - Fired Pressure Vessel | BOILER ROOM | PROC - Process Steam | 1/31/2011
Norfolk Veterans Home | 600 E Benjamin Ave | Norfolk | NE | 68701-0830 | Madison | NE01514 | Inactive | 160467 | 1999 | RAYPAK INC, CALIFORNIA | CPFT - Horiz Cpr Fin Boiler | MECH ROOM | HWSD - Hot Water Dom/Potable | 12/31/2008
Norfolk Veterans Home | 600 E Benjamin Ave | Norfolk | NE | 68701-0830 | Madison | NE01515 | Active | 10470 | 1999 | ALES | FTFB - Firetube-Firebox Boiler | MECH ROOM | GLYC - Glycol Bldg Heat Sys | 12/31/2026
Norfolk Veterans Home | 600 E Benjamin Ave | Norfolk | NE | 68701-0830 | Madison | NE01516 | Active | 10473 | 1999 | ALES | FTFB - Firetube-Firebox Boiler | MECH ROOM | GLYC - Glycol Bldg Heat Sys | 12/31/2026
Norfolk Veterans Home | 600 E Benjamin Ave | Norfolk | NE | 68701-0830 | Madison | NE01517 | Active | 10466 | 1999 | ALES | FTFB - Firetube-Firebox Boiler | MECH ROOM | GLYC - Glycol Bldg Heat Sys | 12/31/2026
Norfolk Veterans Home | 600 E Benjamin Ave | Norfolk | NE | 68701-0830 | Madison | NE01518 | Scrapped/Junked | 33167 | 1999 | Aerco International | CHWH - ASME/Fired Water Heater | MECH ROOM | HWSD - Hot Water Dom/Potable | 12/31/2014
Norfolk Veterans Home | 600 E Benjamin Ave | Norfolk | NE | 68701-0830 | Madison | NE01519 | Scrapped/Junked | 33168 | 1999 | AERCO INTERNATIONAL | HCWH - Helical FT-Water Heater | MECH ROOM | HWSD - Hot Water Dom/Potable | 12/31/2007
Norfolk Veterans Home | 600 E Benjamin Ave | Norfolk | NE | 68701-0830 | Madison | NE10160 | Scrapped/Junked | 49341 | 2007 | Aerco International | FT - Firetube Boiler | MECH ROOM | HWSD - Hot Water Dom/Potable | 12/31/2021
Norfolk Veterans Home | 600 E Benjamin Ave | Norfolk | NE | 68701-0830 | Madison | NE12655 | Scrapped/Junked | 50636 | 2008 | Aerco International | FT - Firetube Boiler | MECH ROOM | HWSD - Hot Water Dom/Potable | 12/31/2014
Norfolk Veterans Home | 600 E Benjamin Ave | Norfolk | NE | 68701-0830 | Madison | NE25669 | Scrapped/Junked | 69355 | 2014 | Aerco | FTVT - Firetube Vertical TB | boiler room | HWSD - Hot Water Dom/Potable | 12/31/2022
Norfolk Veterans Home | 600 E Benjamin Ave | Norfolk | NE | 68701-0830 | Madison | NE25670 | Scrapped/Junked | 70060 | 2014 | Aerco | FTVT - Firetube Vertical TB | boiler room | HWSD - Hot Water Dom/Potable | 12/31/2025
Norfolk Veterans Home | 600 E Benjamin Ave | Norfolk | NE | 68701-0830 | Madison | NE41585 | Active | 536704 | 2021 | Lochinvar | WT - Water Tube Boiler | Boiler Room | HWSD - Hot Water Dom/Potable | 12/31/2026
Norfolk Veterans Home | 600 E Benjamin Ave | Norfolk | NE | 68701-0830 | Madison | NE41586 | Active | 528656 | 2021 | Lochinvar | WT - Water Tube Boiler | Boiler Room | HWSD - Hot Water Dom/Potable | 12/31/2026
Norfolk Veterans Home | 600 E Benjamin Ave | Norfolk | NE | 68701-0830 | Madison | NE43297 | Active | 612971 | 2024 | Lochinvar | WT - Water Tube Boiler | Boiler Room | HWSD - Hot Water Dom/Potable | 12/31/2026
ADR Apartments | 600 W Park Ave | Norfolk | NE | 68701-5157 | Madison | NE27286 | Active | 312607 | 2017 | Lochinvar | CPFT - Horiz Cpr Fin Boiler | Mech. Room | HWHT - Hot Water Heat | 11/30/2026
ADR Apartments | 600 W Park Ave | Norfolk | NE | 68701-5157 | Madison | NE40266 | Scrapped/Junked | N/A | 1970 | American Standard | CI - Cast Iron | BOILER ROOM #3 | HWHT - Hot Water Heat | 2/28/2018
ADR Apartments | 600 W Park Ave | Norfolk | NE | 68701-5157 | Madison | NE40267 | Exempt 1999 LB-66 |  | 1984 | RUUD | AHWH - ANSI/Fired Water Htr | #3 | HWSD - Hot Water Dom/Potable | 12/31/1999
Elkhorn Valley School | 601 S Madison St | Tilden | NE | 68781-4820 | Madison | NE11986 | Scrapped/Junked | 70662 | 1987 | AOSM | COBL - Coil Type Boiler | BOILER ROOM | HWSD - Hot Water Dom/Potable | 7/31/2010
Elkhorn Valley School | 601 S Madison St | Tilden | NE | 68781-4820 | Madison | NE11987 | Scrapped/Junked | 00454 | 1987 | AOSM | COBL - Coil Type Boiler | WEIGHT ROOM | HWSD - Hot Water Dom/Potable | 1/31/2020
Elkhorn Valley School | 601 S Madison St | Tilden | NE | 68781-4820 | Madison | NE27599 | Active | 321112 | 2018 | Lochinvar | FTSS - Firetube Stainless Steel | Boiler Room | HWHT - Hot Water Heat | 1/31/2027
Elkhorn Valley School | 601 S Madison St | Tilden | NE | 68781-4820 | Madison | NE27600 | Active | 321114 | 2018 | Lochinvar | FTSS - Firetube Stainless Steel | Boiler Room | HWHT - Hot Water Heat | 1/31/2027
Elkhorn Valley School | 601 S Madison St | Tilden | NE | 68781-4820 | Madison | NE37178 | Scrapped/Junked | 17432 | 1987 | Burnham | FT - Firetube Boiler | BOILER ROOM | STHT - Steam-Heat | 1/31/2019
Elkhorn Valley School | 601 S Madison St | Tilden | NE | 68781-4820 | Madison | NE37179 | Scrapped/Junked | 17433 | 1987 | Burnham | FT - Firetube Boiler | BOILER ROOM | STHT - Steam-Heat | 1/31/2019
Elkhorn Valley School | 601 S Madison St | Tilden | NE | 68781-4820 | Madison | NE41045 | Active | 342158 | 2019 | Lochinvar | CPFT - Horiz Cpr Fin Boiler | Mechanical Room | HWSD - Hot Water Dom/Potable | 1/31/2027
Women's Empowering Life Line | 602 N 12th St | Norfolk | NE | 68701-3806 | Madison | NE33767 | Inactive | n/a | 1956 | Kewanee | FTFB - Firetube-Firebox Boiler | BOILER ROOM | STHT - Steam-Heat | 1/31/2016
Women's Empowering Life Line | 602 N 12th St | Norfolk | NE | 68701-3806 | Madison | NE33770 | Active | n/a | 1962 | Kewanee | FTFB - Firetube-Firebox Boiler | BOILER ROOM | STHT - Steam-Heat | 11/30/2026
Battle Creek High School | 605 W Martin St | Battle Creek | NE | 68715-3007 | Madison | NE02542 | Scrapped/Junked | 85732 | 2004 | AOSF | CHWH - ASME/Fired Water Heater | MECH ROOM | HWSD - Hot Water Dom/Potable | 3/31/2020
Battle Creek High School | 605 W Martin St | Battle Creek | NE | 68715-3007 | Madison | NE02543 | Scrapped/Junked | 85730 | 2004 | AOSF | CHWH - ASME/Fired Water Heater | MECH ROOM | HWSD - Hot Water Dom/Potable | 3/31/2019
Battle Creek High School | 605 W Martin St | Battle Creek | NE | 68715-3007 | Madison | NE02544 | Active | 85733 | 2004 | AOSF | CHWH - ASME/Fired Water Heater | MECH ROOM | HWSD - Hot Water Dom/Potable | 3/31/2027
Battle Creek High School | 605 W Martin St | Battle Creek | NE | 68715-3007 | Madison | NE02545 | Active | 13263 | 2004 | ALES | FTVT - Firetube Vertical TB | MECH ROOM | GLYC - Glycol Bldg Heat Sys | 3/31/2027
Battle Creek High School | 605 W Martin St | Battle Creek | NE | 68715-3007 | Madison | NE02546 | Active | 13261 | 2004 | ALES | FTVT - Firetube Vertical TB | MECH ROOM | GLYC - Glycol Bldg Heat Sys | 3/31/2027
Battle Creek High School | 605 W Martin St | Battle Creek | NE | 68715-3007 | Madison | NE02547 | Active | 13260 | 2004 | ALES | FTVT - Firetube Vertical TB | MECH ROOM | GLYC - Glycol Bldg Heat Sys | 3/31/2027
Battle Creek High School | 605 W Martin St | Battle Creek | NE | 68715-3007 | Madison | NE28769 | Active | 265949 | 2020 | State Industries | CHWH - ASME/Fired Water Heater | MECH ROOM | HWSD - Hot Water Dom/Potable | 3/31/2027
Battle Creek High School | 605 W Martin St | Battle Creek | NE | 68715-3007 | Madison | NE28770 | Active | 266097 | 2020 | State Industries | CHWH - ASME/Fired Water Heater | MECH ROOM | HWSD - Hot Water Dom/Potable | 3/31/2027
WALNUT GROVE PRODUCTS | 606 W Phillip Ave | Norfolk | NE | 68701-5156 | MADISON | NE13463 | Inactive | 737 | 1962 | SUPERIOR BOILERWORKS | FTSM - FTS Marine Dry Back | BOILER ROOM | PROC - Process Steam | 9/30/1996
Christ Lutheran School | 607 S 5Th St | Norfolk | NE | 68701-5279 | Madison | NE34214 | Scrapped/Junked |  | 1989 | PEER | CI - Cast Iron | BOILER ROOM | STHT - Steam-Heat | 2/28/2010
Woodland Park Elementary | 611 Meadow Ln | Norfolk | NE | 68701-7215 | Madison | NE15239 | Scrapped/Junked | 7321 | 1989 | Rite | WT - Water Tube Boiler | BOILER ROOM | HWHT - Hot Water Heat | 1/31/2016
Woodland Park Elementary | 611 Meadow Ln | Norfolk | NE | 68701-7215 | Madison | NE26568 | Active | 208593 | 2016 | Lochinvar | FTVT - Firetube Vertical TB | Boiler room | HWHT - Hot Water Heat | 1/31/2027
Woodland Park Elementary | 611 Meadow Ln | Norfolk | NE | 68701-7215 | Madison | NE26569 | Active | 207127 | 2016 | Lochinvar | FTVT - Firetube Vertical TB | Boiler room | HWHT - Hot Water Heat | 1/31/2027
Hiland Dairy | 700 E Omaha Ave | Norfolk | NE | 68701-6108 | Madison | NE03579 | Scrapped/Junked | 6095 | 1972 | Superior Boiler Works | FTSM - FTS Marine Dry Back | Boiler Room | PROC - Process Steam | 10/31/2022
Hiland Dairy | 700 E Omaha Ave | Norfolk | NE | 68701-6108 | Madison | NE13501 | Out of Service | 24401 | 1971 | Cleaver & Brooks | FTSM - FTS Marine Dry Back | Boiler Room | PROC - Process Steam | 4/30/2014
Hiland Dairy | 700 E Omaha Ave | Norfolk | NE | 68701-6108 | Madison | NE25677 | Active | 17753 | 2014 | Superior Boiler Works | FT - Firetube Boiler | Boiler Room | PROC - Process Steam | 4/30/2027
Hiland Dairy | 700 E Omaha Ave | Norfolk | NE | 68701-6108 | Madison | NE41575 | Active | 19829 | 2022 | Superior Boiler Works | FT - Firetube Boiler | Boiler Room | PROC - Process Steam | 4/30/2027
LIBERTY BELL POOL | 700 Georgia Ave | Norfolk | NE | 68701-2832 | MADISON | NE10847 | Scrapped/Junked |  | 1988 | STATE INDUSTRIES | AHWH - ANSI/Fired Water Htr | MECH ROOM | HWSD - Hot Water Dom/Potable | 6/30/2004
ABBOUD'S CLEANERS | 700 NORFOLK AVE | NORFOLK | NE | 68701 | MADISON | NE01015 | Inactive | 16091 | 1955 | PM LATTNER MFR COMPANY | FT - Firetube Boiler | BOILER ROOM | PROC - Process Steam | 4/30/1984
Applebee's Bar & Grill | 700 S 13th St | Norfolk | NE | 68701-5747 | Madison | NE05927 | Scrapped/Junked | 91444 | 2004 | AOSM | CHWH - ASME/Fired Water Heater | BOILER ROOM | HWSD - Hot Water Dom/Potable | 12/31/2009
Madison Jr/Sr High School | 700 S Kent St | Madison | NE | 68748-6279 | Madison | NE11359 | Scrapped/Junked | 58157 | 2000 | AOSM | CHWH - ASME/Fired Water Heater | BOILER ROOM | HWSD - Hot Water Dom/Potable | 8/31/2004
Madison Jr/Sr High School | 700 S Kent St | Madison | NE | 68748-6279 | Madison | NE19098 | Scrapped/Junked | 138329 | 2009 | A O Smith | CHWH - ASME/Fired Water Heater | BOILER ROOM | HWSD - Hot Water Dom/Potable | 8/31/2023
Madison Jr/Sr High School | 700 S Kent St | Madison | NE | 68748-6279 | Madison | NE21504 | Scrapped/Junked | 33648 | 1996 | AO SMITH | CHWH - ASME/Fired Water Heater | BOILER ROOM | HWSD - Hot Water Dom/Potable | 8/31/2004
Madison Jr/Sr High School | 700 S Kent St | Madison | NE | 68748-6279 | Madison | NE32329 | Active | 33700 | 1980 | Kewanee | FTFB - Firetube-Firebox Boiler | BOILER ROOM | HWHT - Hot Water Heat | 7/31/2026
Madison Jr/Sr High School | 700 S Kent St | Madison | NE | 68748-6279 | Madison | NE32330 | Active | 33701 | 1980 | Kewanee | FTFB - Firetube-Firebox Boiler | BOILER ROOM | HWHT - Hot Water Heat | 7/31/2026
Madison Jr/Sr High School | 700 S Kent St | Madison | NE | 68748-6279 | Madison | NE42369 | Active | 306044 | 2022 | State Industries | CHWH - ASME/Fired Water Heater | BOILER ROOM | HWSD - Hot Water Dom/Potable | 7/31/2026
Newman Grove Elementary | 703 Hale Ave | Newman Grove | NE | 68758-6031 | Madison | NE31962 | Inactive |  | 1921 | K-MCK |  | BOILER ROOM | STHT - Steam-Heat | 12/31/1987
Newman Grove Elementary | 703 Hale Ave | Newman Grove | NE | 68758-6031 | Madison | NE32454 | Scrapped/Junked | n/a | 1966 | American Standard | CI - Cast Iron | BOILER ROOM | STHT - Steam-Heat | 3/31/2021
Arbor Care Center | 703 N Main St | Madison | NE | 68748-6009 | Madison | NE01579 | Scrapped/Junked | 180104 | 2001 | Raypak | CHWH - ASME/Fired Water Heater | BOILER ROOM | HWSD - Hot Water Dom/Potable | 5/31/2013
Arbor Care Center | 703 N Main St | Madison | NE | 68748-6009 | Madison | NE05717 | Exempt |  | 1997 | RHEEM MANUFACTURING CO | ELWH - Electric Water Heater | BOILER ROOM | HWSD - Hot Water Dom/Potable | 5/31/2003
Arbor Care Center | 703 N Main St | Madison | NE | 68748-6009 | Madison | NE17391 | Scrapped/Junked |  | 1993 | WEBEN JARCO | COBL - Coil Type Boiler | BOILER ROOM | HWSD - Hot Water Dom/Potable | 5/31/2001
Arbor Care Center | 703 N Main St | Madison | NE | 68748-6009 | Madison | NE17409 | Exempt |  | 1991 | RHEEM MANUFACTURING CO | ELWH - Electric Water Heater | MECH ROOM | HWSD - Hot Water Dom/Potable | 5/31/2003
Arbor Care Center | 703 N Main St | Madison | NE | 68748-6009 | Madison | NE17412 | Exempt 1999 LB-66 |  | 1991 | AO SMITH | AHWH - ANSI/Fired Water Htr | RESIDENCE WING | HWSD - Hot Water Dom/Potable | 5/31/1999
Arbor Care Center | 703 N Main St | Madison | NE | 68748-6009 | Madison | NE24031 | Active | 553992 | 2022 | Lochinvar/Giannoni | WTSS - Watertube SS Steel | Boiler Room | HWSD - Hot Water Dom/Potable | 4/30/2025
Aqua Venture Water Park | 715 S First St | Norfolk | NE | 68701-6001 | Madison | NE24121 | Scrapped/Junked | 334383 | 2012 | Raypak | CPPH - Ansi Cpr Fin Pool Heater | Mech. Room | OPHT - Outdoor Pool Heater | 5/31/2023
Aqua Venture Water Park | 715 S First St | Norfolk | NE | 68701-6001 | Madison | NE24122 | Scrapped/Junked | 334382 | 2012 | Raypak | CPPH - Ansi Cpr Fin Pool Heater | Mech. Room | OPHT - Outdoor Pool Heater | 5/31/2024
Aqua Venture Water Park | 715 S First St | Norfolk | NE | 68701-6001 | Madison | NE42375 | Active | 580406 | 2023 | Raypak | CPPH - Ansi Cpr Fin Pool Heater | Pool Mech Room | OPHT - Outdoor Pool Heater | 5/31/2027
Aqua Venture Water Park | 715 S First St | Norfolk | NE | 68701-6001 | Madison | NE42380 | Active | 582314 | 2023 | Raypak | CPPH - Ansi Cpr Fin Pool Heater | Pool Mech Room | OPHT - Outdoor Pool Heater | 5/31/2027
Aqua Venture Water Park | 715 S First St | Norfolk | NE | 68701-6001 | Madison | NE43295 | Active | 412462 | 2023 | Lochinvar | CPPH - Ansi Cpr Fin Pool Heater | Pool Mech Room | OPHT - Outdoor Pool Heater | 5/31/2027
Aqua Venture Water Park | 715 S First St | Norfolk | NE | 68701-6001 | Madison | NE43296 | Active | 412461 | 2023 | Lochinvar | CPPH - Ansi Cpr Fin Pool Heater | Pool Mech Room | OPHT - Outdoor Pool Heater | 5/31/2027
Rutjens Construction | 800 Lucas Ln | Tilden | NE | 68781 | Madison | NE10199 | Scrapped/Junked | 8282 | 2005 | Loch | COBL - Coil Type Boiler | BOILER ROOM | HWFG - Hotwater Heat Floor-Glycl | 3/31/2018
Rutjens Construction | 800 Lucas Ln | Tilden | NE | 68781 | Madison | NE28676 | Active | 472194 | 2019 | Lochinvar | WTSS - Watertube SS Steel | BOILER ROOM | HWFG - Hotwater Heat Floor-Glycl | 1/31/2027
Northeast Community College | 801 E Benjamin Ave | Norfolk | NE | 68701-6831 | Madison | NE00736 | Scrapped/Junked | 105119 | 2000 | Teledyne & Laars | COBL - Coil Type Boiler | AG/AH-2 | HWHT - Hot Water Heat | 8/31/2018
Northeast Community College | 801 E Benjamin Ave | Norfolk | NE | 68701-6831 | Madison | NE00737 | Scrapped/Junked | 105118 | 2000 | Teledyne & Laars | COBL - Coil Type Boiler | AG/AH-2 | HWHT - Hot Water Heat | 8/31/2018
Northeast Community College | 801 E Benjamin Ave | Norfolk | NE | 68701-6831 | Madison | NE00738 | Scrapped/Junked | 105270 | 2000 | Teledyne & Laars | COBL - Coil Type Boiler | AG/AH-2 | HWHT - Hot Water Heat | 8/31/2018
Northeast Community College | 801 E Benjamin Ave | Norfolk | NE | 68701-6831 | Madison | NE02358 | Scrapped/Junked | 137110 | 2003 | Teledyne & Laars | COBL - Coil Type Boiler | Burnheart | HWDP - Hotwater Heat & Dom Supply | 8/31/2012
Northeast Community College | 801 E Benjamin Ave | Norfolk | NE | 68701-6831 | Madison | NE02359 | Scrapped/Junked | 137109 | 2003 | Teledyne & Laars | COBL - Coil Type Boiler | Burkheart | HWDP - Hotwater Heat & Dom Supply | 8/31/2013
Northeast Community College | 801 E Benjamin Ave | Norfolk | NE | 68701-6831 | Madison | NE02360 | Active | 63189 | 2004 | Bradford White | CHWH - ASME/Fired Water Heater | ACT/CTS | HWSD - Hot Water Dom/Potable | 8/31/2026
Northeast Community College | 801 E Benjamin Ave | Norfolk | NE | 68701-6831 | Madison | NE03030 | Scrapped/Junked | 44191 | 1992 | Kewannee | FTFB - Firetube-Firebox Boiler | Simon Hall | HWDP - Hotwater Heat & Dom Supply | 8/31/2013
Northeast Community College | 801 E Benjamin Ave | Norfolk | NE | 68701-6831 | Madison | NE03031 | Active | 43583 | 1992 | Kewannee | FTFB - Firetube-Firebox Boiler | AG/AH-1 | HWHT - Hot Water Heat | 8/31/2026
Northeast Community College | 801 E Benjamin Ave | Norfolk | NE | 68701-6831 | Madison | NE14171 | Active | 17362 | 2008 | ALDRICH/LES | FTVT - Firetube Vertical TB | Welcome Ctr Blrm | GLYC - Glycol Bldg Heat Sys | 8/31/2026
Northeast Community College | 801 E Benjamin Ave | Norfolk | NE | 68701-6831 | Madison | NE14172 | Active | 17364 | 2008 | ALDRICH/LES | FTVT - Firetube Vertical TB | Welcome Ctr Blrm | GLYC - Glycol Bldg Heat Sys | 8/31/2026
Northeast Community College | 801 E Benjamin Ave | Norfolk | NE | 68701-6831 | Madison | NE14173 | Active | 17363 | 2008 | ALDRICH/LES | FTVT - Firetube Vertical TB | Welcome Ctr Blrm | GLYC - Glycol Bldg Heat Sys | 8/31/2026
Northeast Community College | 801 E Benjamin Ave | Norfolk | NE | 68701-6831 | Madison | NE14651 | Active | 17369 | 2008 | ALDRICH/LES | FTVT - Firetube Vertical TB | Weller Blrm LL, Blr. #1 | HWHT - Hot Water Heat | 8/31/2026
Northeast Community College | 801 E Benjamin Ave | Norfolk | NE | 68701-6831 | Madison | NE14652 | Active | 17375 | 2008 | ALDRICH/LES | FTVT - Firetube Vertical TB | Weller Blrm LL, Blr. #2 | HWHT - Hot Water Heat | 8/31/2026
Northeast Community College | 801 E Benjamin Ave | Norfolk | NE | 68701-6831 | Madison | NE14653 | Active | 17371 | 2008 | ALDRICH/LES | FTVT - Firetube Vertical TB | Weller Blrm LL, Blr. #3 | HWHT - Hot Water Heat | 8/31/2026
Northeast Community College | 801 E Benjamin Ave | Norfolk | NE | 68701-6831 | Madison | NE14654 | Active | 17373 | 2008 | ALDRICH/LES | FTVT - Firetube Vertical TB | Weller Blrm LL, Blr. #4 | HWHT - Hot Water Heat | 8/31/2026
Northeast Community College | 801 E Benjamin Ave | Norfolk | NE | 68701-6831 | Madison | NE16230 | Scrapped/Junked | 32789 | 1990 | HYDROTHERM/ADV THER HYD | FT - Firetube Boiler | BOILER ROOM | HWHT - Hot Water Heat | 8/31/2000
Northeast Community College | 801 E Benjamin Ave | Norfolk | NE | 68701-6831 | Madison | NE16231 | Scrapped/Junked | 32690 | 1990 | HYDROTHERM/ADV THER HYD | FT - Firetube Boiler | BOILER ROOM | HWHT - Hot Water Heat | 8/31/2000
Northeast Community College | 801 E Benjamin Ave | Norfolk | NE | 68701-6831 | Madison | NE18136 | Scrapped/Junked |  | 1994 | MARKET FORGE INDUSTRIES | FT - Firetube Boiler |  | 0021 - Steam Supp Cooker/Kettle | 8/31/1996
Northeast Community College | 801 E Benjamin Ave | Norfolk | NE | 68701-6831 | Madison | NE18798 | Active | 17587 | 2009 | Aldrich | FTVT - Firetube Vertical TB | NURSING-Blrm | HWHT - Hot Water Heat | 8/31/2026
Northeast Community College | 801 E Benjamin Ave | Norfolk | NE | 68701-6831 | Madison | NE18799 | Active | 17589 | 2009 | Aldrich | FTVT - Firetube Vertical TB | NURSING-Blrm | HWHT - Hot Water Heat | 8/31/2026
Northeast Community College | 801 E Benjamin Ave | Norfolk | NE | 68701-6831 | Madison | NE18800 | Active | 17588 | 2009 | Aldrich | FTVT - Firetube Vertical TB | NURSING-Blrm | HWHT - Hot Water Heat | 8/31/2026
Northeast Community College | 801 E Benjamin Ave | Norfolk | NE | 68701-6831 | Madison | NE19026 | Scrapped/Junked | 128728 | 2008 | A O Smith | CHWH - ASME/Fired Water Heater | Mech. Room 2 | HWSD - Hot Water Dom/Potable | 8/31/2015
Northeast Community College | 801 E Benjamin Ave | Norfolk | NE | 68701-6831 | Madison | NE21242 | Scrapped/Junked | 7298 | 1996 | RHEE | CHWH - ASME/Fired Water Heater | BOILER ROOM | HWSD - Hot Water Dom/Potable | 8/31/2009
Northeast Community College | 801 E Benjamin Ave | Norfolk | NE | 68701-6831 | Madison | NE21243 | Scrapped/Junked | 34323 | 1996 | RHEEM MANUFACTURING CO | CHWH - ASME/Fired Water Heater | MECHANICAL ROOM | HWSD - Hot Water Dom/Potable | 8/31/2004
Northeast Community College | 801 E Benjamin Ave | Norfolk | NE | 68701-6831 | Madison | NE22365 | Active | NA | 1987 | AO SMITH | CHWH - ASME/Fired Water Heater | Weller Bldg | HWSD - Hot Water Dom/Potable | 8/31/2026
Northeast Community College | 801 E Benjamin Ave | Norfolk | NE | 68701-6831 | Madison | NE22366 | Exempt 1999 LB-66 |  | 1996 | AO SMITH | AHWH - ANSI/Fired Water Htr | BOILER ROOM | HWSD - Hot Water Dom/Potable | 8/31/2000
Northeast Community College | 801 E Benjamin Ave | Norfolk | NE | 68701-6831 | Madison | NE22367 | Active | 9080 | 1997 | Aldrich | FTVT - Firetube Vertical TB | LLC-1 | HWHT - Hot Water Heat | 8/31/2026
Northeast Community College | 801 E Benjamin Ave | Norfolk | NE | 68701-6831 | Madison | NE22368 | Active | 9079 | 1997 | Aldrich | FTVT - Firetube Vertical TB | LLC-1 | HWHT - Hot Water Heat | 8/31/2026
Northeast Community College | 801 E Benjamin Ave | Norfolk | NE | 68701-6831 | Madison | NE23687 | Active | 201692 | 2011 | Lochinvar/Gianonni | WTSS - Watertube SS Steel | Burkheart | HWHT - Hot Water Heat | 8/31/2026
Northeast Community College | 801 E Benjamin Ave | Norfolk | NE | 68701-6831 | Madison | NE23688 | Active | 214393 | 2012 | Lochinvar/Gianonni | WTSS - Watertube SS Steel | Burkheart | HWHT - Hot Water Heat | 8/31/2026
Northeast Community College | 801 E Benjamin Ave | Norfolk | NE | 68701-6831 | Madison | NE23689 | Active | 213127 | 2012 | Lochinvar/Gianonni | WTSS - Watertube SS Steel | Simon Building | HWHT - Hot Water Heat | 8/31/2026
Northeast Community College | 801 E Benjamin Ave | Norfolk | NE | 68701-6831 | Madison | NE23690 | Active | 214392 | 2012 | Lochinvar/Gianonni | WTSS - Watertube SS Steel | Simon Building | HWHT - Hot Water Heat | 8/31/2026
Northeast Community College | 801 E Benjamin Ave | Norfolk | NE | 68701-6831 | Madison | NE24191 | Active | 18983 | 2013 | Aldrich | FTVT - Firetube Vertical TB | Echtemkamp | HWHT - Hot Water Heat | 8/31/2026
Northeast Community College | 801 E Benjamin Ave | Norfolk | NE | 68701-6831 | Madison | NE24192 | Active | 18982 | 2013 | Aldrich | FTVT - Firetube Vertical TB | Echtenkamp | HWHT - Hot Water Heat | 8/31/2026
Northeast Community College | 801 E Benjamin Ave | Norfolk | NE | 68701-6831 | Madison | NE24685 | Scrapped/Junked | 181993 | 2013 | Teledyne Laars | COBL - Coil Type Boiler | Science Bldg | HWHT - Hot Water Heat | 8/31/2019
Northeast Community College | 801 E Benjamin Ave | Norfolk | NE | 68701-6831 | Madison | NE24686 | Scrapped/Junked | 181995 | 2013 | Teledyne Laars | COBL - Coil Type Boiler | Science Bldg | HWHT - Hot Water Heat | 8/31/2019
Northeast Community College | 801 E Benjamin Ave | Norfolk | NE | 68701-6831 | Madison | NE25742 | Active | 19161 | 2014 | Aldrich | FTVT - Firetube Vertical TB | Applied Tech | GLYC - Glycol Bldg Heat Sys | 8/31/2026
Northeast Community College | 801 E Benjamin Ave | Norfolk | NE | 68701-6831 | Madison | NE25743 | Active | 19160 | 2014 | Aldrich | FTVT - Firetube Vertical TB | Applied Tech. Bldg. | GLYC - Glycol Bldg Heat Sys | 8/31/2026
Northeast Community College | 801 E Benjamin Ave | Norfolk | NE | 68701-6831 | Madison | NE25744 | Active | 19159 | 2014 | Aldrich | FTVT - Firetube Vertical TB | Applied Tech. Bldg. | GLYC - Glycol Bldg Heat Sys | 8/31/2026
Northeast Community College | 801 E Benjamin Ave | Norfolk | NE | 68701-6831 | Madison | NE25960 | Scrapped/Junked | 202748 | 2015 | A O Smith | CHWH - ASME/Fired Water Heater | Mech Rm 2 | HWSD - Hot Water Dom/Potable | 8/31/2019
Northeast Community College | 801 E Benjamin Ave | Norfolk | NE | 68701-6831 | Madison | NE26004 | Active | 19260 | 2014 | Aldrich | FTVT - Firetube Vertical TB | Physical Plant | GLYC - Glycol Bldg Heat Sys | 8/31/2026
Northeast Community College | 801 E Benjamin Ave | Norfolk | NE | 68701-6831 | Madison | NE26005 | Active | 19261 | 2014 | Aldrich | FTVT - Firetube Vertical TB | Physical Plant | GLYC - Glycol Bldg Heat Sys | 8/31/2026
Northeast Community College | 801 E Benjamin Ave | Norfolk | NE | 68701-6831 | Madison | NE26006 | Active | 19262 | 2014 | Aldrich | FTVT - Firetube Vertical TB | Physical Plant | GLYC - Glycol Bldg Heat Sys | 8/31/2026
Northeast Community College | 801 E Benjamin Ave | Norfolk | NE | 68701-6831 | Madison | NE26549 | Active | 153279 | 2015 | Lochinvar | FTVT - Firetube Vertical TB | Hawks Point Bldg | HWHT - Hot Water Heat | 8/31/2026
Northeast Community College | 801 E Benjamin Ave | Norfolk | NE | 68701-6831 | Madison | NE26550 | Active | 160051 | 2015 | Lochinvar | FTVT - Firetube Vertical TB | Hawks Point Bldg | HWHT - Hot Water Heat | 8/31/2026
Northeast Community College | 801 E Benjamin Ave | Norfolk | NE | 68701-6831 | Madison | NE26551 | Active | 160039 | 2015 | Lochinvar | FTVT - Firetube Vertical TB | Hawks Point Bldg | HWHT - Hot Water Heat | 8/31/2026
Northeast Community College | 801 E Benjamin Ave | Norfolk | NE | 68701-6831 | Madison | NE26552 | Active | 140900 | 2015 | PVI Industries | CHWH - ASME/Fired Water Heater | Hawks Point Bldg | HWSD - Hot Water Dom/Potable | 8/31/2026
Northeast Community College | 801 E Benjamin Ave | Norfolk | NE | 68701-6831 | Madison | NE26553 | Active | 140901 | 2015 | PVI Industries | CHWH - ASME/Fired Water Heater | Hawks Point Bldg | HWSD - Hot Water Dom/Potable | 8/31/2026
Northeast Community College | 801 E Benjamin Ave | Norfolk | NE | 68701-6831 | Madison | NE26554 | Active | 140902 | 2015 | PVI Industries | CHWH - ASME/Fired Water Heater | Hawks Point Bldg | HWSD - Hot Water Dom/Potable | 8/31/2026
Northeast Community College | 801 E Benjamin Ave | Norfolk | NE | 68701-6831 | Madison | NE27453 | Active | 199274 | 2016 | Lochinvar | FTVT - Firetube Vertical TB | AG/AH-2 | HWHT - Hot Water Heat | 8/31/2026
Northeast Community College | 801 E Benjamin Ave | Norfolk | NE | 68701-6831 | Madison | NE27454 | Active | 257953 | 2017 | Lochinvar | FTVT - Firetube Vertical TB | AG/AH-2 | HWHT - Hot Water Heat | 8/31/2026
Northeast Community College | 801 E Benjamin Ave | Norfolk | NE | 68701-6831 | Madison | NE27455 | Active | 282122 | 2017 | Lochinvar | FTVT - Firetube Vertical TB | AG/AH-2 | HWHT - Hot Water Heat | 8/31/2026
Northeast Community College | 801 E Benjamin Ave | Norfolk | NE | 68701-6831 | Madison | NE27939 | Active | 282113 | 2017 | Lochinvar | FTVT - Firetube Vertical TB | Science Bldg. | HWHT - Hot Water Heat | 8/31/2026
Northeast Community College | 801 E Benjamin Ave | Norfolk | NE | 68701-6831 | Madison | NE27940 | Active | 282110 | 2017 | Lochinvar | FTVT - Firetube Vertical TB | Science Bldg. | HWHT - Hot Water Heat | 8/31/2026
Northeast Community College | 801 E Benjamin Ave | Norfolk | NE | 68701-6831 | Madison | NE29032 | Active | 340380 | 2019 | Lochinvar | CPFT - Horiz Cpr Fin Boiler | Union 73 | HWHT - Hot Water Heat | 8/31/2026
Northeast Community College | 801 E Benjamin Ave | Norfolk | NE | 68701-6831 | Madison | NE29033 | Active | 340379 | 2019 | Lochinvar | CPFT - Horiz Cpr Fin Boiler | Union 73 | HWHT - Hot Water Heat | 8/31/2026
Northeast Community College | 801 E Benjamin Ave | Norfolk | NE | 68701-6831 | Madison | NE29034 | Active | 340378 | 2019 | Lochinvar | CPFT - Horiz Cpr Fin Boiler | Union 73 | HWHT - Hot Water Heat | 8/31/2026
Northeast Community College | 801 E Benjamin Ave | Norfolk | NE | 68701-6831 | Madison | NE32186 | Scrapped/Junked |  | 1977 | KEWANEE | FTFB - Firetube-Firebox Boiler | AUTO BODY BSMT | HWHT - Hot Water Heat | 8/31/2008
Northeast Community College | 801 E Benjamin Ave | Norfolk | NE | 68701-6831 | Madison | NE32303 | Scrapped/Junked | 29460 | 1977 | Kewannee | FTFB - Firetube-Firebox Boiler | Science Bldg | HWHT - Hot Water Heat | 8/31/2012
Northeast Community College | 801 E Benjamin Ave | Norfolk | NE | 68701-6831 | Madison | NE32304 | Scrapped/Junked | 2366 | 1977 | PRECISION BOILERS | ELBL - Electric Boiler | BOILER ROOM | HWHT - Hot Water Heat | 8/31/2001
Northeast Community College | 801 E Benjamin Ave | Norfolk | NE | 68701-6831 | Madison | NE32317 | Scrapped/Junked | 31137 | 1978 | KEWANEE | FTFB - Firetube-Firebox Boiler | AUTO BODY BSMT | HWHT - Hot Water Heat | 8/31/2008
Northeast Community College | 801 E Benjamin Ave | Norfolk | NE | 68701-6831 | Madison | NE32488 | Inactive | 3110 | 1969 | MARKET FORGE INDUSTRIES | FT - Firetube Boiler |  | 0021 - Steam Supp Cooker/Kettle | 8/31/1997
Northeast Community College | 801 E Benjamin Ave | Norfolk | NE | 68701-6831 | Madison | NE41423 | Active | 20490 | 2020 | Aldrich | FTVT - Firetube Vertical TB | Vet Tech. MECHANICAL ROOM | HWHT - Hot Water Heat | 8/31/2026
Northeast Community College | 801 E Benjamin Ave | Norfolk | NE | 68701-6831 | Madison | NE41424 | Active | 20491 | 2020 | Aldrich | FTVT - Firetube Vertical TB | Vet Tech. MECHANICAL ROOM | HWHT - Hot Water Heat | 8/31/2026
Northeast Community College | 801 E Benjamin Ave | Norfolk | NE | 68701-6831 | Madison | NE41425 | Active | 20492 | 2020 | Aldrich | FTVT - Firetube Vertical TB | Vet Tech. MECHANICAL ROOM | HWHT - Hot Water Heat | 8/31/2026
Northeast Community College | 801 E Benjamin Ave | Norfolk | NE | 68701-6831 | Madison | NE43041 | Active | 21550 | 2024 | ALDRICH/LES | FTVT - Firetube Vertical TB | Maclay Bldg. | HWHT - Hot Water Heat | 8/31/2026
Northeast Community College | 801 E Benjamin Ave | Norfolk | NE | 68701-6831 | Madison | NE43042 | Active | 21551 | 2024 | ALDRICH/LES | FTVT - Firetube Vertical TB | Maclay Bldg. | HWHT - Hot Water Heat | 8/31/2026
Northeast Community College | 801 E Benjamin Ave | Norfolk | NE | 68701-6831 | Madison | NE43043 | Active | 21552 | 2024 | ALDRICH/LES | FTVT - Firetube Vertical TB | Maclay Bldg. | HWHT - Hot Water Heat | 8/31/2026
Norfolk High School | 801 Riverside Blvd | Norfolk | NE | 68701-7420 | Madison | NE16877 | Scrapped/Junked | 38555 | 1991 | MKTF | FT - Firetube Boiler | KITCHEN | 0021 - Steam Supp Cooker/Kettle | 1/31/2015
Norfolk High School | 801 Riverside Blvd | Norfolk | NE | 68701-7420 | Madison | NE16878 | Scrapped/Junked | 41168 | 1992 | MKTF | FT - Firetube Boiler | KITCHEN | 0021 - Steam Supp Cooker/Kettle | 1/31/2015
Norfolk High School | 801 Riverside Blvd | Norfolk | NE | 68701-7420 | Madison | NE20026 | Scrapped/Junked | 43760 | 1992 | AOSM | CHWH - ASME/Fired Water Heater | GYM WING | HWSD - Hot Water Dom/Potable | 1/31/2018
Norfolk High School | 801 Riverside Blvd | Norfolk | NE | 68701-7420 | Madison | NE20027 | Scrapped/Junked | 43761 | 1992 | AOSM | CHWH - ASME/Fired Water Heater | GYM WING | HWSD - Hot Water Dom/Potable | 1/31/2018
Norfolk High School | 801 Riverside Blvd | Norfolk | NE | 68701-7420 | Madison | NE20028 | Scrapped/Junked | 43762 | 1992 | AO SMITH | CHWH - ASME/Fired Water Heater |  | HWSD - Hot Water Dom/Potable | 7/31/2000
Norfolk High School | 801 Riverside Blvd | Norfolk | NE | 68701-7420 | Madison | NE20068 | Scrapped/Junked | 51286 | 1996 | MKTF | FT - Firetube Boiler | KITCHEN | 0021 - Steam Supp Cooker/Kettle | 1/31/2015
Norfolk High School | 801 Riverside Blvd | Norfolk | NE | 68701-7420 | Madison | NE22353 | Scrapped/Junked | 18450 | 1995 | STATE INDUSTRIES | CHWH - ASME/Fired Water Heater | LADY LKR RM | HWSD - Hot Water Dom/Potable | 7/31/2000
Norfolk High School | 801 Riverside Blvd | Norfolk | NE | 68701-7420 | Madison | NE22354 | Scrapped/Junked | 18452 | 1995 | STATE INDUSTRIES | CHWH - ASME/Fired Water Heater | LADY LKR RM | HWSD - Hot Water Dom/Potable | 7/31/2000
Norfolk High School | 801 Riverside Blvd | Norfolk | NE | 68701-7420 | Madison | NE22355 | Scrapped/Junked | 18455 | 1995 | STATE INDUSTRIES | CHWH - ASME/Fired Water Heater | LADY LKR RM | HWSD - Hot Water Dom/Potable | 7/31/2000
Norfolk High School | 801 Riverside Blvd | Norfolk | NE | 68701-7420 | Madison | NE25206 | Scrapped/Junked | 75493 | 2014 | Market Forge | FTVT - Firetube Vertical TB | kitchen | 0021 - Steam Supp Cooker/Kettle | 1/31/2023
Norfolk High School | 801 Riverside Blvd | Norfolk | NE | 68701-7420 | Madison | NE25207 | Scrapped/Junked | 75494 | 2014 | Market Forge | FTVT - Firetube Vertical TB | kitchen | 0021 - Steam Supp Cooker/Kettle | 1/31/2023
Norfolk High School | 801 Riverside Blvd | Norfolk | NE | 68701-7420 | Madison | NE25709 | Active | 24056 | 2014 | Vulcan | KETT - Fired Kettle | kitchen | COOK - Cooker/Kettle | 1/31/2027
Norfolk High School | 801 Riverside Blvd | Norfolk | NE | 68701-7420 | Madison | NE25710 | Active | 24055 | 2014 | Vulcan | KETT - Fired Kettle | kitchen | COOK - Cooker/Kettle | 1/31/2027
Norfolk High School | 801 Riverside Blvd | Norfolk | NE | 68701-7420 | Madison | NE28919 | Active | 321840 | 2018 | Lochinvar | FTVT - Firetube Vertical TB | Upstairs mezzanine | HWHT - Hot Water Heat | 1/31/2027
Norfolk High School | 801 Riverside Blvd | Norfolk | NE | 68701-7420 | Madison | NE28920 | Active | 321838 | 2018 | Lochinvar | FTVT - Firetube Vertical TB | Upstairs mezzanine | HWHT - Hot Water Heat | 1/31/2027
Norfolk High School | 801 Riverside Blvd | Norfolk | NE | 68701-7420 | Madison | NE37728 | Scrapped/Junked | 68996 | 1987 | AO SMITH | CHWH - ASME/Fired Water Heater | AB ROOM | HWSD - Hot Water Dom/Potable | 7/31/2007
Norfolk High School | 801 Riverside Blvd | Norfolk | NE | 68701-7420 | Madison | NE37729 | Inactive | 452 | 1987 | AO SMITH | CHWH - ASME/Fired Water Heater | AB ROOM | HWSD - Hot Water Dom/Potable | 7/31/2003
Norfolk High School | 801 Riverside Blvd | Norfolk | NE | 68701-7420 | Madison | NE37730 | Inactive | 453 | 1987 | AO SMITH | CHWH - ASME/Fired Water Heater | AB ROOM | HWSD - Hot Water Dom/Potable | 7/31/2003
MS Global Food Solutions | 805 W Omaha Ave | Norfolk | NE | 68701-5841 | Madison | NE05714 | Out of Service | 1234 | 1962 | Nebraska Boiler | WT - Water Tube Boiler | Boiler Room | BSUP - Bldg Heat & Process | 7/31/2015
MS Global Food Solutions | 805 W Omaha Ave | Norfolk | NE | 68701-5841 | Madison | NE05915 | Out of Service | 1235 | 1962 | Nebraska Boiler | WT - Water Tube Boiler | BOILER ROOM | BSUP - Bldg Heat & Process | 8/31/2013
MS Global Food Solutions | 805 W Omaha Ave | Norfolk | NE | 68701-5841 | Madison | NE10179 | Active | 10660 | 2007 | Johnston Boiler Comp. | FTSM - FTS Marine Dry Back | Boiler Room | PROC - Process Steam | 7/31/2026
MS Global Food Solutions | 805 W Omaha Ave | Norfolk | NE | 68701-5841 | Madison | NE10180 | Out of Service | 862 | 2007 | Economasters LLC | ECON - Boiler Economizer | Boiler Room | ECON - Boiler Economizer | 7/31/2016
MS Global Food Solutions | 805 W Omaha Ave | Norfolk | NE | 68701-5841 | Madison | NE27974 | Active | 11575 | 2018 | Johnston Boiler Comp. | FTSM - FTS Marine Dry Back | Boiler Room | PROC - Process Steam | 7/31/2026
Commerical Laundry Services | 809 S 13th St | Norfolk | NE | 68701-5753 | Madison | NE19040 | Out of Service | N/A | 2010 | Peerless | CI - Cast Iron | Boiler Room | HWSP - Hot Water Non Potable Supply | 11/30/2015
Commerical Laundry Services | 809 S 13th St | Norfolk | NE | 68701-5753 | Madison | NE24351 | Scrapped/Junked | 43885 | 1998 | AOSM | COBL - Coil Type Boiler | MECH ROOM | HWSP - Hot Water Non Potable Supply | 12/31/2010
AA LAUNDRY | 809 S 13th St | Norfolk | NE | 68701-5753 | MADISON | NE24352 | Inactive | 26103 | 1994 | AO SMITH | COBL - Coil Type Boiler | MECH ROOM | HWSP - Hot Water Non Potable Supply | 1/31/2004
Norfolk Readiness Center - Armory | 817 S 1st St | Norfolk | NE | 68701-6007 | Madison | NE27875 | Active | N/A | 2017 | Peerless | CI - Cast Iron | BOILER ROOM | STHT - Steam-Heat | 10/31/2026
Norfolk Readiness Center - Armory | 817 S 1st St | Norfolk | NE | 68701-6007 | Madison | NE40344 | Scrapped/Junked | N/A | 1998 | Peerless | CI - Cast Iron | BOILER ROOM | STHT - Steam-Heat | 2/28/2019
Logistics365 | 84640 US Highway 81 | Norfolk | NE | 68701-1013 | Madison | NE26079 | Active | 155491 | 2015 | Heat Transfer Products Inc. | FTVT - Firetube Vertical TB | Front meeting Room | HWHF - Hot Water Heat-Floor | 11/30/2026
Logistics365 | 84640 US Highway 81 | Norfolk | NE | 68701-1013 | Madison | NE26080 | Active | 155476 | 2015 | Heat Transfer Products Inc. | FTVT - Firetube Vertical TB | Back Office | HWHF - Hot Water Heat-Floor | 11/30/2026
Memorial Park Pool | 900 Blaine St | Norfolk | NE | 68701-6017 | Madison | NE05552 | Exempt 1999 LB-66 |  | 1988 | STATE INDUSTRIES | AHWH - ANSI/Fired Water Htr |  | HWSD - Hot Water Dom/Potable | 6/30/1999
Memorial Park Pool | 900 Blaine St | Norfolk | NE | 68701-6017 | Madison | NE07758 | Scrapped/Junked | 145271 | 1997 | Raytherm/Raypak | CPFT - Horiz Cpr Fin Boiler | Boiler room | OPHT - Outdoor Pool Heater | 6/30/2009
Memorial Park Pool | 900 Blaine St | Norfolk | NE | 68701-6017 | Madison | NE18797 | Out of Service | 220629 | 2010 | Laars | CPFT - Horiz Cpr Fin Boiler | Pool Equipment Room | OPHT - Outdoor Pool Heater | 7/31/2012
BPOE NORFOLK LODGE #653 | 900 E Norfolk Ave | Norfolk | NE | 68701-5502 | MADISON | NE03997 | Inactive |  | 1963 | CLIFF BOILER WORKS | FT - Firetube Boiler | BOILER ROOM | HWHT - Hot Water Heat | 4/30/2000
Behavioral Health Specialists | 900 W Norfolk Ave | Norfolk | NE | 68701-5006 | Madison | NE15448 | Active | 21718 | 1986 | Bryan | WT - Water Tube Boiler | basement | HWHT - Hot Water Heat | 9/30/2026
Apartment Building | 900 W Prospect Ave | Norfolk | NE | 68701-3951 | Madison | NE20785 | Scrapped/Junked | n/a | 1989 | Peerless | CI - Cast Iron | Basement | STHT - Steam-Heat | 3/31/2023
Apartment Building | 900 W Prospect Ave | Norfolk | NE | 68701-3951 | Madison | NE41900 | Active | N/A | 2021 | Peerless | CI - Cast Iron | Basement | STHT - Steam-Heat | 10/31/2026
Community Pride Care Center | 901 S 4th St | Battle Creek | NE | 68715-3035 | Madison | NE11494 | Scrapped/Junked | 67989 | 1988 | Raypak | CPFT - Horiz Cpr Fin Boiler | BOILER ROOM | HWHT - Hot Water Heat | 3/31/2022
Community Pride Care Center | 901 S 4th St | Battle Creek | NE | 68715-3035 | Madison | NE11495 | Scrapped/Junked | 67991 | 1988 | Raypak | CPFT - Horiz Cpr Fin Boiler | BOILER ROOM | HWHT - Hot Water Heat | 3/31/2022
Community Pride Care Center | 901 S 4th St | Battle Creek | NE | 68715-3035 | Madison | NE11496 | Out of Service | 67990 | 1988 | Raypak | CPFT - Horiz Cpr Fin Boiler | BOILER ROOM | HWHT - Hot Water Heat | 3/31/2021
Community Pride Care Center | 901 S 4th St | Battle Creek | NE | 68715-3035 | Madison | NE11497 | Active | 2627 | 1988 | AOSM | CHWH - ASME/Fired Water Heater | BOILER ROOM | HWSD - Hot Water Dom/Potable | 3/31/2027
Community Pride Care Center | 901 S 4th St | Battle Creek | NE | 68715-3035 | Madison | NE11498 | Active | 2171 | 1988 | AOSM | CHWH - ASME/Fired Water Heater | BOILER ROOM | HWSD - Hot Water Dom/Potable | 3/31/2027
Community Pride Care Center | 901 S 4th St | Battle Creek | NE | 68715-3035 | Madison | NE11499 | Active | n/a | 1988 | AOSM | CHWH - ASME/Fired Water Heater | BOILER ROOM | HWSD - Hot Water Dom/Potable | 3/31/2027
Community Pride Care Center | 901 S 4th St | Battle Creek | NE | 68715-3035 | Madison | NE41420 | Active | 184521 | 2020 | Lochinvar | FTVT - Firetube Vertical TB | Boiler Room | HWHT - Hot Water Heat | 3/31/2027
Community Pride Care Center | 901 S 4th St | Battle Creek | NE | 68715-3035 | Madison | NE41421 | Active | 141053 | 2019 | Lochinvar | FTVT - Firetube Vertical TB | Boiler Room | HWHT - Hot Water Heat | 3/31/2027
Community Pride Care Center | 901 S 4th St | Battle Creek | NE | 68715-3035 | Madison | NE41422 | Active | 193803 | 2020 | Lochinvar | FTVT - Firetube Vertical TB | Boiler Room | HWHT - Hot Water Heat | 3/31/2027
Hampton Inn | 904 S 20th St | Norfolk | NE | 68701-4553 | Madison | NE01645 | Scrapped/Junked | 82462 | 2003 | AOSM | CHWH - ASME/Fired Water Heater | LAUNDRY ROOM | HWSD - Hot Water Dom/Potable | 5/31/2017
Hampton Inn | 904 S 20th St | Norfolk | NE | 68701-4553 | Madison | NE26058 | Scrapped/Junked | 199782 | 2014 | AOSM | CHWH - ASME/Fired Water Heater | LAUNDRY ROOM | HWSD - Hot Water Dom/Potable | 11/30/2019
Hampton Inn | 904 S 20th St | Norfolk | NE | 68701-4553 | Madison | NE28474 | Active | 231369 | 2017 | AOSM | CHWH - ASME/Fired Water Heater | LAUNDRY ROOM | HWSD - Hot Water Dom/Potable | 11/30/2023
Norfolk Masonic Temple | 907 W Norfolk Ave | Norfolk | NE | 68701-5055 | Madison | NE04653 | Active | n/a | 1985 | Peerless | CI - Cast Iron | BOILER ROOM | STHT - Steam-Heat | 11/30/2026
Womens Empowering Life Line | 910 W Park Ave | Norfolk | NE | 68701-5044 | Madison | NE25103 | Active | n/a | 1991 | Bryant | CI - Cast Iron | BOILER ROOM | HWHT - Hot Water Heat | 11/30/2026
Womens Empowering Life Line | 910 W Park Ave | Norfolk | NE | 68701-5044 | Madison | NE25104 | Active | n/a | 1991 | Bryant | CI - Cast Iron | BOILER ROOM | HWHT - Hot Water Heat | 11/30/2026
Womens Empowering Life Line | 910 W Park Ave | Norfolk | NE | 68701-5044 | Madison | NE25105 | Active | n/a | 1991 | Bryant | CI - Cast Iron | BOILER ROOM | HWHT - Hot Water Heat | 11/30/2026
Superior Wash | 914 W Benjamin Ave | Norfolk | NE | 68701-2803 | Madison | NE08351 | Active | 101644 | 1992 | Raypak | CPFT - Horiz Cpr Fin Boiler | BOILER ROOM | HWSP - Hot Water Non Potable Supply | 4/30/2027
Superior Wash | 914 W Benjamin Ave | Norfolk | NE | 68701-2803 | Madison | NE08352 | Active | 99664 | 1992 | Raypak | CPFT - Horiz Cpr Fin Boiler | BOILER ROOM | HWHT - Hot Water Heat | 4/30/2027
Holiday Inn Express | 920 S 20th St | Norfolk | NE | 68701-4553 | Madison | NE06899 | Scrapped/Junked | 76016 | 1997 | RHEEM | CHWH - ASME/Fired Water Heater | LAUNDRY | HWSD - Hot Water Dom/Potable | 3/31/2013
Holiday Inn Express | 920 S 20th St | Norfolk | NE | 68701-4553 | Madison | NE40090 | Exempt 1999 LB-66 |  | 1997 | RHEEM MANUFACTURING CO | AHWH - ANSI/Fired Water Htr | 4TH FL MAINT RM | HWSD - Hot Water Dom/Potable | 4/30/2000
Holiday Inn Express | 920 S 20th St | Norfolk | NE | 68701-4553 | Madison | NE40091 | Exempt 1999 LB-66 |  | 1997 | RHEEM MANUFACTURING CO | AHWH - ANSI/Fired Water Htr | 4TH FL MAINT RM | HWSD - Hot Water Dom/Potable | 4/30/2000
Holiday Inn Express | 920 S 20th St | Norfolk | NE | 68701-4553 | Madison | NE40092 | Exempt 1999 LB-66 |  | 1997 | RHEEM MANUFACTURING CO | AHWH - ANSI/Fired Water Htr | 4TH FL MAINT RM | HWSD - Hot Water Dom/Potable | 4/30/2000
Holiday Inn Express | 920 S 20th St | Norfolk | NE | 68701-4553 | Madison | NE40093 | Exempt 1999 LB-66 |  | 1997 | RHEEM MANUFACTURING CO | AHWH - ANSI/Fired Water Htr | 4TH FL MAINT RM | HWSD - Hot Water Dom/Potable | 4/30/2000
NORFOLK RENDERING WORKS | PO Box 1144 | Norfolk | NE | 68702-1144 | MADISON | NE10932 | Inactive | 5991 | 1971 | SUPERIOR BOILERWORKS | FT - Firetube Boiler | BOILER ROOM | PROC - Process Steam | 10/31/1989
ROGER TACEY | RT 2 | OSMOND | NE | 68765 | MADISON | NE30198 | Inactive |  | 1962 | ROGER TACEY | FT - Firetube Boiler | PORTABLE | 0024 - Antique Steam Tractor | 6/30/1991
NEU CHEESE COMPANY | UNKNOWN | NEWMAN GROVE | NE | 68739 | MADISON | NE03569 | Inactive | 23671 | 1969 | KEWANEE | FT - Firetube Boiler | NEWMAN GROVE | PROC - Process Steam | 10/31/1986
BATTLE CREEK FARMER COOP | UNKNOWN | BATTLE CREEK | NE | 68715 | MADISON | NE01313 | Inactive | 3537 | 1964 | NEBRASKA BOILER | WT - Water Tube Boiler | BOILER ROOM | PROC - Process Steam | 8/31/1986
McPherson Cnty High School | 525 Hwy 92 | Tryon | NE | 69167-9751 | McPherson | NE26888 | Scrapped/Junked | N/A | 2016 | Slant Fin | CI - Cast Iron | Basement Mech Room | HWHT - Hot Water Heat | 4/30/2024
McPherson Cnty High School | 525 Hwy 92 | Tryon | NE | 69167-9751 | McPherson | NE26889 | Scrapped/Junked | N/A | 2016 | Slant Fin | CI - Cast Iron | Basement Mech Room | HWHT - Hot Water Heat | 4/30/2024
McPherson Cnty High School | 525 Hwy 92 | Tryon | NE | 69167-9751 | McPherson | NE26890 | Scrapped/Junked | N/A | 2016 | Slant Fin | CI - Cast Iron | Basement Mech Room | HWHT - Hot Water Heat | 4/30/2024
McPherson Cnty High School | 525 Hwy 92 | Tryon | NE | 69167-9751 | McPherson | NE33630 | Scrapped/Junked | 36175 | 1982 | Kewanee | FTFB - Firetube-Firebox Boiler | boiler room | STHT - Steam-Heat | 1/31/2016
MCPHERSON CTY COURTHOUSE | COURTHOUSE SQUARE | TRYON | NE | 69167 | MCPHERSON | NE15131 | Scrapped/Junked |  | 1966 | STEWART WARNER |  |  | STHT - Steam-Heat | 7/31/1999
Vacant building | 1003 Cady St | Chapman | NE | 68827 | Merrick | NE22315 | Inactive | 9240 | 1997 | ALES | FTVT - Firetube Vertical TB | MECH ROOM | HWHT - Hot Water Heat | 1/31/2021
Vacant building | 1003 Cady St | Chapman | NE | 68827 | Merrick | NE22316 | Inactive | 9239 | 1997 | ALES | FTVT - Firetube Vertical TB | MECH ROOM | HWHT - Hot Water Heat | 1/31/2021
CHAPMAN SCHOOL | 1003 CADY ST | CHAPMAN | NE | 68827 | MERRICK | NE22313 | Exempt 1999 LB-66 |  | 1997 | RUUD | AHWH - ANSI/Fired Water Htr |  | HWSD - Hot Water Dom/Potable | 7/31/1999
CHAPMAN SCHOOL | 1003 CADY ST | CHAPMAN | NE | 68827 | MERRICK | NE22314 | Exempt 1999 LB-66 |  | 1996 | RUUD | AHWH - ANSI/Fired Water Htr |  | HWSD - Hot Water Dom/Potable | 7/31/1999
Strobel Manufacturing Inc | 105 S Green St | Clarks | NE | 68628-2755 | Merrick | NE26545 | Scrapped/Junked | 265895 | 2013 | Lochinvar | WTSS - Watertube SS Steel | Mezzanine | HWHF - Hot Water Heat-Floor | 12/31/2023
Strobel Manufacturing Inc | 105 S Green St | Clarks | NE | 68628-2755 | Merrick | NE42969 | Active | 560037 | 2022 | Lochinvar | WTSS - Watertube SS Steel | Mezzanine | HWHF - Hot Water Heat-Floor | 10/31/2026
Strobel Manufacturing Inc | 105 S Green St | Clarks | NE | 68628-2755 | Merrick | NE42970 | Active | 311563 | 2022 | Lochinvar | WTSS - Watertube SS Steel | Paint Booth | HWHF - Hot Water Heat-Floor | 10/31/2026
Performace Plus Liquids | 13th Ave & 16th St | Central City | NE | 68826 | Merrick | NE22844 | Scrapped/Junked | 17159 | 2011 | Superior Boiler Works | FTHT - Firetube Horizontal | Mobile Trailer | PROC - Process Steam | 12/31/2018
Vacant Bldg | 1415 16th St | Central City | NE | 68826-1836 | Merrick | NE04290 | Scrapped/Junked | 18886 | 1984 | Bryan | WT - Water Tube Boiler | BOILER ROOM | HWSD - Hot Water Dom/Potable | 3/31/2016
Vacant Bldg | 1415 16th St | Central City | NE | 68826-1836 | Merrick | NE04291 | Scrapped/Junked |  | 1965 | IRON | FTFB - Firetube-Firebox Boiler | BOILER ROOM | STHT - Steam-Heat | 7/31/2010
Vacant Bldg | 1415 16th St | Central City | NE | 68826-1836 | Merrick | NE17534 | Scrapped/Junked | 17747 | 2009 | Les Inc/Aldrich Co | FTVT - Firetube Vertical TB | Boiler Room | HWHT - Hot Water Heat | 3/31/2016
CENTRAL CLEANERS | 1416 16th St | Central City | NE | 68826-1812 | MERRICK | NE01297 | Inactive | 2747 | 1970 | WEBEN JARCO | COBL - Coil Type Boiler | REAR | HWSP - Hot Water Non Potable Supply | 4/30/1989
STEVE CURRY | 1505 16th St | Central City | NE | 68826-1813 | MERRICK | NE30562 | Exempt |  | 1970 | AMERICAN STANDARD |  | BASEMENT | HWHT - Hot Water Heat | 11/30/1995
MERRICK CTY COURTHOUSE | 1510 18th St | Central City | NE | 68826-2042 | MERRICK | NE35240 | Scrapped/Junked |  | 1985 | PEERLESS HEATER COMPANY |  | BOILER ROOM | HWHT - Hot Water Heat | 5/31/2007
MERRICK CTY COURTHOUSE | 1510 18th St | Central City | NE | 68826-2042 | MERRICK | NE35241 | Scrapped/Junked |  | 1983 | PEERLESS HEATER COMPANY |  | BOILER ROOM | HWHT - Hot Water Heat | 5/31/2006
Central City High School | 1510 28th St | Central City | NE | 68826-9507 | Merrick | NE12116 | Active | 12552 | 2003 | ALES | FTVT - Firetube Vertical TB | BOILER ROOM | HWDP - Hotwater Heat & Dom Supply | 1/31/2027
Central City High School | 1510 28th St | Central City | NE | 68826-9507 | Merrick | NE12117 | Active | 12550 | 2003 | ALES | FTVT - Firetube Vertical TB | BOILER ROOM | HWHT - Hot Water Heat | 1/31/2027
Central City High School | 1510 28th St | Central City | NE | 68826-9507 | Merrick | NE12118 | Active | 12554 | 2003 | ALES | FTVT - Firetube Vertical TB | BOILER ROOM | HWHT - Hot Water Heat | 1/31/2027
Central City High School | 1510 28th St | Central City | NE | 68826-9507 | Merrick | NE33936 | Scrapped/Junked | 1691 | 1968 | SELLERS | FHRT - FT Horiz Return Tube | BOILER ROOM | HWSP - Hot Water Non Potable Supply | 6/30/2002
Central City High School | 1510 28th St | Central City | NE | 68826-9507 | Merrick | NE33989 | Scrapped/Junked |  | 1968 | KEWANEE | FTFB - Firetube-Firebox Boiler | BOILER ROOM | HWHT - Hot Water Heat | 6/30/2003
Central City High School | 1510 28th St | Central City | NE | 68826-9507 | Merrick | NE33990 | Scrapped/Junked | 8367 | 1968 | KEWANEE | FTFB - Firetube-Firebox Boiler | BOILER ROOM | HWHT - Hot Water Heat | 6/30/2003
Central City High School | 1510 28th St | Central City | NE | 68826-9507 | Merrick | NE41991 | Active | 12675 | 2020 | Riello | COBL - Coil Type Boiler | Gymnasium Boiler Room | GLYC - Glycol Bldg Heat Sys | 1/31/2027
Central City High School | 1510 28th St | Central City | NE | 68826-9507 | Merrick | NE41992 | Active | 12677 | 2020 | Riello | COBL - Coil Type Boiler | Gymnasium Boiler Room | GLYC - Glycol Bldg Heat Sys | 1/31/2027
Central City High School | 1510 28th St | Central City | NE | 68826-9507 | Merrick | NE41993 | Active | 12676 | 2020 | Riello | COBL - Coil Type Boiler | Gymnasium Boiler Room | GLYC - Glycol Bldg Heat Sys | 1/31/2027
Central City High School | 1510 28th St | Central City | NE | 68826-9507 | Merrick | NE41994 | Active | 12664 | 2020 | Riello | COBL - Coil Type Boiler | Gymnasium Boiler Room | GLYC - Glycol Bldg Heat Sys | 1/31/2027
Central City High School | 1510 28th St | Central City | NE | 68826-9507 | Merrick | NE41995 | Active | 12668 | 2020 | Riello | COBL - Coil Type Boiler | Gymnasium Boiler Room | GLYC - Glycol Bldg Heat Sys | 1/31/2027
Central City High School | 1510 28th St | Central City | NE | 68826-9507 | Merrick | NE41996 | Active | 12667 | 2020 | Riello | COBL - Coil Type Boiler | Gymnasium Boiler Room | GLYC - Glycol Bldg Heat Sys | 1/31/2027
Aurora Cooperative Elevator Co. | 1561 S 220th Ave | Central City | NE | 68826 | Merrick | NE42719 | Out of Service | 852 | 2013 | Gasmaster | WT - Water Tube Boiler | Mix Plant | HWSP - Hot Water Non Potable Supply | 7/31/2024
Aurora Cooperative Elevator Co. | 1561 S 220th Ave | Central City | NE | 68826 | Merrick | NE43365 | Scrapped/Junked | 1018 | 2019 | Gasmaster | WT - Water Tube Boiler | Mix Plant | HWSP - Hot Water Non Potable Supply | 5/31/2026
Aurora Cooperative Elevator Co. | 1561 S 220th Ave | Central City | NE | 68826 | Merrick | NE43697 | Active | 1188 | 2024 | Gasmaster | WT - Water Tube Boiler | Mix Plant | HWSP - Hot Water Non Potable Supply | 9/30/2026
Overland Ready Mix | 1576 L Rd | Central City | NE | 68826-5202 | Merrick | NE05926 | Active | 3548 | 2007 | SIOU | COBL - Coil Type Boiler | BOILER ROOM | HWSP - Hot Water Non Potable Supply | 12/31/2026
Overland Ready Mix | 1576 L Rd | Central City | NE | 68826-5202 | Merrick | NE18709 | Active | 3585 | 1996 | SIOU | COBL - Coil Type Boiler | BOILER ROOM | HWSP - Hot Water Non Potable Supply | 12/31/2026
Overland Ready Mix | 1576 L Rd | Central City | NE | 68826-5202 | Merrick | NE24043 | Active | 152299 | 2010 | Laars/Gianonni | WTSS - Watertube SS Steel | Boiler Room | HWHF - Hot Water Heat-Floor | 12/31/2026
FOWLER DRY CLEANER | 1614 16th Ave | Central City | NE | 68826-1818 | MERRICK | NE16723 | Inactive | 2276 | 1950 | BRYAN STEAM LLC | WT - Water Tube Boiler | BOILER ROOM | PROC - Process Steam | 5/31/2000
Zion Lutheran Church-BMIC#540277 | 1653 Worms Rd | Saint Libory | NE | 68872-2906 | Merrick | NE28274 | Active | N/A | 2009 | Peerless | CI - Cast Iron | Basement | HWHT - Hot Water Heat | 12/31/2026
SUPER 8 MOTEL | 1701 31st St | Central City | NE | 68826-2715 | MERRICK | NE30796 | Exempt 1999 LB-66 |  | 1995 | AO SMITH | AHWH - ANSI/Fired Water Htr | LAUNDRY | HWSD - Hot Water Dom/Potable | 12/31/1999
SUPER 8 MOTEL | 1701 31st St | Central City | NE | 68826-2715 | MERRICK | NE30797 | Exempt 1999 LB-66 |  | 1995 | AO SMITH | AHWH - ANSI/Fired Water Htr | LAUNDRY | HWSD - Hot Water Dom/Potable | 12/31/1999
Central City Elementary | 1711 15th Ave | Central City | NE | 68826-1807 | Merrick | NE40744 | Active | 9935 | 1998 | ALES | FTVT - Firetube Vertical TB | BOILER ROOM | HWHT - Hot Water Heat | 1/31/2027
Central City Elementary | 1711 15th Ave | Central City | NE | 68826-1807 | Merrick | NE40745 | Active | 9936 | 1998 | ALES | FTVT - Firetube Vertical TB | BOILER ROOM | HWHT - Hot Water Heat | 1/31/2027
Central City Elementary | 1711 15th Ave | Central City | NE | 68826-1807 | Merrick | NE40746 | Exempt 1999 LB-66 |  | 1999 | AO SMITH | AHWH - ANSI/Fired Water Htr | STOREROOM | HWSD - Hot Water Dom/Potable | 6/30/2000
Central City Elementary | 1711 15th Ave | Central City | NE | 68826-1807 | Merrick | NE40747 | Exempt 1999 LB-66 |  | 1999 | A. O. Smith | AHWH - ANSI/Fired Water Htr | STOREROOM | HWSD - Hot Water Dom/Potable | 6/30/2000
Litzenberg Memorial LTC | 1715 26th St | Central City | NE | 68826-9501 | MERRICK | NE02816 | Active | 19793 | 1958 | Kewanee | FTSM - FTS Marine Dry Back | BOILER ROOM | PROC - Process Steam | 1/31/2027
Litzenberg Memorial LTC | 1715 26th St | Central City | NE | 68826-9501 | MERRICK | NE02817 | Active | 19794 | 1958 | Kewanee | FTSM - FTS Marine Dry Back | BOILER ROOM | PROC - Process Steam | 1/31/2027
Litzenberg Memorial LTC | 1715 26th St | Central City | NE | 68826-9501 | MERRICK | NE07516 | Active | 92070 | 2004 | AOSM | CHWH - ASME/Fired Water Heater | MECH ROOM | HWSD - Hot Water Dom/Potable | 1/31/2027
Litzenberg Memorial LTC | 1715 26th St | Central City | NE | 68826-9501 | MERRICK | NE08700 | Active | 59970 | 2001 | AOSM | CHWH - ASME/Fired Water Heater | BOILER ROOM | HWSD - Hot Water Dom/Potable | 1/31/2027
Litzenberg Memorial LTC | 1715 26th St | Central City | NE | 68826-9501 | MERRICK | NE08701 | Active | 59939 | 2001 | AOSM | CHWH - ASME/Fired Water Heater | BOILER ROOM | HWSD - Hot Water Dom/Potable | 1/31/2027
Litzenberg Memorial LTC | 1715 26th St | Central City | NE | 68826-9501 | MERRICK | NE08702 | Out of Service | 47140 | 2000 | Castle | ELBL - Electric Boiler | STERILIZER ROOM | 0020 - Supp to Sterlizer/Autoclave | 1/31/2018
Litzenberg Memorial LTC | 1715 26th St | Central City | NE | 68826-9501 | MERRICK | NE13653 | Active | 129529 | 2008 | AO SMITH | CHWH - ASME/Fired Water Heater | LTC MECH ROOM | HWSD - Hot Water Dom/Potable | 1/31/2027
Litzenberg Memorial LTC | 1715 26th St | Central City | NE | 68826-9501 | MERRICK | NE16506 | Active | n/a | 1988 | AOSM | AHWH - ANSI/Fired Water Htr | MECH ROOM | HWSD - Hot Water Dom/Potable | 1/31/2027
Litzenberg Memorial LTC | 1715 26th St | Central City | NE | 68826-9501 | MERRICK | NE16507 | Scrapped/Junked |  | 1988 | AO SMITH | AHWH - ANSI/Fired Water Htr | MECH ROOM | HWSD - Hot Water Dom/Potable | 7/31/2006
Litzenberg Memorial LTC | 1715 26th St | Central City | NE | 68826-9501 | MERRICK | NE16508 | Scrapped/Junked |  | 1987 | AOSM | AHWH - ANSI/Fired Water Htr | MECH ROOM | HWSD - Hot Water Dom/Potable | 7/31/2009
Litzenberg Memorial LTC | 1715 26th St | Central City | NE | 68826-9501 | MERRICK | NE16509 | Active | n/a | 1987 | AOSM | AHWH - ANSI/Fired Water Htr | MECH ROOM | HWSD - Hot Water Dom/Potable | 1/31/2027
Litzenberg Memorial LTC | 1715 26th St | Central City | NE | 68826-9501 | MERRICK | NE27550 | Inactive | 19671 | 2018 | Steris Corp | ELBL - Electric Boiler | Sterilizer Room | PROC - Process Steam | 1/31/2023
United Presbyterian Church | 1801 17th Ave | Central City | NE | 68826-1715 | Merrick | NE15236 | Active | n/a | 1985 | Peerless | CI - Cast Iron | BOILER ROOM | STHT - Steam-Heat | 7/31/2026
VACANT BLDG | 1804 14th Ave | Central City | NE | 68826-2017 | MERRICK | NE33882 | Inactive |  | 1957 | US RADIATOR |  | BOILER ROOM | STHT - Steam-Heat | 6/30/1994
VACANT BLDG | 1804 14th Ave | Central City | NE | 68826-2017 | MERRICK | NE33885 | Inactive |  | 1945 | AMERICAN RADIATOR |  | NORTH WARD SCH | STHT - Steam-Heat | 6/30/1995
MERRICK CTY SHERIFF'S OFF | 1821 16th Ave | Central City | NE | 68826-2039 | MERRICK | NE35242 | Scrapped/Junked |  | 1957 | AMERICAN STANDARD |  | LAUNDRY ROOM | HWHT - Hot Water Heat | 5/31/2004
NE Christian Schools | 1840 Inskip Ave | Central City | NE | 68826-8008 | Merrick | NE19648 | Exempt 1999 LB-66 |  | 1978 | VULCRAFT | AHWH - ANSI/Fired Water Htr |  | HWSD - Hot Water Dom/Potable | 4/30/1999
NE Christian Schools | 1840 Inskip Ave | Central City | NE | 68826-8008 | Merrick | NE30381 | Scrapped/Junked | n/a | 1975 | American Standard | CI - Cast Iron | ADMIN BUILDING | STHT - Steam-Heat | 4/30/2015
Palmer Public Schools | 201 Commercial St | Palmer | NE | 68864-2411 | Merrick | NE16590 | Scrapped/Junked | N/A | 1975 | RHEE | AHWH - ANSI/Fired Water Htr | STORAGE ROOM | HWSD - Hot Water Dom/Potable | 5/31/2019
Palmer Public Schools | 201 Commercial St | Palmer | NE | 68864-2411 | Merrick | NE16591 | Scrapped/Junked | N/A | 1975 | RHEE | AHWH - ANSI/Fired Water Htr | STORAGE ROOM | HWSD - Hot Water Dom/Potable | 5/31/2019
Village of Palmer Pool | 201 Commercial St | Palmer | NE | 68864-2411 | Merrick | NE27395 | Scrapped/Junked | 461108 | 2018 | Raypak | WT - Water Tube Boiler | Boiler Room | OPHT - Outdoor Pool Heater | 6/30/2023
Palmer Public Schools | 202 Commercial St | Palmer | NE | 68864-2411 | Merrick | NE19649 | Scrapped/Junked | 53201 | 1995 | Lochinvar | CPFT - Horiz Cpr Fin Boiler | NEW BOILER ROOM | HWSD - Hot Water Dom/Potable | 1/31/2019
Palmer Public Schools | 202 Commercial St | Palmer | NE | 68864-2411 | Merrick | NE19650 | Active | 8320 | 1995 | Aldrich | FTVT - Firetube Vertical TB | BOILER ROOM | HWHT - Hot Water Heat | 1/31/2027
Palmer Public Schools | 202 Commercial St | Palmer | NE | 68864-2411 | Merrick | NE19651 | Active | 8321 | 1995 | Aldrich | FTVT - Firetube Vertical TB | NEW BOILER ROOM | HWHT - Hot Water Heat | 1/31/2027
Palmer Public Schools | 202 Commercial St | Palmer | NE | 68864-2411 | Merrick | NE19652 | Active | 8322 | 1995 | Aldrich | FTVT - Firetube Vertical TB | BOILER ROOM | HWHT - Hot Water Heat | 1/31/2027
Palmer Public Schools | 202 Commercial St | Palmer | NE | 68864-2411 | Merrick | NE27827 | Active | 319722 | 2018 | Lochinvar | WT - Water Tube Boiler | Mechanical Room | HWSD - Hot Water Dom/Potable | 1/31/2027
Palmer Public Schools | 202 Commercial St | Palmer | NE | 68864-2411 | Merrick | NE32811 | Active | n/a | 1983 | Peerless | CI - Cast Iron | BASEMENT | HWHT - Hot Water Heat | 1/31/2027
Palmer Public Schools | 202 Commercial St | Palmer | NE | 68864-2411 | Merrick | NE32812 | Active | n/a | 1983 | Peerless | CI - Cast Iron | BASEMENT | HWHT - Hot Water Heat | 1/31/2027
Palmer Public Schools | 202 Commercial St | Palmer | NE | 68864-2411 | Merrick | NE37272 | Scrapped/Junked |  | 1983 | AO SMITH | AHWH - ANSI/Fired Water Htr | BASEMENT | HWSD - Hot Water Dom/Potable | 12/31/2005
CLARKS PUBLIC SCHOOL | 205 E Pearl St | Clarks | NE | 68628-2874 | MERRICK | NE20101 | Exempt 1999 LB-66 |  | 1985 | RUUD | AHWH - ANSI/Fired Water Htr | BOILER ROOM | HWSD - Hot Water Dom/Potable | 6/30/1998
CLARKS PUBLIC SCHOOL | 205 E Pearl St | Clarks | NE | 68628-2874 | MERRICK | NE20102 | Exempt 1999 LB-66 |  | 1985 | RUUD | AHWH - ANSI/Fired Water Htr | BOILER ROOM | HWSD - Hot Water Dom/Potable | 6/30/1998
CLARKS PUBLIC SCHOOL | 205 E Pearl St | Clarks | NE | 68628-2874 | MERRICK | NE20103 | Exempt 1999 LB-66 |  | 1985 | RUUD | AHWH - ANSI/Fired Water Htr | BOILER ROOM | HWSD - Hot Water Dom/Potable | 6/30/1998
CLARKS PUBLIC SCHOOL | 205 E Pearl St | Clarks | NE | 68628-2874 | MERRICK | NE20104 | Exempt 1999 LB-66 |  | 1985 | RUUD | AHWH - ANSI/Fired Water Htr | BOILER ROOM | HWSD - Hot Water Dom/Potable | 6/30/1998
CLARKS PUBLIC SCHOOL | 205 E Pearl St | Clarks | NE | 68628-2874 | MERRICK | NE32815 | Inactive |  | 1983 | BRYANT |  | BOILER ROOM | HWSD - Hot Water Dom/Potable | 7/31/1985
High Plains Elementary | 205 W Pearl St | Clarks | NE | 68628-2899 | Merrick | NE37008 | Active | 38854 | 1985 | Kewanee | FTFB - Firetube-Firebox Boiler | BOILER ROOM | STHT - Steam-Heat | 1/31/2027
Green Plains CC LLC | 214 20th St | Central City | NE | 68826-2054 | Merrick | NE01637 | Scrapped/Junked | 5657 | 2003 | Kentube Eng Products | FHEX - Fired Heat Exchanger | Boiler Exhaust Stack | 0039 - Cook Water Unit | 9/30/2023
Green Plains CC LLC | 214 20th St | Central City | NE | 68826-2054 | Merrick | NE01638 | Scrapped/Junked | 5658 | 2003 | Kentube Eng Products | ECON - Boiler Economizer | Boiler Exhaust Stack | 0040 - DA Heater | 9/30/2023
Green Plains CC LLC | 214 20th St | Central City | NE | 68826-2054 | Merrick | NE01639 | Scrapped/Junked | 5624 | 2003 | Kentube Eng Products | ECON - Boiler Economizer | BLR EXHAUST STACK | ECON - Boiler Economizer | 5/31/2007
Green Plains CC LLC | 214 20th St | Central City | NE | 68826-2054 | Merrick | NE01640 | Scrapped/Junked | 804 | 2003 | Indeck Boiler Corp | WT - Water Tube Boiler | Boiler House | PROC - Process Steam | 9/30/2023
Green Plains CC LLC | 214 20th St | Central City | NE | 68826-2054 | Merrick | NE07699 | Scrapped/Junked | 6428 | 2007 | Kentube | ECON - Boiler Economizer | Boiler Exhaust Stack | ECON - Boiler Economizer | 9/30/2023
Green Plains CC LLC | 214 20th St | Central City | NE | 68826-2054 | Merrick | NE25714 | Active | 16266 | 2007 | Superior Boiler Works | FTHT - Firetube Horizontal | Boiler Plant | PROC - Process Steam | 9/30/2026
Green Plains CC LLC | 214 20th St | Central City | NE | 68826-2054 | Merrick | NE25725 | Active | 97 | 2015 | E-Tech Inc. | ECON - Boiler Economizer | Boiler NE25714 | ECON - Boiler Economizer | 9/30/2026
Green Plains CC LLC | 214 20th St | Central City | NE | 68826-2054 | Merrick | NE41694 | Active | 163 | 2022 | Rodomech Industries Inc. | ECON - Boiler Economizer | Boiler Plant | ECON - Boiler Economizer | 9/30/2026
Green Plains CC LLC | 214 20th St | Central City | NE | 68826-2054 | Merrick | NE41695 | Active | 161 | 2022 | Rodomech Industries Inc. | ECON - Boiler Economizer | Boiler Plant | ECON - Boiler Economizer | 9/30/2026
Green Plains CC LLC | 214 20th St | Central City | NE | 68826-2054 | Merrick | NE41696 | Active | 162 | 2022 | Rodomech Industries Inc. | ECON - Boiler Economizer | Boiler Plant | ECON - Boiler Economizer | 9/30/2026
Green Plains CC LLC | 214 20th St | Central City | NE | 68826-2054 | Merrick | NE41697 | Active | 21151 | 2019 | Cleaver Brooks | FTHT - Firetube Horizontal | Boiler Plant | PROC - Process Steam | 9/30/2026
Green Plains CC LLC | 214 20th St | Central City | NE | 68826-2054 | Merrick | NE41698 | Active | 21139 | 2019 | Cleaver Brooks | FTHT - Firetube Horizontal | Boiler Plant | PROC - Process Steam | 9/30/2026
Green Plains CC LLC | 214 20th St | Central City | NE | 68826-2054 | Merrick | NE41699 | Active | 21162 | 2019 | Cleaver Brooks | FTHT - Firetube Horizontal | Boiler Plant | PROC - Process Steam | 9/30/2026
SANDEE KELLY DAY CARE | 2228 20th Ave | Central City | NE | 68826-2144 | MERRICK | NE12107 | Inactive |  | 1996 | SLANT FIN |  | BASEMENT | HWHT - Hot Water Heat | 10/31/2005
Adept Nursing and Rehab of Central City | 2720 17th Ave | Central City | NE | 68826-9614 | Merrick | NE10188 | Active | 119297 | 2007 | AO SMITH | CHWH - ASME/Fired Water Heater | BOILER ROOM | HWSD - Hot Water Dom/Potable | 2/28/2026
Adept Nursing and Rehab of Central City | 2720 17th Ave | Central City | NE | 68826-9614 | Merrick | NE19637 | Scrapped/Junked | 32104 | 1995 | AOSM | CHWH - ASME/Fired Water Heater | BOILER ROOM | HWSD - Hot Water Dom/Potable | 4/30/2013
Adept Nursing and Rehab of Central City | 2720 17th Ave | Central City | NE | 68826-9614 | Merrick | NE24044 | Inactive | 250161 | 2012 | Peerless/Gianonni | WTSS - Watertube SS Steel | Boiler Room | HWHT - Hot Water Heat | 2/28/2026
Adept Nursing and Rehab of Central City | 2720 17th Ave | Central City | NE | 68826-9614 | Merrick | NE24045 | Inactive | 250163 | 2012 | Peerless/Gianonni | WTSS - Watertube SS Steel | Boiler Room | HWHT - Hot Water Heat | 2/28/2026
Adept Nursing and Rehab of Central City | 2720 17th Ave | Central City | NE | 68826-9614 | Merrick | NE24046 | Active | 173595 | 2012 | AO SMITH | CHWH - ASME/Fired Water Heater | Boiler Room | HWSD - Hot Water Dom/Potable | 2/28/2026
Adept Nursing and Rehab of Central City | 2720 17th Ave | Central City | NE | 68826-9614 | Merrick | NE37405 | Scrapped/Junked |  | 1983 | AO SMITH | AHWH - ANSI/Fired Water Htr | BOILER ROOM | HWSD - Hot Water Dom/Potable | 4/30/2008
Adept Nursing and Rehab of Central City | 2720 17th Ave | Central City | NE | 68826-9614 | Merrick | NE37406 | Scrapped/Junked | n/a | 1968 | American Standard | CI - Cast Iron | BOILER ROOM | HWHT - Hot Water Heat | 4/30/2013
Merrick Medical Center | 2802 28th St | Central City | NE | 68826-2707 | Merrick | NE41332 | Active | 374276 | 2021 | Lochinvar | COBL - Coil Type Boiler | Boiler Room | HWHT - Hot Water Heat | 2/28/2027
Merrick Medical Center | 2802 28th St | Central City | NE | 68826-2707 | Merrick | NE41333 | Active | 374277 | 2021 | Lochinvar | COBL - Coil Type Boiler | Boiler Room | HWHT - Hot Water Heat | 2/28/2027
Merrick Medical Center | 2802 28th St | Central City | NE | 68826-2707 | Merrick | NE41334 | Active | 153139 | 2021 | PVI Industries | CHWH - ASME/Fired Water Heater | Boiler Room | HWSD - Hot Water Dom/Potable | 2/28/2027
Merrick Medical Center | 2802 28th St | Central City | NE | 68826-2707 | Merrick | NE41335 | Active | 153160 | 2021 | PVI Industries | CHWH - ASME/Fired Water Heater | Boiler Room | HWSD - Hot Water Dom/Potable | 2/28/2027
Merrick Medical Center | 2802 28th St | Central City | NE | 68826-2707 | Merrick | NE41336 | Active | 28791 | 2021 | Steris Corp | ELBL - Electric Boiler | Sterile Surgery | 0020 - Supp to Sterlizer/Autoclave | 2/28/2027
Merrick Medical Center | 2802 28th St | Central City | NE | 68826-2707 | Merrick | NE41337 | Active | 28533 | 2021 | Steris Corp | ELBL - Electric Boiler | Sterile Surgery | 0020 - Supp to Sterlizer/Autoclave | 2/28/2027
Central City Middle Schl | 2815 17th Ave | Central City | NE | 68826-9604 | Merrick | NE18128 | Scrapped/Junked | 7461 | 1993 | Aldrich | FTVT - Firetube Vertical TB | BOILER ROOM | HWHT - Hot Water Heat | 1/31/2014
Central City Middle Schl | 2815 17th Ave | Central City | NE | 68826-9604 | Merrick | NE18129 | Scrapped/Junked | 7463 | 1993 | Aldrich | FTVT - Firetube Vertical TB | BOILER ROOM | HWHT - Hot Water Heat | 1/31/2014
Central City Middle Schl | 2815 17th Ave | Central City | NE | 68826-9604 | Merrick | NE18130 | Scrapped/Junked | 7460 | 1993 | Aldrich | FTVT - Firetube Vertical TB | BOILER ROOM | HWHT - Hot Water Heat | 1/31/2014
Central City Middle Schl | 2815 17th Ave | Central City | NE | 68826-9604 | Merrick | NE18131 | Scrapped/Junked | 7462 | 1993 | Aldrich | FTVT - Firetube Vertical TB | BOILER ROOM | HWHT - Hot Water Heat | 1/31/2014
Central City Middle Schl | 2815 17th Ave | Central City | NE | 68826-9604 | Merrick | NE18132 | Scrapped/Junked | 47525 | 1993 | AOSM | CHWH - ASME/Fired Water Heater | BOILER ROOM | HWSD - Hot Water Dom/Potable | 1/31/2014
Central City Middle Schl | 2815 17th Ave | Central City | NE | 68826-9604 | Merrick | NE18133 | Scrapped/Junked | 47426 | 1993 | AOSM | CHWH - ASME/Fired Water Heater | BOILER ROOM | HWSD - Hot Water Dom/Potable | 1/31/2014
Central City Middle Schl | 2815 17th Ave | Central City | NE | 68826-9604 | Merrick | NE18134 | Scrapped/Junked | 41666 | 1968 | GROE | COOK - Fired Cooker | MIDDLE SCHOOL KITCHEN | 0023 - Water Heated Cooker | 1/31/2016
Central City Middle Schl | 2815 17th Ave | Central City | NE | 68826-9604 | Merrick | NE22871 | Active | 31523 | 1993 | Groen | KETT - Fired Kettle | kitchen | COOK - Cooker/Kettle | 1/31/2027
Central City Middle Schl | 2815 17th Ave | Central City | NE | 68826-9604 | Merrick | NE24055 | Active | 5435 | 2013 | CAMUS | WT - Water Tube Boiler | Boiler Room | HWHT - Hot Water Heat | 1/31/2027
Central City Middle Schl | 2815 17th Ave | Central City | NE | 68826-9604 | Merrick | NE24056 | Out of Service | 5436 | 2013 | CAMUS | WT - Water Tube Boiler | Boiler Room | HWHT - Hot Water Heat | 1/31/2026
Central City Aquatic Center | 2818 18th Ave | Central City | NE | 68826-2254 | Merrick | NE14137 | Scrapped/Junked | 290765 | 2008 | RAYPAK INC | CPFH - Copper Fin Water Heater | POOL HOUSE | OPHT - Outdoor Pool Heater | 6/30/2015
Central City Aquatic Center | 2818 18th Ave | Central City | NE | 68826-2254 | Merrick | NE25991 | Scrapped/Junked | 402478 | 2015 | Raypak | CPPH - Ansi Cpr Fin Pool Heater | Mech. Room | OPHT - Outdoor Pool Heater | 7/31/2024
Central City Aquatic Center | 2818 18th Ave | Central City | NE | 68826-2254 | Merrick | NE42720 | Active | 565034 | 2023 | Raypak | CPPH - Ansi Cpr Fin Pool Heater | Mech. Room | OPHT - Outdoor Pool Heater | 6/30/2026
MCILNAY COMPANY INC | 306 G St | Central City | NE | 68826-1732 | MERRICK | NE07163 | Inactive |  | 1976 | NYB CO INC. | FT - Firetube Boiler | BASEMENT | STHT - Steam-Heat | 6/30/1997
MCILNAY COMPANY INC | 306 G St | Central City | NE | 68826-1732 | MERRICK | NE07164 | Inactive |  | 1977 | UTICA |  | BASEMENT | HWHT - Hot Water Heat | 6/30/2001
Overland Ready Mix | 3328 37th Rd | Silver Creek | NE | 68663-2731 | Merrick | NE30483 | Active | 2991 | 1993 | SIOUX STEAM CLEANER CORP | COBL - Coil Type Boiler | BOILER ROOM | HWSP - Hot Water Non Potable Supply | 6/30/2027
Overland Ready Mix | 3328 37th Rd | Silver Creek | NE | 68663-2731 | Merrick | NE40524 | Scrapped/Junked | 1210 | 1997 | SIOU | COBL - Coil Type Boiler | PORTABLE | HWSP - Hot Water Non Potable Supply | 6/30/2009
Clarks City Pool | 606 N Green St | Clarks | NE | 68628-2751 | Merrick | NE24310 | Active | 42088 | 1994 | Teledyne Laars | CPFT - Horiz Cpr Fin Boiler | MECH ROOM | OPHT - Outdoor Pool Heater | 6/30/2026
Twin River Elementary School | 609 5th St | Silver Creek | NE | 68663-2836 | Merrick | NE37139 | Inactive | 17130 | 1986 | Burnham | FT - Firetube Boiler | BOILER ROOM | HWHT - Hot Water Heat | 1/31/2025
TWIN RIVER ELEMENTARY SCHOOL | 609 5th St | Overton | NE | 68863-5368 | MERRICK | NE16511 | Inactive | 6735 | 1990 | ALDRICH | FTFB - Firetube-Firebox Boiler | BOILER ROOM | STHT - Steam-Heat | 7/31/2004
Apartment Building | 617 D Ave | Central City | NE | 68826-1775 | Merrick | NE30804 | Scrapped/Junked | N/A | 1996 | Peerless | CI - Cast Iron | BASEMENT | STHT - Steam-Heat | 4/30/2011
State Theater Foundation | 706 C Ave | Central City | NE | 68826-1736 | Merrick | NE26156 | Out of Service | N/A | 2011 | Burnham | CI - Cast Iron | Basement | HWHT - Hot Water Heat | 12/31/2016
Central City Fire Department | 716 16th St | Central City | NE | 68826-5245 | Merrick | NE24945 | Active | 149750 | 2010 | Laars/Gianonni | WTSS - Watertube SS Steel | Mech Room | GLFH - Glycol Floor Heat System | 12/31/2026
Kad's Car Wash | 910 G St | Central City | NE | 68826-9523 | Merrick | NE17535 | Scrapped/Junked | 2762 | 2010 | Camus Hydronics | CPFT - Horiz Cpr Fin Boiler | Boiler Room | HWSP - Hot Water Non Potable Supply | 3/31/2017
Kad's Car Wash | 910 G St | Central City | NE | 68826-9523 | Merrick | NE24309 | Scrapped/Junked | 16623 | 1990 | Loch | CPFT - Horiz Cpr Fin Boiler | MECH ROOM | HWSP - Hot Water Non Potable Supply | 9/30/2009
SANDHILLS HIGH SCHOOL | PO BOX 460 | DUNNING | NE | 68833 | Merrick | NE19382 | Exempt 1999 LB-66 |  | 1995 | RHEEM MANUFACTURING CO | AHWH - ANSI/Fired Water Htr |  | HWSD - Hot Water Dom/Potable | 6/30/1999
SANDHILLS HIGH SCHOOL | PO BOX 460 | DUNNING | NE | 68833 | Merrick | NE19383 | Exempt 1999 LB-66 |  | 1990 | AO SMITH | AHWH - ANSI/Fired Water Htr |  | HWSD - Hot Water Dom/Potable | 6/30/1999
SANDHILLS HIGH SCHOOL | PO BOX 460 | DUNNING | NE | 68833 | Merrick | NE19384 | Exempt 1999 LB-66 |  | 1990 | AO SMITH | AHWH - ANSI/Fired Water Htr |  | HWSD - Hot Water Dom/Potable | 6/30/1999
Central City Pool | S Hwy 14 | Central City | NE |  | Merrick | NE08423 | Inactive | 113941 | 2001 | TELE | CPFT - Horiz Cpr Fin Boiler | FILTER ROOM | OPHT - Outdoor Pool Heater | 6/30/2009
Overland Ready Mix | S Hwy 14 | Central City | NE | 68826 | Merrick | NE40167 | Scrapped/Junked | 438 | 1993 | SIOU | COBL - Coil Type Boiler | BOILER ROOM | HWSP - Hot Water Non Potable Supply | 6/30/2015
CENTRAL CITY POOL | S HWY 14 | CENTRAL CITY | NE | 68826 | MERRICK | NE40748 | Scrapped/Junked | 39989 | 1983 | TELEDYNE LAARS | CPFT - Horiz Cpr Fin Boiler | MECH ROOM | OPHT - Outdoor Pool Heater | 8/31/2001
Bridgeport Ethanol LLC | 10106 S Railroad Ave | Bridgeport | NE | 69336-4500 | Morrill | NE13433 | Active | 171 | 2007 | Victory | WT - Water Tube Boiler | Boiler Room | PROC - Process Steam | 7/31/2026
Bridgeport Ethanol LLC | 10106 S Railroad Ave | Bridgeport | NE | 69336-4500 | Morrill | NE13434 | Active | 6 | 2007 | SUNATEL | ECON - Boiler Economizer | ENERGY CENTER | ECON - Boiler Economizer | 12/31/2026
Bridgeport Ethanol LLC | 10106 S Railroad Ave | Bridgeport | NE | 69336-4500 | Morrill | NE13435 | Active | 172 | 2007 | VICT | UFPV - Unfired Pressure Vessel | Boiler Room | ECON - Boiler Economizer | 12/31/2026
First Presbyterian Church | 1014 S St | Bridgeport | NE | 69336 | Morrill | NE35473 | Scrapped/Junked | n/a | 1987 | Dunkirk | CI - Cast Iron | BOILER ROOM | HWHT - Hot Water Heat | 3/31/2011
BMO | 102 W 10th St | Bridgeport | NE | 69336-2559 | Morrill | NE20292 | Active | 0 | 1972 | Weil-McLain | CI - Cast Iron | Second Floor Boiler Room | HWHT - Hot Water Heat | 11/30/2026
CHIMMNEY ROCK VILLA | 103 E 13th St | Bayard | NE | 69334-8005 | MORRILL | NE20274 | Exempt 1999 LB-66 |  | 1994 | AO SMITH | AHWH - ANSI/Fired Water Htr |  | HWSD - Hot Water Dom/Potable | 8/31/1999
CHIMMNEY ROCK VILLA | 103 E 13th St | Bayard | NE | 69334-8005 | MORRILL | NE20275 | Exempt 1999 LB-66 |  | 1994 | AO SMITH | AHWH - ANSI/Fired Water Htr |  | HWSD - Hot Water Dom/Potable | 8/31/1999
Bayard City Pool | 104 E 11th St | Bayard | NE | 69334-2037 | Morrill | NE25863 | Inactive | 251480 | 2013 | Laars | CPFT - Horiz Cpr Fin Boiler | Outside | OPHT - Outdoor Pool Heater | 6/30/2025
Bayard City Pool | 104 E 11th St | Bayard | NE | 69334-2037 | Morrill | NE40500 | Scrapped/Junked | 89162 | 1999 | TELE | CPFT - Horiz Cpr Fin Boiler | YARD | OPHT - Outdoor Pool Heater | 6/30/2014
SWIMMING POOL | 11TH & MAIN ST | BAYARD | NE | 69334 | MORRILL | NE20272 | Exempt 1999 LB-66 |  | 1984 | AO SMITH | AHWH - ANSI/Fired Water Htr |  | HWSD - Hot Water Dom/Potable | 8/31/1999
SWIMMING POOL | 11TH & MAIN ST | BAYARD | NE | 69334 | MORRILL | NE20273 | Scrapped/Junked | 46798 | 1995 | AJAX BOILER INC | WT - Water Tube Boiler | 11TH & MAIN | HWHT - Hot Water Heat | 8/31/1999
Morrill Cnty Comm Hospital | 1313 S St | Bridgeport | NE | 69336-2563 | Morrill | NE03908 | Active | n/a | 1970 | Kewanee | FT - Firetube Boiler | BOILER ROOM | HWHT - Hot Water Heat | 7/31/2026
Morrill Cnty Comm Hospital | 1313 S St | Bridgeport | NE | 69336-2563 | Morrill | NE03909 | Active | n/a | 1970 | Kewanee | FT - Firetube Boiler | BOILER ROOM | HWHT - Hot Water Heat | 7/31/2026
Morrill Cnty Comm Hospital | 1313 S St | Bridgeport | NE | 69336-2563 | Morrill | NE07407 | Active | 12064 | 2006 | A O Smith | COWH - Coil Type Water Heater | BOILER ROOM | HWSD - Hot Water Dom/Potable | 7/31/2026
Morrill Cnty Comm Hospital | 1313 S St | Bridgeport | NE | 69336-2563 | Morrill | NE18475 | Scrapped/Junked | 30055 | 1995 | AO SMITH | CHWH - ASME/Fired Water Heater | BOILER ROOM | HWSD - Hot Water Dom/Potable | 7/31/2006
Morrill Cnty Comm Hospital | 1313 S St | Bridgeport | NE | 69336-2563 | Morrill | NE18476 | Scrapped/Junked | 30054 | 1995 | AO SMITH | CHWH - ASME/Fired Water Heater | BOILER ROOM | HWSD - Hot Water Dom/Potable | 7/31/2006
Morrill Cnty Comm Hospital | 1313 S St | Bridgeport | NE | 69336-2563 | Morrill | NE25866 | Active | 100139 | 2015 | SUSSMAN | ELBL - Electric Boiler | Sterilizer Room | STER - Sterilizer | 7/31/2026
OFFICE BUILDING | 208 E 6TH | BRIDGEPORT | NE | 69336 | MORRILL | NE35472 | Scrapped/Junked |  | 1950 | AMERICAN STANDARD |  | BOILER ROOM | HWHT - Hot Water Heat | 4/30/2001
BROADWATER PUBLIC SCHOOL | 251 N STAR | BROADWATER | NE | 69125 | MORRILL | NE23521 | Inactive | 59605 | 1998 | KEWANEE | FTFB - Firetube-Firebox Boiler | BOILER ROOM | HWHT - Hot Water Heat | 6/30/2005
BROADWATER PUBLIC SCHOOL | 251 N STAR | BROADWATER | NE | 69125 | MORRILL | NE31681 | Scrapped/Junked |  | 1925 | KEWANEE | FT - Firetube Boiler | BOILER ROOM | STHT - Steam-Heat | 7/31/2005
Bridgeport Pool | 400 N St | Bridgeport | NE | 69336-4046 | Morrill | NE07366 | Active | 155629 | 2005 | TELE | CPFT - Horiz Cpr Fin Boiler | BOILER ROOM | OPHT - Outdoor Pool Heater | 6/30/2026
BRIDGEPORT POOL | 400 N ST | BRIDGEPORT | NE | 69336 | MORRILL | NE16406 | Scrapped/Junked | 6562 | 1990 | TELEDYNE LAARS | CPFT - Horiz Cpr Fin Boiler | BOILER ROOM | OPHT - Outdoor Pool Heater | 6/30/2006
Prairie Winds Community Center | 428 N Main St | Bridgeport | NE | 69336-4050 | Morrill | NE24169 | Active | n/a | 1996 | AO SMITH | CHWH - ASME/Fired Water Heater | boiler room | HWSD - Hot Water Dom/Potable | 9/30/2026
Prairie Winds Community Center | 428 N Main St | Bridgeport | NE | 69336-4050 | Morrill | NE24170 | Active | n/a | 1996 | AO SMITH | CHWH - ASME/Fired Water Heater | boiler room | HWSD - Hot Water Dom/Potable | 9/30/2026
CITY HALL | 445 MAIN ST | BAYARD | NE | 69334 | MORRILL | NE20271 | Scrapped/Junked |  | 1990 | BRYANT |  | BASEMENT | HWHT - Hot Water Heat | 4/30/2008
Skyview at Bridgeport | 505 O St | Bridgeport | NE | 69336-4045 | Morrill | NE07505 | Active | 4671 | 2006 | Allied | WT - Water Tube Boiler | BOILER ROOM | HWHT - Hot Water Heat | 5/31/2026
Skyview at Bridgeport | 505 O St | Bridgeport | NE | 69336-4045 | Morrill | NE10178 | Active | 5251 | 2007 | Allied | CPFT - Horiz Cpr Fin Boiler | MAINTENANCE OFFICE | HWHT - Hot Water Heat | 5/31/2026
Skyview at Bridgeport | 505 O St | Bridgeport | NE | 69336-4045 | Morrill | NE14390 | Scrapped/Junked | 2933 | 1988 | AOSM | AHWH - ANSI/Fired Water Htr | N.G. BLR RM | HWSD - Hot Water Dom/Potable | 5/31/2020
Skyview at Bridgeport | 505 O St | Bridgeport | NE | 69336-4045 | Morrill | NE14391 | Scrapped/Junked | 3262 | 1988 | AOSM | AHWH - ANSI/Fired Water Htr | S BOILER RM | HWSD - Hot Water Dom/Potable | 5/31/2021
Skyview at Bridgeport | 505 O St | Bridgeport | NE | 69336-4045 | Morrill | NE28408 | Scrapped/Junked | 158809 | 2020 | RHEEM | FT - Firetube Boiler | N BOILER ROOM | HWSD - Hot Water Dom/Potable | 5/31/2025
Skyview at Bridgeport | 505 O St | Bridgeport | NE | 69336-4045 | Morrill | NE29166 | Active | 162165 | 2020 | RHEEM | FT - Firetube Boiler | Mechanical room | HWSD - Hot Water Dom/Potable | 5/31/2026
Skyview at Bridgeport | 505 O St | Bridgeport | NE | 69336-4045 | Morrill | NE35493 | Scrapped/Junked |  | 1966 | CRANE |  | BOILER ROOM | HWHT - Hot Water Heat | 4/30/2008
Skyview at Bridgeport | 505 O St | Bridgeport | NE | 69336-4045 | Morrill | NE35495 | Scrapped/Junked |  | 1963 | NATIONAL RADIATOR |  | BOILER ROOM | HWHT - Hot Water Heat | 4/30/2007
St Paul Lutheran Church-BMIC#543766 | 506 Main St | Bridgeport | NE | 69336-4013 | Morrill | NE35470 | Active | N/A | 1968 | Peerless | CI - Cast Iron | BOILER ROOM | HWHT - Hot Water Heat | 10/31/2025
Majestic Bed & Breakfast | 610 W 8Th St | Bayard | NE | 69334-2066 | Morrill | NE14374 | Inactive |  | 1965 | BRYN | CI - Cast Iron | BASEMENT | HWHT - Hot Water Heat | 12/31/2009
Majestic Bed & Breakfast | 610 W 8Th St | Bayard | NE | 69334-2066 | Morrill | NE14375 | Inactive |  | 1971 | Ajax | WT - Water Tube Boiler | BASEMENT | HWHT - Hot Water Heat | 12/31/2009
Bayard City Elementary | 726 4th Ave | Bayard | NE | 69334-2065 | Morrill | NE20270 | Exempt 1999 LB-66 |  | 1996 | AO SMITH | AHWH - ANSI/Fired Water Htr |  | HWSD - Hot Water Dom/Potable | 8/31/1999
Bayard City Elementary | 726 4th Ave | Bayard | NE | 69334-2065 | Morrill | NE21106 | Active | n/a | 1996 | Burnham | CI - Cast Iron | BOILER ROOM | HWHT - Hot Water Heat | 8/31/2026
Bayard City Elementary | 726 4th Ave | Bayard | NE | 69334-2065 | Morrill | NE31439 | Out of Service | 21935 | 1986 | Bryan | WT - Water Tube Boiler | BOILER ROOM | HWHT - Hot Water Heat | 8/31/2022
Bayard City High School | 726 4th Ave | Bayard | NE | 69334-2065 | Morrill | NE14323 | Scrapped/Junked |  | 1978 | AO SMITH | AHWH - ANSI/Fired Water Htr | BASEMENT | HWSD - Hot Water Dom/Potable | 8/31/2005
Bayard City High School | 726 4th Ave | Bayard | NE | 69334-2065 | Morrill | NE14324 | Scrapped/Junked |  | 1978 | AO SMITH | AHWH - ANSI/Fired Water Htr | BOILER ROOM | HWSD - Hot Water Dom/Potable | 8/31/2005
Bayard City High School | 726 4th Ave | Bayard | NE | 69334-2065 | Morrill | NE14325 | Out of Service | n/a | 1988 | AOSM | AHWH - ANSI/Fired Water Htr | BASEMENT | HWSD - Hot Water Dom/Potable | 8/31/2012
Bayard City High School | 726 4th Ave | Bayard | NE | 69334-2065 | Morrill | NE14326 | Scrapped/Junked | n/a | 1988 | AOSM | AHWH - ANSI/Fired Water Htr | BASEMENT | HWSD - Hot Water Dom/Potable | 8/31/2017
Bayard City High School | 726 4th Ave | Bayard | NE | 69334-2065 | Morrill | NE15158 | Active | 29366 | 1990 | Bryan | WT - Water Tube Boiler | BOILER ROOM | HWHT - Hot Water Heat | 7/31/2026
Bridgeport Public Schools | 800 Q St | Bridgeport | NE | 69336-2519 | Morrill | NE15738 | Active | 53572 | 2009 | Aerco | FTVT - Firetube Vertical TB | Boiler Room | HWHT - Hot Water Heat | 10/31/2026
Bridgeport Public Schools | 800 Q St | Bridgeport | NE | 69336-2519 | Morrill | NE16428 | Scrapped/Junked |  | 1991 | Weil-Mcclain | CI - Cast Iron | BOILER ROOM | STHT - Steam-Heat | 10/31/2009
Bridgeport Public Schools | 800 Q St | Bridgeport | NE | 69336-2519 | Morrill | NE16429 | Active | n/a | 1991 | Weil-Mcclain | CI - Cast Iron | boiler room | STHT - Steam-Heat | 10/31/2026
Bridgeport Public Schools | 800 Q St | Bridgeport | NE | 69336-2519 | Morrill | NE18173 | Scrapped/Junked |  | 1994 | BRYANT |  | BOILER ROOM | STHT - Steam-Heat | 8/31/2007
Bridgeport Public Schools | 800 Q St | Bridgeport | NE | 69336-2519 | Morrill | NE22152 | Active | 136079 | 2009 | AO SMITH | CHWH - ASME/Fired Water Heater | Boiler Room | HWSD - Hot Water Dom/Potable | 10/31/2026
Bridgeport Public Schools | 800 Q St | Bridgeport | NE | 69336-2519 | Morrill | NE30023 | Inactive |  | 1930 | US RADIATOR |  | BOILER ROOM | STHT - Steam-Heat | 8/31/2003
Bridgeport Public Schools | 800 Q St | Bridgeport | NE | 69336-2519 | Morrill | NE31340 | Inactive |  | 1961 | TITUSVILLE | FTSM - FTS Marine Dry Back | BOILER ROOM | STHT - Steam-Heat | 8/31/2003
The Western Sugar Cooperative | 804 W 8Th St | Bayard | NE | 69334 | Morrill | NE02238 | Inactive | 29756 | 1973 | Cleaver & Brooks | FT - Firetube Boiler | blr rm | STHT - Steam-Heat | 6/30/2008
The Western Sugar Cooperative | 804 W 8Th St | Bayard | NE | 69334 | Morrill | NE12339 | Inactive |  | 1917 | B&W |  | BOILER HOUSE | STHT - Steam-Heat | 6/30/1996
The Western Sugar Cooperative | 804 W 8Th St | Bayard | NE | 69334 | Morrill | NE14921 | Out of Service | CI | 1960 | Bryant Boiler | CI - Cast Iron | Basement Blrm | HWHT - Hot Water Heat | 6/30/2013
The Western Sugar Cooperative | 804 W 8Th St | Bayard | NE | 69334 | Morrill | NE20055 | Inactive | 3046 | 1994 | NEBC |  | RENTAL BOILER | PROC - Process Steam | 6/30/1997
The Western Sugar Cooperative | 804 W 8Th St | Bayard | NE | 69334 | Morrill | NE20056 | Inactive | 2792 | 1992 | NEBC |  | RENTAL BOILER | PROC - Process Steam | 6/30/1997
The Western Sugar Cooperative | 804 W 8Th St | Bayard | NE | 69334 | Morrill | NE20072 | Inactive | 2913 | 1993 | NEBC |  | RENTAL BOILER | PROC - Process Steam | 6/30/1997
The Western Sugar Cooperative | 804 W 8Th St | Bayard | NE | 69334 | Morrill | NE21250 | Inactive | 24668 | 1981 | B&W |  | BOILER ROOM | PROC - Process Steam | 6/30/2004
First Baptist Church | 818 O St | Bridgeport | NE | 69336-2528 | Morrill | NE21119 | Scrapped/Junked | NA | 1995 | Bryant Boiler | CI - Cast Iron | Basement | HWHT - Hot Water Heat | 3/31/2011
First Baptist Church | 818 O St | Bridgeport | NE | 69336-2528 | Morrill | NE21120 | Scrapped/Junked | NA | 1995 | Bryant Boiler | CI - Cast Iron | Basement | HWHT - Hot Water Heat | 3/31/2011
Burlington Northern Santa Fe | Hwy 385-88 | Bridgeport | NE | 69336-0814 | Morrill | NE03897 | Active | NA | 1986 | BURN | CI - Cast Iron | BOILER ROOM | HWHT - Hot Water Heat | 9/30/2026
Angora/Bridgeport Elem School | PO Box 1526 | Angora | NE | 69331-1526 | Morrill | NE07367 | Inactive |  | 1983 | PEER | CI - Cast Iron | BASEMENT | HWHT - Hot Water Heat | 10/31/2008
NOLAND'S PROCESSING | PO Box 215 | Bayard | NE | 69334-0215 | MORRILL | NE14100 | Inactive | 5287 | 1961 | BES CO | FT - Firetube Boiler | SLAUGHTERHOUSE | PROC - Process Steam | 10/31/1991
BAYARD DEPOT MUSEUM | PO Box 367 | Bayard | NE | 69334-0367 | MORRILL | NE40190 | Inactive |  | 1928 | WINCHESTER |  | BASEMENT | HWHT - Hot Water Heat | 10/31/2000
St Rose of Lima Church | 116 N Elm St | Genoa | NE | 68640-3042 | NANCE | NE09502 | Active | 11387 | 2001 | ALES | FTVT - Firetube Vertical TB | BASEMENT | HWHT - Hot Water Heat | 1/31/2027
St Rose of Lima Church | 116 N Elm St | Genoa | NE | 68640-3042 | NANCE | NE09503 | Active | 11388 | 2001 | ALES | FTVT - Firetube Vertical TB | BASEMENT | HWHT - Hot Water Heat | 1/31/2027
St Rose of Lima Church | 116 N Elm St | Genoa | NE | 68640-3042 | NANCE | NE37542 | Scrapped/Junked |  | 1962 | AMERICAN STANDARD |  | BOILER ROOM | HWHT - Hot Water Heat | 2/28/2002
Accura Healthcare | 202 N Esther St | Fullerton | NE | 68638-3029 | Nance | NE09514 | Active | 6811 | 2002 | Rbi | CPFT - Horiz Cpr Fin Boiler | NORTH BLR ROOM | HWSD - Hot Water Dom/Potable | 4/30/2027
Accura Healthcare | 202 N Esther St | Fullerton | NE | 68638-3029 | Nance | NE15322 | Scrapped/Junked | 5553 | 1989 | AO SMITH | CHWH - ASME/Fired Water Heater | BOILER ROOM | HWSD - Hot Water Dom/Potable | 4/30/1999
Accura Healthcare | 202 N Esther St | Fullerton | NE | 68638-3029 | Nance | NE15323 | Scrapped/Junked |  | 1989 | RHEEM MANUFACTURING CO | AHWH - ANSI/Fired Water Htr | BOILER ROOM | HWSD - Hot Water Dom/Potable | 4/30/2002
Accura Healthcare | 202 N Esther St | Fullerton | NE | 68638-3029 | Nance | NE18566 | Scrapped/Junked | unk | 1992 | State Industries | CHWH - ASME/Fired Water Heater | BOILER ROOM | HWSD - Hot Water Dom/Potable | 4/30/2013
Accura Healthcare | 202 N Esther St | Fullerton | NE | 68638-3029 | Nance | NE21554 | Active | 31315 | 1996 | AO SMITH | COBL - Coil Type Boiler | BOILER ROOM | HWHT - Hot Water Heat | 4/30/2027
Accura Healthcare | 202 N Esther St | Fullerton | NE | 68638-3029 | Nance | NE21555 | Active | 33472 | 1996 | AO SMITH | COBL - Coil Type Boiler | BOILER ROOM | HWHT - Hot Water Heat | 4/30/2027
St Peter Catholic School | 206 3rd St | Fullerton | NE | 68638-3224 | Nance | NE29114 | Active | 6493 | 2019 | Riello | COBL - Coil Type Boiler | Boiler Room | HWHT - Hot Water Heat | 12/31/2026
St Peter Catholic School | 206 3rd St | Fullerton | NE | 68638-3224 | Nance | NE29115 | Active | 6487 | 2019 | Riello | COBL - Coil Type Boiler | Boiler Room | HWHT - Hot Water Heat | 12/31/2026
St Peter Catholic School | 206 3rd St | Fullerton | NE | 68638-3224 | Nance | NE32702 | Scrapped/Junked | n/a | 1958 | Kewanee | FTFB - Firetube-Firebox Boiler | BOILER ROOM | HWHT - Hot Water Heat | 12/31/2020
Nance County Courthouse | 209 Esther St | Fullerton | NE | 68638-3133 | Nance | NE15204 | Scrapped/Junked | n/a | 1974 | Peerless | CI - Cast Iron | BOILER ROOM | HWHT - Hot Water Heat | 4/30/2011
Nance County Courthouse | 209 Esther St | Fullerton | NE | 68638-3133 | Nance | NE17961 | Inactive | 17884 | 2010 | Les Inc/Aldrich Co | FTVT - Firetube Vertical TB | Boiler Room | HWHT - Hot Water Heat | 4/30/2024
Genoa Housing Authority | 301 E Willard Ave | Genoa | NE | 68640-3020 | Nance | NE19573 | Scrapped/Junked | N/A | 2010 | ERC International | CI - Cast Iron | BLDG F | HWHT - Hot Water Heat | 4/30/2026
Genoa Housing Authority | 301 E Willard Ave | Genoa | NE | 68640-3020 | Nance | NE40151 | Inactive | N/A | 1998 | Weil-Mcclain | CI - Cast Iron | community center | HWHT - Hot Water Heat | 4/30/2019
Genoa Housing Authority | 301 E Willard Ave | Genoa | NE | 68640-3020 | Nance | NE40152 | Active | N/A | 1998 | Weil-Mcclain | CI - Cast Iron | BLDG B | HWHT - Hot Water Heat | 4/30/2027
Genoa Housing Authority | 301 E Willard Ave | Genoa | NE | 68640-3020 | Nance | NE40153 | Active | N/A | 1998 | Weil-Mcclain | CI - Cast Iron | BLDG D | HWHT - Hot Water Heat | 4/30/2027
Genoa Housing Authority | 301 E Willard Ave | Genoa | NE | 68640-3020 | Nance | NE40154 | Active | N/A | 1998 | Weil-Mcclain | CI - Cast Iron | BLDG C | HWHT - Hot Water Heat | 4/30/2027
Genoa Housing Authority | 301 E Willard Ave | Genoa | NE | 68640-3020 | Nance | NE40155 | Active | N/A | 1998 | Weil-Mcclain | CI - Cast Iron | BLDG E | HWHT - Hot Water Heat | 4/30/2027
Genoa Housing Authority | 301 E Willard Ave | Genoa | NE | 68640-3020 | Nance | NE40156 | Out of Service | N/A | 1998 | Weil-Mcclain | CI - Cast Iron | NE BLDG #5 | HWHT - Hot Water Heat | 4/30/2011
Genoa Housing Authority | 301 E Willard Ave | Genoa | NE | 68640-3020 | Nance | NE43872 | Active | 442375 | 2023 | Lochinvar | FTSS - Firetube Stainless Steel | BLDG F | HWHT - Hot Water Heat | 4/30/2027
St Peter Catholic Church | 315 N Esther St | Fullerton | NE | 68638-3201 | Nance | NE17463 | Scrapped/Junked | n/a | 1993 | Peerless | CI - Cast Iron | CHURCH BASEMENT | STHT - Steam-Heat | 12/31/2025
St Peter Catholic Church | 315 N Esther St | Fullerton | NE | 68638-3201 | Nance | NE43883 | Active | 442084 | 2023 | Lochinvar | FTSS - Firetube Stainless Steel | Basement Boiler Room | HWHT - Hot Water Heat | 12/31/2026
St Peter Catholic Church | 315 N Esther St | Fullerton | NE | 68638-3201 | Nance | NE43884 | Active | 442078 | 2023 | Lochinvar | FTSS - Firetube Stainless Steel | Basement Boiler Room | HWHT - Hot Water Heat | 12/31/2026
HOFFMEISTER HOME | 324 N Pine St | Genoa | NE | 68640-3037 | NANCE | NE40173 | Inactive |  | 1993 | PEERLESS HEATER COMPANY |  | BASEMENT | HWHT - Hot Water Heat | 3/31/2006
POST OFFICE | 420 Broadway St | Fullerton | NE | 68638-3155 | NANCE | NE02089 | Inactive |  | 1965 | KEWANEE | FTFB - Firetube-Firebox Boiler | MECH ROOM | HWHT - Hot Water Heat | 8/31/2005
Loup Power District | 51137 N Impala Ln | Genoa | NE | 68640-4112 | Nance | NE25345 | Scrapped/Junked | 24008 | 1987 | Bryant | FT - Firetube Boiler | Boiler Room | PROC - Process Steam | 10/31/2019
Loup Power District | 51137 N Impala Ln | Genoa | NE | 68640-4112 | Nance | NE29091 | Active | 134 | 2019 | York Shipley | FTHT - Firetube Horizontal | Outdoor Container bldg | STMG - Steam Generator | 1/31/2027
Fullerton Elementary | 606 4th St | Fullerton | NE | 68638-3176 | Nance | NE18837 | Exempt 1999 LB-66 |  | 1998 | RHEEM MANUFACTURING CO | AHWH - ANSI/Fired Water Htr |  | HWSD - Hot Water Dom/Potable | 7/31/2000
Fullerton Elementary | 606 4th St | Fullerton | NE | 68638-3176 | Nance | NE18838 | Exempt 1999 LB-66 |  | 1998 | RHEEM MANUFACTURING CO | AHWH - ANSI/Fired Water Htr |  | HWSD - Hot Water Dom/Potable | 7/31/2000
Fullerton Elementary | 606 4th St | Fullerton | NE | 68638-3176 | Nance | NE18839 | Active | 8962 | 1996 | ALES | FTVT - Firetube Vertical TB | BOILER ROOM | HWHT - Hot Water Heat | 1/31/2027
Fullerton Elementary | 606 4th St | Fullerton | NE | 68638-3176 | Nance | NE18840 | Active | 8961 | 1996 | ALES | FTVT - Firetube Vertical TB | BOILER ROOM | HWHT - Hot Water Heat | 1/31/2027
Fullerton Elementary | 606 4th St | Fullerton | NE | 68638-3176 | Nance | NE33547 | Active | 4311 | 1928 | Kewanee | FT - Firetube Boiler | OLD BLDG BLR ROOM | STHT - Steam-Heat | 1/31/2027
Fullerton Elementary | 606 4th St | Fullerton | NE | 68638-3176 | Nance | NE33548 | Active | 4312 | 1928 | Kewanee | FT - Firetube Boiler | OLD BLDG BLR ROOM | STHT - Steam-Heat | 1/31/2027
Fullerton Elementary | 606 4th St | Fullerton | NE | 68638-3176 | Nance | NE37245 | Scrapped/Junked | n/a | 1974 | AOSM | AHWH - ANSI/Fired Water Htr | OLD BLDG BLR ROOM | HWSD - Hot Water Dom/Potable | 1/31/2014
Genoa Community Hospital | 606 Ewing St | Genoa | NE | 68640-3034 | Nance | NE04176 | Out of Service | 4333 | 1988 | Precision | ELBL - Electric Boiler | Boiler Room | HWHT - Hot Water Heat | 10/31/2021
Genoa Community Hospital | 606 Ewing St | Genoa | NE | 68640-3034 | Nance | NE04177 | Out of Service | 4334 | 1988 | Precision | ELBL - Electric Boiler | Boiler Room | HWHT - Hot Water Heat | 10/31/2021
Genoa Community Hospital | 606 Ewing St | Genoa | NE | 68640-3034 | Nance | NE04178 | Scrapped/Junked | 77119 | 1988 | A O Smith | COBL - Coil Type Boiler | Boiler Room | HWSD - Hot Water Dom/Potable | 10/31/2013
Genoa Community Hospital | 606 Ewing St | Genoa | NE | 68640-3034 | Nance | NE04179 | Scrapped/Junked | 77201 | 1988 | A O Smith | COBL - Coil Type Boiler | Boiler Room | HWSD - Hot Water Dom/Potable | 10/31/2013
Genoa Community Hospital | 606 Ewing St | Genoa | NE | 68640-3034 | Nance | NE04180 | Scrapped/Junked | 77114 | 1988 | A O Smith | COBL - Coil Type Boiler | Boiler Room | HWSD - Hot Water Dom/Potable | 10/31/2013
Genoa Community Hospital | 606 Ewing St | Genoa | NE | 68640-3034 | Nance | NE06982 | Active | 2270 | 2006 | Steris Corp | ELBL - Electric Boiler | Surgery | 0020 - Supp to Sterlizer/Autoclave | 10/31/2026
Genoa Community Hospital | 606 Ewing St | Genoa | NE | 68640-3034 | Nance | NE19101 | Scrapped/Junked | 17010 | 1966 | AMSCO | ELPV - Electric Press VSL | MECHANICAL ROOM | 0020 - Supp to Sterlizer/Autoclave | 10/31/2006
Genoa Community Hospital | 606 Ewing St | Genoa | NE | 68640-3034 | Nance | NE24118 | Active | 177553 | 2013 | A O Smith | CHWH - ASME/Fired Water Heater | boiler room | HWSD - Hot Water Dom/Potable | 10/31/2026
Genoa Community Hospital | 606 Ewing St | Genoa | NE | 68640-3034 | Nance | NE24119 | Active | 177547 | 2013 | A O Smith | CHWH - ASME/Fired Water Heater | boiler room | HWSD - Hot Water Dom/Potable | 10/31/2026
Vacant | 616 Webster Ave | Genoa | NE | 68640-3038 | Nance | NE09711 | Inactive | N/A | 2000 | DUNK | CI - Cast Iron | BASEMENT | HWHT - Hot Water Heat | 12/31/2014
Vacant | 616 Webster Ave | Genoa | NE | 68640-3038 | Nance | NE30286 | Inactive | N/A | 1975 | BRYN | CI - Cast Iron | BASEMENT | HWHT - Hot Water Heat | 12/31/2014
Vacant | 616 Webster Ave | Genoa | NE | 68640-3038 | Nance | NE30417 | Inactive |  | 1975 | AMERICAN STANDARD |  | BASEMENT EAST | HWHT - Hot Water Heat | 12/31/2001
Twin River School Bldg | 816 Willard Ave | Genoa | NE | 68640-3040 | Nance | NE07579 | Scrapped/Junked | 14443 | 2005 | ALES | FTVT - Firetube Vertical TB | BOILER ROOM | HWHT - Hot Water Heat | 1/31/2016
Twin River School Bldg | 816 Willard Ave | Genoa | NE | 68640-3040 | Nance | NE07580 | Out of Service | 14442 | 2005 | ALES | FTVT - Firetube Vertical TB | BOILER ROOM | HWHT - Hot Water Heat | 1/31/2025
Twin River School Bldg | 816 Willard Ave | Genoa | NE | 68640-3040 | Nance | NE13937 | Scrapped/Junked | 117263 | 2007 | AO SMITH | CHWH - ASME/Fired Water Heater | BOILER ROOM | HWSD - Hot Water Dom/Potable | 1/31/2018
Twin River School Bldg | 816 Willard Ave | Genoa | NE | 68640-3040 | Nance | NE26271 | Active | 152338 | 2014 | Lochinvar | FTVT - Firetube Vertical TB | Boiler Room | HWHT - Hot Water Heat | 1/31/2027
Twin River School Bldg | 816 Willard Ave | Genoa | NE | 68640-3040 | Nance | NE28757 | Active | 124243 | 2017 | Bradford White | CHWH - ASME/Fired Water Heater | Boiler Room | HWSD - Hot Water Dom/Potable | 1/31/2027
Twin River School Bldg | 816 Willard Ave | Genoa | NE | 68640-3040 | Nance | NE34537 | Scrapped/Junked |  | 1968 | WHIRLPOWER | FTFB - Firetube-Firebox Boiler | BOILER ROOM | STHT - Steam-Heat | 12/31/2005
Twin River School Bldg | 816 Willard Ave | Genoa | NE | 68640-3040 | Nance | NE34538 | Scrapped/Junked |  | 1968 | WHIRLPOWER | FTFB - Firetube-Firebox Boiler | BOILER ROOM | STHT - Steam-Heat | 12/31/2005
Twin River School Bldg | 816 Willard Ave | Genoa | NE | 68640-3040 | Nance | NE37065 | Scrapped/Junked |  | 1983 | AOSM | AHWH - ANSI/Fired Water Htr | BOILER ROOM | HWSD - Hot Water Dom/Potable | 12/31/2005
BUNKER HILL SCHOOL | CENTRAL HWY | GENOA | NE | 68640 | NANCE | NE22542 | Scrapped/Junked |  | 1964 | HYDROTHERM/ADV THER HYD |  | BASEMENT | HWHT - Hot Water Heat | 2/28/1999
Genoa City Pool | Park St & St Clair | Genoa | NE |  | NANCE | NE40637 | Scrapped/Junked | 39813 | 1984 | TELE | CPFT - Horiz Cpr Fin Boiler | OUTSIDE | OPHT - Outdoor Pool Heater | 6/30/2009
OLD BELGRADE PUBLIC SCHOOL | SOUTH D ST | BELGRADE | NE | 68623 | NANCE | NE33283 | Inactive |  | 1921 | AMERICAN RADIATOR |  | BOILER ROOM | STHT - Steam-Heat | 2/28/2006
Valley View Apartments | 1017 H St | Auburn | NE | 68305-1640 | Nemaha | NE25185 | Active | 260593 | 2014 | Lochinvar | WT - Water Tube Boiler | Basement | HWDP - Hotwater Heat & Dom Supply | 6/30/2026
Valley View Apartments | 1017 H St | Auburn | NE | 68305-1640 | Nemaha | NE25186 | Active | 260596 | 2014 | Lochinvar | WT - Water Tube Boiler | Basement | HWDP - Hotwater Heat & Dom Supply | 6/30/2026
Valley View Apartments | 1017 H St | Auburn | NE | 68305-1640 | Nemaha | NE40775 | Scrapped/Junked | 9505 | 1967 | BE&S Continental | FTSM - FTS Marine Dry Back | BASEMENT #1 Blr | HWHT - Hot Water Heat | 2/28/2013
Valley View Apartments | 1017 H St | Auburn | NE | 68305-1640 | Nemaha | NE40776 | Scrapped/Junked | 9506 | 1967 | BE&S Continental | FTSM - FTS Marine Dry Back | BASEMENT #2 Blr | HWHT - Hot Water Heat | 2/28/2013
Valley View Apartments | 1017 H St | Auburn | NE | 68305-1640 | Nemaha | NE40777 | Scrapped/Junked | 11555 | 1994 | Triad Boiler | FTVT - Firetube Vertical TB | BASEMENT #3 Blr | HWSD - Hot Water Dom/Potable | 2/28/2014
Auburn City Pool | 1020 H St | Auburn | NE | 68305-1638 | Nemaha | NE26995 | Out of Service | 437917 | 2017 | TELE | CPFT - Horiz Cpr Fin Boiler | PUMP HOUSE | OPHT - Outdoor Pool Heater | 5/31/2023
Auburn City Pool | 1020 H St | Auburn | NE | 68305-1638 | Nemaha | NE40778 | Scrapped/Junked | 37939 | 1993 | TELE | CPFT - Horiz Cpr Fin Boiler | PUMP HOUSE | OPHT - Outdoor Pool Heater | 6/30/2016
Auburn City Pool | 1020 H St | Auburn | NE | 68305-1638 | Nemaha | NE40779 | Exempt 1999 LB-66 |  | 1994 | STATE INDUSTRIES | AHWH - ANSI/Fired Water Htr |  | HWSD - Hot Water Dom/Potable | 1/1/1900
Auburn City Pool | 1020 H St | Auburn | NE | 68305-1638 | Nemaha | NE40780 | Scrapped/Junked |  | 1991 | TELEDYNE LAARS | CPFT - Horiz Cpr Fin Boiler | PUMP HOUSE | OPHT - Outdoor Pool Heater | 5/31/2005
Anderson Apartments | 1107 Central Ave | Auburn | NE | 68305-1561 | Nemaha | NE02515 | Out of Service | n/a | 1999 | Weil-Mcclain | CI - Cast Iron | BOILER ROOM | HWHT - Hot Water Heat | 10/31/2010
NPPD COOPER NUCLEAR STA | 1110 M St | Auburn | NE | 68305-1559 | NEMAHA | NE32094 | Scrapped/Junked | 11349 | 1960 | AJAX BOILER INC | WT - Water Tube Boiler | BOILER ROOM | HWHT - Hot Water Heat | 7/31/2004
Auburn State Bank | 1212 J St | Auburn | NE | 68305-1533 | Nemaha | NE19532 | Out of Service | N/A | 1979 | Crane | CI - Cast Iron | Basement | HWHT - Hot Water Heat | 3/31/2012
Peru State College | 123 Hoyt St | Peru | NE | 68421 | Nemaha | NE01237 | Scrapped/Junked | 16507 | 1966 | Cleaver & Brooks |  | Utility Plant |  | 7/31/2003
Peru State College | 123 Hoyt St | Peru | NE | 68421 | Nemaha | NE01245 | Scrapped/Junked | 1438 | 1967 | Nebraska Boiler |  | Power Plant | PROC - Process Steam | 12/31/2003
Peru State College | 123 Hoyt St | Peru | NE | 68421 | Nemaha | NE09575 | Active | 28373 | 2003 | Burnham | FTSM - FTS Marine Dry Back | BOILER PLANT #1 | BSUP - Bldg Heat & Process | 12/31/2025
Peru State College | 123 Hoyt St | Peru | NE | 68421 | Nemaha | NE11527 | Scrapped/Junked |  | 1993 | Peerless | CI - Cast Iron | Oak Hill Hall |  | 12/31/2009
Peru State College | 123 Hoyt St | Peru | NE | 68421 | Nemaha | NE11529 | Scrapped/Junked |  | 1993 | Peerless | CI - Cast Iron | "M" Unit |  | 12/31/2008
Peru State College | 123 Hoyt St | Peru | NE | 68421 | Nemaha | NE12163 | Inactive | 28362 | 2003 | Burnham | FTSM - FTS Marine Dry Back | BOILER PLANT #3 | BSUP - Bldg Heat & Process | 12/31/2022
Peru State College | 123 Hoyt St | Peru | NE | 68421 | Nemaha | NE12376 | Active | 28364 | 2003 | Burnham | FTSM - FTS Marine Dry Back | BOILER PLANT #2 | BSUP - Bldg Heat & Process | 12/31/2026
Peru State College | 123 Hoyt St | Peru | NE | 68421 | Nemaha | NE13605 | Out of Service | N/A | 2008 | Peerless | CI - Cast Iron | UNIT M | HWHT - Hot Water Heat | 12/31/2017
Peru State College | 123 Hoyt St | Peru | NE | 68421 | Nemaha | NE15785 | Out of Service | N/A | 2003 | Burnham | CI - Cast Iron | Oak Hill Dorm Basement | HWHT - Hot Water Heat | 12/31/2017
Peru State College | 123 Hoyt St | Peru | NE | 68421 | Nemaha | NE27214 | Active | 108727 | 2016 | Reimers | ELBL - Electric Boiler | Delzell Hall | HHHP - Hotwater Heat & Heat Pump | 12/31/2025
Peru State College | 123 Hoyt St | Peru | NE | 68421 | Nemaha | NE27215 | Active | 71244 | 2016 | PVI Industries | CHWH - ASME/Fired Water Heater | Delzell Hall | HWSD - Hot Water Dom/Potable | 12/31/2026
Peru State College | 123 Hoyt St | Peru | NE | 68421 | Nemaha | NE27216 | Active | 71811 | 2016 | PVI Industries | CHWH - ASME/Fired Water Heater | Delzell Hall | HWSD - Hot Water Dom/Potable | 12/31/2026
Peru State College | 123 Hoyt St | Peru | NE | 68421 | Nemaha | NE33052 | Inactive |  | 1967 | MARKET FORGE INDUSTRIES | ELBL - Electric Boiler | CAFETERIA | 0021 - Steam Supp Cooker/Kettle | 7/31/1990
Nemaha Cty Good Sam Ctr | 1322 U St | Auburn | NE | 68305-3215 | Nemaha | NE00073 | Scrapped/Junked | 55906 | 2000 | AO SMITH | CHWH - ASME/Fired Water Heater | MAIN BOILER ROOM | HWSD - Hot Water Dom/Potable | 9/30/2005
Nemaha Cty Good Sam Ctr | 1322 U St | Auburn | NE | 68305-3215 | Nemaha | NE02566 | Scrapped/Junked | 72293 | 2002 | AO SMITH | CHWH - ASME/Fired Water Heater | FRONT BLR ROOM | HWSD - Hot Water Dom/Potable | 9/30/2008
Nemaha Cty Good Sam Ctr | 1322 U St | Auburn | NE | 68305-3215 | Nemaha | NE02567 | Scrapped/Junked | 83401 | 2004 | AOSM | CHWH - ASME/Fired Water Heater | ANNEX BLR ROOM | HWSD - Hot Water Dom/Potable | 9/30/2013
Nemaha Cty Good Sam Ctr | 1322 U St | Auburn | NE | 68305-3215 | Nemaha | NE06692 | Scrapped/Junked | 99121 | 2005 | AOSC | CHWH - ASME/Fired Water Heater | MAIN BOILER ROOM | HWSD - Hot Water Dom/Potable | 9/30/2012
Nemaha Cty Good Sam Ctr | 1322 U St | Auburn | NE | 68305-3215 | Nemaha | NE08759 | Active | n/a | 2000 | Burnham | CI - Cast Iron | ANNEX BOILER ROOM | HWHT - Hot Water Heat | 9/30/2026
Nemaha Cty Good Sam Ctr | 1322 U St | Auburn | NE | 68305-3215 | Nemaha | NE08760 | Active | n/a | 2000 | Burnham | CI - Cast Iron | ANNEX BOILER ROOM | HWHT - Hot Water Heat | 9/30/2026
Nemaha Cty Good Sam Ctr | 1322 U St | Auburn | NE | 68305-3215 | Nemaha | NE08761 | Active | n/a | 2001 | Burnham | CI - Cast Iron | MAIN BOILER ROOM | HWHT - Hot Water Heat | 9/30/2026
Nemaha Cty Good Sam Ctr | 1322 U St | Auburn | NE | 68305-3215 | Nemaha | NE08762 | Active | n/a | 2001 | Burnham | CI - Cast Iron | MAIN BOILER ROOM | HWHT - Hot Water Heat | 9/30/2026
Nemaha Cty Good Sam Ctr | 1322 U St | Auburn | NE | 68305-3215 | Nemaha | NE13606 | Scrapped/Junked | 131004 | 2008 | AO SMITH | CHWH - ASME/Fired Water Heater | FRONT BOILER ROOM | HWSD - Hot Water Dom/Potable | 9/30/2013
Nemaha Cty Good Sam Ctr | 1322 U St | Auburn | NE | 68305-3215 | Nemaha | NE15784 | Scrapped/Junked | 137235 | 2009 | A O Smith | FTVT - Firetube Vertical TB | Mech. Room | HWSD - Hot Water Dom/Potable | 9/30/2017
Nemaha Cty Good Sam Ctr | 1322 U St | Auburn | NE | 68305-3215 | Nemaha | NE15903 | Scrapped/Junked |  | 1970 | RAYPAK INC, CALIFORNIA | WT - Water Tube Boiler | BOILER ROOM | HWHT - Hot Water Heat | 9/30/2001
Nemaha Cty Good Sam Ctr | 1322 U St | Auburn | NE | 68305-3215 | Nemaha | NE15904 | Scrapped/Junked | 7969 | 1990 | AO SMITH | CHWH - ASME/Fired Water Heater | ANNEX | HWSD - Hot Water Dom/Potable | 9/30/2004
Nemaha Cty Good Sam Ctr | 1322 U St | Auburn | NE | 68305-3215 | Nemaha | NE15905 | Inactive |  | 1990 | AO SMITH | AHWH - ANSI/Fired Water Htr | BOILER ROOM | HWSD - Hot Water Dom/Potable | 10/31/1991
Nemaha Cty Good Sam Ctr | 1322 U St | Auburn | NE | 68305-3215 | Nemaha | NE15906 | Inactive |  | 1980 | HYDROTHERM/ADV THER HYD | FT - Firetube Boiler | BOILER ROOM | HWHT - Hot Water Heat | 9/30/1998
Nemaha Cty Good Sam Ctr | 1322 U St | Auburn | NE | 68305-3215 | Nemaha | NE15923 | Scrapped/Junked |  | 1980 | PEERLESS HEATER COMPANY |  | BOILER ROOM | HWHT - Hot Water Heat | 9/30/2001
Nemaha Cty Good Sam Ctr | 1322 U St | Auburn | NE | 68305-3215 | Nemaha | NE15924 | Inactive |  | 1982 | AO SMITH | AHWH - ANSI/Fired Water Htr | DIETARY WING | HWSD - Hot Water Dom/Potable | 10/31/1991
Nemaha Cty Good Sam Ctr | 1322 U St | Auburn | NE | 68305-3215 | Nemaha | NE16007 | Inactive | 10993 | 1990 | AO SMITH | AHWH - ANSI/Fired Water Htr | DIETARY WING | HWSD - Hot Water Dom/Potable | 9/30/2000
Nemaha Cty Good Sam Ctr | 1322 U St | Auburn | NE | 68305-3215 | Nemaha | NE16008 | Inactive | 11644 | 1990 | AO SMITH | CHWH - ASME/Fired Water Heater | BL RM | HWSD - Hot Water Dom/Potable | 9/30/1999
Nemaha Cty Good Sam Ctr | 1322 U St | Auburn | NE | 68305-3215 | Nemaha | NE17138 | Scrapped/Junked | 27876 | 1995 | AO SMITH | CHWH - ASME/Fired Water Heater | MAIN BOILER ROOM | HWSD - Hot Water Dom/Potable | 9/30/2004
Nemaha Cty Good Sam Ctr | 1322 U St | Auburn | NE | 68305-3215 | Nemaha | NE21435 | Scrapped/Junked | 163253 | 2011 | AOSM | CHWH - ASME/Fired Water Heater | BLR ROOM | HWSD - Hot Water Dom/Potable | 9/30/2013
Nemaha Cty Good Sam Ctr | 1322 U St | Auburn | NE | 68305-3215 | Nemaha | NE23861 | Scrapped/Junked | 50706 | 1999 | AOSM | CHWH - ASME/Fired Water Heater | ANNEX | HWSD - Hot Water Dom/Potable | 9/30/2009
Auburn Public School Central Office | 1713 J St | Auburn | NE | 68305-2157 | Nemaha | NE19307 | Exempt 1999 LB-66 |  | 1991 | AO SMITH | AHWH - ANSI/Fired Water Htr | BOILER ROOM | HWSD - Hot Water Dom/Potable | 7/31/1998
Auburn Public School Central Office | 1713 J St | Auburn | NE | 68305-2157 | Nemaha | NE34397 | Active | na | 1972 | AMST | CI - Cast Iron | BOILER ROOM | STHT - Steam-Heat | 1/31/2026
Nemaha County Courthouse | 1824 N St | Auburn | NE | 68305-2305 | Nemaha | NE35217 | Active | n/a | 1960 | Kewanee | FTFB - Firetube-Firebox Boiler | BASEMENT | STHT - Steam-Heat | 1/31/2027
Auburn High School | 1829 Central Ave | Auburn | NE | 68305-1713 | Nemaha | NE01490 | Active | 3900 | 2001 | Rbi | WT - Water Tube Boiler | BASEMENT MECH ROOM | HWSD - Hot Water Dom/Potable | 1/31/2026
Auburn High School | 1829 Central Ave | Auburn | NE | 68305-1713 | Nemaha | NE02097 | Scrapped/Junked | 66013 | 2004 | MKTF | FTVT - Firetube Vertical TB | KITCHEN | 0021 - Steam Supp Cooker/Kettle | 1/31/2013
Auburn High School | 1829 Central Ave | Auburn | NE | 68305-1713 | Nemaha | NE04752 | Scrapped/Junked | 33915 | 1990 | MARKET FORGE INDUSTRIES | FT - Firetube Boiler | KITCHEN | 0021 - Steam Supp Cooker/Kettle | 7/31/2003
Auburn High School | 1829 Central Ave | Auburn | NE | 68305-1713 | Nemaha | NE19306 | Exempt 1999 LB-66 |  | 1992 | STATE INDUSTRIES | AHWH - ANSI/Fired Water Htr | BOILER ROOM | HWSD - Hot Water Dom/Potable | 7/31/1998
Auburn High School | 1829 Central Ave | Auburn | NE | 68305-1713 | Nemaha | NE22862 | Active | 73975 | 2012 | Market Forge | FTVT - Firetube Vertical TB | Kitchen | COOK - Cooker/Kettle | 1/31/2026
Auburn High School | 1829 Central Ave | Auburn | NE | 68305-1713 | Nemaha | NE34398 | Inactive | 2498 | 1970 | Sellers Engineering | FT - Firetube Boiler | BOILER ROOM | HWSD - Hot Water Dom/Potable | 7/31/2001
NPPD/COOPER NUCLEAR STA | 2 MI S OF BROWNVILLE | BROWNVILLE | NE | 68321 | NEMAHA | NE02964 | Scrapped/Junked | 4677 | 1970 | E KEELER COMPANY | WT - Water Tube Boiler | BOILER ROOM | BSUP - Bldg Heat & Process | 11/30/1985
St Paul Lutheran Church | 2012 O St | Auburn | NE | 68305-2529 | Nemaha | NE16220 | Out of Service | n/a | 1955 | Kewanee | FTFB - Firetube-Firebox Boiler | BASEMENT BOILER RM | STHT - Steam-Heat | 10/31/2017
Nemaha County Hospital | 2022 13th St | Auburn | NE | 68305-1701 | NEMAHA | NE06361 | Out of Service | 103491 | 2004 | RHEE | CHWH - ASME/Fired Water Heater | BOILER ROOM | HWSD - Hot Water Dom/Potable | 1/31/2011
Nemaha County Hospital | 2022 13th St | Auburn | NE | 68305-1701 | NEMAHA | NE08320 | Scrapped/Junked | 81504 | 1999 | RHEEM MANUFACTURING CO | CHWH - ASME/Fired Water Heater | BOILER ROOM | HWSD - Hot Water Dom/Potable | 1/31/2006
Nemaha County Hospital | 2022 13th St | Auburn | NE | 68305-1701 | NEMAHA | NE08321 | Scrapped/Junked | 76271 | 1999 | TUTT | ELBL - Electric Boiler | AUTOCLAVE ROOM | 0020 - Supp to Sterlizer/Autoclave | 1/31/2010
Nemaha County Hospital | 2022 13th St | Auburn | NE | 68305-1701 | NEMAHA | NE16579 | Scrapped/Junked | 0 | 1962 | TITV | FT - Firetube Boiler | BOILER ROOM | HWHT - Hot Water Heat | 1/31/2011
Nemaha County Hospital | 2022 13th St | Auburn | NE | 68305-1701 | NEMAHA | NE16580 | Scrapped/Junked | 0 | 1962 | TITV | FT - Firetube Boiler | BOILER ROOM | HWHT - Hot Water Heat | 1/31/2011
Nemaha County Hospital | 2022 13th St | Auburn | NE | 68305-1701 | NEMAHA | NE16626 | Inactive |  | 1989 | RHEEM MANUFACTURING CO | AHWH - ANSI/Fired Water Htr | BOILER ROOM | HWSD - Hot Water Dom/Potable | 7/31/1994
Nemaha County Hospital | 2022 13th St | Auburn | NE | 68305-1701 | NEMAHA | NE16628 | Inactive |  | 1979 | AMSCO | ELBL - Electric Boiler | DIRTY C.S. | 0020 - Supp to Sterlizer/Autoclave | 7/31/1999
Nemaha County Hospital | 2022 13th St | Auburn | NE | 68305-1701 | NEMAHA | NE17915 | Scrapped/Junked |  | 1996 | RHEEM MANUFACTURING CO | AHWH - ANSI/Fired Water Htr |  | HWSD - Hot Water Dom/Potable | 7/31/1999
Nemaha County Hospital | 2022 13th St | Auburn | NE | 68305-1701 | NEMAHA | NE17955 | Active | 590 | 2009 | Chromalox | ELBL - Electric Boiler | Sterile Services | 0020 - Supp to Sterlizer/Autoclave | 1/31/2027
Nemaha County Hospital | 2022 13th St | Auburn | NE | 68305-1701 | NEMAHA | NE19533 | Active | 17953 | 2010 | L.E.S. Inc./Aldrich Co | FTVT - Firetube Vertical TB | Boiler Room | HWHT - Hot Water Heat | 1/31/2027
Nemaha County Hospital | 2022 13th St | Auburn | NE | 68305-1701 | NEMAHA | NE19534 | Active | 17956 | 2010 | L.E.S. Inc./Aldrich Co | FTVT - Firetube Vertical TB | Boiler Room | HWHT - Hot Water Heat | 1/31/2027
Nemaha County Hospital | 2022 13th St | Auburn | NE | 68305-1701 | NEMAHA | NE20936 | Active | 18007 | 2010 | L.E.S. Inc./Aldrich Co | FTVT - Firetube Vertical TB | Boiler Room | HWHT - Hot Water Heat | 1/31/2027
Nemaha County Hospital | 2022 13th St | Auburn | NE | 68305-1701 | NEMAHA | NE20937 | Active | 18008 | 2010 | L.E.S. Inc./Aldrich Co. | FTVT - Firetube Vertical TB | Boiler Room | HWHT - Hot Water Heat | 1/31/2027
Nemaha County Hospital | 2022 13th St | Auburn | NE | 68305-1701 | NEMAHA | NE21368 | Exempt 1999 LB-66 |  | 1997 | RHEEM MANUFACTURING CO | WT - Water Tube Boiler | BOILER ROOM | HWSD - Hot Water Dom/Potable | 8/31/2000
Nemaha County Hospital | 2022 13th St | Auburn | NE | 68305-1701 | NEMAHA | NE21495 | Scrapped/Junked | 17961 | 2010 | Aldrich | FTVT - Firetube Vertical TB | Boiler Room | HWSD - Hot Water Dom/Potable | 1/31/2018
Nemaha County Hospital | 2022 13th St | Auburn | NE | 68305-1701 | NEMAHA | NE21496 | Scrapped/Junked | 17960 | 2010 | Aldrich | FTVT - Firetube Vertical TB | Boiler Room | HWSD - Hot Water Dom/Potable | 1/31/2019
Nemaha County Hospital | 2022 13th St | Auburn | NE | 68305-1701 | NEMAHA | NE24910 | Scrapped/Junked |  | 1999 | RHEEM MANUFACTURING CO | WT - Water Tube Boiler |  | HWSP - Hot Water Non Potable Supply | 9/30/2000
Nemaha County Hospital | 2022 13th St | Auburn | NE | 68305-1701 | NEMAHA | NE27495 | Active | 401610 | 2017 | Sermeta/Lochinvar | WTSS - Watertube SS Steel | Boiler Room | HWSD - Hot Water Dom/Potable | 1/31/2027
Nemaha County Hospital | 2022 13th St | Auburn | NE | 68305-1701 | NEMAHA | NE27496 | Active | 410792 | 2017 | Sermeta/Lochinvar | WTSS - Watertube SS Steel | Boiler Room | HWSD - Hot Water Dom/Potable | 1/31/2027
OLD BROCK ELEMENATRY | 209 MAIN ST | BROCK | NE | 68320 | NEMAHA | NE33244 | Inactive | 4185 | 1960 | US RADIATOR | FTFB - Firetube-Firebox Boiler | BASEMENT | STHT - Steam-Heat | 7/31/2004
Calvert School | 2103 O St | Auburn | NE | 68305-2532 | Nemaha | NE32091 | Active | 11350 | 1960 | Ajax | WT - Water Tube Boiler | BOILER ROOM | HWHT - Hot Water Heat | 1/31/2026
Fast Global Solutions | 2111 J St | Auburn | NE | 68305-2637 | Nemaha | NE15914 | Scrapped/Junked | N/A | 1990 | Peerless | CI - Cast Iron | BOILER ROOM | HWHT - Hot Water Heat | 1/31/2011
Fast Global Solutions | 2111 J St | Auburn | NE | 68305-2637 | Nemaha | NE19088 | Active | 156345 | 2010 | Lochinvar | WTSS - Watertube SS Steel | Boiler Room | HWHT - Hot Water Heat | 3/31/2027
Fast Global Solutions | 2111 J St | Auburn | NE | 68305-2637 | Nemaha | NE19314 | Exempt 1999 LB-66 |  | 1979 | AO SMITH | AHWH - ANSI/Fired Water Htr |  | HWSD - Hot Water Dom/Potable | 10/31/1997
Fast Global Solutions | 2111 J St | Auburn | NE | 68305-2637 | Nemaha | NE23265 | Scrapped/Junked | N/A | 1981 | Dunkirk | CI - Cast Iron | BOILER ROOM | HWHT - Hot Water Heat | 1/31/2011
Super Suds Of Auburn | 2420 J St | Auburn | NE | 68305 | Nemaha | NE06889 | Scrapped/Junked | 179238 | 2005 | Lochinvar | CPFT - Horiz Cpr Fin Boiler | BOILER ROOM | HWSP - Hot Water Non Potable Supply | 12/31/2018
Super Suds Of Auburn | 2420 J St | Auburn | NE | 68305 | Nemaha | NE40773 | Active | 79452 | 1997 | Lochinvar | CPFT - Horiz Cpr Fin Boiler | BOILER ROOM | HWHF - Hot Water Heat-Floor | 12/31/2026
SUPER SUDS OF AUBURN | 2500 K ST | AUBURN | NE | 68305 | NEMAHA | NE40774 | Scrapped/Junked | 77624 | 1997 | LOCHINVAR | CPFT - Horiz Cpr Fin Boiler | BOILER ROOM | HWSP - Hot Water Non Potable Supply | 10/31/2004
Johnson Brock Schools | 310 Main St | Johnson | NE | 68378-3576 | Nemaha | NE11480 | Out of Service | n/a | 1990 | Peerless | CI - Cast Iron | Boiler Room | STHT - Steam-Heat | 10/31/2019
Johnson Brock Schools | 310 Main St | Johnson | NE | 68378-3576 | Nemaha | NE17948 | Scrapped/Junked | 79451 | 2008 | Lochinvar | WTSS - Watertube SS Steel | Basement by Gym | HWHT - Hot Water Heat | 10/31/2017
Johnson Brock Schools | 310 Main St | Johnson | NE | 68378-3576 | Nemaha | NE17949 | Scrapped/Junked | 65783 | 2008 | Lochinvar | WTSS - Watertube SS Steel | Basement by Gym | HWHT - Hot Water Heat | 10/31/2017
Johnson Brock Schools | 310 Main St | Johnson | NE | 68378-3576 | Nemaha | NE17950 | Scrapped/Junked | 83766 | 2008 | Lochinvar | WTSS - Watertube SS Steel | Basement by Gym | HWHT - Hot Water Heat | 10/31/2017
Johnson Brock Schools | 310 Main St | Johnson | NE | 68378-3576 | Nemaha | NE19315 | Exempt 1999 LB-66 |  | 1995 | AO SMITH | AHWH - ANSI/Fired Water Htr |  | HWSD - Hot Water Dom/Potable | 7/31/1999
Johnson Brock Schools | 310 Main St | Johnson | NE | 68378-3576 | Nemaha | NE19316 | Exempt 1999 LB-66 |  | 1988 | RHEEM MANUFACTURING CO | AHWH - ANSI/Fired Water Htr |  | HWSD - Hot Water Dom/Potable | 7/31/1999
Johnson Brock Schools | 310 Main St | Johnson | NE | 68378-3576 | Nemaha | NE27234 | Scrapped/Junked | 361484 | 2015 | Lochinvar | WTSS - Watertube SS Steel | Basement by Gym | HWHT - Hot Water Heat | 8/31/2023
Johnson Brock Schools | 310 Main St | Johnson | NE | 68378-3576 | Nemaha | NE27235 | Active | 355189 | 2015 | Lochinvar | WTSS - Watertube SS Steel | Basement by Gym | HWHT - Hot Water Heat | 8/31/2026
Johnson Brock Schools | 310 Main St | Johnson | NE | 68378-3576 | Nemaha | NE27236 | Scrapped/Junked | 355183 | 2015 | Lochinvar | WTSS - Watertube SS Steel | Basement by Gym | HWHT - Hot Water Heat | 8/31/2023
Johnson Brock Schools | 310 Main St | Johnson | NE | 68378-3576 | Nemaha | NE33210 | Scrapped/Junked |  | 1958 | KEWA | FT - Firetube Boiler | BOILER ROOM | STHT - Steam-Heat | 10/31/2009
Johnson Brock Schools | 310 Main St | Johnson | NE | 68378-3576 | Nemaha | NE42313 | Active | 292059 | 2021 | LOCHINVAR / AIC | FTVT - Firetube Vertical TB | Basement Boiler Room | HWHT - Hot Water Heat | 8/31/2026
NEMAHA VALLEY SCHOOL | 401 N 1ST ST | COOK | NE | 68329-7729 | NEMAHA | NE19313 | Scrapped/Junked | 33062 | 1994 | AO SMITH | CHWH - ASME/Fired Water Heater |  | HWSD - Hot Water Dom/Potable | 8/31/1999
NEMAHA VALLEY SCHOOL | 401 N 1ST ST | COOK | NE | 68329-7729 | NEMAHA | NE32100 | Scrapped/Junked |  | 1959 | KEWANEE | FT - Firetube Boiler | BOILER ROOM | HWHT - Hot Water Heat | 8/31/1999
NEMAHA VALLEY SCHOOL | 401 N 1ST ST | COOK | NE | 68329-7729 | NEMAHA | NE32980 | Inactive |  | 1975 | AMERICAN STANDARD |  | TALMAGE ELEM. | STHT - Steam-Heat | 10/31/1999
Longs Creek Village | 418 Q St | Auburn | NE | 68305-1040 | Nemaha | NE00072 | Active | n/a | 2000 | HYDR | CI - Cast Iron | BOILER ROOM | HWHT - Hot Water Heat | 9/30/2026
Longs Creek Village | 418 Q St | Auburn | NE | 68305-1040 | Nemaha | NE08842 | Active | n/a | 2000 | HYDR | CI - Cast Iron | BOILER ROOM | HWHT - Hot Water Heat | 9/30/2026
KING LOUIE INTERNATIONAL | 517 Central Ave | Auburn | NE | 68305-1224 | NEMAHA | NE03681 | Inactive | 3993 | 1986 | INDUSTRIAL | FT - Firetube Boiler | BOILER ROOM | PROC - Process Steam | 8/31/1991
NEMAHA COUNTY WELLNESS | 601 J St | Auburn | NE | 68305-1121 | NEMAHA | NE30413 | Scrapped/Junked | 40695 | 1977 | CLEAVER BROOKS | WT - Water Tube Boiler | BASEMENT | STHT - Steam-Heat | 7/31/2006
Magnolia Metal Corp | 63859 730th Rd | Auburn | NE | 68305-8502 | Nemaha | NE25219 | Active | n/a | 2007 | Hydrotherm | CI - Cast Iron | foundry | HWHF - Hot Water Heat-Floor | 9/30/2026
Magnolia Metal Corp | 63859 730th Rd | Auburn | NE | 68305-8502 | Nemaha | NE25220 | Active | 12130 | 1991 | AO SMITH | COBL - Coil Type Boiler | break room closet | HWSD - Hot Water Dom/Potable | 9/30/2026
Magnolia Metal Corp | 63859 730th Rd | Auburn | NE | 68305-8502 | Nemaha | NE25221 | Active | n/a | 2007 | Hydrotherm | CI - Cast Iron | locker room closet | HWHF - Hot Water Heat-Floor | 9/30/2026
NPPD/Cooper Nuclear Station | 72676 648A Ave, Brownville, NE 68321 | Brownville | NE | 68321 | Nemaha | NE03325 | Active | 9897 | 1982 | Hydro-Steam | ELBL - Electric Boiler | PLANT BOILER ROOM | BSUP - Bldg Heat & Process | 6/30/2026
NPPD/Cooper Nuclear Station | 72676 648A Ave, Brownville, NE 68321 | Brownville | NE | 68321 | Nemaha | NE03326 | Active | 9898 | 1982 | Hydro-Steam | ELBL - Electric Boiler | BOILER ROOM | BSUP - Bldg Heat & Process | 6/30/2026
Concrete Industries | 800 F St | Auburn | NE | 68305-1225 | Nemaha | NE09532 | Scrapped/Junked | 879 | 1995 | SIOU | COBL - Coil Type Boiler | BOILER ROOM | HWSP - Hot Water Non Potable Supply | 10/31/2011
Speedee Mart | 802 J St | Auburn | NE | 68305-1123 | Nemaha | NE40781 | Active | 106107 | 1988 | Teledyne Laars | CPFT - Horiz Cpr Fin Boiler | BOILER ROOM | HWHF - Hot Water Heat-Floor | 10/31/2026
Speedee Mart | 802 J St | Auburn | NE | 68305-1123 | Nemaha | NE40782 | Exempt 1999 LB-66 |  | 1989 | PALOMA | AHWH - ANSI/Fired Water Htr | CAR WASH | HWSP - Hot Water Non Potable Supply | 1/1/1900
Speedee Mart | 802 J St | Auburn | NE | 68305-1123 | Nemaha | NE40783 | Exempt 1999 LB-66 |  | 1989 | PALOMA | AHWH - ANSI/Fired Water Htr |  | HWSP - Hot Water Non Potable Supply | 1/1/1900
The Cleaners | 809 Central Ave | Auburn | NE | 68305-1615 | NEMAHA | NE09031 | Scrapped/Junked | 21544 | 1961 | PM LATTNER MFR COMPANY | FHRT - FT Horiz Return Tube | BOILER ROOM | PROC - Process Steam | 10/31/2007
The Cleaners | 809 Central Ave | Auburn | NE | 68305-1615 | NEMAHA | NE10089 | Out of Service | 54041 | 2007 | Lattner Boiler Co | VTNT - Vertical Tubeless | BOILER ROOM | PROC - Process Steam | 1/31/2018
LEONARD GAUCHAT JR | RR 1 Box 38 | Brock | NE | 68320-9609 | NEMAHA | NE40673 | Inactive |  | 1915 | RUSSELL | HOBB - Hobby/Antique Boiler | PORTABLE | 0024 - Antique Steam Tractor | 7/31/2001
Armstrong Cabinet Products | RR 2 | Auburn | NE | 68305-9802 | Nemaha | NE25030 | Inactive | 50220 | 1999 | Parker Ind | WT - Water Tube Boiler | Production | PROC - Process Steam | 9/30/2010
SUPERIOR NORTHWARD SCHOOL | 1005 Idaho St | Superior | NE | 68978-1102 | NUCKOLLS | NE17698 | Exempt 1999 LB-66 |  | 1996 | RHEEM MANUFACTURING CO | AHWH - ANSI/Fired Water Htr | NORTH WARD | HWSD - Hot Water Dom/Potable | 7/31/2000
SUPERIOR CLEANERS | 122 W 4th St | Superior | NE | 68978-1731 | NUCKOLLS | NE00627 | Scrapped/Junked | 9369 | 1946 | PM LATTNER MFR COMPANY | FTVT - Firetube Vertical TB | BOILER ROOM | PROC - Process Steam | 7/31/2004
Sacred Heart Church | 141 E 2nd St | Lawrence | NE | 68957 | Nuckolls | NE30307 | Out of Service | N/A | 1965 | Peerless | CI - Cast Iron | BASEMENT | STHT - Steam-Heat | 3/31/2018
Sacred Heart Church | 141 E 2nd St | Lawrence | NE | 68957 | Nuckolls | NE39192 | Out of Service | N/A | 1965 | Peerless | CI - Cast Iron | BASEMENT | STHT - Steam-Heat | 3/31/2024
Retirement Home | 150 W 8th St | Nelson | NE | 68961-6103 | Nuckolls | NE05055 | Scrapped/Junked |  | 1993 | RHEEM MANUFACTURING CO | AHWH - ANSI/Fired Water Htr | BOILER ROOM | HWSD - Hot Water Dom/Potable | 4/30/2006
Retirement Home | 150 W 8th St | Nelson | NE | 68961-6103 | Nuckolls | NE07692 | Scrapped/Junked | 108507 | 2006 | RHEE | FTVT - Firetube Vertical TB | MECH ROOM | HWSD - Hot Water Dom/Potable | 4/30/2011
Retirement Home | 150 W 8th St | Nelson | NE | 68961-6103 | Nuckolls | NE15092 | Inactive | na | 2003 | BURN | CI - Cast Iron | EAST MECH ROOM | HWHT - Hot Water Heat | 11/30/2012
Retirement Home | 150 W 8th St | Nelson | NE | 68961-6103 | Nuckolls | NE15093 | Inactive | na | 2003 | BURN | CI - Cast Iron | EAST MECH ROOM | HWHT - Hot Water Heat | 11/30/2012
Retirement Home | 150 W 8th St | Nelson | NE | 68961-6103 | Nuckolls | NE15953 | Scrapped/Junked |  | 1978 | CRANE |  | BOILER ROOM | HWHT - Hot Water Heat | 4/30/2004
Retirement Home | 150 W 8th St | Nelson | NE | 68961-6103 | Nuckolls | NE15956 | Inactive |  | 1980 | AMERICAN STANDARD |  | BOILER ROOM | HWHT - Hot Water Heat | 4/30/2004
Retirement Home | 150 W 8th St | Nelson | NE | 68961-6103 | Nuckolls | NE20044 | Exempt 1999 LB-66 |  | 1994 | RHEEM MANUFACTURING CO | AHWH - ANSI/Fired Water Htr |  | HWSD - Hot Water Dom/Potable | 4/30/1999
Retirement Home | 150 W 8th St | Nelson | NE | 68961-6103 | Nuckolls | NE20045 | Exempt 1999 LB-66 |  | 1980 | RHEEM MANUFACTURING CO | AHWH - ANSI/Fired Water Htr |  | HWSD - Hot Water Dom/Potable | 4/30/1999
Nelson Housing Authority | 151 S East St | Nelson | NE | 68961-4411 | Nuckolls | NE01726 | Active | n/a | 1998 | Dunkirk | CI - Cast Iron | NORTH BOILER ROOM | HWHT - Hot Water Heat | 3/31/2027
Nelson Housing Authority | 151 S East St | Nelson | NE | 68961-4411 | Nuckolls | NE01727 | Active | n/a | 1998 | Dunkirk | CI - Cast Iron | SOUTH BOILER ROOM | HWHT - Hot Water Heat | 3/31/2027
Nelson Housing Authority | 151 S East St | Nelson | NE | 68961-4411 | Nuckolls | NE01728 | Active | 81427 | 1999 | RHEEM | CHWH - ASME/Fired Water Heater | SOUTH BOILER ROOM | HWSD - Hot Water Dom/Potable | 3/31/2027
Nelson Housing Authority | 151 S East St | Nelson | NE | 68961-4411 | Nuckolls | NE01729 | Active | 80805 | 1998 | RHEEM | CHWH - ASME/Fired Water Heater | NORTH BOILER ROOM | HWSD - Hot Water Dom/Potable | 3/31/2027
Victorian Inn | 1540 Idaho St | Superior | NE | 68978-9500 | Nuckolls | NE00256 | Scrapped/Junked | 84945 | 1999 | Ruud-Rheem | CHWH - ASME/Fired Water Heater | Basement | HWSD - Hot Water Dom/Potable | 8/31/2008
Victorian Inn | 1540 Idaho St | Superior | NE | 68978-9500 | Nuckolls | NE18699 | Out of Service | 116578 | 2008 | RHEEM | FTVT - Firetube Vertical TB | Basement | HWDP - Hotwater Heat & Dom Supply | 11/30/2015
Victorian Inn | 1540 Idaho St | Superior | NE | 68978-9500 | Nuckolls | NE26178 | Scrapped/Junked | 134994 | 2013 | RHEEM | CHWH - ASME/Fired Water Heater | Basement | HWDP - Hotwater Heat & Dom Supply | 3/31/2024
Victorian Inn | 1540 Idaho St | Superior | NE | 68978-9500 | Nuckolls | NE40444 | Exempt 1999 LB-66 |  | 1996 | RHEEM MANUFACTURING CO | AHWH - ANSI/Fired Water Htr | WEST WING | HWSD - Hot Water Dom/Potable | 2/28/2000
Victorian Inn | 1540 Idaho St | Superior | NE | 68978-9500 | Nuckolls | NE40445 | Scrapped/Junked |  | 1989 | RHEEM MANUFACTURING CO | AHWH - ANSI/Fired Water Htr | EAST WING/BSMT | HWSD - Hot Water Dom/Potable | 2/28/2000
Hilltop Car Wash | 1638 Idaho St | Superior | NE | 68978-9568 | Nuckolls | NE01512 | Out of Service | 61378 | 1996 | Lochinvar | WT - Water Tube Boiler | MECHANICAL ROOM | HWHT - Hot Water Heat | 2/28/2013
Superior Good Samaritan | 1710 Idaho St | Superior | NE | 68978-9574 | Nuckolls | NE05056 | Active | n/a | 1993 | Peerless | CI - Cast Iron | SOUTH BOILER ROOM | HWHT - Hot Water Heat | 4/30/2026
Superior Good Samaritan | 1710 Idaho St | Superior | NE | 68978-9574 | Nuckolls | NE05057 | Scrapped/Junked |  | 1993 | RHEEM MANUFACTURING CO | AHWH - ANSI/Fired Water Htr | NORTH BOILER ROOM | HWSD - Hot Water Dom/Potable | 4/30/2008
Superior Good Samaritan | 1710 Idaho St | Superior | NE | 68978-9574 | Nuckolls | NE09628 | Inactive | n/a | 2001 | Burnham | CI - Cast Iron | NORTH BOILER ROOM | HWHT - Hot Water Heat | 4/30/2018
Superior Good Samaritan | 1710 Idaho St | Superior | NE | 68978-9574 | Nuckolls | NE09629 | Inactive | n/a | 2001 | Burnham | CI - Cast Iron | NORTH BOILER ROOM | HWHT - Hot Water Heat | 4/30/2018
Superior Good Samaritan | 1710 Idaho St | Superior | NE | 68978-9574 | Nuckolls | NE09630 | Scrapped/Junked | 58912 | 2001 | AOSM | CHWH - ASME/Fired Water Heater | LAUNDRY | HWSD - Hot Water Dom/Potable | 4/30/2013
Superior Good Samaritan | 1710 Idaho St | Superior | NE | 68978-9574 | Nuckolls | NE12399 | Out of Service | 84253 | 2004 | AO SMITH | CHWH - ASME/Fired Water Heater | SOUTH BOILER ROOM | HWSD - Hot Water Dom/Potable | 4/30/2013
Superior Good Samaritan | 1710 Idaho St | Superior | NE | 68978-9574 | Nuckolls | NE13334 | Scrapped/Junked | 119300 | 2007 | AO SMITH | CHWH - ASME/Fired Water Heater | BOILER ROOM | HWSD - Hot Water Dom/Potable | 4/30/2016
Superior Good Samaritan | 1710 Idaho St | Superior | NE | 68978-9574 | Nuckolls | NE15958 | Scrapped/Junked |  | 1980 | PEERLESS HEATER COMPANY |  | NORTH BOILER ROOM | HWHT - Hot Water Heat | 4/30/2002
Superior Good Samaritan | 1710 Idaho St | Superior | NE | 68978-9574 | Nuckolls | NE17198 | Scrapped/Junked | 30549 | 1995 | AO SMITH | CHWH - ASME/Fired Water Heater | LAUNDRY | HWSD - Hot Water Dom/Potable | 4/30/2002
Superior Good Samaritan | 1710 Idaho St | Superior | NE | 68978-9574 | Nuckolls | NE22003 | Exempt 1999 LB-66 |  | 1996 | AO SMITH | AHWH - ANSI/Fired Water Htr | SOUTH BOILER ROOM | HWSD - Hot Water Dom/Potable | 4/30/1999
Superior Good Samaritan | 1710 Idaho St | Superior | NE | 68978-9574 | Nuckolls | NE22004 | Exempt 1999 LB-66 |  | 1996 | RHEEM-RUUD | AHWH - ANSI/Fired Water Htr | APARTMENTS | HWSD - Hot Water Dom/Potable | 4/30/1999
Superior Good Samaritan | 1710 Idaho St | Superior | NE | 68978-9574 | Nuckolls | NE22005 | Exempt 1999 LB-66 |  | 1996 | RHEEM-RUUD | AHWH - ANSI/Fired Water Htr | APARTMENTS | HWSD - Hot Water Dom/Potable | 4/30/1999
Superior Good Samaritan | 1710 Idaho St | Superior | NE | 68978-9574 | Nuckolls | NE22006 | Scrapped/Junked | 136070 | 1996 | Raypak | CPFT - Horiz Cpr Fin Boiler | APTS | HWHT - Hot Water Heat | 4/30/2012
Superior Good Samaritan | 1710 Idaho St | Superior | NE | 68978-9574 | Nuckolls | NE22373 | Scrapped/Junked | 36146 | 1996 | AO SMITH | CHWH - ASME/Fired Water Heater | SOUTH BOILER ROOM | HWSD - Hot Water Dom/Potable | 4/30/2012
Superior Good Samaritan | 1710 Idaho St | Superior | NE | 68978-9574 | Nuckolls | NE22374 | Scrapped/Junked | 35983 | 1996 | AO SMITH | CHWH - ASME/Fired Water Heater | SOUTH BOILER ROOM | HWSD - Hot Water Dom/Potable | 4/30/2004
Superior Good Samaritan | 1710 Idaho St | Superior | NE | 68978-9574 | Nuckolls | NE24546 | Scrapped/Junked | 226440 | 2011 | Trinity | WTSS - Watertube SS Steel | mech room | HWHT - Hot Water Heat | 4/30/2025
Superior Good Samaritan | 1710 Idaho St | Superior | NE | 68978-9574 | Nuckolls | NE24547 | Active | 202971 | 2011 | Trinity | WTSS - Watertube SS Steel | mech room | HWHT - Hot Water Heat | 4/30/2026
Superior Good Samaritan | 1710 Idaho St | Superior | NE | 68978-9574 | Nuckolls | NE26877 | Scrapped/Junked | 140589 | 2014 | Rheem/Ruud | CHWH - ASME/Fired Water Heater | Mechanical Room | HWSD - Hot Water Dom/Potable | 4/30/2026
Superior Good Samaritan | 1710 Idaho St | Superior | NE | 68978-9574 | Nuckolls | NE43184 | Active | 613740 | 2024 | Trinity | WTSS - Watertube SS Steel | mech room | HWHT - Hot Water Heat | 4/30/2026
SUPERIOR-MAIN OFFICE | 214 E 4th St | Superior | NE | 68978-1816 | Nuckolls | NE26909 | Exempt 1999 LB-66 | 391121 | 2017 | Laars | WT - Water Tube Boiler | Basement | HWHT - Hot Water Heat | 6/30/2019
Auto Dealer | 230 N Dakota St | Superior | NE | 68978-1841 | Nuckolls | NE31530 | Scrapped/Junked | n/a | 1963 | American Standard | CI - Cast Iron | boiler room | STHT - Steam-Heat | 12/31/2011
International Media & Cultures | 355 W 2nd St | Superior | NE | 68978-1608 | Nuckolls | NE06187 | Inactive | 67592 | 1989 | Cleaver Brooks | WT - Water Tube Boiler | BOILER ROOM | PROC - Process Steam | 3/31/2020
International Media & Cultures | 355 W 2nd St | Superior | NE | 68978-1608 | Nuckolls | NE40443 | Inactive | 17654 | 1971 | Parker Boiler Co. | WT - Water Tube Boiler | REAR OF PLANT | PROC - Process Steam | 3/31/2002
C L & C ENTERPRISES INC | 401 S Main St | Nelson | NE | 68961-6102 | NUCKOLLS | NE04301 | Inactive |  | 1915 | IDEAL |  | BOILER ROOM | STHT - Steam-Heat | 3/31/1993
Lawrence/Nelson Elem Schl | 411 E 2nd St | Lawrence | NE | 68957-6479 | Nuckolls | NE16516 | Inactive |  | 1980 | PEERLESS HEATER COMPANY |  | BOILER ROOM | STHT - Steam-Heat | 8/31/2002
Lawrence/Nelson Elem Schl | 411 E 2nd St | Lawrence | NE | 68957-6479 | Nuckolls | NE31590 | Inactive | 4681 | 1955 | KEWA | FT - Firetube Boiler | BOILER ROOM | STHT - Steam-Heat | 10/31/2008
Lawrence/Nelson Elem Schl | 411 E 2nd St | Lawrence | NE | 68957-6479 | Nuckolls | NE31591 | Scrapped/Junked |  | 1925 | IDEAL |  | BOILER ROOM | STHT - Steam-Heat | 10/31/2007
Lawrence/Nelson Elem Schl | 411 E 2nd St | Lawrence | NE | 68957-6479 | Nuckolls | NE37062 | Scrapped/Junked |  | 1982 | Rheem Manufacturing Co | CHWH - ASME/Fired Water Heater | BOILER ROOM | HWSD - Hot Water Dom/Potable | 12/31/2004
Brodstone Memorial Hospital | 520 E 10th St | Superior | NE | 68978-1225 | Nuckolls | NE05119 | Scrapped/Junked | 2621 | 1967 | AMSCO | ELBL - Electric Boiler | PENTHOUSE | 0020 - Supp to Sterlizer/Autoclave | 8/31/2007
Brodstone Memorial Hospital | 520 E 10th St | Superior | NE | 68978-1225 | Nuckolls | NE09051 | Out of Service | 28022 | 2006 | Electric Boiler | ELBL - Electric Boiler | ROOFTOP | STER - Sterilizer | 8/31/2016
Brodstone Memorial Hospital | 520 E 10th St | Superior | NE | 68978-1225 | Nuckolls | NE19830 | Active | 17770 | 2009 | Aldrich | FTFB - Firetube-Firebox Boiler | Boiler Room | HWHT - Hot Water Heat | 8/31/2026
Brodstone Memorial Hospital | 520 E 10th St | Superior | NE | 68978-1225 | Nuckolls | NE19831 | Active | 17771 | 2009 | Aldrich | FTFB - Firetube-Firebox Boiler | Boiler Room | HWHT - Hot Water Heat | 8/31/2026
Brodstone Memorial Hospital | 520 E 10th St | Superior | NE | 68978-1225 | Nuckolls | NE19854 | Active | 1888 | 2011 | Chromalox | ELBL - Electric Boiler | Central Supply Room | STER - Sterilizer | 8/31/2026
Brodstone Memorial Hospital | 520 E 10th St | Superior | NE | 68978-1225 | Nuckolls | NE26175 | Active | 101293 | 2015 | SUSSMAN | ELBL - Electric Boiler | Central Supply Room | STER - Sterilizer | 8/31/2026
Brodstone Memorial Hospital | 520 E 10th St | Superior | NE | 68978-1225 | Nuckolls | NE27805 | Active | 50427 | 2013 | PVI Industries | FTVT - Firetube Vertical TB | Mechanical Room | HWSD - Hot Water Dom/Potable | 8/31/2026
Brodstone Memorial Hospital | 520 E 10th St | Superior | NE | 68978-1225 | Nuckolls | NE27806 | Active | 56518 | 2013 | PVI Industries | FTVT - Firetube Vertical TB | Mechanical Room | HWSD - Hot Water Dom/Potable | 8/31/2026
Brodstone Memorial Hospital | 520 E 10th St | Superior | NE | 68978-1225 | Nuckolls | NE37208 | Scrapped/Junked |  | 1967 | KEWA | FTSM - FTS Marine Dry Back | BOILER ROOM | STHT - Steam-Heat | 8/31/2010
Brodstone Memorial Hospital | 520 E 10th St | Superior | NE | 68978-1225 | Nuckolls | NE37209 | Scrapped/Junked |  | 1967 | KEWA | FTSM - FTS Marine Dry Back | BOILER ROOM | STHT - Steam-Heat | 8/31/2010
Brodstone Memorial Hospital | 520 E 10th St | Superior | NE | 68978-1225 | Nuckolls | NE41657 | Active | 260266 | 2019 | A O Smith | CHWH - ASME/Fired Water Heater | Penthouse Mechanical | HWSD - Hot Water Dom/Potable | 8/31/2026
Brodstone Memorial Hospital | 520 E 10th St | Superior | NE | 68978-1225 | Nuckolls | NE41658 | Active | 258553 | 2019 | A O Smith | CHWH - ASME/Fired Water Heater | Penthouse Mechanical | HWSD - Hot Water Dom/Potable | 8/31/2026
Brodstone Memorial Hospital | 520 E 10th St | Superior | NE | 68978-1225 | Nuckolls | NE41659 | Active | 7095 | 2019 | Riello | COBL - Coil Type Boiler | Penthouse Mechanical Room | HWHT - Hot Water Heat | 8/31/2026
Brodstone Memorial Hospital | 520 E 10th St | Superior | NE | 68978-1225 | Nuckolls | NE41660 | Active | 7777 | 2019 | Riello | COBL - Coil Type Boiler | Penthouse Mechanical Room | HWHT - Hot Water Heat | 8/31/2026
Brodstone Memorial Hospital | 520 E 10th St | Superior | NE | 68978-1225 | Nuckolls | NE41661 | Active | 7096 | 2019 | Riello | COBL - Coil Type Boiler | Penthouse Mechanical Room | HWHT - Hot Water Heat | 8/31/2026
Brodstone Memorial Hospital | 520 E 10th St | Superior | NE | 68978-1225 | Nuckolls | NE41662 | Active | 7764 | 2019 | Riello | COBL - Coil Type Boiler | Penthouse Mechanical Room | HWHT - Hot Water Heat | 8/31/2026
Brodstone Memorial Hospital | 520 E 10th St | Superior | NE | 68978-1225 | Nuckolls | NE41663 | Active | 7767 | 2019 | Riello | COBL - Coil Type Boiler | Penthouse Mechanical Room | HWHT - Hot Water Heat | 8/31/2026
Brodstone Memorial Hospital | 520 E 10th St | Superior | NE | 68978-1225 | Nuckolls | NE41664 | Active | 7768 | 2019 | Riello | COBL - Coil Type Boiler | Penthouse Mechanical Room | HWHT - Hot Water Heat | 8/31/2026
Superior Jr/Sr High School | 601 W 8th St | Superior | NE | 68978-1457 | Nuckolls | NE06505 | Out of Service | 15904 | 2004 | HTPI | WTSS - Watertube SS Steel | BOILER ROOM | HWHT - Hot Water Heat | 12/31/2011
Superior Jr/Sr High School | 601 W 8th St | Superior | NE | 68978-1457 | Nuckolls | NE06506 | Out of Service | 17478 | 2005 | HTPI | WTSS - Watertube SS Steel | BOILER ROOM | HWHT - Hot Water Heat | 12/31/2011
Superior Jr/Sr High School | 601 W 8th St | Superior | NE | 68978-1457 | Nuckolls | NE06507 | Scrapped/Junked | 17099 | 2005 | HTPI | WTSS - Watertube SS Steel | BOILER ROOM | HWHT - Hot Water Heat | 12/31/2009
Superior Jr/Sr High School | 601 W 8th St | Superior | NE | 68978-1457 | Nuckolls | NE06508 | Scrapped/Junked | 17477 | 2005 | HTPI | WTSS - Watertube SS Steel | BOILER ROOM | HWHT - Hot Water Heat | 12/31/2009
Superior Jr/Sr High School | 601 W 8th St | Superior | NE | 68978-1457 | Nuckolls | NE07544 | Scrapped/Junked | 12080 | 2005 | AOSM | CHWH - ASME/Fired Water Heater | BOILER ROOM | HWSD - Hot Water Dom/Potable | 12/31/2016
Superior Jr/Sr High School | 601 W 8th St | Superior | NE | 68978-1457 | Nuckolls | NE19151 | Scrapped/Junked | 27424 | 1995 | AOSM | CHWH - ASME/Fired Water Heater | BOILER ROOM | HWSD - Hot Water Dom/Potable | 12/31/2016
Superior Jr/Sr High School | 601 W 8th St | Superior | NE | 68978-1457 | Nuckolls | NE19152 | Scrapped/Junked | 27402 | 1995 | AO SMITH | CHWH - ASME/Fired Water Heater | BOILER ROOM | HWSD - Hot Water Dom/Potable | 12/31/2005
Superior Jr/Sr High School | 601 W 8th St | Superior | NE | 68978-1457 | Nuckolls | NE19493 | Active | 18242 | 2011 | Aldrich | FTVT - Firetube Vertical TB | Elementary BR | GLYC - Glycol Bldg Heat Sys | 12/31/2026
Superior Jr/Sr High School | 601 W 8th St | Superior | NE | 68978-1457 | Nuckolls | NE19494 | Active | 18243 | 2011 | Aldrich | FTVT - Firetube Vertical TB | Elementary BR | GLYC - Glycol Bldg Heat Sys | 12/31/2026
Superior Jr/Sr High School | 601 W 8th St | Superior | NE | 68978-1457 | Nuckolls | NE19849 | Scrapped/Junked | 84942 | 2009 | Giannoni-HTPI | WTSS - Watertube SS Steel | Boiler Room | HWHT - Hot Water Heat | 12/31/2010
Superior Jr/Sr High School | 601 W 8th St | Superior | NE | 68978-1457 | Nuckolls | NE21454 | Active | 18472 | 2011 | Aldrich | FTVT - Firetube Vertical TB | Boiler room | HWHT - Hot Water Heat | 12/31/2026
Superior Jr/Sr High School | 601 W 8th St | Superior | NE | 68978-1457 | Nuckolls | NE21455 | Active | 18471 | 2011 | Aldrich | FTVT - Firetube Vertical TB | Boiler room | HWHT - Hot Water Heat | 12/31/2026
Superior Jr/Sr High School | 601 W 8th St | Superior | NE | 68978-1457 | Nuckolls | NE21456 | Active | 18470 | 2011 | Aldrich | FTVT - Firetube Vertical TB | Boiler Room | HWHT - Hot Water Heat | 12/31/2026
Superior Jr/Sr High School | 601 W 8th St | Superior | NE | 68978-1457 | Nuckolls | NE31532 | Scrapped/Junked | 2265 | 1964 | Kewannee | FT - Firetube Boiler | BOILER ROOM | HWHT - Hot Water Heat | 12/31/2005
Superior Jr/Sr High School | 601 W 8th St | Superior | NE | 68978-1457 | Nuckolls | NE31533 | Scrapped/Junked |  | 1964 | Kewannee | FT - Firetube Boiler | BOILER ROOM | HWHT - Hot Water Heat | 12/31/2005
APARTMENT BUILDING | 842 A ST | RUSKIN | NE | 68974 | NUCKOLLS | NE30289 | Inactive |  | 1931 | CRANE |  | BASEMENT | STHT - Steam-Heat | 2/28/1999
Lawrence/Nelson High Schl | 850 S Nevada St | Nelson | NE | 68961-6104 | Nuckolls | NE20411 | Scrapped/Junked | 29792 | 1995 | AOSM | CHWH - ASME/Fired Water Heater | BOILER RM | HWSD - Hot Water Dom/Potable | 3/31/2019
Lawrence/Nelson High Schl | 850 S Nevada St | Nelson | NE | 68961-6104 | Nuckolls | NE25400 | Active | 6394 | 2014 | CAMUS | WT - Water Tube Boiler | Boiler Room | HWHT - Hot Water Heat | 3/31/2027
Lawrence/Nelson High Schl | 850 S Nevada St | Nelson | NE | 68961-6104 | Nuckolls | NE25801 | Active | 6393 | 2014 | CAMUS | WT - Water Tube Boiler | Boiler Room | HWHT - Hot Water Heat | 3/31/2027
Lawrence/Nelson High Schl | 850 S Nevada St | Nelson | NE | 68961-6104 | Nuckolls | NE28123 | Active | 153974 | 2018 | RHEEM | CHWH - ASME/Fired Water Heater | Boiler Room | HWSD - Hot Water Dom/Potable | 3/31/2027
Lawrence/Nelson High Schl | 850 S Nevada St | Nelson | NE | 68961-6104 | Nuckolls | NE32356 | Scrapped/Junked | N/A | 1968 | Kewanee | FTFB - Firetube-Firebox Boiler | BOILER ROOM | HWHT - Hot Water Heat | 3/31/2015
HOLNAM INC/IDEAL BASIC | W 8TH ST | SUPERIOR | NE | 68978 | NUCKOLLS | NE04288 | Scrapped/Junked |  | 1963 | RITE ENGINEERING | WT - Water Tube Boiler | BOILER ROOM | HWHT - Hot Water Heat | 6/30/1993
LONGFORD MILL PRODUCTS | WEST 8TH ST | SUPERIOR | NE | 68978 | NUCKOLLS | NE11805 | Inactive | 29035 | 1955 | LOOKOUT | FT - Firetube Boiler | BOILER ROOM | PROC - Process Steam | 3/31/1990
Holcim (US) Inc. | West Eighth Street | Superior | NE | 68978 | Nuckolls | NE415267 | Inactive | 415267 | 2004 | Silvan |  |  |  | 3/4/2004
Arnie's Bagelicious Bagels | 1 Bagel Dr | Nebraska City | NE | 68410-3400 | Otoe | NE19308 | Scrapped/Junked | 46771 | 1996 | Lattner Boiler Co | FTVT - Firetube Vertical TB | Production Floor | PROC - Process Steam | 1/31/2007
Arnie's Bagelicious Bagels | 1 Bagel Dr | Nebraska City | NE | 68410-3400 | Otoe | NE19323 | Scrapped/Junked | 11809 | 1997 | Rite Engineering Corp | WT - Water Tube Boiler | Boiler Area | HWSP - Hot Water Non Potable Supply | 1/31/2007
Arnie's Bagelicious Bagels | 1 Bagel Dr | Nebraska City | NE | 68410-3400 | Otoe | NE40127 | Scrapped/Junked | 95070 | 1995 | Rockmills Steel | FT - Firetube Boiler | Production Floor | PROC - Process Steam | 1/31/2007
Nebraska City Utilities | 100 Central Ave | Nebraska City | NE | 68410-2530 | Otoe | NE05630 | Active | 7581 | 1993 | ALES | FTVT - Firetube Vertical TB | BOILER ROOM | HWHT - Hot Water Heat | 11/30/2026
Nebraska City Utilities | 100 Central Ave | Nebraska City | NE | 68410-2530 | Otoe | NE05631 | Exempt 1999 LB-66 |  | 1993 | AO SMITH | AHWH - ANSI/Fired Water Htr |  | HWSD - Hot Water Dom/Potable | 11/30/1999
First Presbyterian Church | 1005 1st Corso | Nebraska City | NE | 68410-2324 | Otoe | NE16142 | Scrapped/Junked | n/a | 1966 | USRA | CI - Cast Iron | BOILER ROOM/BASEMENT | HWHT - Hot Water Heat | 2/28/2017
First Presbyterian Church | 1005 1st Corso | Nebraska City | NE | 68410-2324 | Otoe | NE21220 | Exempt 1999 LB-66 |  | 1960 | DAY & NIGHT | AHWH - ANSI/Fired Water Htr | BOILER ROOM | HWSD - Hot Water Dom/Potable | 2/28/1999
First Presbyterian Church | 1005 1st Corso | Nebraska City | NE | 68410-2324 | Otoe | NE26528 | Active | 207252 | 2016 | Lochinvar | FTVT - Firetube Vertical TB | Basement | HWHT - Hot Water Heat | 8/30/2026
First Presbyterian Church | 1005 1st Corso | Nebraska City | NE | 68410-2324 | Otoe | NE26529 | Scrapped/Junked | 207249 | 2016 | Lochinvar | FTVT - Firetube Vertical TB | Basement | HWHT - Hot Water Heat | 8/30/2020
First Presbyterian Church | 1005 1st Corso | Nebraska City | NE | 68410-2324 | Otoe | NE28754 | Active | 116140 | 2019 | Lochinvar | FTVT - Firetube Vertical TB | Basement | HWHT - Hot Water Heat | 8/30/2026
Otoe County Courthouse | 1021 Central Ave | Nebraska City | NE | 68410-2356 | Otoe | NE02194 | Scrapped/Junked | 40404 | 1987 | Kewanee | FTFB - Firetube-Firebox Boiler | BASEMENT | HWHT - Hot Water Heat | 8/31/2011
Otoe County Courthouse | 1021 Central Ave | Nebraska City | NE | 68410-2356 | Otoe | NE02195 | Scrapped/Junked | 40405 | 1987 | Kewanee | FTFB - Firetube-Firebox Boiler | BOILER ROOM | HWHT - Hot Water Heat | 8/31/2011
Otoe County Courthouse | 1021 Central Ave | Nebraska City | NE | 68410-2356 | Otoe | NE19305 | Exempt 1999 LB-66 |  | 1984 | AO SMITH | AHWH - ANSI/Fired Water Htr |  | HWSD - Hot Water Dom/Potable | 8/31/1999
Otoe County Courthouse | 1021 Central Ave | Nebraska City | NE | 68410-2356 | Otoe | NE20966 | Active | 58085 | 2011 | Aerco | FTVT - Firetube Vertical TB | Sheriff's Boiler Room | HWHT - Hot Water Heat | 11/30/2026
Otoe County Courthouse | 1021 Central Ave | Nebraska City | NE | 68410-2356 | Otoe | NE20967 | Active | 58084 | 2011 | Aerco | FTVT - Firetube Vertical TB | Sheriff's Boiler Room | HWHT - Hot Water Heat | 11/30/2026
Apartment Building | 103-107 N 10th St | Nebraska City | NE | 68410 | Otoe | NE19319 | Active | N/A | 1955 | Penn Range Boiler | CI - Cast Iron | BASEMENT | HWHT - Hot Water Heat | 12/31/2026
Apartment Building | 103-107 N 10th St | Nebraska City | NE | 68410 | Otoe | NE19320 | Active | N/A | 1955 | Penn Range Boiler | CI - Cast Iron | BASEMENT | HWHT - Hot Water Heat | 12/31/2026
Doc's Choice Pet Foods | 106 E Nebraska St | Dunbar | NE | 68346-3018 | Otoe | NE15367 | Active | 54556 | 2008 | Lattner | FTNT - FT Vertical Tubeless | Production room | PROC - Process Steam | 10/31/2024
Otoe County Building | 1102 3rd Ave | Nebraska City | NE | 68410-2011 | Otoe | NE30734 | Scrapped/Junked | N/A | 1995 | Peerless | CI - Cast Iron | BOILER ROOM | HWHT - Hot Water Heat | 12/31/2010
Friendship Villa | 1104 3rd Ave | Nebraska City | NE | 68410-2011 | Otoe | NE30463 | Scrapped/Junked | n/a | 1990 | STAT | AHWH - ANSI/Fired Water Htr | FURNACE RM | HWSD - Hot Water Dom/Potable | 6/30/2011
Arborview Apartments | 1116 S 2nd St | Nebraska City | NE | 68410-3661 | Otoe | NE24156 | Active | 47020 | 1995 | Ajax | COBL - Coil Type Boiler | bldg #1 3rd floor (S11) | HWSD - Hot Water Dom/Potable | 8/31/2026
Arborview Apartments | 1116 S 2nd St | Nebraska City | NE | 68410-3661 | Otoe | NE24157 | Active | 47019 | 1995 | Ajax | COBL - Coil Type Boiler | bldg #2 3rd floor (S23) | HWSD - Hot Water Dom/Potable | 8/31/2025
Business Closed | 115 N 9th St | Nebraska City | NE | 68410-2453 | Otoe | NE01385 | Scrapped/Junked | 15584 | 1982 | BRYAN STEAM LLC | WT - Water Tube Boiler | BOILER ROOM | PROC - Process Steam | 6/30/2002
Business Closed | 115 N 9th St | Nebraska City | NE | 68410-2453 | Otoe | NE30131 | Inactive | 22961 | 1987 | Bryan | WT - Water Tube Boiler | REAR OF BLDG | PROC - Process Steam | 12/31/2018
Luther Memorial Church- BMIC# 526321 | 1162 Mohawk St | Syracuse | NE | 68446-9760 | Otoe | NE04367 | Active | N/A | 1995 | Peerless | CI - Cast Iron | Boiler Room | STHT - Steam-Heat | 11/30/2026
Northern Natural Gas | 1170 N Cty Rd 10 | Palmyra | NE | 68418 | Otoe | NE05884 | Scrapped/Junked | 5610 | 1951 | Kewannee | FTLO - Firetube Locomotive Type | Natural Gas Pipeline Station | PROC - Process Steam | 6/30/2012
Northern Natural Gas | 1170 N Cty Rd 10 | Palmyra | NE | 68418 | Otoe | NE11157 | Inactive | 20652 | 1960 | KEWANEE | FT - Firetube Boiler | #2 BOILER BLDG | STHT - Steam-Heat | 6/30/1997
Northern Natural Gas | 1170 N Cty Rd 10 | Palmyra | NE | 68418 | Otoe | NE23877 | Active | 18397 | 2012 | Hurst | FTVT - Firetube Vertical TB | Aux. Bldg., Blr. #3 | STHT - Steam-Heat | 11/30/2026
Northern Natural Gas | 1170 N Cty Rd 10 | Palmyra | NE | 68418 | Otoe | NE23878 | Active | 18395 | 2012 | Hurst | FTVT - Firetube Vertical TB | Aux. Bldg., Blr. #2 | STHT - Steam-Heat | 11/30/2026
Northern Natural Gas | 1170 N Cty Rd 10 | Palmyra | NE | 68418 | Otoe | NE23879 | Active | 18396 | 2012 | Hurst | FTVT - Firetube Vertical TB | Aux. Bldg., Blr. #1 | STHT - Steam-Heat | 11/30/2026
Aqua Center Of Syracuse | 1180 Chestnut St | Syracuse | NE | 68446 | Otoe | NE40682 | Active | 77594 | 1997 | TELE | CPFT - Horiz Cpr Fin Boiler | OUTSIDE | OPHT - Outdoor Pool Heater | 6/30/2024
Northside Elementary School | 1200 14th Ave | Nebraska City | NE | 68410-1217 | Otoe | NE19034 | Scrapped/Junked | 140331 | 2009 | State Industries | FTVT - Firetube Vertical TB | Mech. Room | HWSD - Hot Water Dom/Potable | 11/30/2010
Northside Elementary School | 1200 14th Ave | Nebraska City | NE | 68410-1217 | Otoe | NE19035 | Active | 140167 | 2009 | State Industries | FTVT - Firetube Vertical TB | Mech. Room | HWSD - Hot Water Dom/Potable | 6/30/2026
Northside Elementary School | 1200 14th Ave | Nebraska City | NE | 68410-1217 | Otoe | NE19036 | Active | 140170 | 2009 | State Industries | FTVT - Firetube Vertical TB | Mech. Room | HWSD - Hot Water Dom/Potable | 6/30/2026
Northside Elementary School | 1200 14th Ave | Nebraska City | NE | 68410-1217 | Otoe | NE22779 | Out of Service | 158606 | 2011 | State Industries | FTVT - Firetube Vertical TB | Mech. Room | HWSD - Hot Water Dom/Potable | 6/30/2015
St Martin's Catholic Church | 121 3rd St | Douglas | NE | 68344 | Otoe | NE01953 | Scrapped/Junked | 6997 | 2003 | HXPR | COBL - Coil Type Boiler | BASEMENT | HWHT - Hot Water Heat | 1/31/2019
ST MARTIN'S CATHOLIC CHURCH | 121 3RD ST | DOUGLAS | NE | 68344 | OTOE | NE08850 | Inactive |  | 2003 | HEAT TRANSFER PRODUCTS IN | COBL - Coil Type Boiler | BASEMENT | HWHT - Hot Water Heat | 1/1/1900
ST MARTIN'S CATHOLIC CHURCH | 121 3RD ST | DOUGLAS | NE | 68344 | OTOE | NE14777 | Inactive |  | 1970 | PEERLESS HEATER COMPANY |  | BASEMENT | HWHT - Hot Water Heat | 10/31/2002
Steinhart Municipal Pool | 121 S Steinhart Park Rd | Nebraska City | NE | 68410-3395 | Otoe | NE08396 | Scrapped/Junked | 137484 | 1997 | Raypak | CPFT - Horiz Cpr Fin Boiler | POOL PUMP HOUSE | OPHT - Outdoor Pool Heater | 6/30/2016
Steinhart Municipal Pool | 121 S Steinhart Park Rd | Nebraska City | NE | 68410-3395 | Otoe | NE26317 | Active | 372305 | 2016 | Lochinvar | WTSS - Watertube SS Steel | POOL PUMP HOUSE | OPHT - Outdoor Pool Heater | 6/30/2026
Wonder Wash | 1210 S 11th St | Nebraska City | NE | 68410-3402 | Otoe | NE40784 | Active | 68413 | 1988 | Raypak | CPFT - Horiz Cpr Fin Boiler | BOILER ROOM | GLFH - Glycol Floor Heat System | 12/31/2026
Wonder Wash | 1210 S 11th St | Nebraska City | NE | 68410-3402 | Otoe | NE40785 | Scrapped/Junked | 70857 | 1988 | Raypak | CPFT - Horiz Cpr Fin Boiler | BOILER ROOM | HWFG - Hotwater Heat Floor-Glycl | 12/31/2020
Northside Elementary | 1212 12th Ave | Nebraska City | NE | 68410-1126 | Otoe | NE32331 | Scrapped/Junked | n/a | 1966 | AOSM | COBL - Coil Type Boiler | BOILER ROOM | HWSD - Hot Water Dom/Potable | 6/30/2013
Northside Elementary | 1212 12th Ave | Nebraska City | NE | 68410-1126 | Otoe | NE33913 | Scrapped/Junked | 4948 | 1966 | Kewanee | FTFB - Firetube-Firebox Boiler | BOILER ROOM | HWHT - Hot Water Heat | 6/30/2013
Ambassador Wellness Cntr | 1240 N 19th St | Nebraska City | NE | 68410-1119 | Otoe | NE22778 | Scrapped/Junked | 340164 | 2012 | Raypak | CPPH - Ansi Cpr Fin Pool Heater | Pool Mech. Room | IPHT - Indoor Pool Heater | 9/30/2021
Ambassador Wellness Cntr | 1240 N 19th St | Nebraska City | NE | 68410-1119 | Otoe | NE23379 | Scrapped/Junked | 145192 | 1997 | RAYP | CPFT - Horiz Cpr Fin Boiler | POOL ROOM | IPHT - Indoor Pool Heater | 3/31/2012
Ambassador Wellness Cntr | 1240 N 19th St | Nebraska City | NE | 68410-1119 | Otoe | NE41090 | Active | 522939 | 2021 | Raypak | CPPH - Ansi Cpr Fin Pool Heater | Pool Mech. Room | IPHT - Indoor Pool Heater | 9/30/2026
CHI-St Mary's Hospital | 1301 Grundman Blvd | Nebraska City | NE | 68410 | Otoe | NE24949 | Active | 66637 | 2013 | Aerco | FTVT - Firetube Vertical TB | Mech Room 514 | GLYC - Glycol Bldg Heat Sys | 1/31/2027
CHI-St Mary's Hospital | 1301 Grundman Blvd | Nebraska City | NE | 68410 | Otoe | NE24950 | Active | 4383 | 2012 | Cleaver Brooks | FTSM - FTS Marine Dry Back | Mech Room 514 | HUMI - Humidifier/Humidity Contr | 1/31/2027
CHI-St Mary's Hospital | 1301 Grundman Blvd | Nebraska City | NE | 68410 | Otoe | NE24951 | Active | 66616 | 2013 | Aerco | FTVT - Firetube Vertical TB | MR 514 Mezz | HWSD - Hot Water Dom/Potable | 1/31/2027
CHI-St Mary's Hospital | 1301 Grundman Blvd | Nebraska City | NE | 68410 | Otoe | NE24952 | Active | 66514 | 2013 | Aerco | FTVT - Firetube Vertical TB | MR 514 Mezz | HWSD - Hot Water Dom/Potable | 1/31/2027
CHI-St Mary's Hospital | 1301 Grundman Blvd | Nebraska City | NE | 68410 | Otoe | NE24955 | Active | 1894 | 2014 | BeliMed Sauter AG | ELBL - Electric Boiler | Room 251 | STER - Sterilizer | 10/31/2026
CHI-St Mary's Hospital | 1301 Grundman Blvd | Nebraska City | NE | 68410 | Otoe | NE24956 | Active | 1815 | 2014 | BeliMed Sauter AG | ELBL - Electric Boiler | Room 250 | STER - Sterilizer | 10/31/2026
CHI-St Mary's Hospital | 1301 Grundman Blvd | Nebraska City | NE | 68410 | Otoe | NE24957 | Active | 1814 | 2014 | BeliMed Sauter AG | ELBL - Electric Boiler | Room 250 | STER - Sterilizer | 10/31/2026
CHI-St Marys Hospital | 1314 3rd Ave | Nebraska City | NE | 68410-1930 | Otoe | NE04517 | Out of Service | 7408 | 1958 | Titusville Iron Works | FT - Firetube Boiler | Main Blr Rm | STHT - Steam-Heat | 4/30/2016
CHI-St Marys Hospital | 1314 3rd Ave | Nebraska City | NE | 68410-1930 | Otoe | NE04518 | Out of Service | 7409 | 1958 | Titusville Iron Works | FT - Firetube Boiler | Main Boiler Room | STHT - Steam-Heat | 4/30/2016
CHI-St Marys Hospital | 1314 3rd Ave | Nebraska City | NE | 68410-1930 | Otoe | NE08379 | Out of Service | 70136 | 2000 | State Ind. | CHWH - ASME/Fired Water Heater | Penthouse | HWSD - Hot Water Dom/Potable | 4/30/2016
CHI-St Marys Hospital | 1314 3rd Ave | Nebraska City | NE | 68410-1930 | Otoe | NE08380 | Out of Service | 69423 | 2000 | State Ind. | CHWH - ASME/Fired Water Heater | Penthouse | HWSD - Hot Water Dom/Potable | 4/30/2016
CHI-St Marys Hospital | 1314 3rd Ave | Nebraska City | NE | 68410-1930 | Otoe | NE09685 | Out of Service | 12934 | 2002 | Cleaver & Brooks | ELBL - Electric Boiler | Bsmt Blr Rm | PROC - Process Steam | 4/30/2015
ST MARY'S HOSPITAL | 1314 3rd Ave | Nebraska City | NE | 68410-1930 | OTOE | NE04150 | Scrapped/Junked | 23389 | 1986 | CAM INDUSTRIES | ELBL - Electric Boiler | STERILIZER RM | 0020 - Supp to Sterlizer/Autoclave | 9/30/2002
Wayfare Foods | 1320 S 19th St | Nebraska City | NE | 68410-2666 | Otoe | NE10090 | Active | 7303 | 2007 | Miura | VTWT - Vert Watertube | BOILER ROOM | PROC - Process Steam | 10/31/2026
Wayfare Foods | 1320 S 19th St | Nebraska City | NE | 68410-2666 | Otoe | NE10091 | Active | 6964 | 2007 | Miura | VTWT - Vert Watertube | BOILER ROOM | PROC - Process Steam | 10/31/2026
NEBRASKA CITY FIRE DEPT | 1409 Central Ave | Nebraska City | NE | 68410-2223 | OTOE | NE01884 | Inactive | 37386 | 1985 | PM LATTNER MFR COMPANY | FTVT - Firetube Vertical TB | PORTABLE | 0027 - Steam Fire Engine | 5/31/2008
Nebraska City High School | 141 Steinhart Park Rd | Nebraska City | NE | 68410-3360 | Otoe | NE10700 | Scrapped/Junked | 63682 | 2002 | MARKET FORGE INDUSTRIES | FTSO - Ft Shell/No Tubes | KITCHEN | 0021 - Steam Supp Cooker/Kettle | 6/30/2008
Nebraska City High School | 141 Steinhart Park Rd | Nebraska City | NE | 68410-3360 | Otoe | NE19051 | Active | 2789 | 2010 | CAMUS | CPFT - Horiz Cpr Fin Boiler | Mech. Room 149 | HWHT - Hot Water Heat | 6/30/2026
Nebraska City High School | 141 Steinhart Park Rd | Nebraska City | NE | 68410-3360 | Otoe | NE19052 | Active | 2788 | 2010 | CAMUS | CPFT - Horiz Cpr Fin Boiler | Mech. Room 149 | HWHT - Hot Water Heat | 6/30/2026
Nebraska City High School | 141 Steinhart Park Rd | Nebraska City | NE | 68410-3360 | Otoe | NE19053 | Active | 12556 | 2010 | Noritz | CPFH - Copper Fin Water Heater | Mech. Rm. 149 | HWSD - Hot Water Dom/Potable | 6/30/2026
Nebraska City High School | 141 Steinhart Park Rd | Nebraska City | NE | 68410-3360 | Otoe | NE19054 | Active | 12547 | 2010 | Noritz | CPFH - Copper Fin Water Heater | Mech. Rm. 149 | HWSD - Hot Water Dom/Potable | 6/30/2026
Nebraska City High School | 141 Steinhart Park Rd | Nebraska City | NE | 68410-3360 | Otoe | NE19759 | Scrapped/Junked | 50668 | 1996 | MARKET FORGE INDUSTRIES | FT - Firetube Boiler | KITCHEN | 0021 - Steam Supp Cooker/Kettle | 6/30/2003
Nebraska City High School | 141 Steinhart Park Rd | Nebraska City | NE | 68410-3360 | Otoe | NE24958 | Out of Service | N/A | 2006 | Noritz | CPFH - Copper Fin Water Heater | Boiler Room | HWSD - Hot Water Dom/Potable | 6/30/2022
Nebraska City High School | 141 Steinhart Park Rd | Nebraska City | NE | 68410-3360 | Otoe | NE24959 | Out of Service | N/A | 2006 | Noritz | CPFH - Copper Fin Water Heater | Boiler Room | HWSD - Hot Water Dom/Potable | 6/30/2022
Nebraska City High School | 141 Steinhart Park Rd | Nebraska City | NE | 68410-3360 | Otoe | NE24960 | Out of Service | N/A | 2006 | Noritz | CPFH - Copper Fin Water Heater | Boiler Room | HWSD - Hot Water Dom/Potable | 6/30/2022
Nebraska City High School | 141 Steinhart Park Rd | Nebraska City | NE | 68410-3360 | Otoe | NE33897 | Scrapped/Junked | n/a | 1964 | Kewanee | FTFB - Firetube-Firebox Boiler | BOILER ROOM | HWHT - Hot Water Heat | 6/30/2022
Nebraska City High School | 141 Steinhart Park Rd | Nebraska City | NE | 68410-3360 | Otoe | NE33906 | Scrapped/Junked | N/A | 1964 | Kewanee | FTFB - Firetube-Firebox Boiler | BOILER ROOM | HWHT - Hot Water Heat | 6/30/2022
Nebraska City High School | 141 Steinhart Park Rd | Nebraska City | NE | 68410-3360 | Otoe | NE33907 | Scrapped/Junked |  | 1964 | KEWA | FTFB - Firetube-Firebox Boiler | BOILER ROOM | STHT - Steam-Heat | 6/30/2007
Nebraska City High School | 141 Steinhart Park Rd | Nebraska City | NE | 68410-3360 | Otoe | NE42009 | Active | 18389 | 2021 | Riello | WT - Water Tube Boiler | Boiler Room | HWHT - Hot Water Heat | 6/30/2026
Nebraska City High School | 141 Steinhart Park Rd | Nebraska City | NE | 68410-3360 | Otoe | NE42010 | Active | 18267 | 2021 | Riello | WT - Water Tube Boiler | Boiler Room | HWHT - Hot Water Heat | 6/30/2026
Nebraska City High School | 141 Steinhart Park Rd | Nebraska City | NE | 68410-3360 | Otoe | NE42011 | Active | 18264 | 2021 | Riello | WT - Water Tube Boiler | Boiler Room | HWHT - Hot Water Heat | 6/30/2026
Nebraska City High School | 141 Steinhart Park Rd | Nebraska City | NE | 68410-3360 | Otoe | NE42012 | Active | 18660 | 2021 | Riello | WT - Water Tube Boiler | Boiler Room | HWHT - Hot Water Heat | 6/30/2026
Nebraska City High School | 141 Steinhart Park Rd | Nebraska City | NE | 68410-3360 | Otoe | NE42013 | Active | 18263 | 2021 | Riello | WT - Water Tube Boiler | Boiler Room | HWHT - Hot Water Heat | 6/30/2026
Nebraska City High School | 141 Steinhart Park Rd | Nebraska City | NE | 68410-3360 | Otoe | NE42014 | Active | 18663 | 2021 | Riello | WT - Water Tube Boiler | Boiler Room | HWHT - Hot Water Heat | 6/30/2026
Nebraska City High School | 141 Steinhart Park Rd | Nebraska City | NE | 68410-3360 | Otoe | NEW | Exempt | N/A | 2019 | RHEEM | SSCH - SS Coil Water Heater | Boiler Room | HWSD - Hot Water Dom/Potable | 10/12/2022
Nebraska City High School | 141 Steinhart Park Rd | Nebraska City | NE | 68410-3360 | Otoe | NEW | Exempt | N/A | 2019 | RHEEM | SSCH - SS Coil Water Heater | Boiler Room | HWSD - Hot Water Dom/Potable | 10/12/2022
Nebraska City High School | 141 Steinhart Park Rd | Nebraska City | NE | 68410-3360 | Otoe | NEW | Exempt | N/A | 2019 | RHEEM | SSCH - SS Coil Water Heater | Boiler Room | HWSD - Hot Water Dom/Potable | 10/12/2022
Golden Living Center | 1420 N 10th St | Nebraska City | NE | 68410-1236 | Otoe | NE02314 | Scrapped/Junked | 78120 | 2003 | State Industries | CHWH - ASME/Fired Water Heater | WEST BOILER RM | HWSD - Hot Water Dom/Potable | 12/31/2011
Golden Living Center | 1420 N 10th St | Nebraska City | NE | 68410-1236 | Otoe | NE02375 | Scrapped/Junked | 74057 | 2003 | AOSM | CHWH - ASME/Fired Water Heater | BOILER ROOM | HWSD - Hot Water Dom/Potable | 12/31/2008
Golden Living Center | 1420 N 10th St | Nebraska City | NE | 68410-1236 | Otoe | NE17807 | Scrapped/Junked |  | 1993 | STATE INDUSTRIES | AHWH - ANSI/Fired Water Htr | BOILER ROOM | HWSD - Hot Water Dom/Potable | 12/31/2004
Golden Living Center | 1420 N 10th St | Nebraska City | NE | 68410-1236 | Otoe | NE19317 | Scrapped/Junked | 33126 | 1996 | AO SMITH | CHWH - ASME/Fired Water Heater | BOILER ROOM | HWSD - Hot Water Dom/Potable | 12/31/2004
Golden Living Center | 1420 N 10th St | Nebraska City | NE | 68410-1236 | Otoe | NE19318 | Scrapped/Junked | 107087 | 1991 | TELE | CPFT - Horiz Cpr Fin Boiler | EAST BOILER ROOM | HWSD - Hot Water Dom/Potable | 12/31/2012
Syracuse High School | 1500 Education Dr | Syracuse | NE | 68446 | Otoe | NE16376 | Out of Service | 23998 | 1990 | CLVR | COOK - Fired Cooker | KITCHEN | 0021 - Steam Supp Cooker/Kettle | 3/31/2011
Syracuse High School | 1500 Education Dr | Syracuse | NE | 68446 | Otoe | NE17815 | Scrapped/Junked | n/a | 1991 | AOSM | CHWH - ASME/Fired Water Heater | BOILER ROOM | HWSD - Hot Water Dom/Potable | 3/31/2015
Syracuse High School | 1500 Education Dr | Syracuse | NE | 68446 | Otoe | NE19303 | Scrapped/Junked | 8627 | 1996 | ALES | FTVT - Firetube Vertical TB | BOILER ROOM | HWHT - Hot Water Heat | 3/31/2026
Syracuse High School | 1500 Education Dr | Syracuse | NE | 68446 | Otoe | NE19304 | Active | 8577 | 1996 | ALES | FTVT - Firetube Vertical TB | BOILER ROOM | HWHT - Hot Water Heat | 3/31/2027
Syracuse High School | 1500 Education Dr | Syracuse | NE | 68446 | Otoe | NE24252 | Out of Service | 50983 | 1999 | AOSM | CHWH - ASME/Fired Water Heater | BOILER ROOM | HWSD - Hot Water Dom/Potable | 3/31/2021
Syracuse High School | 1500 Education Dr | Syracuse | NE | 68446 | Otoe | NE32995 | Inactive | 37996 | 1984 | Kewanee | FTFB - Firetube-Firebox Boiler | BOILER ROOM | HWHT - Hot Water Heat | 3/31/2014
Syracuse High School | 1500 Education Dr | Syracuse | NE | 68446 | Otoe | NE44165 | Active | 632599 | 2025 | Lochinvar | FTSS - Firetube Stainless Steel | Boiler Room | HWHT - Hot Water Heat | 3/31/2026
Syracuse Middle School | 1500 Education Dr | Syracuse | NE | 68446 | Otoe | NE18626 | Active | 126746 | 2009 | AO SMITH | FTVT - Firetube Vertical TB | Boiler Room | HWSD - Hot Water Dom/Potable | 3/31/2027
Syracuse Middle School | 1500 Education Dr | Syracuse | NE | 68446 | Otoe | NE18627 | Active | 127430 | 2009 | AO SMITH | FTVT - Firetube Vertical TB | Boiler Room | HWSD - Hot Water Dom/Potable | 3/31/2027
Syracuse Middle School | 1500 Education Dr | Syracuse | NE | 68446 | Otoe | NE18628 | Active | 295183 | 2009 | Raypak | CPFT - Horiz Cpr Fin Boiler | Boiler Room | HWHT - Hot Water Heat | 3/31/2027
Syracuse Middle School | 1500 Education Dr | Syracuse | NE | 68446 | Otoe | NE18629 | Active | 295240 | 2009 | Raypak | CPFT - Horiz Cpr Fin Boiler | Boiler Room | HWHT - Hot Water Heat | 3/31/2027
Pendleton Woolen Mills | 1502 11Th St | Nebraska City | NE |  | Otoe | NE13887 | Inactive | 42541 | 1981 | Eclipse | FT - Firetube Boiler | BOILER ROOM | PROC - Process Steam | 7/31/2004
Community Memorial Hosp | 1579 Midland St | Syracuse | NE | 68446-9732 | Otoe | NE03670 | Scrapped/Junked | 13133 | 1983 | ELEC | ELBL - Electric Boiler | BOILER ROOM | 0020 - Supp to Sterlizer/Autoclave | 6/30/2013
Community Memorial Hosp | 1579 Midland St | Syracuse | NE | 68446-9732 | Otoe | NE04120 | Scrapped/Junked | 14611 | 1949 | Kewanee | FTLO - Firetube Locomotive Type | BOILER ROOM | STHT - Steam-Heat | 12/31/2020
Community Memorial Hosp | 1579 Midland St | Syracuse | NE | 68446-9732 | Otoe | NE04121 | Scrapped/Junked | 15379 | 1950 | Kewanee | FTLO - Firetube Locomotive Type | BOILER ROOM | STHT - Steam-Heat | 12/31/2020
Community Memorial Hosp | 1579 Midland St | Syracuse | NE | 68446-9732 | Otoe | NE21323 | Exempt 1999 LB-66 |  | 1990 | AO SMITH | AHWH - ANSI/Fired Water Htr | BOILER ROOM | HWSD - Hot Water Dom/Potable | 6/30/1999
Community Memorial Hosp | 1579 Midland St | Syracuse | NE | 68446-9732 | Otoe | NE24028 | Inactive | 89586 | 2012 | TDC Manufacturing Co | ELBL - Electric Boiler | Boiler Room | STER - Sterilizer | 12/31/2019
Good Samaritan Society Syracuse | 1622 Walnut St | Syracuse | NE | 68446-7017 | Otoe | NE06745 | Scrapped/Junked | 105936 | 2005 | RHEEM | CHWH - ASME/Fired Water Heater | Mech Room | HWSD - Hot Water Dom/Potable | 10/31/2014
Good Samaritan Society Syracuse | 1622 Walnut St | Syracuse | NE | 68446-7017 | Otoe | NE07571 | Active | 14469 | 2006 | Lochinvar | SSCO - SS Coil Boiler | Boiler Room | HWHT - Hot Water Heat | 10/31/2026
Good Samaritan Society Syracuse | 1622 Walnut St | Syracuse | NE | 68446-7017 | Otoe | NE07572 | Active | 14491 | 2006 | Lochinvar | SSCO - SS Coil Boiler | Boiler Room | HWHT - Hot Water Heat | 10/31/2026
Good Samaritan Society Syracuse | 1622 Walnut St | Syracuse | NE | 68446-7017 | Otoe | NE07660 | Scrapped/Junked | 111551 | 2007 | AOSM | CHWH - ASME/Fired Water Heater | Mech Room | HWSD - Hot Water Dom/Potable | 10/31/2011
Good Samaritan Society Syracuse | 1622 Walnut St | Syracuse | NE | 68446-7017 | Otoe | NE13352 | Scrapped/Junked | 122235 | 2008 | AOSM | CHWH - ASME/Fired Water Heater | Boiler Room | HWSD - Hot Water Dom/Potable | 10/31/2011
Good Samaritan Society Syracuse | 1622 Walnut St | Syracuse | NE | 68446-7017 | Otoe | NE15917 | Scrapped/Junked | 88087 | 1990 | Raypak | CPFT - Horiz Cpr Fin Boiler | BOILER ROOM | HWHT - Hot Water Heat | 10/31/2015
Good Samaritan Society Syracuse | 1622 Walnut St | Syracuse | NE | 68446-7017 | Otoe | NE17139 | Scrapped/Junked | 74296 | 1995 | WBLT | FT - Firetube Boiler | Kitchen | 0021 - Steam Supp Cooker/Kettle | 10/31/2025
Good Samaritan Society Syracuse | 1622 Walnut St | Syracuse | NE | 68446-7017 | Otoe | NE26040 | Active | 4469,4471 | 2014 | Aerco | WTSS - Watertube SS Steel | Mech. Room | HWHT - Hot Water Heat | 10/31/2026
Good Samaritan Society Syracuse | 1622 Walnut St | Syracuse | NE | 68446-7017 | Otoe | NE26041 | Active | 4348,4347 | 2014 | Aerco | WTSS - Watertube SS Steel | Mech. Room | HWHT - Hot Water Heat | 10/31/2026
GOOD SAMARITAN SOCIETY SYRACUSE | 1622 Walnut St PO BOX F1 | Syracuse | NE | 68446-0646 | OTOE | NE05153 | Scrapped/Junked |  | 1992 | RUUD | AHWH - ANSI/Fired Water Htr | MECH RM #3 | HWSD - Hot Water Dom/Potable | 10/31/2006
GOOD SAMARITAN SOCIETY SYRACUSE | 1622 Walnut St PO BOX F1 | Syracuse | NE | 68446-0646 | OTOE | NE06630 | Scrapped/Junked | 97057 | 2005 | AO SMITH-SC PLANT | CHWH - ASME/Fired Water Heater | FRONT MECH ROOM | HWSD - Hot Water Dom/Potable | 10/31/2008
GOOD SAMARITAN SOCIETY SYRACUSE | 1622 Walnut St PO BOX F1 | Syracuse | NE | 68446-0646 | OTOE | NE06744 | Scrapped/Junked | 98188 | 2005 | AO SMITH-SC PLANT | CHWH - ASME/Fired Water Heater | BOILER ROOM | HWSD - Hot Water Dom/Potable | 10/31/2007
GOOD SAMARITAN SOCIETY SYRACUSE | 1622 Walnut St PO BOX F1 | Syracuse | NE | 68446-0646 | OTOE | NE15916 | Scrapped/Junked |  | 1970 | THERMO PAK | WT - Water Tube Boiler | BOILER ROOM | HWHT - Hot Water Heat | 10/31/2006
GOOD SAMARITAN SOCIETY SYRACUSE | 1622 Walnut St PO BOX F1 | Syracuse | NE | 68446-0646 | OTOE | NE15919 | Inactive |  | 1978 | AO SMITH | AHWH - ANSI/Fired Water Htr | KITCHEN BLR RM | HWSD - Hot Water Dom/Potable | 10/31/1998
GOOD SAMARITAN SOCIETY SYRACUSE | 1622 Walnut St PO BOX F1 | Syracuse | NE | 68446-0646 | OTOE | NE15920 | Inactive |  | 1970 | AO SMITH | AHWH - ANSI/Fired Water Htr | KITCHEN BLR RM | HWSD - Hot Water Dom/Potable | 10/31/1998
GOOD SAMARITAN SOCIETY SYRACUSE | 1622 Walnut St PO BOX F1 | Syracuse | NE | 68446-0646 | OTOE | NE20084 | Exempt 1999 LB-66 |  | 1992 | RUUD | AHWH - ANSI/Fired Water Htr |  | HWSD - Hot Water Dom/Potable | 10/31/1999
GOOD SAMARITAN SOCIETY SYRACUSE | 1622 Walnut St PO BOX F1 | Syracuse | NE | 68446-0646 | OTOE | NE20085 | Exempt 1999 LB-66 |  | 1993 | RUUD | AHWH - ANSI/Fired Water Htr |  | HWSD - Hot Water Dom/Potable | 10/31/1999
GOOD SAMARITAN SOCIETY SYRACUSE | 1622 Walnut St PO BOX F1 | Syracuse | NE | 68446-0646 | OTOE | NE23824 | Scrapped/Junked | 43154 | 1998 | AO SMITH | CHWH - ASME/Fired Water Heater | BOILER ROOM | HWSD - Hot Water Dom/Potable | 10/31/2006
GOOD SAMARITAN SOCIETY SYRACUSE | 1622 Walnut St PO BOX F1 | Syracuse | NE | 68446-0646 | OTOE | NE23825 | Scrapped/Junked | 43164 | 1998 | AO SMITH | CHWH - ASME/Fired Water Heater | BOILER ROOM | HWSD - Hot Water Dom/Potable | 10/31/2005
Super Suds Nebraska City | 1655 S 11th St | Nebraska City | NE | 68410-3456 | Otoe | NE40734 | Scrapped/Junked | 87903 | 1998 | Lochinvar | CPFT - Horiz Cpr Fin Boiler | MECH ROOM | HWSP - Hot Water Non Potable Supply | 12/31/2023
Super Suds Nebraska City | 1655 S 11th St | Nebraska City | NE | 68410-3456 | Otoe | NE40735 | Active | 86909 | 1998 | Lochinvar | CPFT - Horiz Cpr Fin Boiler | MECH ROOM | HWHF - Hot Water Heat-Floor | 12/31/2026
Good Samaritan Society Linden | 1720 Linden St | Syracuse | NE | 68446-9797 | Otoe | NE09504 | Active | N/A | 2002 | HYDR | CI - Cast Iron | Mech Room | HWHT - Hot Water Heat | 10/31/2026
Good Samaritan Society Linden | 1720 Linden St | Syracuse | NE | 68446-9797 | Otoe | NE09505 | Active | N/A | 2002 | HYDR | CI - Cast Iron | Mech Room | HWHT - Hot Water Heat | 10/31/2026
Good Samaritan Society Linden | 1720 Linden St | Syracuse | NE | 68446-9797 | Otoe | NE09506 | Active | N/A | 2002 | HYDR | CI - Cast Iron | Mech Room | HWHT - Hot Water Heat | 10/31/2026
Good Samaritan Society Linden | 1720 Linden St | Syracuse | NE | 68446-9797 | Otoe | NE09507 | Active | N/A | 2002 | HYDR | CI - Cast Iron | Mech Room | HWHT - Hot Water Heat | 10/31/2026
THE AMBASSADOR | 1800 14th Ave | Nebraska City | NE | 68410-1159 | OTOE | NE05204 | Exempt 1999 LB-66 |  | 1989 | STATE INDUSTRIES | AHWH - ANSI/Fired Water Htr | MECH ROOM | HWSD - Hot Water Dom/Potable | 3/31/2000
THE AMBASSADOR | 1800 14th Ave | Nebraska City | NE | 68410-1159 | OTOE | NE05205 | Exempt 1999 LB-66 |  | 1990 | STATE INDUSTRIES | AHWH - ANSI/Fired Water Htr | MECH ROOM | HWSD - Hot Water Dom/Potable | 3/31/2000
THE AMBASSADOR | 1800 14th Ave | Nebraska City | NE | 68410-1159 | OTOE | NE17428 | Scrapped/Junked | 29266 | 1992 | LOCHINVAR | CPFT - Horiz Cpr Fin Boiler | MECH ROOM | HWHT - Hot Water Heat | 3/31/2005
Personal Residence | 1901 1st Ave | Nebraska City | NE | 68410-2140 | Otoe | NE23380 | Exempt | 0 | 1975 | CRAN | CI - Cast Iron | BOILER ROOM | HWHT - Hot Water Heat | 3/31/2011
Riverview Terrace Apts | 200 N 3rd St | Nebraska City | NE | 68410-2525 | Otoe | NE19535 | Active | 56814 | 2010 | Aerco | FTVT - Firetube Vertical TB | Boiler Room | HWHT - Hot Water Heat | 6/30/2026
Riverview Terrace Apts | 200 N 3rd St | Nebraska City | NE | 68410-2525 | Otoe | NE19536 | Active | 57778 | 2011 | Aerco | FTVT - Firetube Vertical TB | Boiler Room | HWHT - Hot Water Heat | 6/30/2026
Riverview Terrace Apts | 200 N 3rd St | Nebraska City | NE | 68410-2525 | Otoe | NE30565 | Scrapped/Junked | 8055 | 1994 | ALDR | FTVT - Firetube Vertical TB | BOILER ROOM | HWHT - Hot Water Heat | 6/30/2010
Riverview Terrace Apts | 200 N 3rd St | Nebraska City | NE | 68410-2525 | Otoe | NE30566 | Scrapped/Junked | 8053 | 1994 | ALDR | FTVT - Firetube Vertical TB | BOILER ROOM | HWHT - Hot Water Heat | 6/30/2010
Riverview Terrace Apts | 200 N 3rd St | Nebraska City | NE | 68410-2525 | Otoe | NE30567 | Scrapped/Junked | 8054 | 1994 | ALDR | FTVT - Firetube Vertical TB | BOILER ROOM | HWHT - Hot Water Heat | 6/30/2011
Riverview Terrace Apts | 200 N 3rd St | Nebraska City | NE | 68410-2525 | Otoe | NE30568 | Scrapped/Junked | 21029 | 1994 | WEBJ | COBL - Coil Type Boiler | BOILER ROOM | HWSD - Hot Water Dom/Potable | 6/30/2011
Riverview Terrace Apts | 200 N 3rd St | Nebraska City | NE | 68410-2525 | Otoe | NE30569 | Scrapped/Junked | 21026 | 1994 | WEBJ | COBL - Coil Type Boiler | BOILER ROOM | HWSD - Hot Water Dom/Potable | 6/30/2011
Nebraska City Armory | 2020 4th Corso | Nebraska City | NE | 68410-2604 | OTOE | NE15783 | Scrapped/Junked | 16994 | 2008 | Aldrich | FTHT - Firetube Horizontal | Lower Level Boiler Rm. | STHT - Steam-Heat | 12/31/2019
Nebraska City Armory | 2020 4th Corso | Nebraska City | NE | 68410-2604 | OTOE | NE30066 | Scrapped/Junked | 12570 | 1980 | BURNHAM COMM/INDUST | FTFB - Firetube-Firebox Boiler | BOILER ROOM | STHT - Steam-Heat | 6/30/2007
SE Nebraska Antique Steam | 205 5th St | Unadilla | NE | 68454-4041 | Otoe | NE01200 | Out of Service | 486 | 1916 | J.I. Case | FT - Firetube Boiler | PORTABLE | 0024 - Antique Steam Tractor | 6/30/2021
Second Avenue Elementary | 215 N 12th St | Nebraska City | NE | 68410-2064 | Otoe | NE33759 | Inactive | 33759 | 1941 | Kewanee | FT - Firetube Boiler | BOILER ROOM | STHT - Steam-Heat | 6/30/2018
M K SCHROEDER | 217 Mohawk St | Syracuse | NE | 68446-9203 | OTOE | NE01148 | Inactive |  | 1914 | BUFFALO PITTS | FT - Firetube Boiler | PORTABLE | 0024 - Antique Steam Tractor | 7/31/1990
St Mary's Church | 218 N 6th St | Nebraska City | NE | 68410-2430 | Otoe | NE28293 | Active | 93640 | 2018 | Lochinvar | FTVT - Firetube Vertical TB | Basement | HWDP - Hotwater Heat & Dom Supply | 12/31/2026
St Mary's Church | 218 N 6th St | Nebraska City | NE | 68410-2430 | Otoe | NE28294 | Active | 91756 | 2018 | Lochinvar | FTVT - Firetube Vertical TB | Basement | HWDP - Hotwater Heat & Dom Supply | 12/31/2026
St Mary's Church | 218 N 6th St | Nebraska City | NE | 68410-2430 | Otoe | NE39181 | Scrapped/Junked | N/A | 1952 | Penn Range Boiler | CI - Cast Iron | BOILER ROOM | HWHT - Hot Water Heat | 12/31/2019
Elster American Meter Company | 2221 Industrial Rd | Nebraska City | NE | 68410-6886 | Otoe | NE04110 | Out of Service | 22005 | 1985 | Clayton Industries | COBL - Coil Type Boiler | BOILER ROOM | STHT - Steam-Heat | 1/30/2001
Elster American Meter Company | 2221 Industrial Rd | Nebraska City | NE | 68410-6886 | Otoe | NE04886 | Scrapped/Junked | 22586 | 1990 | Clayton Industries | COBL - Coil Type Boiler | BOILER ROOM | STHT - Steam-Heat | 4/30/2003
Elster American Meter Company | 2221 Industrial Rd | Nebraska City | NE | 68410-6886 | Otoe | NE08642 | Out of Service | 11296 | 2001 | Aldrich/LES | FTFB - Firetube-Firebox Boiler | Boiler Room - Door #3 | STHT - Steam-Heat | 2/28/2016
Elster American Meter Company | 2221 Industrial Rd | Nebraska City | NE | 68410-6886 | Otoe | NE30936 | Out of Service | none | 1997 | Peerless Heater Company | CI - Cast Iron | Probing Room | STHT - Steam-Heat | 2/28/2016
Kinder Morgan - NGPL Station 196 | 2382 E Rd | Syracuse | NE | 68446-7720 | Otoe | NE05275 | Active | 37206 | 1968 | Cleaver Brooks | FTSM - FTS Marine Dry Back | AUXILIARY BLDG | GLYC - Glycol Bldg Heat Sys | 10/31/2026
BEST WESTERN | 2515 S 11th St | Nebraska City | NE | 68410-3478 | OTOE | NE08318 | Inactive |  | 2000 | HAYWARD | WT - Water Tube Boiler | POOL MECH ROOM | SAUN - Sauna Steam Room Heat | 4/30/2002
BEST WESTERN | 2515 S 11th St | Nebraska City | NE | 68410-3478 | OTOE | NE08319 | Inactive |  | 2000 | HAYWARD | WT - Water Tube Boiler | POOL MECH ROOM | IPHT - Indoor Pool Heater | 4/30/2002
AKRS Implement | 257 N 30th Rd | Syracuse | NE | 68446-7808 | Otoe | NE06093 | Scrapped/Junked |  | 2000 | BUDERUS/REZNOR |  | MEZZANINE | HWHF - Hot Water Heat-Floor | 1/31/2009
AKRS Implement | 257 N 30th Rd | Syracuse | NE | 68446-7808 | Otoe | NE06094 | Active | 226791 | 2004 | Raypak | CPFT - Horiz Cpr Fin Boiler | MEZZANINE | HWHT - Hot Water Heat | 1/31/2027
AKRS Implement | 257 N 30th Rd | Syracuse | NE | 68446-7808 | Otoe | NE10193 | Out of Service | 2235 | 2007 | CLEAN BURN | COWH - Coil Type Water Heater | UPSTAIRS MECH ROOM | HWHT - Hot Water Heat | 1/31/2021
AKRS Implement | 257 N 30th Rd | Syracuse | NE | 68446-7808 | Otoe | NE41546 | Active | 4179 | 2021 | CLEAN BURN | COBL - Coil Type Boiler | UPSTAIRS MECH ROOM | HWHT - Hot Water Heat | 1/31/2027
Cargill Incorporated | 2601 Industrial Rd | Nebraska City | NE | 68410-9701 | Otoe | NE15484 | Active | 8870 | 1994 | Johnston Boiler Co. | FTSM - FTS Marine Dry Back | Boiler Room | PROC - Process Steam | 2/28/2027
Cargill Incorporated | 2601 Industrial Rd | Nebraska City | NE | 68410-9701 | Otoe | NE23230 | Inactive | 9585 | 1998 | Johnston Boiler Co. | FTSM - FTS Marine Dry Back | Boiler Room | PROC - Process Steam | 2/28/2022
Cargill Incorporated | 2601 Industrial Rd | Nebraska City | NE | 68410-9701 | Otoe | NE41453 | Out of Service | 19087 | 2015 | Cleaver Brooks | FTHT - Firetube Horizontal | Mobile Trailer | PROC - Process Steam | 12/31/2022
Cargill Incorporated | 2601 Industrial Rd | Nebraska City | NE | 68410-9701 | Otoe | NE41801 | Active | 153 | 2022 | Thermogenics | COBL - Coil Type Boiler | Boiler Room | PROC - Process Steam | 6/30/2025
Cargill Incorporated | 2601 Industrial Rd | Nebraska City | NE | 68410-9701 | Otoe | NE41802 | Active | 156 | 2022 | Thermogenics | ECON - Boiler Economizer | Boiler Room | ECON - Boiler Economizer | 6/30/2026
Arbor Day Farm | 2611 Arbor Ave | Nebraska City | NE | 68410-1000 | Otoe | NE27401 | Active | 404594 | 2017 | Lochinvar | WTSS - Watertube SS Steel | Boiler Room | HWHF - Hot Water Heat-Floor | 9/30/2026
Lied Conference Center | 2700 Sylvan Rd | Nebraska City | NE | 68410-3381 | Otoe | NE30464 | Active | 6074 | 1992 | INDUSTRIAL | FTFB - Firetube-Firebox Boiler | BOILER ROOM | STHT - Steam-Heat | 9/30/2026
Lied Conference Center | 2700 Sylvan Rd | Nebraska City | NE | 68410-3381 | Otoe | NE30465 | Scrapped/Junked | 6079 | 1992 | INDUSTRIAL | FTFB - Firetube-Firebox Boiler | BOILER ROOM | STHT - Steam-Heat | 9/30/2022
Lied Conference Center | 2700 Sylvan Rd | Nebraska City | NE | 68410-3381 | Otoe | NE41818 | Active | 19885 | 2022 | Superior Boiler Works | FTHT - Firetube Horizontal | Boiler Room | STHT - Steam-Heat | 9/30/2026
Syracuse Area Health | 2731 Healthcare Dr | Syracuse | NE | 68446 | Otoe | NE27886 | Active | 79363 | 2017 | Aerco | FTVT - Firetube Vertical TB | Boiler Room | HWHT - Hot Water Heat | 10/31/2026
Syracuse Area Health | 2731 Healthcare Dr | Syracuse | NE | 68446 | Otoe | NE27887 | Active | 79361 | 2017 | Aerco | FTVT - Firetube Vertical TB | Boiler Room | HWHT - Hot Water Heat | 10/31/2026
Syracuse Area Health | 2731 Healthcare Dr | Syracuse | NE | 68446 | Otoe | NE27888 | Active | 9614 | 2017 | Steris Corp | ELBL - Electric Boiler | Sterile Area | STER - Sterilizer | 10/31/2026
Syracuse Area Health | 2731 Healthcare Dr | Syracuse | NE | 68446 | Otoe | NE27889 | Active | 19246 | 2018 | Steris Corp | ELBL - Electric Boiler | Sterile Area | STER - Sterilizer | 10/31/2026
Syracuse Area Health | 2731 Healthcare Dr | Syracuse | NE | 68446 | Otoe | NE28715 | Active | 308 | 2018 | Les Inc/Aldrich Co | FTFB - Firetube-Firebox Boiler | Boiler Room | HWHT - Hot Water Heat | 10/31/2026
Hayward Elementary | 306 S 14th St | Nebraska City | NE | 68410-2770 | Otoe | NE15779 | Scrapped/Junked | 211711 | 2009 | Laars | FT - Firetube Boiler | Boiler room | HWHT - Hot Water Heat | 6/30/2022
Hayward Elementary | 306 S 14th St | Nebraska City | NE | 68410-2770 | Otoe | NE19760 | Exempt 1999 LB-66 |  | 1977 | RHEEM MANUFACTURING CO | AHWH - ANSI/Fired Water Htr | BOILER ROOM | HWSD - Hot Water Dom/Potable | 6/30/2000
Hayward Elementary | 306 S 14th St | Nebraska City | NE | 68410-2770 | Otoe | NE19761 | Exempt 1999 LB-66 |  | 1977 | RHEEM MANUFACTURING CO | AHWH - ANSI/Fired Water Htr |  | HWSD - Hot Water Dom/Potable | 6/30/2000
Hayward Elementary | 306 S 14th St | Nebraska City | NE | 68410-2770 | Otoe | NE19762 | Exempt 1999 LB-66 |  | 1977 | RHEEM MANUFACTURING CO | AHWH - ANSI/Fired Water Htr |  | HWSD - Hot Water Dom/Potable | 6/30/2000
Hayward Elementary | 306 S 14th St | Nebraska City | NE | 68410-2770 | Otoe | NE33939 | Scrapped/Junked | 29574 | 1977 | KEWA | FTFB - Firetube-Firebox Boiler | BOILER ROOM | HWHT - Hot Water Heat | 6/30/2009
Hayward Elementary | 306 S 14th St | Nebraska City | NE | 68410-2770 | Otoe | NE33940 | Scrapped/Junked | 29590 | 1977 | Kewanee | FTFB - Firetube-Firebox Boiler | BOILER ROOM | HWHT - Hot Water Heat | 6/30/2022
Hayward Elementary | 306 S 14th St | Nebraska City | NE | 68410-2770 | Otoe | NE42015 | Active | 17689 | 2021 | Riello | WT - Water Tube Boiler | Basement | HWHT - Hot Water Heat | 8/31/2026
Hayward Elementary | 306 S 14th St | Nebraska City | NE | 68410-2770 | Otoe | NE42016 | Active | 17688 | 2021 | Riello | WT - Water Tube Boiler | Basement | HWHT - Hot Water Heat | 8/31/2026
Hayward Elementary | 306 S 14th St | Nebraska City | NE | 68410-2770 | Otoe | NE42017 | Active | 17683 | 2021 | Riello | WT - Water Tube Boiler | Basement | HWHT - Hot Water Heat | 8/31/2026
Hayward Elementary | 306 S 14th St | Nebraska City | NE | 68410-2770 | Otoe | NE42018 | Active | 17677 | 2021 | Riello | WT - Water Tube Boiler | Basement | HWHT - Hot Water Heat | 8/31/2026
Hayward Elementary | 306 S 14th St | Nebraska City | NE | 68410-2770 | Otoe | NE42019 | Active | 17686 | 2021 | Riello | WT - Water Tube Boiler | Basement | HWHT - Hot Water Heat | 8/31/2026
Hayward Elementary | 306 S 14th St | Nebraska City | NE | 68410-2770 | Otoe | NE42020 | Active | 17684 | 2021 | Riello | WT - Water Tube Boiler | Basement | HWHT - Hot Water Heat | 8/31/2026
FIRST EVANGELICAL | 315 S 16th St | Nebraska City | NE | 68410-2645 | OTOE | NE30776 | Inactive |  | 1959 | AJAX BOILER INC | WT - Water Tube Boiler | MECH ROOM | HWHT - Hot Water Heat | 12/31/2000
First Bank of Nebraska | 320 5th St | Syracuse | NE | 68446-9300 | Otoe | NE26586 | Active | 372161 | 2016 | Lochinvar | WTSS - Watertube SS Steel | Basement | HWHT - Hot Water Heat | 11/30/2026
St Benedict's School | 411 5th Rue | Nebraska City | NE | 68410-3023 | Otoe | NE31596 | Scrapped/Junked | N/A | 1950 | Penn Range Boiler | CI - Cast Iron | BASEMENT | HWHT - Hot Water Heat | 12/31/2024
Lourdes Central High School | 412 2nd Ave | Nebraska City | NE | 68410-1704 | Otoe | NE24566 | Active | 135006 | 2012 | PVI Industries | FTVT - Firetube Vertical TB | mech room | HWSD - Hot Water Dom/Potable | 12/31/2025
Lourdes Central High School | 412 2nd Ave | Nebraska City | NE | 68410-1704 | Otoe | NE24567 | Active | 61927 | 2012 | Aerco | FTVT - Firetube Vertical TB | mech room | HWHT - Hot Water Heat | 12/31/2025
Lourdes Central High School | 412 2nd Ave | Nebraska City | NE | 68410-1704 | Otoe | NE24568 | Active | 61928 | 2012 | Aerco | FTVT - Firetube Vertical TB | mech room | HWHT - Hot Water Heat | 12/31/2025
Lourdes Central High School | 412 2nd Ave | Nebraska City | NE | 68410-1704 | Otoe | NE31604 | Scrapped/Junked | N/A | 1959 | AMST | CI - Cast Iron | 1ST FLOOR BLRM | HWHT - Hot Water Heat | 12/31/2013
Lourdes Central High School | 412 2nd Ave | Nebraska City | NE | 68410-1704 | Otoe | NE32277 | Scrapped/Junked | N/A | 1965 | AMST | CI - Cast Iron | WEIGHT ROOM | HWHT - Hot Water Heat | 12/31/2013
Lourdes Central High School | 412 2nd Ave | Nebraska City | NE | 68410-1704 | Otoe | NE41860 | Active | 154348 | 2012 | PVI Industries | CHWH - ASME/Fired Water Heater | New Addition Mech. Room | HWSD - Hot Water Dom/Potable | 12/31/2025
Palmyra Public School | 425 F St | Palmyra | NE | 68418-4140 | Otoe | NE16384 | Scrapped/Junked |  | 1990 | AO SMITH | AHWH - ANSI/Fired Water Htr | BOILER ROOM | HWSD - Hot Water Dom/Potable | 8/31/2001
Palmyra Public School | 425 F St | Palmyra | NE | 68418-4140 | Otoe | NE18790 | Scrapped/Junked | 143731 | 2010 | A O Smith | CHWH - ASME/Fired Water Heater | Boiler Room | HWSD - Hot Water Dom/Potable | 10/31/2021
Palmyra Public School | 425 F St | Palmyra | NE | 68418-4140 | Otoe | NE23862 | Active | 9477 | 1998 | Aldrich | FTVT - Firetube Vertical TB | Boiler room | GLYC - Glycol Bldg Heat Sys | 10/31/2026
Palmyra Public School | 425 F St | Palmyra | NE | 68418-4140 | Otoe | NE23863 | Active | 9476 | 1998 | Aldrich | FTVT - Firetube Vertical TB | Boiler Room | GLYC - Glycol Bldg Heat Sys | 10/31/2026
Palmyra Public School | 425 F St | Palmyra | NE | 68418-4140 | Otoe | NE25087 | Scrapped/Junked | 62410 | 2001 | A. O. Smith | CHWH - ASME/Fired Water Heater | Boiler room by kitchen | HWSD - Hot Water Dom/Potable | 10/31/2011
Palmyra Public School | 425 F St | Palmyra | NE | 68418-4140 | Otoe | NE32770 | Scrapped/Junked | 39736 | 1986 | Kewanee | FTFB - Firetube-Firebox Boiler | Boiler Room | HWHT - Hot Water Heat | 10/31/2017
Palmyra Public School | 425 F St | Palmyra | NE | 68418-4140 | Otoe | NE32976 | Scrapped/Junked | 35461 | 1981 | Kewanee | FTFB - Firetube-Firebox Boiler | Boiler Room | HWHT - Hot Water Heat | 10/31/2024
Palmyra Public School | 425 F St | Palmyra | NE | 68418-4140 | Otoe | NE32977 | Scrapped/Junked | 35451 | 1981 | Kewanee | FT - Firetube Boiler | Boiler Room By Kitchen | HWHT - Hot Water Heat | 10/31/2024
Palmyra Public School | 425 F St | Palmyra | NE | 68418-4140 | Otoe | NE32979 | Scrapped/Junked | 35507 | 1981 | Kewanee | FTFB - Firetube-Firebox Boiler | Boiler Room | HWHT - Hot Water Heat | 10/31/2017
Palmyra Public School | 425 F St | Palmyra | NE | 68418-4140 | Otoe | NE41498 | Active | 267360 | 2020 | A O Smith | CHWH - ASME/Fired Water Heater | Boiler Room | HWSD - Hot Water Dom/Potable | 10/31/2026
Palmyra Public School | 425 F St | Palmyra | NE | 68418-4140 | Otoe | NE42851 | Active | 406953 | 2023 | Lochinvar | FTVT - Firetube Vertical TB | Boiler Room | HWHT - Hot Water Heat | 10/31/2026
Palmyra Public School | 425 F St | Palmyra | NE | 68418-4140 | Otoe | NE42852 | Active | 406661 | 2023 | Lochinvar | FTVT - Firetube Vertical TB | Boiler Room | HWHT - Hot Water Heat | 10/31/2026
SYRACUSE CITY POOL | 495 MIDLAND ST | SYRACUSE | NE | 68446 | OTOE | NE19321 | Scrapped/Junked |  | 1997 | AO SMITH | FT - Firetube Boiler | EQUIP ROOM | HWSD - Hot Water Dom/Potable | 6/30/2000
Syracuse Elementary | 550 7th St | Syracuse | NE | 68446 | Otoe | NE32974 | Active | 35506 | 1981 | Kewanee | FTFB - Firetube-Firebox Boiler | BOILER ROOM | HWHT - Hot Water Heat | 3/31/2027
Syracuse Elementary | 550 7th St | Syracuse | NE | 68446 | Otoe | NE32975 | Active | 35512 | 1981 | Kewanee | FTFB - Firetube-Firebox Boiler | BOILER ROOM | HWHT - Hot Water Heat | 3/31/2026
Syracuse Elementary | 550 7th St | Syracuse | NE | 68446 | Otoe | NE40681 | Active | 6347 | 1999 | Hurst | FTFB - Firetube-Firebox Boiler | BOILER ROOM | HWHT - Hot Water Heat | 3/31/2027
SYRACUSE ELEMENTARY | 550 7TH ST | SYRACUSE | NE | 68446 | OTOE | NE19302 | Exempt 1999 LB-66 |  | 1993 | AO SMITH | AHWH - ANSI/Fired Water Htr |  | HWSD - Hot Water Dom/Potable | 6/30/2000
SYRACUSE ELEMENTARY | 550 7TH ST | SYRACUSE | NE | 68446 | OTOE | NE32115 | Inactive |  | 1955 | KEWANEE | FTFB - Firetube-Firebox Boiler |  | STHT - Steam-Heat | 6/30/1987
EXCEL CORPORATION | 604 7TH CORSO | NEBRASKA CITY | NE | 68410-1756 | OTOE | NE03300 | Inactive |  | 1966 | CLEAVER BROOKS | FTSM - FTS Marine Dry Back |  | PROC - Process Steam | 1/31/1996
MIDWEST PROPANE CO | 715 Central Ave | Nebraska City | NE | 68410-2450 | OTOE | NE30597 | Inactive |  | 1930 | AMERICAN RADIATOR |  |  | STHT - Steam-Heat | 2/28/1995
OPPD Nebraska City Station | 7264 L Rd | Nebraska City | NE | 68410-6584 | Otoe | NE07229 | Active | 4306 | 2006 | National | WT - Water Tube Boiler | Water Treatment Building | BSUP - Bldg Heat & Process | 10/31/2026
OPPD Nebraska City Station | 7264 L Rd | Nebraska City | NE | 68410-6584 | Otoe | NE10949 | Scrapped/Junked | 64 | 1976 | GENERAL ELECTRIC | ELBL - Electric Boiler | BASEMENT | STHT - Steam-Heat | 10/31/2005
OPPD Nebraska City Station | 7264 L Rd | Nebraska City | NE | 68410-6584 | Otoe | NE10950 | Active | 6795 | 1978 | Foster Wheeler | WT - Water Tube Boiler | Unit #1 | POWR - Power Generation | 6/30/2026
OPPD Nebraska City Station | 7264 L Rd | Nebraska City | NE | 68410-6584 | Otoe | NE10952 | Scrapped/Junked | 539 | 1977 | TRANE | WT - Water Tube Boiler | BASEMENT | STHT - Steam-Heat | 10/31/2005
OPPD Nebraska City Station | 7264 L Rd | Nebraska City | NE | 68410-6584 | Otoe | NE13349 | Active | 317 | 2008 | Ishikawajima Heavy Industries | WT - Water Tube Boiler | UNIT #2 | POWR - Power Generation | 6/30/2026
Unadilla Village Office | 770 G St | Unadilla | NE | 68454-4028 | Otoe | NE16374 | Inactive | 29665 | 1990 | Bryan | WT - Water Tube Boiler | BOILER ROOM | HWHT - Hot Water Heat | 6/30/2019
Memorial Hall | 801 1St Corso | Nebraska City | NE |  | Otoe | NE08317 | Inactive |  | 1999 | PEER | CI - Cast Iron | BASEMENT | STHT - Steam-Heat | 4/30/2008
MEMORIAL HALL | 801 1ST CORSO | NEBRASKA CITY | NE | 68410 | OTOE | NE11528 | Scrapped/Junked |  | 1993 | PEERLESS HEATER COMPANY |  | BOILER ROOM | STHT - Steam-Heat | 2/28/2002
FORT WESTERN OUTFITTERS | 815 Central Ave | Nebraska City | NE | 68410-2408 | OTOE | NE04111 | Inactive |  | 1986 | PEERLESS HEATER COMPANY |  | 815 CENTRAL/NE CTY | STHT - Steam-Heat | 12/31/1999
MERRITT CLEANERS | 820 Central Ave | Nebraska City | NE | 68410-2409 | OTOE | NE01386 | Inactive | 16830 | 1983 | BRYAN STEAM LLC | WT - Water Tube Boiler | REAR OF PLANT | PROC - Process Steam | 3/31/1988
Educational Service Unit | 824 10th Ave | Nebraska City | NE | 68410-1370 | Otoe | NE13350 | Scrapped/Junked | 109350 | 2007 | RHEEM | CHWH - ASME/Fired Water Heater | BOILER ROOM | HWSD - Hot Water Dom/Potable | 6/30/2017
Educational Service Unit | 824 10th Ave | Nebraska City | NE | 68410-1370 | Otoe | NE13351 | Scrapped/Junked | 112664 | 2007 | RHEEM | CHWH - ASME/Fired Water Heater | BOILER ROOM | HWSD - Hot Water Dom/Potable | 6/30/2017
Educational Service Unit | 824 10th Ave | Nebraska City | NE | 68410-1370 | Otoe | NE26043 | Active | 327723 | 2014 | Sermeta | WTSS - Watertube SS Steel | Boiler Room - B-1 | HHHP - Hotwater Heat & Heat Pump | 6/30/2026
Educational Service Unit | 824 10th Ave | Nebraska City | NE | 68410-1370 | Otoe | NE26044 | Active | 327719 | 2014 | Sermeta | WTSS - Watertube SS Steel | Boiler Room - B-2 | HHHP - Hotwater Heat & Heat Pump | 6/30/2026
Educational Service Unit | 824 10th Ave | Nebraska City | NE | 68410-1370 | Otoe | NE30111 | Scrapped/Junked | 122814 | 1959 | PACI | FT - Firetube Boiler | BASEMENT #2 | STHT - Steam-Heat | 6/30/2015
Educational Service Unit | 824 10th Ave | Nebraska City | NE | 68410-1370 | Otoe | NE30112 | Scrapped/Junked | 122815 | 1958 | PACI | FT - Firetube Boiler | BASEMENT | STHT - Steam-Heat | 6/30/2015
Educational Service Unit | 824 10th Ave | Nebraska City | NE | 68410-1370 | Otoe | NE30204 | Scrapped/Junked | 25218 | 1988 | STATE INDUSTRIES | CHWH - ASME/Fired Water Heater | BSMT WEST | HWSD - Hot Water Dom/Potable | 6/30/2008
Educational Service Unit | 824 10th Ave | Nebraska City | NE | 68410-1370 | Otoe | NE30207 | Scrapped/Junked | 25222 | 1987 | STATE INDUSTRIES | CHWH - ASME/Fired Water Heater | BASEMENT | HWSD - Hot Water Dom/Potable | 6/30/2008
Educational Service Unit | 824 10th Ave | Nebraska City | NE | 68410-1370 | Otoe | NE30233 | Scrapped/Junked | n/a | 1962 | Kewanee | FTFB - Firetube-Firebox Boiler | BASEMENT #3 | STHT - Steam-Heat | 6/30/2015
JASON NEWBY | 886 Mohawk St | Syracuse | NE | 68446-9581 | OTOE | NE01281 | Inactive |  | 1911 | WOOD BROTHERS | FT - Firetube Boiler | PORTABLE | 0024 - Antique Steam Tractor | 6/30/2003
PROFESSIONAL RESOURCES | 900 Central Ave | Nebraska City | NE | 68410-2335 | OTOE | NE11487 | Scrapped/Junked |  | 1988 | AMERICAN STANDARD |  | BOILER ROOM | HWHT - Hot Water Heat | 4/30/2006
Nebraska City Middle Schl | 909 1st Corso | Nebraska City | NE | 68410-2357 | Otoe | NE17171 | Scrapped/Junked | 115071 | 1994 | Raypak | CPFT - Horiz Cpr Fin Boiler | BOILER ROOM | HWHT - Hot Water Heat | 6/30/2023
Nebraska City Middle Schl | 909 1st Corso | Nebraska City | NE | 68410-2357 | Otoe | NE17172 | Scrapped/Junked | 116316 | 1994 | Raypak | CPFT - Horiz Cpr Fin Boiler | BOILER ROOM | HWHT - Hot Water Heat | 6/30/2023
Nebraska City Middle Schl | 909 1st Corso | Nebraska City | NE | 68410-2357 | Otoe | NE19763 | Exempt 1999 LB-66 |  | 1994 | STATE INDUSTRIES | AHWH - ANSI/Fired Water Htr | BOILER ROOM | HWSD - Hot Water Dom/Potable | 6/30/2000
Nebraska City Middle Schl | 909 1st Corso | Nebraska City | NE | 68410-2357 | Otoe | NE19764 | Exempt 1999 LB-66 |  | 1994 | STATE INDUSTRIES | AHWH - ANSI/Fired Water Htr | BOILER ROOM | HWSD - Hot Water Dom/Potable | 6/30/2000
Nebraska City Middle Schl | 909 1st Corso | Nebraska City | NE | 68410-2357 | Otoe | NE19765 | Exempt 1999 LB-66 |  | 1994 | STATE INDUSTRIES | AHWH - ANSI/Fired Water Htr | BOILER ROOM | HWSD - Hot Water Dom/Potable | 6/30/2000
Nebraska City Middle Schl | 909 1st Corso | Nebraska City | NE | 68410-2357 | Otoe | NE42136 | Active | 19467 | 2021 | Riello | WT - Water Tube Boiler | Boiler Room | HWHT - Hot Water Heat | 6/30/2026
Nebraska City Middle Schl | 909 1st Corso | Nebraska City | NE | 68410-2357 | Otoe | NE42137 | Active | 19452 | 2021 | Riello | WT - Water Tube Boiler | Boiler Room | HWHT - Hot Water Heat | 6/30/2026
Nebraska City Middle Schl | 909 1st Corso | Nebraska City | NE | 68410-2357 | Otoe | NE42138 | Active | 19448 | 2021 | Riello | WT - Water Tube Boiler | Boiler Room | HWHT - Hot Water Heat | 6/30/2026
Nebraska City Middle Schl | 909 1st Corso | Nebraska City | NE | 68410-2357 | Otoe | NE42139 | Active | 19460 | 2021 | Riello | WT - Water Tube Boiler | Boiler Room | HWHT - Hot Water Heat | 6/30/2026
Nebraska City Middle Schl | 909 1st Corso | Nebraska City | NE | 68410-2357 | Otoe | NE42140 | Active | 19462 | 2021 | Riello | WT - Water Tube Boiler | Boiler Room | HWHT - Hot Water Heat | 6/30/2026
Nebraska City Middle Schl | 909 1st Corso | Nebraska City | NE | 68410-2357 | Otoe | NE42141 | Active | 19482 | 2021 | Riello | WT - Water Tube Boiler | Boiler Room | HWHT - Hot Water Heat | 6/30/2026
Otoe County National Bank | 911 Central Ave | Nebraska City | NE | 68410-2334 | Otoe | NE04618 | Scrapped/Junked |  | 1969 | Peerless | CI - Cast Iron | BOILER ROOM | STHT - Steam-Heat | 1/31/2005
Arbor Bank | 911 Central Ave | Nebraska City | NE | 68410-2334 | Otoe | NE05975 | Scrapped/Junked | 146355 | 2004 | Laars | COBL - Coil Type Boiler | UPSTAIRS MECH ROOM | HWBS - HWHT Building & Sidewalks | 1/31/2017
Arbor Bank | 911 Central Ave | Nebraska City | NE | 68410-2334 | Otoe | NE06012 | Scrapped/Junked | 146689 | 2004 | Laars | COBL - Coil Type Boiler | UPSTAIRS MECH ROOM | HWBS - HWHT Building & Sidewalks | 1/31/2020
Arbor Bank | 911 Central Ave | Nebraska City | NE | 68410-2334 | Otoe | NE06013 | Scrapped/Junked | 146693 | 2004 | Laars | COBL - Coil Type Boiler | UPSTAIRS MECH ROOM | HWBS - HWHT Building & Sidewalks | 1/31/2023
Arbor Bank | 911 Central Ave | Nebraska City | NE | 68410-2334 | Otoe | NE06014 | Scrapped/Junked | 146356 | 2004 | Laars | COBL - Coil Type Boiler | UPSTAIRS MECH ROOM | HWBS - HWHT Building & Sidewalks | 1/31/2023
Arbor Bank | 911 Central Ave | Nebraska City | NE | 68410-2334 | Otoe | NE28796 | Active | 6188 | 2018 | Riello | WT - Water Tube Boiler | Upstairs mech Room | HWHT - Hot Water Heat | 1/31/2027
Arbor Bank | 911 Central Ave | Nebraska City | NE | 68410-2334 | Otoe | NE41861 | Active | 13935 | 2020 | Riello | WT - Water Tube Boiler | Upstairs mech Room | HWHT - Hot Water Heat | 1/31/2027
Morton James Library | 923 1st Corso | Nebraska City | NE | 68410-2357 | Otoe | NE06264 | Scrapped/Junked | 1030 | 2007 | CAMU | WT - Water Tube Boiler | BOILER ROOM | HWHT - Hot Water Heat | 4/30/2019
Morton James Library | 923 1st Corso | Nebraska City | NE | 68410-2357 | Otoe | NE11572 | Scrapped/Junked |  | 1982 | PEERLESS HEATER COMPANY |  | BOILER ROOM | HWHT - Hot Water Heat | 4/30/2007
OPPD Syracuse Service Center | 935 11th St | Syracuse | NE | 68446-9695 | Otoe | NE16636 | Active | 5638 | 1991 | PREC | ELBL - Electric Boiler | MECH ROOM | HWHT - Hot Water Heat | 12/31/2026
OPPD Syracuse Service Center | 935 11th St | Syracuse | NE | 68446-9695 | Otoe | NE16637 | Active | 5639 | 1991 | PREC | ELBL - Electric Boiler | MECH ROOM | HWHT - Hot Water Heat | 12/31/2026
BURR PUBLIC SCHOOL | DISTRICT 101 | BURR | NE | 68324 | OTOE | NE30232 | Inactive | 98151 | 1947 | KEWANEE | FT - Firetube Boiler | BASEMENT | STHT - Steam-Heat | 7/31/1992
STEINHART TERMINAL | FOOT OF CENTRAL AVE | NEBRASKA CITY | NE | 68410 | OTOE | NE14095 | Inactive | 1261 | 1974 | ABCO | FT - Firetube Boiler | BOILER BLDG | STHT - Steam-Heat | 8/31/1990
Concrete Industries | Hwy 2 & River Road | Nebraska City | NE |  | Otoe | NE09535 | Scrapped/Junked | 47397 | 1994 | TELE | CPFT - Horiz Cpr Fin Boiler | BOILER ROOM | HWSP - Hot Water Non Potable Supply | 10/31/2008
INSTITUFORM MID AMER INC | 17988 Edison Ave | Chesterfield | NE | 63005-3700 | PAWNEE | NE05003 | Inactive | 1098 | 1990 | CLEAVER BROOKS | WT - Water Tube Boiler | PORTABLE | PROC - Process Steam | 6/30/1994
vacant building | 210 Vine St Hwy 4 East | Table Rock | NE | 68447-3061 | Pawnee | NE30637 | Out of Service | 11298 | 1970 | Continental Boiler Works | FTSM - FTS Marine Dry Back | BOILER ROOM | PROC - Process Steam | 10/31/2013
ST ANTHONY'S CHURCH | 310 Hickery St | Steinauer | NE | 68441-5009 | PAWNEE | NE14784 | Scrapped/Junked |  | 1969 | KEWANEE | FTFB - Firetube-Firebox Boiler | BOILER ROOM | STHT - Steam-Heat | 1/31/2008
ST ANTHONY'S CHURCH | 310 Hickery St | Steinauer | NE | 68441-5009 | PAWNEE | NE18441 | Exempt |  | 1935 | NATIONAL CRANE |  | 310 HICKORY | HWHT - Hot Water Heat | 8/31/1997
Pawnee City Housing Auth | 418 11th St Ofc 165 | Pawnee City | NE | 68420-3554 | Pawnee | NE08742 | Scrapped/Junked | n/a | 1965 | CRAN | CI - Cast Iron | COMMUNITY BLDG | HWHT - Hot Water Heat | 10/31/2018
Pawnee City Housing Auth | 418 11th St Ofc 165 | Pawnee City | NE | 68420-3554 | Pawnee | NE08743 | Exempt |  | 1983 | WEIL MCLAIN |  | BLDG #1/A/4 PLX | HWHT - Hot Water Heat | 10/31/2002
Pawnee City Housing Auth | 418 11th St Ofc 165 | Pawnee City | NE | 68420-3554 | Pawnee | NE08744 | Exempt |  | 1965 | CRANE |  | BLDG #2/4 PLX | HWHT - Hot Water Heat | 10/31/2002
Pawnee City Housing Auth | 418 11th St Ofc 165 | Pawnee City | NE | 68420-3554 | Pawnee | NE08745 | Inactive | n/a | 1965 | CRAN | CI - Cast Iron | BLDG 109 -116 | HWHT - Hot Water Heat | 10/31/2019
Pawnee City Housing Auth | 418 11th St Ofc 165 | Pawnee City | NE | 68420-3554 | Pawnee | NE08746 | Scrapped/Junked | n/a | 1965 | CRAN | CI - Cast Iron | BLDG #3/8 PLX | HWHT - Hot Water Heat | 10/31/2018
Pawnee City Housing Auth | 418 11th St Ofc 165 | Pawnee City | NE | 68420-3554 | Pawnee | NE08747 | Exempt |  | 1965 | CRANE |  | BLDG #1-B/4 PLX | HWHT - Hot Water Heat | 10/31/2002
Pawnee City Housing Auth | 418 11th St Ofc 165 | Pawnee City | NE | 68420-3554 | Pawnee | NE08748 | Exempt |  | 1965 | CRANE |  | BLDG #4/4 PLX | HWHT - Hot Water Heat | 10/31/2002
Pawnee City Housing Auth | 418 11th St Ofc 165 | Pawnee City | NE | 68420-3554 | Pawnee | NE08749 | Active | n/a | 1965 | CRAN | CI - Cast Iron | BLDG 130 -202 | HWHT - Hot Water Heat | 10/31/2026
Pawnee City Housing Auth | 418 11th St Ofc 165 | Pawnee City | NE | 68420-3554 | Pawnee | NE08750 | Exempt |  | 1971 | ACK O MATIC |  | BLDG #A/4 PLX | HWHT - Hot Water Heat | 10/31/2002
Pawnee City Housing Auth | 418 11th St Ofc 165 | Pawnee City | NE | 68420-3554 | Pawnee | NE08751 | Exempt |  | 1971 | ACK O MATIC |  | BLDG #A2/4 PLX | HWHT - Hot Water Heat | 10/31/2002
Pawnee City Housing Auth | 418 11th St Ofc 165 | Pawnee City | NE | 68420-3554 | Pawnee | NE08752 | Inactive | n/a | 1971 | ACKE | CI - Cast Iron | BLDG 145 -152 | HWHT - Hot Water Heat | 10/31/2019
Pawnee City Housing Auth | 418 11th St Ofc 165 | Pawnee City | NE | 68420-3554 | Pawnee | NE08753 | Exempt |  | 1971 | ACK O MATIC |  | BLDG #A-3/4 PLX | HWHT - Hot Water Heat | 10/31/2002
Pawnee City Housing Auth | 418 11th St Ofc 165 | Pawnee City | NE | 68420-3554 | Pawnee | NE08754 | Exempt |  | 1971 | ACK O MATIC |  | BLDG #A-4/4 PLX | HWHT - Hot Water Heat | 10/31/2002
Vacant building- MGG Owned | 438 12th St | Pawnee City | NE | 68420-3589 | Pawnee | NE05143 | Scrapped/Junked | 40382 | 1991 | STAT | CHWH - ASME/Fired Water Heater | BASEMENT EQUIP ROOM | HWSD - Hot Water Dom/Potable | 3/31/2008
Vacant building- MGG Owned | 438 12th St | Pawnee City | NE | 68420-3589 | Pawnee | NE05148 | Scrapped/Junked | 39951 | 1991 | state | CHWH - ASME/Fired Water Heater | BASEMENT EQUIP ROOM | HWSD - Hot Water Dom/Potable | 3/31/2017
Vacant building- MGG Owned | 438 12th St | Pawnee City | NE | 68420-3589 | Pawnee | NE10088 | Scrapped/Junked | 118335 | 2007 | AOSM | CHWH - ASME/Fired Water Heater | BASMENT | HWSD - Hot Water Dom/Potable | 3/31/2009
Vacant building- MGG Owned | 438 12th St | Pawnee City | NE | 68420-3589 | Pawnee | NE15388 | Inactive | 139604 | 2009 | A O Smith | CHWH - ASME/Fired Water Heater | Mech room | HWSD - Hot Water Dom/Potable | 9/30/2019
Vacant building- MGG Owned | 438 12th St | Pawnee City | NE | 68420-3589 | Pawnee | NE19507 | Scrapped/Junked | 49370 | 1994 | State Ind. | CHWH - ASME/Fired Water Heater | BASEMENT EQUIP ROOM | HWSD - Hot Water Dom/Potable | 9/30/2005
Vacant building- MGG Owned | 438 12th St | Pawnee City | NE | 68420-3589 | Pawnee | NE25131 | Scrapped/Junked | 90266 | 2004 | AO SMITH | CHWH - ASME/Fired Water Heater | BASMENT | HWSD - Hot Water Dom/Potable | 3/31/2017
Vacant building- MGG Owned | 438 12th St | Pawnee City | NE | 68420-3589 | Pawnee | NE27256 | Scrapped/Junked | 219155 | 2016 | A O Smith | CHWH - ASME/Fired Water Heater | Mech room | HWSD - Hot Water Dom/Potable | 9/30/2022
Vacant building- MGG Owned | 438 12th St | Pawnee City | NE | 68420-3589 | Pawnee | NE40639 | Inactive |  | 1987 | RHEEM MANUFACTURING CO | AHWH - ANSI/Fired Water Htr | NEXT TO SHOWER ROOM | HWSD - Hot Water Dom/Potable | 7/31/2000
Vacant building- MGG Owned | 438 12th St | Pawnee City | NE | 68420-3589 | Pawnee | NE40640 | Inactive |  | 1987 | RHEEM MANUFACTURING CO | AHWH - ANSI/Fired Water Htr | BESIDE MALE SHOWER RM | HWSD - Hot Water Dom/Potable | 7/31/2000
Vacant building- MGG Owned | 438 12th St | Pawnee City | NE | 68420-3589 | Pawnee | NE41594 | Inactive | 256229 | 2019 | AO SMITH | CHWH - ASME/Fired Water Heater | BASMENT | HWSD - Hot Water Dom/Potable | 6/30/2026
Pawnee County Hospital | 600 I St | Pawnee City | NE | 68420-3001 | Pawnee | NE03327 | Scrapped/Junked | 18721 | 1984 | BRYA | WT - Water Tube Boiler | BOILER ROOM | BSUP - Bldg Heat & Process | 6/30/2009
Pawnee County Hospital | 600 I St | Pawnee City | NE | 68420-3001 | Pawnee | NE03328 | Scrapped/Junked | 18720 | 1984 | BRYA | WT - Water Tube Boiler | BOILER ROOM | BSUP - Bldg Heat & Process | 10/31/2009
Pawnee County Hospital | 600 I St | Pawnee City | NE | 68420-3001 | Pawnee | NE15389 | Active | 68088 | 2008 | TDC Manufacturing Co. | ELBL - Electric Boiler | Central Service | 0020 - Supp to Sterlizer/Autoclave | 11/30/2026
Pawnee County Hospital | 600 I St | Pawnee City | NE | 68420-3001 | Pawnee | NE15390 | Active | 107407 | 2009 | Lochinvar | WTSS - Watertube SS Steel | Boiler Room | HWHT - Hot Water Heat | 11/30/2026
Pawnee County Hospital | 600 I St | Pawnee City | NE | 68420-3001 | Pawnee | NE15391 | Active | 107406 | 2009 | Lochinvar | WTSS - Watertube SS Steel | Boiler Room | HWHT - Hot Water Heat | 11/30/2026
Tiger Pride Foundation | 608 6th St | Table Rock | NE | 68447-3004 | Pawnee | NE04885 | Scrapped/Junked | na | 1989 | RHEEM | AHWH - ANSI/Fired Water Htr | BOILER ROOM | HWSD - Hot Water Dom/Potable | 1/31/2019
Tiger Pride Foundation | 608 6th St | Table Rock | NE | 68447-3004 | Pawnee | NE20524 | Scrapped/Junked | 46040 | 1998 | AOSM | CHWH - ASME/Fired Water Heater | BOILER ROOM | HWSD - Hot Water Dom/Potable | 1/31/2019
Tiger Pride Foundation | 608 6th St | Table Rock | NE | 68447-3004 | Pawnee | NE27945 | Active | 5369 | 2018 | Riello | WTSS - Watertube SS Steel | Boiler Room | HWHT - Hot Water Heat | 1/31/2027
Tiger Pride Foundation | 608 6th St | Table Rock | NE | 68447-3004 | Pawnee | NE27946 | Active | 5364 | 2018 | Riello | WTSS - Watertube SS Steel | Boiler Room | HWHT - Hot Water Heat | 1/31/2027
Tiger Pride Foundation | 608 6th St | Table Rock | NE | 68447-3004 | Pawnee | NE27947 | Active | 5370 | 2018 | Riello | WTSS - Watertube SS Steel | Boiler Room | HWHT - Hot Water Heat | 1/31/2027
Tiger Pride Foundation | 608 6th St | Table Rock | NE | 68447-3004 | Pawnee | NE27948 | Active | 5440 | 2018 | Riello | WTSS - Watertube SS Steel | Boiler Room | HWHT - Hot Water Heat | 1/31/2027
Tiger Pride Foundation | 608 6th St | Table Rock | NE | 68447-3004 | Pawnee | NE33582 | Scrapped/Junked | na | 1964 | Peerless | CI - Cast Iron | BOILER ROOM | HWHT - Hot Water Heat | 1/31/2018
Pawnee County Courthouse | 625 6th St | Pawnee City | NE | 68420 | Pawnee | NE16807 | Scrapped/Junked | 27129 | 1989 | Bryan | WT - Water Tube Boiler | PENTHOUSE | HWHT - Hot Water Heat | 10/31/2016
Pawnee County Courthouse | 625 6th St | Pawnee City | NE | 68420 | Pawnee | NE16808 | Scrapped/Junked | 27128 | 1989 | Bryan | WT - Water Tube Boiler | PENTHOUSE | HWHT - Hot Water Heat | 10/31/2016
Pawnee County Courthouse | 625 6th St | Pawnee City | NE | 68420 | Pawnee | NE20534 | Scrapped/Junked | 42763 | 1998 | Bryan | WT - Water Tube Boiler | PENTHOUSE | HWHT - Hot Water Heat | 10/31/2016
Pawnee County Courthouse | 625 6th St | Pawnee City | NE | 68420 | Pawnee | NE26587 | Active | 178045 | 2015 | Trinity | FTVT - Firetube Vertical TB | Upstairs Mech. Room | HWHT - Hot Water Heat | 11/30/2026
Pawnee County Courthouse | 625 6th St | Pawnee City | NE | 68420 | Pawnee | NE26588 | Active | 172131 | 2015 | Trinity | FTVT - Firetube Vertical TB | Upstairs Mech. Room | HWHT - Hot Water Heat | 11/30/2026
Alphia | 71045 Highway 50 | Pawnee City | NE | 68420-3592 | Pawnee | NE03679 | Active | 9541 | 1986 | Superior Boiler Works | FTSM - FTS Marine Dry Back | BOILER HOUSE | PROC - Process Steam | 1/31/2027
Alphia | 71045 Highway 50 | Pawnee City | NE | 68420-3592 | Pawnee | NE19477 | Active | 16972 | 2011 | Superior Boiler Works | FTWB - FTS Marine Wet Back | New Boiler House | PROC - Process Steam | 1/31/2027
Alphia | 71045 Highway 50 | Pawnee City | NE | 68420-3592 | Pawnee | NE19478 | Inactive | 1663 | 2011 | QCCM, Inc. | ECON - Boiler Economizer | New Boiler House | ECON - Boiler Economizer | 1/31/2020
Pawnee City Post Office | 715 G St | Pawnee City | NE | 68420-9800 | Pawnee | NE42625 | Exempt | 365591 | 2022 | Lochinvar | FTVT - Firetube Vertical TB | Basement | HWHT - Hot Water Heat | 3/31/2026
Pawnee City High School | 729 E St | Pawnee City | NE | 68420-3076 | Pawnee | NE20512 | Scrapped/Junked | 40089 | 1997 | AOSM | CHWH - ASME/Fired Water Heater | NEW GYM | HWSD - Hot Water Dom/Potable | 6/30/2011
Pawnee City High School | 729 E St | Pawnee City | NE | 68420-3076 | Pawnee | NE20956 | Active | 157599 | 2011 | A O Smith | CHWH - ASME/Fired Water Heater | Boiler Room Gym | HWSD - Hot Water Dom/Potable | 8/31/2026
Pawnee City High School | 729 E St | Pawnee City | NE | 68420-3076 | Pawnee | NE34544 | Scrapped/Junked | n/a | 1969 | Kewanee | FTFB - Firetube-Firebox Boiler | BOILER ROOM | STHT - Steam-Heat | 6/30/2024
Pawnee City High School | 729 E St | Pawnee City | NE | 68420-3076 | Pawnee | NE34583 | Active | n/a | 1974 | Kewanee | FTFB - Firetube-Firebox Boiler | NEW GYM | HWHT - Hot Water Heat | 8/31/2026
Pawnee City High School | 729 E St | Pawnee City | NE | 68420-3076 | Pawnee | NE42781 | Active | 3079 | 2023 | Riello | WTSS - Watertube SS Steel | Basement | HWHT - Hot Water Heat | 8/31/2026
Pawnee City High School | 729 E St | Pawnee City | NE | 68420-3076 | Pawnee | NE42782 | Active | 3053 | 2023 | Riello | WTSS - Watertube SS Steel | Basement | HWHT - Hot Water Heat | 8/31/2026
PAWNEE CITY HIGH SCHOOL | 729 E ST | PAWNEE CITY | NE | 68420 | PAWNEE | NE19506 | Exempt 1999 LB-66 |  | 1993 | AO SMITH | AHWH - ANSI/Fired Water Htr | KITCHEN | HWSD - Hot Water Dom/Potable | 6/30/2000
ROY MULLIN | RR 1 Box 8 | Du Bois | NE | 68345-9701 | PAWNEE | NE24395 | Inactive | 126 | 1967 | ED TROUDT BLR | HOBB - Hobby/Antique Boiler | PORTABLE | 0024 - Antique Steam Tractor | 3/31/2002
WESTVIEW RETIREMENT COMM | 1 Westview Dr | Grant | NE | 69140-3112 | PERKINS | NE40467 | Exempt 1999 LB-66 |  | 1992 | RHEEM MANUFACTURING CO | AHWH - ANSI/Fired Water Htr | SOUTH LAUNDRY | HWSD - Hot Water Dom/Potable | 5/31/2000
WESTVIEW RETIREMENT COMM | 1 Westview Dr | Grant | NE | 69140-3112 | PERKINS | NE40468 | Exempt 1999 LB-66 |  | 1994 | RHEEM MANUFACTURING CO | AHWH - ANSI/Fired Water Htr | SOUTH LAUNDRY | HWSD - Hot Water Dom/Potable | 5/31/2000
Perkins County Jr High | 10 Wheatland Ave | Madrid | NE | 69150-4008 | Perkins | NE24284 | Inactive | N/A | 1999 | Peerless | CI - Cast Iron | BOILER ROOM | STHT - Steam-Heat | 12/31/2015
PERKINS COUNTY JR HIGH | 10 WHEATLAND AVE | MADRID | NE | 69150 | PERKINS | NE20254 | Exempt 1999 LB-66 |  | 1976 | RHEEM MANUFACTURING CO | AHWH - ANSI/Fired Water Htr | UTILITY ROOM | HWSD - Hot Water Dom/Potable | 7/31/2000
PERKINS COUNTY JR HIGH | 10 WHEATLAND AVE | MADRID | NE | 69150 | PERKINS | NE30030 | Scrapped/Junked |  | 1928 | AMERICAN RADIATOR |  |  | STHT - Steam-Heat | 7/31/2000
PERKINS COUNTY JR HIGH | 10 WHEATLAND AVE | MADRID | NE | 69150 | PERKINS | NE30399 | Inactive | 3874 | 1951 | KEWANEE | FT - Firetube Boiler |  | STHT - Steam-Heat | 6/30/1996
Grant City Pool | 100 E 8th St | Grant | NE | 69140 | Perkins | NE17551 | Scrapped/Junked | 214164 | 2008 | Lochinvar | CPFT - Horiz Cpr Fin Boiler | Mech. Room | OPHT - Outdoor Pool Heater | 5/31/2021
Grant City Pool | 100 E 8th St | Grant | NE | 69140 | Perkins | NE40610 | Scrapped/Junked | 40269 | 1997 | AO SMITH | COBL - Coil Type Boiler | BOILER ROOM | OPHT - Outdoor Pool Heater | 6/30/2008
OLD WHEATLAND ELEMENTARY | 100 N LISBON | ELSIE | NE | 69134 | PERKINS | NE31696 | Exempt | N/A | 1961 | AMERICAN STANDARD |  | BOILER ROOM | STHT - Steam-Heat | 3/31/2004
Adams Lumber Co | 111 Garfield Ave | Grant | NE | 69140 | Perkins | NE08617 | Scrapped/Junked | 47495 | 1984 | AOSM | WT - Water Tube Boiler | MIX HOUSE | HWHT - Hot Water Heat | 8/31/2010
Adams Lumber Co | 111 Garfield Ave | Grant | NE | 69140 | Perkins | NE17054 | Active | 221749 | 2009 | Lochinvar | SSCH - SS Coil Water Heater | Concrete Mix | HWSP - Hot Water Non Potable Supply | 3/31/2026
Perkins County Courthouse | 200 Lincoln Ave | Grant | NE | 69140-3130 | Perkins | NE09474 | Scrapped/Junked | na | 1941 | Kewanee | FTFB - Firetube-Firebox Boiler | BOILER ROOM | STHT - Steam-Heat | 12/31/2023
Perkins County Courthouse | 200 Lincoln Ave | Grant | NE | 69140-3130 | Perkins | NE43858 | Active | 10116 | 2023 | Allied | CPFT - Horiz Cpr Fin Boiler | Boiler Room | HWHT - Hot Water Heat | 12/31/2026
Perkins County Courthouse | 200 Lincoln Ave | Grant | NE | 69140-3130 | Perkins | NE43859 | Active | 10468 | 2024 | Allied | CPFT - Horiz Cpr Fin Boiler | Boiler Room | HWHT - Hot Water Heat | 12/31/2026
Meadowlark Gallery | 246 Central Ave | Grant | NE | 69140-3016 | Perkins | NE04908 | Scrapped/Junked |  | 1965 | KOHLER |  |  | HWHT - Hot Water Heat | 10/31/2000
Meadowlark Gallery | 246 Central Ave | Grant | NE | 69140-3016 | Perkins | NE24283 | Active | n/a | 1999 | Dunkirk | CI - Cast Iron | BASEMENT BOILER RM | HWHT - Hot Water Heat | 4/30/2026
Grant Housing Authority | 300 Warren Ave | Grant | NE | 69140-3121 | Perkins | NE40436 | Scrapped/Junked | na | 1993 | Bryant | CI - Cast Iron | MAINTENANCE | HWHT - Hot Water Heat | 12/31/2010
HI LINE CO OP | 32880 RD 759 3/4 | GRANT | NE | 69140-3250 | PERKINS | NE14006 | Inactive | 41029 | 1976 | ECLIPSE | FT - Firetube Boiler | BOILER ROOM | PROC - Process Steam | 8/31/1986
Hi-Line Cooperative Inc | 32880 Road 759 3/4 | Grant | NE | 69140-3250 | Perkins | NE01338 | Scrapped/Junked | 44490 | 1975 | ECLI | FTSM - FTS Marine Dry Back | FERTILIZER BLDG | PROC - Process Steam | 6/30/2021
Hi-Line Cooperative Inc | 32880 Road 759 3/4 | Grant | NE | 69140-3250 | Perkins | NE41322 | Active | 19634 | 2021 | Superior Boiler Works | FT - Firetube Boiler | Boiler House | PROC - Process Steam | 12/31/2025
Perkins County Elementary Schl | 419 Logan Ave | Grant | NE | 69140-3057 | Perkins | NE17487 | Scrapped/Junked |  | 1993 | PEER | CI - Cast Iron | BOILER ROOM | HWHT - Hot Water Heat | 7/31/2010
Perkins County Elementary Schl | 419 Logan Ave | Grant | NE | 69140-3057 | Perkins | NE17998 | Active | 17888 | 2010 | Aldrich | FTVT - Firetube Vertical TB | Boiler Room | HWHT - Hot Water Heat | 12/31/2026
Perkins County Elementary Schl | 419 Logan Ave | Grant | NE | 69140-3057 | Perkins | NE17999 | Active | 17887 | 2010 | Aldrich | FTVT - Firetube Vertical TB | Boiler Room | HWHT - Hot Water Heat | 12/31/2026
Perkins County Elementary Schl | 419 Logan Ave | Grant | NE | 69140-3057 | Perkins | NE20223 | Exempt 1999 LB-66 |  | 1982 | AO SMITH | AHWH - ANSI/Fired Water Htr |  | HWSD - Hot Water Dom/Potable | 7/31/2000
Perkins County Elementary Schl | 419 Logan Ave | Grant | NE | 69140-3057 | Perkins | NE33840 | Inactive |  | 1961 | KEWANEE | FTFB - Firetube-Firebox Boiler | BOILER ROOM | HWHT - Hot Water Heat | 7/31/2008
United Methodist Church | 500 Warren Ave | Grant | NE | 69140-3039 | Perkins | NE18485 | Scrapped/Junked | 9999 | 1965 | Peerless | CI - Cast Iron | Basement | HWHT - Hot Water Heat | 9/30/2016
Perkins County High School | 740 Sherman Ave | Grant | NE | 69140-3038 | Perkins | NE18469 | Scrapped/Junked | 48559 | 1995 | STAT | CHWH - ASME/Fired Water Heater | BOILER ROOM | HWSD - Hot Water Dom/Potable | 12/31/2015
Perkins County High School | 740 Sherman Ave | Grant | NE | 69140-3038 | Perkins | NE25855 | Active | 142808 | 2015 | RHEEM | CHWH - ASME/Fired Water Heater | Boiler Room | HWHT - Hot Water Heat | 12/31/2026
Perkins County High School | 740 Sherman Ave | Grant | NE | 69140-3038 | Perkins | NE25856 | Active | 141087 | 2014 | RHEEM | CHWH - ASME/Fired Water Heater | Boiler Room | HWHT - Hot Water Heat | 12/31/2026
Perkins County High School | 740 Sherman Ave | Grant | NE | 69140-3038 | Perkins | NE25857 | Active | 141386 | 2014 | RHEEM | CHWH - ASME/Fired Water Heater | Boiler Room | HWHT - Hot Water Heat | 12/31/2026
Perkins County High School | 740 Sherman Ave | Grant | NE | 69140-3038 | Perkins | NE25858 | Active | 142789 | 2015 | RHEEM | CHWH - ASME/Fired Water Heater | Boiler Room | HWHT - Hot Water Heat | 12/31/2026
Perkins County High School | 740 Sherman Ave | Grant | NE | 69140-3038 | Perkins | NE31780 | Out of Service | n/a | 1970 | Kewanee | FTFB - Firetube-Firebox Boiler | BOILER ROOM | HWHT - Hot Water Heat | 12/31/2016
Perkins County High School | 740 Sherman Ave | Grant | NE | 69140-3038 | Perkins | NE33212 | Scrapped/Junked | na | 1938 | KEWA | FTFB - Firetube-Firebox Boiler | BOILER ROOM | STHT - Steam-Heat | 12/31/2010
Helena Chemical Co | 75435 Road 310 | Venango | NE | 69168 | Perkins | NE26203 | Active | N/A | 2013 | Mach Tech | CALU - Cast Aluminum | Boiler Room | PROW - Process Hot Water | 6/30/2025
Helena Chemical Co | 75435 Road 310 | Venango | NE | 69168 | Perkins | NE26204 | Active | N/A | 2013 | Mach Tech | CALU - Cast Aluminum | Boiler Room | PROW - Process Hot Water | 6/30/2025
Mid America Agri Products Wheatland, LLC | 76080 Road 338 | Madrid | NE | 69150-4014 | Perkins | NE01616 | Inactive | 7736 | 1977 | SUPERIOR BOILERWORKS | FTSM - FTS Marine Dry Back | OUTSIDE | PROC - Process Steam | 5/31/2005
Mid America Agri Products Wheatland, LLC | 76080 Road 338 | Madrid | NE | 69150-4014 | Perkins | NE07956 | Active | 16066 | 2006 | Superior Boiler Works | FT - Firetube Boiler | BOILER PLANT | PROC - Process Steam | 5/31/2027
Mid America Agri Products Wheatland, LLC | 76080 Road 338 | Madrid | NE | 69150-4014 | Perkins | NE07957 | Active | 16059 | 2006 | Superior Boiler Works | FT - Firetube Boiler | BOILER PLANT | PROC - Process Steam | 5/31/2027
Mid America Agri Products Wheatland, LLC | 76080 Road 338 | Madrid | NE | 69150-4014 | Perkins | NE10238 | Active | 512 | 2006 | CAIN | ECON - Boiler Economizer | BOILER PLANT | ECON - Boiler Economizer | 5/31/2027
Mid America Agri Products Wheatland, LLC | 76080 Road 338 | Madrid | NE | 69150-4014 | Perkins | NE10239 | Active | 513 | 2006 | CAIN | ECON - Boiler Economizer | BOILER PLANT | ECON - Boiler Economizer | 5/31/2027
Perkins County Hospital | 900 Lincoln Ave | Grant | NE | 69140-3095 | Perkins | NE04249 | Scrapped/Junked | N/A | 1965 | Kewanee | FTFB - Firetube-Firebox Boiler | BOILER ROOM | GLYC - Glycol Bldg Heat Sys | 4/30/2025
Perkins County Hospital | 900 Lincoln Ave | Grant | NE | 69140-3095 | Perkins | NE04250 | Out of Service | N/A | 1965 | Kewanee | FTFB - Firetube-Firebox Boiler | BOILER ROOM | GLYC - Glycol Bldg Heat Sys | 4/30/2024
Perkins County Hospital | 900 Lincoln Ave | Grant | NE | 69140-3095 | Perkins | NE06592 | Active | 44622 | 2000 | CAST | ELBL - Electric Boiler | CENTRAL STERLIZING | AUCL - Autoclave | 4/30/2026
Perkins County Hospital | 900 Lincoln Ave | Grant | NE | 69140-3095 | Perkins | NE29156 | Active | 330418 | 2018 | Lochinvar | COND - Condenser | Boiler Room | HWHS - Hotwater Heat Sidewalks | 4/30/2026
Perkins County Hospital | 900 Lincoln Ave | Grant | NE | 69140-3095 | Perkins | NE42998 | Active | 423433 | 2024 | Lochinvar | FTVT - Firetube Vertical TB | Boiler Room | HWHT - Hot Water Heat | 4/30/2026
Perkins County Hospital | 900 Lincoln Ave | Grant | NE | 69140-3095 | Perkins | NE42999 | Active | 423077 | 2024 | Lochinvar | FTVT - Firetube Vertical TB | Boiler Room | HWHT - Hot Water Heat | 4/30/2026
Perkins County Healthcare Center | 902 Central Ave | Grant | NE | 69140-3099 | Perkins | NE05274 | Scrapped/Junked | 8205 | 1990 | ASP CORP | ELBL - Electric Boiler | LAB | 0020 - Supp to Sterlizer/Autoclave | 4/30/2006
Perkins County Healthcare Center | 902 Central Ave | Grant | NE | 69140-3099 | Perkins | NE05767 | Active | N/A | 1997 | Slant Fin | CIMD - Cast Iron/Modular Ins | *SN 7275/7277 | HWHT - Hot Water Heat | 4/30/2026
Perkins County Healthcare Center | 902 Central Ave | Grant | NE | 69140-3099 | Perkins | NE05768 | Exempt |  | 1997 | SLANT FIN | CIMD - Cast Iron/Modular Ins | BOILER ROOM | HWHT - Hot Water Heat | 4/30/2004
Perkins County Healthcare Center | 902 Central Ave | Grant | NE | 69140-3099 | Perkins | NE05769 | Exempt |  | 1997 | SLANT FIN | CIMD - Cast Iron/Modular Ins | BOILER ROOM | HWHT - Hot Water Heat | 4/30/2004
Perkins County Healthcare Center | 902 Central Ave | Grant | NE | 69140-3099 | Perkins | NE05771 | Exempt |  | 1997 | SLANT FIN | CIMD - Cast Iron/Modular Ins | BOILER ROOM | HWHT - Hot Water Heat | 4/30/2004
Perkins County Healthcare Center | 902 Central Ave | Grant | NE | 69140-3099 | Perkins | NE05772 | Exempt |  | 1997 | SLANT FIN | CIMD - Cast Iron/Modular Ins | BOILER ROOM | HWHT - Hot Water Heat | 4/30/2004
Perkins County Healthcare Center | 902 Central Ave | Grant | NE | 69140-3099 | Perkins | NE05773 | Exempt |  | 1997 | SLANT FIN | CIMD - Cast Iron/Modular Ins | BOILER ROOM | HWHT - Hot Water Heat | 4/30/2004
Perkins County Healthcare Center | 902 Central Ave | Grant | NE | 69140-3099 | Perkins | NE05774 | Active | N/A | 1997 | Slant Fin | CIMD - Cast Iron/Modular Ins | BOILER ROOM | HWSD - Hot Water Dom/Potable | 4/30/2026
Perkins County Healthcare Center | 902 Central Ave | Grant | NE | 69140-3099 | Perkins | NE05775 | Exempt |  | 1997 | SLANT FIN | CIMD - Cast Iron/Modular Ins | BOILER ROOM | HWSD - Hot Water Dom/Potable | 4/30/2004
DUDDEN ELEVAOR INC | HWY 23 | VENANGO | NE | 69168 | PERKINS | NE01249 | Inactive | 3026 | 1968 | SUPERIOR BOILERWORKS | FTSM - FTS Marine Dry Back | BN RR SIDING | PROC - Process Steam | 8/31/1994
VILLAGE OF VENANGO | PO Box 56 | Venango | NE | 69168-0056 | PERKINS | NE18499 | Inactive |  | 1996 | BURNHAM COMM/INDUST |  | BOILER ROOM | STHT - Steam-Heat | 4/30/2003
STEVE HOLMES | UNKNOWN | GRANT | NE | 69140 | PERKINS | NE04103 | Inactive | 341 | 1958 | SUPERIOR BOILERWORKS | FT - Firetube Boiler | BOILER ROOM | PROC - Process Steam | 7/31/1991
Bertrand Nursing Home | 100 Minor Ave | Bertrand | NE | 68927-9546 | Phelps | NE10094 | Active | 114337 | 2007 | RHEEM | CHWH - ASME/Fired Water Heater | MECH ROOM | HWSD - Hot Water Dom/Potable | 8/31/2027
Bertrand Nursing Home | 100 Minor Ave | Bertrand | NE | 68927-9546 | Phelps | NE17995 | Scrapped/Junked | 92265 | 2002 | RHEEM | FTVT - Firetube Vertical TB | Mech. Room | HWSD - Hot Water Dom/Potable | 8/31/2021
Bertrand Nursing Home | 100 Minor Ave | Bertrand | NE | 68927-9546 | Phelps | NE29143 | Active | 260229 | 2019 | AO SMITH | CHWH - ASME/Fired Water Heater | Mechanical room | HWSD - Hot Water Dom/Potable | 8/31/2027
BRUCE HOUSER | 100 W 6th Ave | Holdrege | NE | 68949-2033 | PHELPS | NE34535 | Inactive |  | 1968 | AMERICAN STANDARD |  | OLD JR HIGH | STHT - Steam-Heat | 7/31/1993
BRUCE HOUSER | 100 W 6th Ave | Holdrege | NE | 68949-2033 | PHELPS | NE35465 | Inactive |  | 1971 | AO SMITH | AHWH - ANSI/Fired Water Htr | OLD JR HIGH | HWSD - Hot Water Dom/Potable | 7/31/1993
Loomis Public School | 101 Bryan St | Loomis | NE | 68958-1806 | Phelps | NE07663 | Scrapped/Junked | 08841 | 2005 | AOSM | COBL - Coil Type Boiler | MECH ROOM | HWSD - Hot Water Dom/Potable | 12/31/2012
Loomis Public School | 101 Bryan St | Loomis | NE | 68958-1806 | Phelps | NE19140 | Scrapped/Junked | 22875 | 1994 | AO SMITH | COBL - Coil Type Boiler | BATH CLOSET | HWSD - Hot Water Dom/Potable | 1/31/2006
Loomis Public School | 101 Bryan St | Loomis | NE | 68958-1806 | Phelps | NE20981 | Scrapped/Junked | N/A | 2008 | Aerco | CALU - Cast Aluminum | Upstairs Boiler Room | HWHT - Hot Water Heat | 12/31/2025
Loomis Public School | 101 Bryan St | Loomis | NE | 68958-1806 | Phelps | NE20982 | Out of Service | N/A | 2008 | Aerco | CALU - Cast Aluminum | Upstairs Boiler Room | HWHT - Hot Water Heat | 12/31/2024
Loomis Public School | 101 Bryan St | Loomis | NE | 68958-1806 | Phelps | NE32363 | Scrapped/Junked |  | 1970 | AMST | CI - Cast Iron | BOILER ROOM | STHT - Steam-Heat | 1/31/2008
Loomis Public School | 101 Bryan St | Loomis | NE | 68958-1806 | Phelps | NE43342 | Active | 585706 | 2023 | Lochinvar | FTSS - Firetube Stainless Steel | Mechanical Room | HWHT - Hot Water Heat | 4/30/2027
Loomis Public School | 101 Bryan St | Loomis | NE | 68958-1806 | Phelps | NE43343 | Active | 583664 | 2023 | Lochinvar | FTSS - Firetube Stainless Steel | Mechanical Room | HWHT - Hot Water Heat | 4/30/2027
Franklin Elementary School | 1015 Sherman St | Holdrege | NE | 68949-1946 | Phelps | NE33717 | Scrapped/Junked | n/a | 1950 | Kewanee | FT - Firetube Boiler | Boiler Room | STHT - Steam-Heat | 3/31/2016
FRANKLIN ELEMENTARY | 1015 Sherman St | Holdrege | NE | 68949-1946 | PHELPS | NE20404 | Scrapped/Junked |  | 1986 | AO SMITH | AHWH - ANSI/Fired Water Htr |  | HWSD - Hot Water Dom/Potable | 7/31/1999
Holdrege City Pool | 103 Blaine St | Holdrege | NE | 68949-2735 | Phelps | NE15190 | Scrapped/Junked | 66122 | 1996 | Teledyne & Laars | WT - Water Tube Boiler | Blr Rm | OPHT - Outdoor Pool Heater | 5/31/2011
Holdrege City Pool | 103 Blaine St | Holdrege | NE | 68949-2735 | Phelps | NE19491 | Scrapped/Junked | 231453 | 2011 | Laars | CPFT - Horiz Cpr Fin Boiler | Outside | OPHT - Outdoor Pool Heater | 5/31/2018
Holdrege City Pool | 103 Blaine St | Holdrege | NE | 68949-2735 | Phelps | NE28116 | Active | 293971 | 2019 | Laars | CPFT - Horiz Cpr Fin Boiler | Outside | OPHT - Outdoor Pool Heater | 7/31/2026
PAXAR CORP | 1139 W US Highway 6 | Holdrege | NE | 68949-3122 | PHELPS | NE15497 | Exempt | 44278 | 1992 | REIMERS ELECTRA STEAM | ELBL - Electric Boiler |  | PROC - Process Steam | 7/31/1998
PAXAR CORP | 1139 W US Highway 6 | Holdrege | NE | 68949-3122 | PHELPS | NE40460 | Scrapped/Junked |  | 1979 | SLANT FIN |  | FINISHING ROOM | HWHT - Hot Water Heat | 6/30/2003
Holdrege Public Schools-R 6 | 11419 736 Rd/N Hwy 183 | Holdrege | NE | 68949 | Phelps | NE04692 | Exempt |  | 1988 | Slant Fin Corp | CI - Cast Iron | Boiler Room | HWHT - Hot Water Heat | 11/30/2006
Holdrege Public Schools-R 6 | 11419 736 Rd/N Hwy 183 | Holdrege | NE | 68949 | Phelps | NE04693 | Exempt |  | 1988 | Slant Fin Corp | CI - Cast Iron | Boiler Room | HWHT - Hot Water Heat | 11/30/2007
Holdrege Public Schools-R 6 | 11419 736 Rd/N Hwy 183 | Holdrege | NE | 68949 | Phelps | NE22324 | Exempt |  | 1996 | Slant Fin Corp | CI - Cast Iron | Boiler Room | HWHT - Hot Water Heat | 11/30/2007
Lloyd Waller Feedyard | 11483 738 Rd | Holdrege | NE | 68949-4083 | Phelps | NE26205 | Active | 18127 | 2016 | Superior Boiler Works | FTSM - FTS Marine Dry Back | Flaking Mill | PROC - Process Steam | 5/31/2026
Phelps Memorial Health Center | 1215 Tibbals St | Holdrege | NE | 68949-1255 | Phelps | NE14192 | Scrapped/Junked | 22611 | 1967 | KEWA | FTSM - FTS Marine Dry Back | BOILER ROOM | BSUP - Bldg Heat & Process | 4/30/2011
Phelps Memorial Health Center | 1215 Tibbals St | Holdrege | NE | 68949-1255 | Phelps | NE14193 | Scrapped/Junked | 22612 | 1967 | Kewanee | FTSM - FTS Marine Dry Back | BOILER ROOM | PROC - Process Steam | 10/31/2011
Phelps Memorial Health Center | 1215 Tibbals St | Holdrege | NE | 68949-1255 | Phelps | NE20980 | Scrapped/Junked | 664 | 2011 | Miura | VTWT - Vert Watertube | Boiler room | STHT - Steam-Heat | 10/31/2023
Phelps Memorial Health Center | 1215 Tibbals St | Holdrege | NE | 68949-1255 | Phelps | NE21481 | Scrapped/Junked | 612 | 2011 | Miura | VTWT - Vert Watertube | Boiler room | STHT - Steam-Heat | 10/31/2022
Phelps Memorial Health Center | 1215 Tibbals St | Holdrege | NE | 68949-1255 | Phelps | NE22256 | Scrapped/Junked | 749 | 2011 | Miura | VTWT - Vert Watertube | Boiler room | STHT - Steam-Heat | 10/31/2018
Phelps Memorial Health Center | 1215 Tibbals St | Holdrege | NE | 68949-1255 | Phelps | NE27826 | Active | 2809 | 2011 | Miura | VTWT - Vert Watertube | Boiler room | STHT - Steam-Heat | 10/31/2026
Phelps Memorial Health Center | 1215 Tibbals St | Holdrege | NE | 68949-1255 | Phelps | NE28411 | Active | 104127 | 2019 | Conquest | FT - Firetube Boiler | Basement Mechanical room | HWSD - Hot Water Dom/Potable | 10/31/2026
Phelps Memorial Health Center | 1215 Tibbals St | Holdrege | NE | 68949-1255 | Phelps | NE28412 | Active | 98920 | 2019 | Conquest | FT - Firetube Boiler | Basement Mechanical room | HWSD - Hot Water Dom/Potable | 10/31/2026
Phelps Memorial Health Center | 1215 Tibbals St | Holdrege | NE | 68949-1255 | Phelps | NE28413 | Active | 100169 | 2019 | Conquest | FT - Firetube Boiler | Basement Mechanical room | HWSD - Hot Water Dom/Potable | 10/31/2026
Phelps Memorial Health Center | 1215 Tibbals St | Holdrege | NE | 68949-1255 | Phelps | NE41400 | Inactive | 11367 | 1991 | Apache | FTSM - FTS Marine Dry Back | Trailer | PROC - Process Steam | 10/31/2023
Phelps Memorial Health Center | 1215 Tibbals St | Holdrege | NE | 68949-1255 | Phelps | NE42237 | Active | 2954 | 2023 | Unilux | WT - Water Tube Boiler | Basement Boiler Room | PROC - Process Steam | 10/31/2026
Phelps Memorial Health Center | 1215 Tibbals St | Holdrege | NE | 68949-1255 | Phelps | NE43191 | Active | 3023 | 2023 | Unilux | WT - Water Tube Boiler | Basement Boiler Room | PROC - Process Steam | 10/31/2026
Burlington Car Wash | 1310 Burlington St | Holdrege | NE | 68949-1305 | Phelps | NE17973 | Scrapped/Junked | n/a | 2009 | Rheem/Ruud | AHWH - ANSI/Fired Water Htr | North wall | HWFP - Floor Heat & Nonpotable | 9/30/2010
Burlington Car Wash | 1310 Burlington St | Holdrege | NE | 68949-1305 | Phelps | NE19490 | Scrapped/Junked | 11042 | 2009 | Noritz | CPFT - Horiz Cpr Fin Boiler | North Wall | GLFH - Glycol Floor Heat System | 3/31/2022
Burlington Car Wash | 1310 Burlington St | Holdrege | NE | 68949-1305 | Phelps | NE21482 | Scrapped/Junked | 11619 | 2009 | Noritz | CPFH - Copper Fin Water Heater | North Wall | HWSP - Hot Water Non Potable Supply | 3/31/2021
Burlington Car Wash | 1310 Burlington St | Holdrege | NE | 68949-1305 | Phelps | NE40472 | Scrapped/Junked | 31106 | 1997 | WEBJ | COBL - Coil Type Boiler | BOILER ROOM | HWHT - Hot Water Heat | 9/30/2010
Burlington Car Wash | 1310 Burlington St | Holdrege | NE | 68949-1305 | Phelps | NE40473 | Scrapped/Junked | 88404 | 1996 | Lochinvar | CPFT - Horiz Cpr Fin Boiler | BOILER ROOM | HWSP - Hot Water Non Potable Supply | 9/30/2011
Burlington Car Wash | 1310 Burlington St | Holdrege | NE | 68949-1305 | Phelps | NE41183 | Active | 204150 | 2020 | AIC | COBL - Coil Type Boiler | MECHANICAL ROOM | HWFS - HW Heat - Floor & Sidewalk | 12/31/2026
Burlington Car Wash | 1310 Burlington St | Holdrege | NE | 68949-1305 | Phelps | NE41184 | Active | 243835 | 2021 | AIC | COBL - Coil Type Boiler | MECHANICAL ROOM | HWFS - HW Heat - Floor & Sidewalk | 12/31/2026
Holdrege Memorial Homes | 1320 11th Ave | Holdrege | NE | 68949-1919 | Phelps | NE05859 | Scrapped/Junked | 40198 | 1997 | AOSM | CHWH - ASME/Fired Water Heater | MECH ROOM | HWSD - Hot Water Dom/Potable | 9/30/2009
Holdrege Memorial Homes | 1320 11th Ave | Holdrege | NE | 68949-1919 | Phelps | NE16266 | Scrapped/Junked | n/a | 1990 | AOSM | CHWH - ASME/Fired Water Heater | laundry room | HWSD - Hot Water Dom/Potable | 3/31/2019
Holdrege Memorial Homes | 1320 11th Ave | Holdrege | NE | 68949-1919 | Phelps | NE16267 | Scrapped/Junked | n/a | 1990 | AOSM | CHWH - ASME/Fired Water Heater | wc room | HWSD - Hot Water Dom/Potable | 3/31/2019
Holdrege Memorial Homes | 1320 11th Ave | Holdrege | NE | 68949-1919 | Phelps | NE16268 | Active | 6695 | 1990 | ALES | FTVT - Firetube Vertical TB | basement | HWHT - Hot Water Heat | 3/31/2026
Holdrege Memorial Homes | 1320 11th Ave | Holdrege | NE | 68949-1919 | Phelps | NE20414 | Active | 8512 | 1995 | ALES | FTVT - Firetube Vertical TB | boiler room | HWHT - Hot Water Heat | 3/31/2026
Holdrege Memorial Homes | 1320 11th Ave | Holdrege | NE | 68949-1919 | Phelps | NE22301 | Scrapped/Junked | 37469 | 1997 | AOSM | CHWH - ASME/Fired Water Heater | mech room | HWSD - Hot Water Dom/Potable | 3/31/2016
Holdrege Memorial Homes | 1320 11th Ave | Holdrege | NE | 68949-1919 | Phelps | NE26871 | Active | 384427 | 2016 | Laars | WT - Water Tube Boiler | Mechanical Room | GLFH - Glycol Floor Heat System | 3/31/2026
Holdrege Memorial Homes | 1320 11th Ave | Holdrege | NE | 68949-1919 | Phelps | NE37270 | Inactive |  | 1987 | PEERLESS HEATER COMPANY |  | BOILER ROOM | HWHT - Hot Water Heat | 9/30/2008
Holdrege Memorial Homes | 1320 11th Ave | Holdrege | NE | 68949-1919 | Phelps | NE37271 | Inactive |  | 1987 | PEERLESS HEATER COMPANY |  | BOILER ROOM | HWHT - Hot Water Heat | 9/30/2008
METHODIST MEMORIAL HOMES | 1320 11th Ave | Holdrege | NE | 68949-1919 | PHELPS | NE17881 | Exempt 1999 LB-66 |  | 1994 | RHEEM MANUFACTURING CO | AHWH - ANSI/Fired Water Htr |  | HWSD - Hot Water Dom/Potable | 7/31/2000
METHODIST MEMORIAL HOMES | 1320 11th Ave | Holdrege | NE | 68949-1919 | PHELPS | NE37251 | Scrapped/Junked |  | 1978 | BRYANT |  | BOILER ROOM | HWHT - Hot Water Heat | 7/31/2002
METHODIST MEMORIAL HOMES | 1320 11th Ave | Holdrege | NE | 68949-1919 | PHELPS | NE37252 | Scrapped/Junked |  | 1978 | AO SMITH | CHWH - ASME/Fired Water Heater | BOILER ROOM | HWSD - Hot Water Dom/Potable | 7/31/1999
METHODIST MEMORIAL HOMES | 1320 11th Ave | Holdrege | NE | 68949-1919 | PHELPS | NE37253 | Scrapped/Junked |  | 1979 | AO SMITH | CHWH - ASME/Fired Water Heater | BOILER ROOM | HWSD - Hot Water Dom/Potable | 7/31/2003
B-D WORLDWIDE CONSUMER | 1329 W HWY 6 | HOLDREGE | NE | 68949-3126 | PHELPS | NE13895 | Inactive | 26711 | 1975 | KEWANEE | FTWB - FTS Marine Wet Back | BOILER ROOM | PROC - Process Steam | 7/31/1991
B-D WORLDWIDE CONSUMER | 1329 W HWY 6 | HOLDREGE | NE | 68949-3126 | PHELPS | NE14042 | Inactive |  | 1977 | KEWANEE | FT - Firetube Boiler | BOILER ROOM | PROC - Process Steam | 7/31/1991
Becton-Dickinson | 1329 W US Highway 6 | Holdrege | NE | 68949-3126 | Phelps | NE15482 | Inactive | 21040 | 1961 | Kewanee | FT - Firetube Boiler | Boiler Room | STHT - Steam-Heat | 7/31/2017
Becton-Dickinson | 1329 W US Highway 6 | Holdrege | NE | 68949-3126 | Phelps | NE22799 | Scrapped/Junked | 3389 | 2012 | Steris | ELBL - Electric Boiler | Sterile Area | STER - Sterilizer | 7/31/2023
Becton-Dickinson | 1329 W US Highway 6 | Holdrege | NE | 68949-3126 | Phelps | NE30934 | Scrapped/Junked | 12190 | 1997 | Amsco | ELBL - Electric Boiler | Health Care | PROC - Process Steam | 7/31/2012
Becton-Dickinson | 1329 W US Highway 6 | Holdrege | NE | 68949-3126 | Phelps | NE43192 | Active | 11836 | 2023 | Steris Corp | STER - Sterilizer | Micro Bio Lab | STER - Sterilizer | 3/31/2027
Progressive Nutrition | 1407 W 4th Ave | Holdrege | NE | 68949-3133 | Phelps | NE02854 | Scrapped/Junked | 761 | 1980 | Kewanee | FTSM - FTS Marine Dry Back | BOILER ROOM | PROC - Process Steam | 11/30/2014
YMCA of the Prairie | 1415 Broadway Street | Holdrege | NE | 68949 | Phelps | NE07553 | Scrapped/Junked | 241608 | 2005 | Raypak | CPPH - Ansi Cpr Fin Pool Heater | POOL | IPHT - Indoor Pool Heater | 3/31/2019
YMCA of the Prairie | 1415 Broadway Street | Holdrege | NE | 68949 | Phelps | NE27508 | Scrapped/Junked | 466041 | 2018 | Raypak | WT - Water Tube Boiler | Boiler Room | IPHT - Indoor Pool Heater | 2/28/2023
YMCA of the Prairie | 1415 Broadway Street | Holdrege | NE | 68949 | Phelps | NE41339 | Active | 535089 | 2021 | Raypak | WT - Water Tube Boiler | Boiler Room | IPHT - Indoor Pool Heater | 4/30/2024
HINKY DINKY | 1419 Burlington St | Holdrege | NE | 68949-1307 | PHELPS | NE05860 | Exempt 1999 LB-66 |  | 1996 | RHEEM MANUFACTURING CO | AHWH - ANSI/Fired Water Htr | STORAGE AREA | HWSD - Hot Water Dom/Potable | 10/31/1999
Legacy Christian School-BMIC#518501 | 1421 13th St | Holdrege | NE | 68949-9691 | Phelps | NE33312 | Active | n/a | 1955 | American Standard | CI - Cast Iron | Boiler Room | HWHT - Hot Water Heat | 2/28/2026
Legacy Christian School-BMIC#518501 | 1421 13th St | Holdrege | NE | 68949-9691 | Phelps | NE34507 | Active | n/a | 1982 | Peerless | CI - Cast Iron | Gym Boiler Room | HWHT - Hot Water Heat | 2/28/2026
SCHOOL DISTRICT R 7 | 1421 13th St | Holdrege | NE | 68949-9691 | PHELPS | NE20446 | Exempt 1999 LB-66 |  | 1981 | RHEEM MANUFACTURING CO | AHWH - ANSI/Fired Water Htr | BOILER ROOM | HWSD - Hot Water Dom/Potable | 10/31/1999
SCHOOL DISTRICT R 7 | 1421 13th St | Holdrege | NE | 68949-9691 | PHELPS | NE20447 | Exempt 1999 LB-66 |  | 1982 | RHEEM MANUFACTURING CO | AHWH - ANSI/Fired Water Htr | BOILER ROOM | HWSD - Hot Water Dom/Potable | 10/31/1999
SCHOOL DISTRICT R 7 | 1421 13th St | Holdrege | NE | 68949-9691 | PHELPS | NE20448 | Exempt 1999 LB-66 |  | 1984 | AO SMITH | AHWH - ANSI/Fired Water Htr | BOILER ROOM | HWSD - Hot Water Dom/Potable | 10/31/1999
HOLDREGE HOUSING | 1422 12th Ave | Holdrege | NE | 68949-1901 | PHELPS | NE40471 | Exempt 1999 LB-66 |  | 1977 | AO SMITH | AHWH - ANSI/Fired Water Htr | COMMUNITY CENTER | HWSD - Hot Water Dom/Potable | 5/31/2000
Holdrege Elementary School | 1700 Broadway St | Holdrege | NE | 68949-1204 | Phelps | NE25867 | Active | 138526 | 2014 | PVI Industries | CHWH - ASME/Fired Water Heater | Mechanical Room | HWHT - Hot Water Heat | 3/31/2027
Holdrege Elementary School | 1700 Broadway St | Holdrege | NE | 68949-1204 | Phelps | NE25868 | Active | 138527 | 2014 | PVI Industries | CHWH - ASME/Fired Water Heater | Mechanical Room | HWHT - Hot Water Heat | 3/31/2027
Holdrege Elementary School | 1700 Broadway St | Holdrege | NE | 68949-1204 | Phelps | NE25869 | Active | 10663 | 2014 | HSI | ELBL - Electric Boiler | Mechanical Room | HWSD - Hot Water Dom/Potable | 3/31/2027
Tallgrass GP Holdings, LLC | 1808 Lincoln St | Holdrege | NE | 68949 | Phelps | NE23708 | Scrapped/Junked | n/a | 1989 | Peerless | CI - Cast Iron | COMPRESSOR BLDG | HWHT - Hot Water Heat | 10/31/2018
Tallgrass GP Holdings, LLC | 1808 Lincoln St | Holdrege | NE | 68949 | Phelps | NE27835 | Active | 324725 | 2018 | Lochinvar / AIC Tuchom | FT - Firetube Boiler | Boiler Room | GLYC - Glycol Bldg Heat Sys | 12/31/2026
Christian Homes | 1923 W 4th Ave | Holdrege | NE | 68949-3113 | Phelps | NE06440 | Scrapped/Junked | 71710 | 2005 | WEBEN JARCO | COBL - Coil Type Boiler | BOILER ROOM | HWSD - Hot Water Dom/Potable | 4/30/2024
Christian Homes | 1923 W 4th Ave | Holdrege | NE | 68949-3113 | Phelps | NE09024 | Scrapped/Junked | 27826 | 1976 | Kewanee | FTFB - Firetube-Firebox Boiler | BOILER ROOM | STHT - Steam-Heat | 4/30/2013
Christian Homes | 1923 W 4th Ave | Holdrege | NE | 68949-3113 | Phelps | NE10093 | Scrapped/Junked | 118622 | 2007 | AOSM | CHWH - ASME/Fired Water Heater | NW MECH ROOM | HWSD - Hot Water Dom/Potable | 4/30/2019
Christian Homes | 1923 W 4th Ave | Holdrege | NE | 68949-3113 | Phelps | NE12244 | Scrapped/Junked | 121248 | 2007 | AOSM | CHWH - ASME/Fired Water Heater | MECH ROOM | HWSD - Hot Water Dom/Potable | 4/30/2025
Christian Homes | 1923 W 4th Ave | Holdrege | NE | 68949-3113 | Phelps | NE14312 | Scrapped/Junked | 27820 | 1976 | Kewanee | FTFB - Firetube-Firebox Boiler | BOILER HOUSE | STHT - Steam-Heat | 4/30/2013
Christian Homes | 1923 W 4th Ave | Holdrege | NE | 68949-3113 | Phelps | NE19059 | Scrapped/Junked | 147877 | 2010 | A O Smith | FTVT - Firetube Vertical TB | Mech. Room | HWSD - Hot Water Dom/Potable | 4/30/2025
Christian Homes | 1923 W 4th Ave | Holdrege | NE | 68949-3113 | Phelps | NE19106 | Scrapped/Junked | 17092 | 1992 | WEBEN JARCO | COBL - Coil Type Boiler | BOILER ROOM | HWSD - Hot Water Dom/Potable | 6/30/2006
Christian Homes | 1923 W 4th Ave | Holdrege | NE | 68949-3113 | Phelps | NE19107 | Scrapped/Junked | 16133 | 1991 | WEBEN JARCO | COBL - Coil Type Boiler | BOILER ROOM | HWSD - Hot Water Dom/Potable | 4/30/2018
Christian Homes | 1923 W 4th Ave | Holdrege | NE | 68949-3113 | Phelps | NE24277 | Scrapped/Junked | 48779 | 1999 | AO SMITH | CHWH - ASME/Fired Water Heater | NEW ADDITION | HWSD - Hot Water Dom/Potable | 6/30/2008
Christian Homes | 1923 W 4th Ave | Holdrege | NE | 68949-3113 | Phelps | NE24278 | Scrapped/Junked | 48566 | 1999 | AO SMITH | CHWH - ASME/Fired Water Heater | NEW ADDITION | HWSD - Hot Water Dom/Potable | 6/30/2008
Christian Homes | 1923 W 4th Ave | Holdrege | NE | 68949-3113 | Phelps | NE24279 | Scrapped/Junked | 48564 | 1999 | AOSM | CHWH - ASME/Fired Water Heater | NEW ADDITION | HWSD - Hot Water Dom/Potable | 6/30/2011
Christian Homes | 1923 W 4th Ave | Holdrege | NE | 68949-3113 | Phelps | NE24280 | Scrapped/Junked | 44667 | 1999 | AO SMITH | CHWH - ASME/Fired Water Heater | NEW ADDITION | HWSD - Hot Water Dom/Potable | 6/30/2005
Christian Homes | 1923 W 4th Ave | Holdrege | NE | 68949-3113 | Phelps | NE27336 | Scrapped/Junked | 316387 | 2017 | Lochinvar | WTSS - Watertube SS Steel | Boiler Room | HWSD - Hot Water Dom/Potable | 4/30/2025
Christian Homes | 1923 W 4th Ave | Holdrege | NE | 68949-3113 | Phelps | NE27546 | Active | 243101 | 2018 | A O Smith | CHWH - ASME/Fired Water Heater | Mechanical room | HWSD - Hot Water Dom/Potable | 4/30/2027
Holdrege Heights | 201 West Ave | Holdrege | NE | 68949-2777 | Phelps | NE24105 | Out of Service | N/A | 2013 | Dunkirk | CI - Cast Iron | Basement | STHT - Steam-Heat | 3/31/2019
Holdrege Heights | 201 West Ave | Holdrege | NE | 68949-2777 | Phelps | NE40491 | Scrapped/Junked | N/A | 1998 | Dunkirk | CI - Cast Iron | BASEMENT | STHT - Steam-Heat | 3/31/2013
Funk School Community Center | 301 N Main St | Funk | NE | 68940 | Phelps | NE33294 | Out of Service | n/a | 1966 | PEER | CI - Cast Iron | BOILER ROOM | HWHT - Hot Water Heat | 12/31/2012
Double D Cleaners | 414 West Ave | Holdrege | NE | 68949-2223 | Phelps | NE09989 | Inactive | 48157 | 2002 | BRYA | WT - Water Tube Boiler | REAR BOILER RM | PROC - Process Steam | 4/30/2013
Double D Cleaners | 414 West Ave | Holdrege | NE | 68949-2223 | Phelps | NE14005 | Scrapped/Junked | 10425 | 1978 | Bryant Boiler | WT - Water Tube Boiler | BOILER ROOM | PROC - Process Steam | 11/30/2002
Central NE Public Power | 415 Lincoln St | Holdrege | NE | 68949-3241 | Phelps | NE14299 | Active | 10881 | 1978 | Bryan | WT - Water Tube Boiler | Basement | GLYC - Glycol Bldg Heat Sys | 3/31/2027
SUPER 8 MOTEL | 420 Broadway St | Holdrege | NE | 68949-2019 | PHELPS | NE40308 | Exempt 1999 LB-66 |  | 1998 | RHEEM MANUFACTURING CO | AHWH - ANSI/Fired Water Htr | LAUNDRY ROOM | HWSD - Hot Water Dom/Potable | 4/30/2000
SUPER 8 MOTEL | 420 Broadway St | Holdrege | NE | 68949-2019 | PHELPS | NE40309 | Exempt 1999 LB-66 |  | 1998 | RHEEM MANUFACTURING CO | AHWH - ANSI/Fired Water Htr | LAUNDRY ROOM | HWSD - Hot Water Dom/Potable | 4/30/2000
Holdrege City Auditorium | 421 Grant St | Holdrege | NE | 68949-2248 | Phelps | NE15185 | Active | none | 1993 | Peerless | CI - Cast Iron | Blr Rm | STHT - Steam-Heat | 5/31/2027
Buggibath Carwash | 4Th & Maberly | Holdrege | NE |  | Phelps | NE40407 | Out of Service | 5575 | 1986 | WEBEN JARCO | COBL - Coil Type Boiler | BOILER ROOM | HWHT - Hot Water Heat | 3/31/2012
BUGGIBATH CARWASH | 4TH & MABERLY | HOLDREGE | NE | 69849 | PHELPS | NE08336 | Exempt 1999 LB-66 |  | 2000 | PALOMA | COWH - Coil Type Water Heater | MECH ROOM | HWSP - Hot Water Non Potable Supply | 2/28/2005
BUGGIBATH CARWASH | 4TH & MABERLY | HOLDREGE | NE | 69849 | PHELPS | NE08337 | Exempt 1999 LB-66 |  | 2000 | PALOMA | COWH - Coil Type Water Heater | BOILER ROOM | HWSP - Hot Water Non Potable Supply | 2/28/2005
BUGGIBATH CARWASH | 4TH & MABERLY | HOLDREGE | NE | 69849 | PHELPS | NE40318 | Exempt |  | 1997 | PALOMA | COBL - Coil Type Boiler |  | HWSP - Hot Water Non Potable Supply | 4/30/2000
BUGGIBATH CARWASH | 4TH & MABERLY | HOLDREGE | NE | 69849 | PHELPS | NE40406 | Exempt |  | 1997 | PALOMA | COBL - Coil Type Boiler |  | HWSP - Hot Water Non Potable Supply | 4/30/2000
BUGGIBATH CARWASH | 4TH & MABERLY | HOLDREGE | NE | 69849 | PHELPS | NE40408 | Scrapped/Junked | 3185 | 1985 | WEBEN JARCO | COBL - Coil Type Boiler | BOILER ROOM | HWSP - Hot Water Non Potable Supply | 4/30/2001
MUNICIPAL BLDG | 502 East Ave | Holdrege | NE | 68949-2217 | PHELPS | NE35428 | Scrapped/Junked |  | 1962 | AMERICAN STANDARD |  | BOILER ROOM | STHT - Steam-Heat | 5/31/2001
Bertrand City Pool | 502 Nelson St | Bertrand | NE | 68927 | Phelps | NE08097 | Scrapped/Junked | 152388 | 2005 | WTRP | CPFT - Horiz Cpr Fin Boiler | BATH HOUSE | OPHT - Outdoor Pool Heater | 6/30/2020
Bertrand Community Schools | 503 School St | Bertrand | NE | 68927-1206 | Phelps | NE14669 | Active | 17525 | 2009 | ALDRICH/LES | FTFB - Firetube-Firebox Boiler | BASEMENT | HWHT - Hot Water Heat | 3/31/2027
Bertrand Community Schools | 503 School St | Bertrand | NE | 68927-1206 | Phelps | NE14670 | Active | 17526 | 2009 | ALDRICH/LES | FTFB - Firetube-Firebox Boiler | BASEMENT | HWHT - Hot Water Heat | 3/31/2027
Bertrand Community Schools | 503 School St | Bertrand | NE | 68927-1206 | Phelps | NE28263 | Active | 472546 | 2019 | Lochinvar | COBL - Coil Type Boiler | BOILER ROOM | HWSD - Hot Water Dom/Potable | 3/31/2027
Bertrand Community Schools | 503 School St | Bertrand | NE | 68927-1206 | Phelps | NE31481 | Scrapped/Junked |  | 1957 | Fitzgibbons | FT - Firetube Boiler | Boiler Room | STHT - Steam-Heat | 3/31/2010
Bertrand Community Schools | 503 School St | Bertrand | NE | 68927-1206 | Phelps | NE35144 | Scrapped/Junked | 62619 | 1987 | Raytherm/Raypak | WT - Water Tube Boiler | Boiler Room | HWSD - Hot Water Dom/Potable | 3/31/2020
Washington Elementary | 505 14th Ave | Holdrege | NE | 68949-1342 | Phelps | NE33715 | Scrapped/Junked | n/a | 1952 | Kewanee | FT - Firetube Boiler | Boiler Room | STHT - Steam-Heat | 3/31/2016
The Tassel/Holdrege Public Schools | 505 14th Ave | Holdrege | NE | 68949-1342 | Phelps | NE23567 | Scrapped/Junked | 9822 | 1999 | ALES | FTVT - Firetube Vertical TB | Tassel Hall | HWHT - Hot Water Heat | 3/31/2018
The Tassel/Holdrege Public Schools | 505 14th Ave | Holdrege | NE | 68949-1342 | Phelps | NE23568 | Scrapped/Junked | 9823 | 1999 | ALES | FTVT - Firetube Vertical TB | Tassel Hall | HWHT - Hot Water Heat | 3/31/2018
The Tassel/Holdrege Public Schools | 505 14th Ave | Holdrege | NE | 68949-1342 | Phelps | NE27590 | Active | 80996 | 2018 | Lochinvar | FT - Firetube Boiler | Basement | HWHT - Hot Water Heat | 3/31/2027
The Tassel/Holdrege Public Schools | 505 14th Ave | Holdrege | NE | 68949-1342 | Phelps | NE27591 | Active | 81016 | 2018 | Lochinvar | FT - Firetube Boiler | Basement | HWHT - Hot Water Heat | 3/31/2027
WASHINGTON ELEMENTARY | 505 14th Ave | Holdrege | NE | 68949-1342 | PHELPS | NE22345 | Exempt 1999 LB-66 |  | 1997 | RUUD | AHWH - ANSI/Fired Water Htr |  | HWSD - Hot Water Dom/Potable | 7/31/1999
Lincoln Elementary School | 512 Logan St | Holdrege | NE | 68949-2447 | Phelps | NE34536 | Inactive |  | 1968 | AMST | CI - Cast Iron | BOILER ROOM | STHT - Steam-Heat | 3/31/2005
St Elizabeth's Episcopal | 512 Tilden St | Holdrege | NE | 68949-2245 | Phelps | NE08326 | Scrapped/Junked | N/A | 2000 | DUNK | CI - Cast Iron | BASEMENT | STHT - Steam-Heat | 3/31/2009
St Elizabeth's Episcopal | 512 Tilden St | Holdrege | NE | 68949-2245 | Phelps | NE15113 | Scrapped/Junked |  | 1965 | BRYANT |  | BASEMENT | STHT - Steam-Heat | 5/31/2001
Holdrege High School | 600 12th Ave | Holdrege | NE | 68949-1859 | Phelps | NE07556 | Active | 119201 | 2006 | PVI Industries | FTVT - Firetube Vertical TB | mech room | GLYC - Glycol Bldg Heat Sys | 3/31/2027
Holdrege High School | 600 12th Ave | Holdrege | NE | 68949-1859 | Phelps | NE07557 | Active | 119202 | 2006 | PVI Industries | FTVT - Firetube Vertical TB | mech room | GLYC - Glycol Bldg Heat Sys | 3/31/2027
Holdrege High School | 600 12th Ave | Holdrege | NE | 68949-1859 | Phelps | NE09683 | Scrapped/Junked | 490 | 1988 | AOSM | COBL - Coil Type Boiler | BASEMENT BLR ROOM | HWSD - Hot Water Dom/Potable | 3/31/2009
Holdrege High School | 600 12th Ave | Holdrege | NE | 68949-1859 | Phelps | NE20405 | Exempt 1999 LB-66 |  | 1988 | A. O. Smith | AHWH - ANSI/Fired Water Htr |  | HWSD - Hot Water Dom/Potable | 7/31/1999
Holdrege High School | 600 12th Ave | Holdrege | NE | 68949-1859 | Phelps | NE20406 | Exempt 1999 LB-66 |  | 1990 | Rheem Manufacturing Co | AHWH - ANSI/Fired Water Htr | CONCESSION AREA | HWSD - Hot Water Dom/Potable | 7/31/1999
Holdrege High School | 600 12th Ave | Holdrege | NE | 68949-1859 | Phelps | NE27318 | Active | 78949 | 2017 | Aerco | WTSS - Watertube SS Steel | Gym Boiler Room | HWHT - Hot Water Heat | 3/31/2027
Holdrege High School | 600 12th Ave | Holdrege | NE | 68949-1859 | Phelps | NE27319 | Active | 78950 | 2017 | Aerco | WTSS - Watertube SS Steel | Gym Boiler Room | HWHT - Hot Water Heat | 3/31/2027
Holdrege High School | 600 12th Ave | Holdrege | NE | 68949-1859 | Phelps | NE33868 | Scrapped/Junked | n/a | 1960 | National | CI - Cast Iron | boiler room | HWHT - Hot Water Heat | 3/31/2018
Holdrege High School | 600 12th Ave | Holdrege | NE | 68949-1859 | Phelps | NE33869 | Scrapped/Junked | n/a | 1960 | National | CI - Cast Iron | boiler room | HWHT - Hot Water Heat | 3/31/2018
Holdrege Middle School | 600 14th Ave | Holdrege | NE | 68949-1300 | Phelps | NE09682 | Scrapped/Junked | 50905 | 1995 | state | CHWH - ASME/Fired Water Heater | Boiler Room | HWSD - Hot Water Dom/Potable | 3/31/2017
Holdrege Middle School | 600 14th Ave | Holdrege | NE | 68949-1300 | Phelps | NE17257 | Scrapped/Junked | 6787 | 1991 | Aldrich | FT - Firetube Boiler | Boiler Room | HWHT - Hot Water Heat | 3/31/2017
Holdrege Middle School | 600 14th Ave | Holdrege | NE | 68949-1300 | Phelps | NE17258 | Scrapped/Junked | 6785 | 1991 | Aldrich | FT - Firetube Boiler | Boiler Room | HWHT - Hot Water Heat | 3/31/2017
Holdrege Middle School | 600 14th Ave | Holdrege | NE | 68949-1300 | Phelps | NE17259 | Scrapped/Junked | 6786 | 1991 | Aldrich | FT - Firetube Boiler | Boiler Room | HWHT - Hot Water Heat | 3/31/2017
Holdrege Middle School | 600 14th Ave | Holdrege | NE | 68949-1300 | Phelps | NE22344 | Scrapped/Junked | 50905 | 1996 | State Ind. | CHWH - ASME/Fired Water Heater | BOILER ROOM | HWSD - Hot Water Dom/Potable | 7/31/2002
Holdrege Middle School | 600 14th Ave | Holdrege | NE | 68949-1300 | Phelps | NE26478 | Active | 74625 | 2016 | Aerco | FT - Firetube Boiler | Mechanical Room | HWHT - Hot Water Heat | 3/31/2027
Holdrege Middle School | 600 14th Ave | Holdrege | NE | 68949-1300 | Phelps | NE26479 | Active | 74626 | 2016 | Aerco | FT - Firetube Boiler | Mechanical Room | HWHT - Hot Water Heat | 3/31/2027
Holdrege Middle School | 600 14th Ave | Holdrege | NE | 68949-1300 | Phelps | NE26480 | Exempt | 211185 | 2015 | A O Smith | CHWH - ASME/Fired Water Heater | Mechanical Room | HWSD - Hot Water Dom/Potable | 10/31/2016
Holdrege City Library | 604 East Ave | Holdrege | NE | 68949-2313 | Phelps | NE35429 | Active | none | 1963 | American Standard | CI - Cast Iron | Blr Rm | HWHT - Hot Water Heat | 5/31/2027
Holdrege Methodist Church | 604 West Ave | Holdrege | NE | 68949-2325 | Phelps | NE14382 | Scrapped/Junked | N/A | 1988 | Peerless | CI - Cast Iron | BOILER ROOM | HWHT - Hot Water Heat | 11/30/2018
Holdrege Methodist Church | 604 West Ave | Holdrege | NE | 68949-2325 | Phelps | NE27589 | Active | 250413 | 2017 | Lochinvar | FT - Firetube Boiler | Boiler Room | HWHT - Hot Water Heat | 11/30/2026
Plains Motel | 619 W US Highway 6 | Holdrege | NE | 68949-2553 | Phelps | NE40486 | Scrapped/Junked |  | 1970 | AMST | CI - Cast Iron | NORTH BOILER RM | HWHT - Hot Water Heat | 4/30/2009
Plains Motel | 619 W US Highway 6 | Holdrege | NE | 68949-2553 | Phelps | NE40487 | Active | NA | 1970 | Peerless | CI - Cast Iron | SW BOILER RM | HWHT - Hot Water Heat | 4/30/2027
Plains Motel | 619 W US Highway 6 | Holdrege | NE | 68949-2553 | Phelps | NE40488 | Exempt 1999 LB-66 |  | 1972 | RHEEM MANUFACTURING CO | AHWH - ANSI/Fired Water Htr | SW BOILER RM | HWSD - Hot Water Dom/Potable | 5/31/2000
Plains Motel | 619 W US Highway 6 | Holdrege | NE | 68949-2553 | Phelps | NE40489 | Active | NA | 1970 | Peerless | CI - Cast Iron | BASEMENT | HWHT - Hot Water Heat | 4/30/2027
Ironhorse Station | 700 Railroad St | Holdrege | NE | 68949-2766 | Phelps | NE06580 | Scrapped/Junked | NA | 1991 | DUNK | CI - Cast Iron | MECH ROOM | HWHT - Hot Water Heat | 10/31/2019
Ironhorse Station | 700 Railroad St | Holdrege | NE | 68949-2766 | Phelps | NE06581 | Scrapped/Junked | NA | 1991 | DUNK | CI - Cast Iron | Boiler Room | HWHT - Hot Water Heat | 10/31/2019
Ironhorse Station | 700 Railroad St | Holdrege | NE | 68949-2766 | Phelps | NE28240 | Active | 342868 | 2018 | Lochinvar | COBL - Coil Type Boiler | Boiler Room | HWHT - Hot Water Heat | 11/30/2026
Ironhorse Station | 700 Railroad St | Holdrege | NE | 68949-2766 | Phelps | NE28241 | Active | 337230 | 2018 | Lochinvar | COBL - Coil Type Boiler | Boiler Room | HWHT - Hot Water Heat | 11/30/2026
BETHEL LUTHERAN CHURCH-BMIC#411679 | 704 West Ave | Holdrege | NE | 68949-2327 | PHELPS | NE35426 | Scrapped/Junked | N/A | 1975 | AMERICAN STANDARD |  | BOILER ROOM | STHT - Steam-Heat | 3/31/2005
Phelps County Courthouse | 715 5th Ave | Holdrege | NE | 68949-2208 | PHELPS | NE01607 | Active | n/a | 2004 | Burnham | CI - Cast Iron | NEW ADD BASEMENT | HWHT - Hot Water Heat | 1/31/2027
Phelps County Courthouse | 715 5th Ave | Holdrege | NE | 68949-2208 | PHELPS | NE01608 | Active | n/a | 2004 | Burnham | CI - Cast Iron | NEW ADD BASEMENT | HWHT - Hot Water Heat | 1/31/2027
Phelps County Courthouse | 715 5th Ave | Holdrege | NE | 68949-2208 | PHELPS | NE02341 | Active | 13244 | 2004 | ALES | FTVT - Firetube Vertical TB | BASEMENT | HWHT - Hot Water Heat | 1/31/2027
Phelps County Courthouse | 715 5th Ave | Holdrege | NE | 68949-2208 | PHELPS | NE22384 | Scrapped/Junked | 8762 | 1996 | ALDRICH/LES | FTVT - Firetube Vertical TB | BASEMENT | HWHT - Hot Water Heat | 9/30/2005
Phelps County Courthouse | 715 5th Ave | Holdrege | NE | 68949-2208 | PHELPS | NE22385 | Active | 8767 | 1996 | ALES | FTVT - Firetube Vertical TB | BASEMENT | HWHT - Hot Water Heat | 1/31/2027
McClymont Feedyard | 73027 K Rd | Holdrege | NE | 68949-3358 | Phelps | NE28208 | Active | 18704 | 2018 | Superior Boiler Works | FTHT - Firetube Horizontal | Boiler room | PROC - Process Steam | 8/31/2026
Phelps County Feeders East | 73938 J Rd | Holdrege | NE | 68949-4024 | Phelps | NE17994 | Scrapped/Junked | 9680 | 2008 | Williams & Davis | FTSM - FTS Marine Dry Back | Upstairs Boiler Room | PROC - Process Steam | 8/31/2020
Phelps County Feeders East | 73938 J Rd | Holdrege | NE | 68949-4024 | Phelps | NE29142 | Scrapped/Junked | 10799 | 2021 | Williams Davis | FTHT - Firetube Horizontal | Flaker Mill | PROC - Process Steam | 3/31/2026
Phelps County Feeders West | 74281 D Rd | Bertrand | NE | 68927-3570 | Phelps | NE25222 | Active | 17686 | 2014 | Superior Boiler Works | FTWB - FTS Marine Wet Back | Mill | PROC - Process Steam | 8/31/2023
Phelps County Feeders West | 74281 D Rd | Bertrand | NE | 68927-3570 | Phelps | NE43646 | Active | 10261 | 2023 | Fulton | FTSS - Firetube Stainless Steel | M&K Gas Boiler Building | HWHP - Hot Water Heat & Nonpotable | 8/31/2026
Phelps County Feeders West | 74281 D Rd | Bertrand | NE | 68927-3570 | Phelps | NE43647 | Active | 10255 | 2023 | Fulton | FTSS - Firetube Stainless Steel | M&K Gas Boiler Building | HWHP - Hot Water Heat & Nonpotable | 8/31/2026
Phelps County Feeders West | 74281 D Rd | Bertrand | NE | 68927-3570 | Phelps | NE43648 | Active | 10265 | 2023 | Fulton | FTSS - Firetube Stainless Steel | M&K Gas Boiler Building | HWHP - Hot Water Heat & Nonpotable | 8/31/2026
Phelps County Feeders West | 74281 D Rd | Bertrand | NE | 68927-3570 | Phelps | NE43649 | Active | 10257 | 2023 | Fulton | FTSS - Firetube Stainless Steel | M&K Gas Boiler Building | HWHP - Hot Water Heat & Nonpotable | 8/31/2026
Phelps County Feeders West | 74281 D Rd | Bertrand | NE | 68927-3570 | Phelps | NE43650 | Active | 10244 | 2023 | Fulton | FTSS - Firetube Stainless Steel | M&K Gas Boiler Building | HWHP - Hot Water Heat & Nonpotable | 8/31/2026
Phelps County Feeders West | 74281 D Rd | Bertrand | NE | 68927-3570 | Phelps | NE43651 | Active | 10246 | 2023 | Fulton | FTSS - Firetube Stainless Steel | M&K Gas Boiler Building | HWHP - Hot Water Heat & Nonpotable | 8/31/2026
Office Building | 802 4th Ave | Holdrege | NE | 68949-2205 | Phelps | NE40490 | Inactive | n/a | 1970 | American Standard | CI - Cast Iron | BASEMENT | STHT - Steam-Heat | 3/31/2016
Dale Loft Apartments | 805 4th Ave | Holdrege | NE | 68949-2206 | Phelps | NE00776 | Active | n/a | 2000 | Crown Boiler Co. | CI - Cast Iron | BASEMENT BOILER ROOM | HWHT - Hot Water Heat | 4/30/2027
Dale Loft Apartments | 805 4th Ave | Holdrege | NE | 68949-2206 | Phelps | NE00777 | Scrapped/Junked | n/a | 2000 | Crown Boiler Co. | CI - Cast Iron | BASEMENT BOILER ROOM | HWHT - Hot Water Heat | 4/30/2024
Dale Loft Apartments | 805 4th Ave | Holdrege | NE | 68949-2206 | Phelps | NE00778 | Active | n/a | 2000 | Crown Boiler Co. | CI - Cast Iron | BASEMENT BOILER ROOM | HWHT - Hot Water Heat | 4/30/2027
Dale Loft Apartments | 805 4th Ave | Holdrege | NE | 68949-2206 | Phelps | NE35425 | Scrapped/Junked | 11980 | 1979 | BRYAN STEAM LLC | WT - Water Tube Boiler | BOILER ROOM | HWHT - Hot Water Heat | 3/31/2001
Dale Loft Apartments | 805 4th Ave | Holdrege | NE | 68949-2206 | Phelps | NE43344 | Active | 57039 | 2023 | A O Smith | AHWH - ANSI/Fired Water Htr | Basement mech room | HWHT - Hot Water Heat | 4/30/2025
US WEST | UNKNOWN | HOLDREGE | NE | 55401 | PHELPS | NE14358 | Inactive |  | 1955 | NATIONAL RADIATOR | FT - Firetube Boiler |  | HWHT - Hot Water Heat | 11/30/1991
Osmond High School | 100 E Prairie St | Osmond | NE | 68765-5526 | PIERCE | NE23035 | Inactive |  | 1999 | AO SMITH | AHWH - ANSI/Fired Water Htr | BOILER #1 | HWSD - Hot Water Dom/Potable | 6/30/2000
Osmond High School | 100 E Prairie St | Osmond | NE | 68765-5526 | PIERCE | NE23038 | Inactive |  | 1998 | RECO | AHWH - ANSI/Fired Water Htr | BOILER #2 | HWSD - Hot Water Dom/Potable | 6/30/2000
Osmond High School | 100 E Prairie St | Osmond | NE | 68765-5526 | PIERCE | NE23039 | Inactive |  | 1998 | RECO | AHWH - ANSI/Fired Water Htr | BOILER #2 | HWSD - Hot Water Dom/Potable | 6/30/2000
Plainview Manor | 101 W Harper Ave | Plainview | NE | 68769-2037 | Pierce | NE05223 | Scrapped/Junked | N/A | 1992 | AOSM | CHWH - ASME/Fired Water Heater | MECH ROOM | HWSD - Hot Water Dom/Potable | 8/31/2013
Plainview Manor | 101 W Harper Ave | Plainview | NE | 68769-2037 | Pierce | NE05248 | Scrapped/Junked | N/A | 1989 | AOSM | CHWH - ASME/Fired Water Heater | MECH ROOM | HWSD - Hot Water Dom/Potable | 8/31/2013
Plainview Manor | 101 W Harper Ave | Plainview | NE | 68769-2037 | Pierce | NE25203 | Active | 233989 | 2012 | Lochinvar | WTSS - Watertube SS Steel | boiler room | HWHT - Hot Water Heat | 8/31/2026
Plainview Manor | 101 W Harper Ave | Plainview | NE | 68769-2037 | Pierce | NE25204 | Active | 290613 | 2012 | Lochinvar | WTSS - Watertube SS Steel | boiler room | HWHT - Hot Water Heat | 8/31/2026
Plainview Manor | 101 W Harper Ave | Plainview | NE | 68769-2037 | Pierce | NE34150 | Scrapped/Junked | N/A | 1967 | Kewanee | FTFB - Firetube-Firebox Boiler | BOILER ROOM | HWHT - Hot Water Heat | 8/31/2014
Plainview Manor | 101 W Harper Ave | Plainview | NE | 68769-2037 | Pierce | NE34151 | Scrapped/Junked | 168149 | 1967 | BOCK | CHWH - ASME/Fired Water Heater | BOILER ROOM | HWSD - Hot Water Dom/Potable | 8/31/1993
Midwest Bank | 114 W Main St | Pierce | NE | 68767-1247 | Pierce | NE27290 | Active | 403512 | 2017 | Lochinvar | WTSS - Watertube SS Steel | Boiler Rm | HWHT - Hot Water Heat | 11/30/2026
Midwest Bank | 114 W Main St | Pierce | NE | 68767-1247 | Pierce | NE27291 | Active | 405260 | 2017 | Lochinvar | WTSS - Watertube SS Steel | Boiler Rm | HWHT - Hot Water Heat | 11/30/2026
Midwest Bank | 114 W Main St | Pierce | NE | 68767-1247 | Pierce | NE40626 | Scrapped/Junked | 81567 | 1998 | Trianco | COBL - Coil Type Boiler | BOILER ROOM | HWHT - Hot Water Heat | 11/30/2017
Midwest Bank | 114 W Main St | Pierce | NE | 68767-1247 | Pierce | NE40627 | Scrapped/Junked | 81559 | 1998 | Trianco | COBL - Coil Type Boiler | BOILER ROOM | HWHT - Hot Water Heat | 11/30/2017
Midwest Bank | 114 W Main St | Pierce | NE | 68767-1247 | Pierce | NE40628 | Scrapped/Junked | 81816 | 1998 | Trianco | COBL - Coil Type Boiler | BOILER ROOM | HWHT - Hot Water Heat | 11/30/2017
Pierce Locker | 117 N Brown St | Pierce | NE | 68767-1219 | Pierce | NE03366 | Active | 3180 | 1983 | Industrial | FT - Firetube Boiler | Boiler Room | PROC - Process Steam | 4/30/2026
Pierce Historical Society | 200 N Mill St/Gilman Park | Pierce | NE | 68767-1534 | Pierce | NE00982 | Active | N/A | 1916 | Case | FT - Firetube Boiler | PORTABLE 65 HP | 0024 - Antique Steam Tractor | 5/31/2027
Pierce Jr/Sr High School | 201 N Sunset St | Pierce | NE | 68767-1816 | Pierce | NE18546 | Scrapped/Junked | 8513 | 1995 | Aldrich | FTFB - Firetube-Firebox Boiler | BOILER ROOM | HWHT - Hot Water Heat | 2/28/2020
Pierce Jr/Sr High School | 201 N Sunset St | Pierce | NE | 68767-1816 | Pierce | NE18547 | Scrapped/Junked | 8515 | 1995 | Aldrich | FTFB - Firetube-Firebox Boiler | BOILER ROOM | HWHT - Hot Water Heat | 2/28/2020
Pierce Jr/Sr High School | 201 N Sunset St | Pierce | NE | 68767-1816 | Pierce | NE21570 | Exempt 1999 LB-66 |  | 1995 | RHEEM MANUFACTURING CO | AHWH - ANSI/Fired Water Htr |  | HWSD - Hot Water Dom/Potable | 7/31/2000
Pierce Jr/Sr High School | 201 N Sunset St | Pierce | NE | 68767-1816 | Pierce | NE21571 | Exempt 1999 LB-66 |  | 1995 | RHEEM MANUFACTURING CO | AHWH - ANSI/Fired Water Htr |  | HWSD - Hot Water Dom/Potable | 7/31/2000
Pierce Jr/Sr High School | 201 N Sunset St | Pierce | NE | 68767-1816 | Pierce | NE28455 | Active | 305425 | 2018 | Lochinvar | FTVT - Firetube Vertical TB | Mezzanine Boiler room | HWHT - Hot Water Heat | 2/28/2027
Pierce Jr/Sr High School | 201 N Sunset St | Pierce | NE | 68767-1816 | Pierce | NE28456 | Active | 96140 | 2018 | Lochinvar | FTVT - Firetube Vertical TB | Mezzanine Boiler room | HWHT - Hot Water Heat | 2/28/2027
Pierce Jr/Sr High School | 201 N Sunset St | Pierce | NE | 68767-1816 | Pierce | NE28457 | Active | 312755 | 2018 | Lochinvar | FTVT - Firetube Vertical TB | Mezzanine Boiler room | HWHT - Hot Water Heat | 2/28/2027
Pierce Jr/Sr High School | 201 N Sunset St | Pierce | NE | 68767-1816 | Pierce | NE28458 | Active | 305426 | 2018 | Lochinvar | FTVT - Firetube Vertical TB | Mezzanine Boiler room | HWHT - Hot Water Heat | 2/28/2027
Osmond School District #42R | 202 W Prairie St | Osmond | NE | 68765-5600 | Pierce | NE01520 | Active | 52197 | 2000 | Bradford White | CHWH - ASME/Fired Water Heater | Boiler Room 2 | HWSD - Hot Water Dom/Potable | 2/28/2025
Osmond School District #42R | 202 W Prairie St | Osmond | NE | 68765-5600 | Pierce | NE01521 | Out of Service | 50774 | 2000 | Bradford White | CHWH - ASME/Fired Water Heater | Boiler Room 2 | HWSD - Hot Water Dom/Potable | 2/28/2021
Osmond School District #42R | 202 W Prairie St | Osmond | NE | 68765-5600 | Pierce | NE23036 | Active | NA | 1998 | Weil-Mcclain | CI - Cast Iron | Boiler Room 2 | HWHT - Hot Water Heat | 2/28/2025
Osmond School District #42R | 202 W Prairie St | Osmond | NE | 68765-5600 | Pierce | NE23037 | Active | NA | 1998 | Weil-Mcclain | CI - Cast Iron | Boiler Room 2 | HWHT - Hot Water Heat | 2/28/2025
Osmond School District #42R | 202 W Prairie St | Osmond | NE | 68765-5600 | Pierce | NE33105 | Scrapped/Junked | NA | 1960 | Fitzgibbons | FT - Firetube Boiler | Boiler Room | HWHT - Hot Water Heat | 2/28/2024
Osmond School District #42R | 202 W Prairie St | Osmond | NE | 68765-5600 | Pierce | NE42566 | Active | 552529 | 2022 | Lochinvar | WT - Water Tube Boiler | Boiler Room | HWHT - Hot Water Heat | 2/28/2025
Osmond School District #42R | 202 W Prairie St | Osmond | NE | 68765-5600 | Pierce | NE42567 | Active | 561950 | 2022 | Lochinvar | WT - Water Tube Boiler | Boiler Room | HWHT - Hot Water Heat | 2/28/2025
Osmond City Pool | 205 W 2nd St | Osmond | NE | 68765-5704 | Pierce | NE10629 | Out of Service | 126040 | 2002 | TELE | CPFT - Horiz Cpr Fin Boiler | OUTSIDE | OPHT - Outdoor Pool Heater | 7/31/2018
Plainview Power Plant | 209 W Locust Ave | Plainview | NE | 68769-4116 | Pierce | NE00281 | Scrapped/Junked | 20064 | 1985 | Bryan | WT - Water Tube Boiler | POWER HOUSE | HWHT - Hot Water Heat | 6/30/2016
Plainview Power Plant | 209 W Locust Ave | Plainview | NE | 68769-4116 | Pierce | NE25908 | Inactive | 147262 | 2014 | Lochinvar | FTVT - Firetube Vertical TB | Mech. Room | ENGH - Diesel Engine Block Heat | 6/30/2024
Pierce Elementary School | 211 N 7th St | Pierce | NE | 68767-1215 | Pierce | NE07384 | Exempt | 22999 | 1996 | Crown Boiler Co. | COOK - Fired Cooker | KITCHEN | 0021 - Steam Supp Cooker/Kettle | 2/28/2022
Pierce Elementary School | 211 N 7th St | Pierce | NE | 68767-1215 | Pierce | NE17068 | Active | 121411 | 2009 | CAMUS | COBL - Coil Type Boiler | Upstairs Boiler Room | HWHT - Hot Water Heat | 2/28/2027
Pierce Elementary School | 211 N 7th St | Pierce | NE | 68767-1215 | Pierce | NE17069 | Scrapped/Junked | 121412 | 2009 | CAMUS | COBL - Coil Type Boiler | Upstairs Boiler Rm. | HWHT - Hot Water Heat | 2/28/2027
Pierce Elementary School | 211 N 7th St | Pierce | NE | 68767-1215 | Pierce | NE17070 | Scrapped/Junked | 112898 | 2009 | CAMUS | COBL - Coil Type Boiler | Upstairs Boiler Rm. | HWHT - Hot Water Heat | 2/28/2024
Pierce Elementary School | 211 N 7th St | Pierce | NE | 68767-1215 | Pierce | NE21521 | Scrapped/Junked | 22645 | 1989 | CROWN FOOD SERVICE EQUIP | FT - Firetube Boiler | KITCHEN | 0021 - Steam Supp Cooker/Kettle | 8/31/2003
Pierce Elementary School | 211 N 7th St | Pierce | NE | 68767-1215 | Pierce | NE34683 | Scrapped/Junked | 4199 | 1970 | SELL | FTSM - FTS Marine Dry Back | BOILER ROOM | HWSD - Hot Water Dom/Potable | 7/31/2009
Pierce Elementary School | 211 N 7th St | Pierce | NE | 68767-1215 | Pierce | NE37063 | Scrapped/Junked |  | 1989 | BURN | CI - Cast Iron | BOILER ROOM | HWHT - Hot Water Heat | 7/31/2010
Pierce Elementary School | 211 N 7th St | Pierce | NE | 68767-1215 | Pierce | NE37064 | Scrapped/Junked |  | 1989 | BURN | CI - Cast Iron | BOILER ROOM | HWHT - Hot Water Heat | 7/31/2010
Pierce Elementary School | 211 N 7th St | Pierce | NE | 68767-1215 | Pierce | NE43977 | Active | 631394 | 2024 | Sermeta | WTSS - Watertube SS Steel | Upstairs Boiler Room | GLYC - Glycol Bldg Heat Sys | 2/28/2026
Pierce Elementary School | 211 N 7th St | Pierce | NE | 68767-1215 | Pierce | NE43978 | Active | 631279 | 2024 | Sermeta | WTSS - Watertube SS Steel | Upstairs Boiler Room | GLYC - Glycol Bldg Heat Sys | 2/28/2026
Pierce Public School Auditorium | 300 S 1st St | Pierce | NE | 68767-1375 | Pierce | NE23017 | Inactive | 38335 | 1997 | AO SMITH | WT - Water Tube Boiler | BOILER ROOM | HWSD - Hot Water Dom/Potable | 7/31/2003
Pierce Public School Auditorium | 300 S 1st St | Pierce | NE | 68767-1375 | Pierce | NE23018 | Scrapped/Junked | 884 | 1998 | Ruscio | WT - Water Tube Boiler | BOILER ROOM | HWHT - Hot Water Heat | 2/28/2018
Pierce Public School Auditorium | 300 S 1st St | Pierce | NE | 68767-1375 | Pierce | NE23019 | Scrapped/Junked | 828 | 1998 | Ruscio | WT - Water Tube Boiler | BOILER ROOM | HWHT - Hot Water Heat | 2/28/2018
Pierce Public School Auditorium | 300 S 1st St | Pierce | NE | 68767-1375 | Pierce | NE27474 | Active | 274064 | 2017 | Lochinvar | FTVT - Firetube Vertical TB | Boiler room | HWHT - Hot Water Heat | 2/28/2027
Pierce Public School Auditorium | 300 S 1st St | Pierce | NE | 68767-1375 | Pierce | NE27475 | Active | 261204 | 2017 | Lochinvar | FTVT - Firetube Vertical TB | Boiler room | HWHT - Hot Water Heat | 2/28/2027
Plainview Elementary | 301 W Pilcher Ave | Plainview | NE | 68769-2162 | Pierce | NE05495 | Exempt 1999 LB-66 |  | 1987 | AO SMITH | AHWH - ANSI/Fired Water Htr |  | HWSD - Hot Water Dom/Potable | 7/31/2000
Plainview Elementary | 301 W Pilcher Ave | Plainview | NE | 68769-2162 | Pierce | NE31544 | Scrapped/Junked | n/a | 1964 | Kewanee | FTFB - Firetube-Firebox Boiler | BOILER ROOM | HWHT - Hot Water Heat | 2/28/2019
Plainview Elementary | 301 W Pilcher Ave | Plainview | NE | 68769-2162 | Pierce | NE33998 | Scrapped/Junked | n/a | 1981 | AOSM | AHWH - ANSI/Fired Water Htr | BOILER ROOM | HWSD - Hot Water Dom/Potable | 2/28/2017
Plainview High School | 301 W Pilcher Ave | Plainview | NE | 68769-2162 | Pierce | NE32183 | Active | 28882 | 1977 | Kewanee | FTFB - Firetube-Firebox Boiler | BOILER ROOM | STHT - Steam-Heat | 2/28/2027
Plainview High School | 301 W Pilcher Ave | Plainview | NE | 68769-2162 | Pierce | NE32184 | Active | 28862 | 1977 | Kewanee | FTFB - Firetube-Firebox Boiler | BOILER ROOM | STHT - Steam-Heat | 2/28/2027
Plainview City Pool | 302 W Pilcher Ave | Plainview | NE | 68769-2162 | Pierce | NE08530 | Active | 113608 | 2001 | WTRP | CPFT - Horiz Cpr Fin Boiler | SOUTHSIDE | OPHT - Outdoor Pool Heater | 6/30/2025
Osmond General Hospital | 506 N Maple St | Osmond | NE | 68765-5580 | Pierce | NE06039 | Active | 41488 | 2004 | Aerco International, Inc. | FTVT - Firetube Vertical TB | South Boiler Room | HWHT - Hot Water Heat | 1/31/2027
Osmond General Hospital | 506 N Maple St | Osmond | NE | 68765-5580 | Pierce | NE16678 | Out of Service | O/N 1 | 1979 | BRYN | CI - Cast Iron | BOILER ROOM | HWHT - Hot Water Heat | 3/31/2011
Osmond General Hospital | 506 N Maple St | Osmond | NE | 68765-5580 | Pierce | NE16681 | Scrapped/Junked | 0 | 1986 | American-Standard | CI - Cast Iron | Basement - West | HWHT - Hot Water Heat | 1/31/2025
Osmond General Hospital | 506 N Maple St | Osmond | NE | 68765-5580 | Pierce | NE16682 | Active | 0 | 1963 | Bryant Air Conditioning Co. | CI - Cast Iron | Basement - North | HWHT - Hot Water Heat | 1/31/2027
Osmond General Hospital | 506 N Maple St | Osmond | NE | 68765-5580 | Pierce | NE22600 | Active | 59698 | 2011 | Aerco International, Inc. | FTVT - Firetube Vertical TB | Mechanical Room | HWHT - Hot Water Heat | 1/31/2027
ST MARY'S SCHOOL | 509 N Hill St | Osmond | NE | 68765-5581 | PIERCE | NE31975 | Inactive |  | 1965 | BRYANT |  | BASEMENT | STHT - Steam-Heat | 3/31/2003
Accura Healthcare of Pierce | 515 E Main St | Pierce | NE | 68767-1660 | Pierce | NE25115 | Scrapped/Junked | 55271 | 2000 | AOSM | CHWH - ASME/Fired Water Heater | equip room | HWSD - Hot Water Dom/Potable | 10/31/2016
Accura Healthcare of Pierce | 515 E Main St | Pierce | NE | 68767-1660 | Pierce | NE25125 | Scrapped/Junked | 96960 | 2003 | AO SMITH | CHWH - ASME/Fired Water Heater | equip room | HWSD - Hot Water Dom/Potable | 10/31/2019
Accura Healthcare of Pierce | 515 E Main St | Pierce | NE | 68767-1660 | Pierce | NE27858 | Scrapped/Junked | 219326 | 2016 | AO SMITH | CHWH - ASME/Fired Water Heater | equip room | HWSD - Hot Water Dom/Potable | 10/31/2019
Accura Healthcare of Pierce | 515 E Main St | Pierce | NE | 68767-1660 | Pierce | NE28716 | Active | 259586 | 2019 | State Industries | CHWH - ASME/Fired Water Heater | equip room | HWSD - Hot Water Dom/Potable | 2/28/2028
Husker AG, LLC | 54048 Hwy 20 | Plainview | NE | 68769-4072 | Pierce | NE06739 | Exempt | 312 | 2005 | Economasters LLC | ECON - Boiler Economizer | Boiler House | ECON - Boiler Economizer | 2/28/2008
Husker AG, LLC | 54048 Hwy 20 | Plainview | NE | 68769-4072 | Pierce | NE06740 | Exempt | 313 | 2005 | Economasters LLC | ECON - Boiler Economizer | Boiler House | FDPR - Feedwater Preheater | 2/28/2008
Husker AG, LLC | 54048 Hwy 20 | Plainview | NE | 68769-4072 | Pierce | NE07235 | Active | 75 | 2007 | Victory | WT - Water Tube Boiler | West Boiler House | PROC - Process Steam | 9/30/2026
Husker AG, LLC | 54048 Hwy 20 | Plainview | NE | 68769-4072 | Pierce | NE07236 | Exempt | 397 | 2007 | C-Cam International | UFPV - Unfired Pressure Vessel | West Boiler House | ECON - Boiler Economizer | 10/17/2009
Husker AG, LLC | 54048 Hwy 20 | Plainview | NE | 68769-4072 | Pierce | NE07237 | Exempt | 396 | 2007 | C-Cam International | UFPV - Unfired Pressure Vessel | West Boiler House | ECON - Boiler Economizer | 10/17/2009
Husker AG, LLC | 54048 Hwy 20 | Plainview | NE | 68769-4072 | Pierce | NE07238 | Active | 395 | 2007 | C-Cam International | SUPH - Tubed Superheater | West Boiler House | ECON - Boiler Economizer | 9/30/2026
Husker AG, LLC | 54048 Hwy 20 | Plainview | NE | 68769-4072 | Pierce | NE10458 | Active | 8 | 2002 | Victory | WT - Water Tube Boiler | Boiler Room | PROC - Process Steam | 10/31/2026
Husker AG, LLC | 54048 Hwy 20 | Plainview | NE | 68769-4072 | Pierce | NE10459 | Active | 45 | 2002 | T&D Fabrication | ECON - Boiler Economizer | Boiler Room | ECON - Boiler Economizer | 10/31/2026
Husker AG, LLC | 54048 Hwy 20 | Plainview | NE | 68769-4072 | Pierce | NE27297 | Active | 22414 | 2017 | Hurst | FTWB - FTS Marine Wet Back | New Boiler Bldg. | PROC - Process Steam | 9/30/2026
Husker AG, LLC | 54048 Hwy 20 | Plainview | NE | 68769-4072 | Pierce | NE27298 | Active | 2445 | 2017 | Economasters LLC | ECON - Boiler Economizer | Boiler House | ECON - Boiler Economizer | 9/30/2026
Husker AG, LLC | 54048 Hwy 20 | Plainview | NE | 68769-4072 | Pierce | NE43901 | Active | 1097 | 2024 | RENTECH | WT - Water Tube Boiler | Boiler Room | PROC - Process Steam | 9/30/2025
OSMOND GENERAL HOSPITAL | 5TH ST & MAPLE | OSMOND | NE | 68765 | PIERCE | NE16679 | Scrapped/Junked |  | 1965 | AO SMITH | COBL - Coil Type Boiler | BOILER ROOM | HWHT - Hot Water Heat | 3/31/2006
OSMOND GENERAL HOSPITAL | 5TH ST & MAPLE | OSMOND | NE | 68765 | PIERCE | NE16680 | Scrapped/Junked |  | 1986 | AO SMITH | AHWH - ANSI/Fired Water Htr | BOILER ROOM | HWSD - Hot Water Dom/Potable | 3/31/1996
OSMOND GENERAL HOSPITAL | 5TH ST & MAPLE | OSMOND | NE | 68765 | PIERCE | NE17921 | Scrapped/Junked | 28563 | 1996 | AO SMITH | CHWH - ASME/Fired Water Heater | BOILER ROOM | HWSD - Hot Water Dom/Potable | 3/31/2007
CHI - Plainview Hospital | 704 N 3rd St | Plainview | NE | 68769-2047 | Pierce | NE05244 | Scrapped/Junked | N/A | 1988 | Dunkirk | CI - Cast Iron | Blr Rm | HWHT - Hot Water Heat | 9/30/2022
CHI - Plainview Hospital | 704 N 3rd St | Plainview | NE | 68769-2047 | Pierce | NE05245 | Scrapped/Junked | NA | 1977 | Ruud-Rheem | AHWH - ANSI/Fired Water Htr | Blr Rm | HWSD - Hot Water Dom/Potable | 9/30/2013
CHI - Plainview Hospital | 704 N 3rd St | Plainview | NE | 68769-2047 | Pierce | NE05246 | Scrapped/Junked | NA | 1984 | A. O. Smith | CHWH - ASME/Fired Water Heater | Blr Rm | HWSD - Hot Water Dom/Potable | 9/30/2013
CHI - Plainview Hospital | 704 N 3rd St | Plainview | NE | 68769-2047 | Pierce | NE05247 | Inactive | NA | 1969 | Ace Tank & Heater Co. | COBL - Coil Type Boiler | Blr Rm | HWHT - Hot Water Heat | 9/30/2013
CHI - Plainview Hospital | 704 N 3rd St | Plainview | NE | 68769-2047 | Pierce | NE18793 | Scrapped/Junked | 4504 | 1991 | Odgen | ELBL - Electric Boiler | Sterilizer Room | STER - Sterilizer | 9/30/2017
CHI - Plainview Hospital | 704 N 3rd St | Plainview | NE | 68769-2047 | Pierce | NE22312 | Scrapped/Junked | N/A | 1997 | Dunkirk | CI - Cast Iron | Blr Rm | HWHT - Hot Water Heat | 9/30/2022
CHI - Plainview Hospital | 704 N 3rd St | Plainview | NE | 68769-2047 | Pierce | NE24029 | Active | 178114 | 2012 | AO SMITH | CHWH - ASME/Fired Water Heater | Boiler Room | HWSD - Hot Water Dom/Potable | 9/30/2026
CHI - Plainview Hospital | 704 N 3rd St | Plainview | NE | 68769-2047 | Pierce | NE24030 | Active | 177464 | 2012 | AO SMITH | CHWH - ASME/Fired Water Heater | Boiler Room | HWSD - Hot Water Dom/Potable | 9/30/2026
CHI - Plainview Hospital | 704 N 3rd St | Plainview | NE | 68769-2047 | Pierce | NE26977 | Active | 8655 | 2017 | Steris Corp | ELBL - Electric Boiler | Sterilizer Room | STER - Sterilizer | 9/30/2026
CHI - Plainview Hospital | 704 N 3rd St | Plainview | NE | 68769-2047 | Pierce | NE41894 | Active | 298608 | 2021 | Trinity | FTVT - Firetube Vertical TB | Boiler Room | HWHT - Hot Water Heat | 9/30/2026
CHI - Plainview Hospital | 704 N 3rd St | Plainview | NE | 68769-2047 | Pierce | NE41895 | Active | 296050 | 2021 | Trinity | FTVT - Firetube Vertical TB | Boiler Room | HWHT - Hot Water Heat | 9/30/2026
Pierce City Pool | Gilman Park Mill St | Pierce | NE | 68767 | Pierce | NE06223 | Scrapped/Junked | 234903 | 2005 | Raypak | CPFH - Copper Fin Water Heater | FILTER ROOM | OPHT - Outdoor Pool Heater | 6/30/2024
Pierce City Pool | Gilman Park Mill St | Pierce | NE | 68767 | Pierce | NE43287 | Active | 321294 | 2023 | PENTAIR | CPPH - Ansi Cpr Fin Pool Heater | Mech. Room | OPHT - Outdoor Pool Heater | 6/30/2026
PIERCE CITY POOL | GILMAN PARK MILL ST | PIERCE | NE | 68676 | PIERCE | NE00279 | Scrapped/Junked | 110774 | 1993 | RAYPAK INC, CALIFORNIA | CPFT - Horiz Cpr Fin Boiler | FILTER ROOM | OPHT - Outdoor Pool Heater | 6/30/2005
PLAINVIEW CITY POOL | MAPLE & PILCHER | PLAINVIEW | NE | 68769 | PIERCE | NE00280 | Scrapped/Junked | 43551 | 1984 | TELEDYNE LAARS | CPFT - Horiz Cpr Fin Boiler | SOUTHSIDE | OPHT - Outdoor Pool Heater | 6/30/2001
Pierce Manor | PO Box 189 | Pierce | NE | 68767-0189 | Pierce | NE11657 | Scrapped/Junked |  | 1965 | Dayn |  | Equipment Room |  | 7/31/2000
Pierce Manor | PO Box 189 | Pierce | NE | 68767-0189 | Pierce | NE11658 | Scrapped/Junked |  | 1987 | Dayt |  | EQUIP ROOM |  | 7/31/2001
Pierce Manor | PO Box 189 | Pierce | NE | 68767-0189 | Pierce | NE25114 | Scrapped/Junked |  | 1996 | Ruud-Rheem |  | Boiler Room |  | 7/31/2003
Casey's Car Wash | 1012 8th St | Columbus | NE | 68601-7127 | Platte | NE40892 | Scrapped/Junked | 142337 | 1997 | Raypak | CPFT - Horiz Cpr Fin Boiler | MECH ROOM | HWHT - Hot Water Heat | 2/28/2025
Casey's Car Wash | 1012 8th St | Columbus | NE | 68601-7127 | Platte | NE40893 | Scrapped/Junked | 142909 | 1997 | Raypak | WT - Water Tube Boiler | MECH ROOM | HWSP - Hot Water Non Potable Supply | 2/28/2025
Casey's Car Wash | 1012 8th St | Columbus | NE | 68601-7127 | Platte | NE43774 | Active | 502608 | 2024 | AIC GDYNIA/LOCHINVAR | FTVT - Firetube Vertical TB | Mechanical Room | GLFH - Glycol Floor Heat System | 12/31/2026
Holy Family Parish | 103 E 3rd St | Lindsay | NE | 68644 | Platte | NE37558 | Scrapped/Junked | n/a | 1957 | Kewanee | FTFB - Firetube-Firebox Boiler | BOILER ROOM | STHT - Steam-Heat | 1/31/2015
Liberty Cleaners | 1061 25th Ave | Columbus | NE | 68601-5743 | Platte | NE02990 | Scrapped/Junked | 36610 | 1984 | LATT | ELBL - Electric Boiler | BOILER ROOM | PROC - Process Steam | 4/30/2010
Liberty Cleaners | 1061 25th Ave | Columbus | NE | 68601-5743 | Platte | NE17597 | Out of Service | 54061 | 2007 | Lattner Boiler Co | FTNT - FT Vertical Tubeless | Back Room | PROC - Process Steam | 6/30/2012
St Luke's United Church of Christ #X002400 | 1072 21st Ave | Columbus | NE | 68601-5830 | Platte | NE18135 | Active | N/A | 1952 | AMST | CI - Cast Iron | BASEMENT | HWHT - Hot Water Heat | 1/31/2027
Mory's Haven | 1112 15th St | Columbus | NE | 68601-5304 | Platte | NE40201 | Scrapped/Junked | 38639 | 1997 | AOSM | CHWH - ASME/Fired Water Heater | BASEMENT | HWSD - Hot Water Dom/Potable | 2/28/2010
Mory's Haven | 1112 15th St | Columbus | NE | 68601-5304 | Platte | NE40279 | Scrapped/Junked | 41592 | 1997 | AOSM | CHWH - ASME/Fired Water Heater | BASEMENT | HWSD - Hot Water Dom/Potable | 2/28/2013
Vishay Electronics HQ | 1122 23rd St | Columbus | NE | 68601-3647 | Platte | NE01596 | Out of Service | 85408 | 2000 | RHEEM | CHWH - ASME/Fired Water Heater | MECH ROOM | HWSD - Hot Water Dom/Potable | 4/30/2021
Vishay Electronics HQ | 1122 23rd St | Columbus | NE | 68601-3647 | Platte | NE01597 | Inactive | 79840 | 1999 | RHEE | CHWH - ASME/Fired Water Heater | MECH ROOM | HWSD - Hot Water Dom/Potable | 4/30/2009
Vishay Electronics HQ | 1122 23rd St | Columbus | NE | 68601-3647 | Platte | NE16020 | Scrapped/Junked |  | 1990 | STATE INDUSTRIES | CHWH - ASME/Fired Water Heater | BOILER ROOM | HWSD - Hot Water Dom/Potable | 3/31/2000
Platte County Detention Facility | 1125 E 17th St | Columbus | NE | 68601-3737 | Platte | NE10408 | Scrapped/Junked | 68854 | 2002 | AOSM | COBL - Coil Type Boiler | MECH RM MAIN FLR | HWSD - Hot Water Dom/Potable | 12/31/2017
Platte County Detention Facility | 1125 E 17th St | Columbus | NE | 68601-3737 | Platte | NE10409 | Scrapped/Junked | 69050 | 2002 | AOSM | COBL - Coil Type Boiler | MECH RM UPSTAIRS | HWSD - Hot Water Dom/Potable | 12/31/2019
Platte County Detention Facility | 1125 E 17th St | Columbus | NE | 68601-3737 | Platte | NE27287 | Active | 310716 | 2017 | AOSM | COWH - Coil Type Water Heater | MECH RM MAIN FLR | HWSD - Hot Water Dom/Potable | 12/31/2026
Platte County Detention Facility | 1125 E 17th St | Columbus | NE | 68601-3737 | Platte | NE28513 | Active | 336726 | 2002 | AOSM | COBL - Coil Type Boiler | MECH RM UPSTAIRS | HWSD - Hot Water Dom/Potable | 12/31/2026
MICHELES CERAMICS & GIFT | 1263 25th Ave | Columbus | NE | 68601-5774 | PLATTE | NE04172 | Inactive |  | 1976 | PEERLESS HEATER COMPANY |  | BOILER ROOM | STHT - Steam-Heat | 10/31/1992
Level One Properties | 1270 27th Ave | Columbus | NE | 68601-5656 | Platte | NE34184 | Active | n/a | 1988 | Peerless | CI - Cast Iron | BASEMENT | STHT - Steam-Heat | 1/31/2027
Park Plaza Bldg | 1354 27th Ave | Columbus | NE | 68601-4952 | Platte | NE04190 | Inactive |  | 1958 | KEWANEE | FTFB - Firetube-Firebox Boiler | BOILER ROOM | STHT - Steam-Heat | 6/30/2005
Park Plaza Bldg | 1354 27th Ave | Columbus | NE | 68601-4952 | Platte | NE06296 | Out of Service | n/a | 2004 | DUNK | CI - Cast Iron | BOILER ROOM | STHT - Steam-Heat | 9/30/2022
Park Plaza Bldg | 1354 27th Ave | Columbus | NE | 68601-4952 | Platte | NE12400 | Scrapped/Junked | 98298 | 2003 | RHEE | CHWH - ASME/Fired Water Heater | BASEMENT | HWSD - Hot Water Dom/Potable | 9/30/2018
Park Plaza Bldg | 1354 27th Ave | Columbus | NE | 68601-4952 | Platte | NE19610 | Scrapped/Junked |  | 1994 | AO SMITH | AHWH - ANSI/Fired Water Htr |  | HWSD - Hot Water Dom/Potable | 6/30/2000
Park Plaza Bldg | 1354 27th Ave | Columbus | NE | 68601-4952 | Platte | NE23087 | Scrapped/Junked | 80140 | 1998 | RHEEM MANUFACTURING CO | CHWH - ASME/Fired Water Heater | BASEMENT | HWSD - Hot Water Dom/Potable | 6/30/2004
Apartment Building | 1368 30th Ave | Columbus | NE | 68601-4800 | Platte | NE30822 | Active | N/A | 1994 | Weil-Mcclain | CI - Cast Iron | BASEMENT APT #6 | HWHT - Hot Water Heat | 2/28/2025
10 County Title and Escrow, Inc. | 1371 26th Ave | Columbus | NE | 68601-4922 | Platte | NE37575 | Active | 0 | 1965 | Kewanee | FTFB - Firetube-Firebox Boiler | Basement - Boiler Room | HWHT - Hot Water Heat | 12/31/2026
NPPD HQ | 1414 15th St | Columbus | NE | 68601-5226 | Platte | NE18580 | Scrapped/Junked | 70710 | 1982 | BRYANT | ELBL - Electric Boiler |  | HWHS - Hotwater Heat Sidewalks | 9/30/1997
NPPD HQ | 1414 15th St | Columbus | NE | 68601-5226 | Platte | NE18581 | Scrapped/Junked | 27710 | 1976 | Pvi | ELWH - Electric Water Heater | FAN ROOM | HWSD - Hot Water Dom/Potable | 2/28/2024
Immanuel Lutheran Church Family Life Center | 1470 24th Ave | Columbus | NE | 68601-5017 | Platte | NE10410 | Active | 166166 | 2000 | Raypak | WT - Water Tube Boiler | Boiler Room | HWHT - Hot Water Heat | 12/31/2026
Immanuel Lutheran Church Family Life Center | 1470 24th Ave | Columbus | NE | 68601-5017 | Platte | NE10411 | Active | 166167 | 2000 | Raypak | WT - Water Tube Boiler | BASEMENT | HWHT - Hot Water Heat | 12/31/2026
Columbus Rescue Mission | 1471 25th Ave | Columbus | NE | 68601-4911 | Platte | NE02576 | Scrapped/Junked | n/a | 1950 | Kewanee | FTFB - Firetube-Firebox Boiler | BASEMENT | STHT - Steam-Heat | 3/31/2020
SCHMID APARTMEMTS | 14TH & 28TH AVE | COLUMBUS | NE | 68601 | PLATTE | NE16274 | Inactive |  | 1971 | PEERLESS HEATER COMPANY |  | BASEMENT | STHT - Steam-Heat | 6/30/2004
SCHMID APARTMEMTS | 14TH & 28TH AVE | COLUMBUS | NE | 68601 | PLATTE | NE21562 | Exempt 1999 LB-66 |  | 1996 | STATE INDUSTRIES | AHWH - ANSI/Fired Water Htr |  | HWSD - Hot Water Dom/Potable | 6/30/2000
Cargill Meat Solutions | 1529 23rd St | Columbus | NE | 68601-3517 | Platte | NE07901 | Active | 7363 | 1994 | FES Inc | UFPV - Unfired Pressure Vessel | MECH ROOM | SEPR - Separator | 3/31/2026
Cargill Meat Solutions | 1529 23rd St | Columbus | NE | 68601-3517 | Platte | NE07902 | Active | 7364 | 1994 | FES Inc | UFPV - Unfired Pressure Vessel | MECH RM | SEPR - Separator | 3/31/2026
Cargill Meat Solutions | 1529 23rd St | Columbus | NE | 68601-3517 | Platte | NE07903 | Active | 7932 | 1995 | FES Inc | UFPV - Unfired Pressure Vessel | MECH RM - C-10 | SEPR - Separator | 3/31/2026
Cargill Meat Solutions | 1529 23rd St | Columbus | NE | 68601-3517 | Platte | NE07904 | Active | 7931 | 1995 | FES Inc | UFPV - Unfired Pressure Vessel | MECH RM C-9 | SEPR - Separator | 3/31/2026
Cargill Meat Solutions | 1529 23rd St | Columbus | NE | 68601-3517 | Platte | NE07905 | Active | 7376 | 1994 | FES Inc | UFPV - Unfired Pressure Vessel | MECH RM C-2 | SEPR - Separator | 3/31/2026
Cargill Meat Solutions | 1529 23rd St | Columbus | NE | 68601-3517 | Platte | NE07906 | Active | 7377 | 1994 | FES Inc | UFPV - Unfired Pressure Vessel | MECH RM C-1 | SEPR - Separator | 3/31/2026
Cargill Meat Solutions | 1529 23rd St | Columbus | NE | 68601-3517 | Platte | NE07907 | Active | 7378 | 1994 | FES Inc | UFPV - Unfired Pressure Vessel | MECH RM | SEPR - Separator | 3/31/2026
Cargill Meat Solutions | 1529 23rd St | Columbus | NE | 68601-3517 | Platte | NE07908 | Active | 7993 | 1995 | FES Inc | UFPV - Unfired Pressure Vessel | MECH RM | SEPR - Separator | 3/31/2026
Cargill Meat Solutions | 1529 23rd St | Columbus | NE | 68601-3517 | Platte | NE07909 | Active | 7455 | 1994 | FES Inc | UFPV - Unfired Pressure Vessel | MECH RM | SEPR - Separator | 3/31/2026
Cargill Meat Solutions | 1529 23rd St | Columbus | NE | 68601-3517 | Platte | NE07910 | Active | 7331 | 1994 | FES Inc | UFPV - Unfired Pressure Vessel | MECH RM | SEPR - Separator | 3/31/2026
Cargill Meat Solutions | 1529 23rd St | Columbus | NE | 68601-3517 | Platte | NE07911 | Active | 7379 | 1994 | FES Inc | UFPV - Unfired Pressure Vessel | MECH RM | SEPR - Separator | 3/31/2026
Cargill Meat Solutions | 1529 23rd St | Columbus | NE | 68601-3517 | Platte | NE12658 | Active | 7362 | 1994 | FES SYSTEMS INC | UFPV - Unfired Pressure Vessel | REFRIGERATION ROOM C-6 | 0017 - Ammonia Receiver | 3/31/2026
Cargill Meat Solutions | 1529 23rd St | Columbus | NE | 68601-3517 | Platte | NE18825 | Inactive | 45252 | 1994 | PM LATTNER MFR COMPANY | FTVT - Firetube Vertical TB | WASTE WTR ROOM | PROC - Process Steam | 3/31/2002
Cargill Meat Solutions | 1529 23rd St | Columbus | NE | 68601-3517 | Platte | NE26505 | Active | 79 | 2015 | Thermogenics | WT - Water Tube Boiler | Boiler Bldg. 70185 | PROC - Process Steam | 8/31/2026
Cargill Meat Solutions | 1529 23rd St | Columbus | NE | 68601-3517 | Platte | NE26506 | Active | 80 | 2015 | Thermogenics | WT - Water Tube Boiler | Boiler Bldg. 70185 | PROC - Process Steam | 8/31/2026
Cargill Meat Solutions | 1529 23rd St | Columbus | NE | 68601-3517 | Platte | NE28783 | Active | 19438 | 2016 | G E A | UFPV - Unfired Pressure Vessel | MECH ROOM | SEPR - Separator | 3/31/2026
Cargill Meat Solutions | 1529 23rd St | Columbus | NE | 68601-3517 | Platte | NE28784 | Active | 19437 | 2016 | G E A | UFPV - Unfired Pressure Vessel | MECH ROOM | SEPR - Separator | 3/31/2026
Cargill Meat Solutions | 1529 23rd St | Columbus | NE | 68601-3517 | Platte | NE43221 | Active | 191 | 2024 | Thermogenics | WT - Water Tube Boiler | Boiler Bldg. 70185 | PROC - Process Steam | 8/31/2025
Cargill Meat Solutions | 1529 23rd St | Columbus | NE | 68601-3517 | Platte | NE43222 | Active | 203 | 2024 | Thermogenics | ECON - Boiler Economizer | Boiler Bldg. 70185 | ECON - Boiler Economizer | 8/31/2025
ST JOSEPHS PARISH | 155 A St | Platte Center | NE | 68653-5327 | PLATTE | NE37547 | Inactive |  | 1984 | PEERLESS HEATER COMPANY |  | BOILER ROOM | HWHT - Hot Water Heat | 3/31/2007
Scotus Central Catholic | 1554 18th Ave | Columbus | NE | 68601-5132 | Platte | NE07574 | Active | 45713 | 2006 | Aerco International | FTVT - Firetube Vertical TB | boiler room | HWHT - Hot Water Heat | 10/31/2025
Scotus Central Catholic | 1554 18th Ave | Columbus | NE | 68601-5132 | Platte | NE07575 | Active | 45714 | 2006 | Aerco International | FTVT - Firetube Vertical TB | boiler room | HWHT - Hot Water Heat | 10/31/2025
Scotus Central Catholic | 1554 18th Ave | Columbus | NE | 68601-5132 | Platte | NE07576 | Active | 49915 | 2008 | Aerco International | FTVT - Firetube Vertical TB | boiler room | HWHT - Hot Water Heat | 10/31/2025
Scotus Central Catholic | 1554 18th Ave | Columbus | NE | 68601-5132 | Platte | NE16834 | Inactive | 37223 | 1991 | Unknown | FT - Firetube Boiler | HS KITCHEN | PROC - Process Steam | 6/30/1995
Scotus Central Catholic | 1554 18th Ave | Columbus | NE | 68601-5132 | Platte | NE31997 | Scrapped/Junked |  | 1962 | Rite | WT - Water Tube Boiler | BOILER ROOM | HWHT - Hot Water Heat | 6/30/2008
Scotus Central Catholic | 1554 18th Ave | Columbus | NE | 68601-5132 | Platte | NE32669 | Inactive |  | 1963 | KEWANEE | FTFB - Firetube-Firebox Boiler | BOILER ROOM | HWHT - Hot Water Heat | 6/30/2006
Scotus Central Catholic | 1554 18th Ave | Columbus | NE | 68601-5132 | Platte | NE32674 | Inactive |  | 1960 | MARKET FORGE INDUSTRIES | FT - Firetube Boiler | KITCHEN | 0021 - Steam Supp Cooker/Kettle | 6/30/1991
Scotus Central Catholic | 1554 18th Ave | Columbus | NE | 68601-5132 | Platte | NE32706 | Scrapped/Junked |  | 1963 | KEWANEE | FTFB - Firetube-Firebox Boiler | BOILER ROOM | STHT - Steam-Heat | 6/30/2007
Scotus Central Catholic | 1554 18th Ave | Columbus | NE | 68601-5132 | Platte | NE32707 | Scrapped/Junked |  | 1963 | KEWANEE | FTFB - Firetube-Firebox Boiler | BOILER ROOM | STHT - Steam-Heat | 6/30/2007
NICHOLS APARTMENTS | 1554 28th Ave | Columbus | NE | 68601-4981 | PLATTE | NE07109 | Scrapped/Junked |  | 1970 | AMERICAN STANDARD | WT - Water Tube Boiler | BOILER ROOM | STHT - Steam-Heat | 12/31/2000
St Bonaventure Church | 1565 18th Ave | Columbus | NE | 68601-5140 | Platte | NE25187 | Scrapped/Junked | n/a | 2012 | Peerless | CI - Cast Iron | basement | STHT - Steam-Heat | 10/31/2019
St Bonaventure Church | 1565 18th Ave | Columbus | NE | 68601-5140 | Platte | NE41840 | Active | 6334 | 2018 | Riello | WT - Water Tube Boiler | Basement | HWHT - Hot Water Heat | 8/31/2025
St Bonaventure Church | 1565 18th Ave | Columbus | NE | 68601-5140 | Platte | NE41841 | Active | 6348 | 2018 | Riello | WT - Water Tube Boiler | Basement | HWHT - Hot Water Heat | 8/31/2025
St Bonaventure Church | 1565 18th Ave | Columbus | NE | 68601-5140 | Platte | NE41842 | Active | 6332 | 2018 | Riello | WT - Water Tube Boiler | Basement | HWHT - Hot Water Heat | 8/31/2025
St Bonaventure Church | 1565 18th Ave | Columbus | NE | 68601-5140 | Platte | NE41843 | Active | 6336 | 2018 | Riello | WT - Water Tube Boiler | Basement | HWHT - Hot Water Heat | 8/31/2025
St Bonaventure School | 1604 15th St | Columbus | NE | 68601-5229 | Platte | NE08043 | Inactive |  | 1973 | CHROMALOX PRECISION HEAT | ELBL - Electric Boiler | BOILER ROOM | STHT - Steam-Heat | 6/30/1992
St Bonaventure School | 1604 15th St | Columbus | NE | 68601-5229 | Platte | NE32598 | Scrapped/Junked | n/a | 1950 | Cleaver Brooks | FTSM - FTS Marine Dry Back | BOILER ROOM | STHT - Steam-Heat | 6/30/2013
St Bonaventure School | 1604 15th St | Columbus | NE | 68601-5229 | Platte | NE32599 | Scrapped/Junked |  | 1950 | CLEA | FTSM - FTS Marine Dry Back | BOILER ROOM | STHT - Steam-Heat | 6/30/2007
OLD FIELD SCHOOL | 1610 9th St | Columbus | NE | 68601-5926 | PLATTE | NE33454 | Inactive |  | 1947 | PACIFIC | FT - Firetube Boiler | BOILER ROOM | STHT - Steam-Heat | 7/31/2002
Shell Creek Elementary | 16786 280th St | Columbus | NE | 68601-9637 | Platte | NE25729 | Active | 71831 | 2014 | Reimers | ELBL - Electric Boiler | Mech. Room | HWHT - Hot Water Heat | 4/30/2026
Express Car Wash | 1700 23rd St | Columbus | NE | 68601-3522 | Platte | NE26516 | Active | 274985 | 2016 | Teledyne Laars | CPFT - Horiz Cpr Fin Boiler | Mech. Room | HWSP - Hot Water Non Potable Supply | 11/30/2026
Express Car Wash | 1700 23rd St | Columbus | NE | 68601-3522 | Platte | NE40070 | Active | 123597 | 1990 | Teledyne Laars | CPFT - Horiz Cpr Fin Boiler | BOILER ROOM | HWHT - Hot Water Heat | 11/30/2026
Express Car Wash | 1700 23rd St | Columbus | NE | 68601-3522 | Platte | NE40071 | Scrapped/Junked | 126146 | 1991 | Teledyne Laars | CPFT - Horiz Cpr Fin Boiler | BOILER ROOM | HWSP - Hot Water Non Potable Supply | 11/30/2015
BECTON DICKINSON | 1700 23rd St | Columbus | NE | 68601-3522 | PLATTE | NE02809 | Inactive | 19546 | 1957 | KEWANEE | FT - Firetube Boiler | MECH ROOM | PROC - Process Steam | 7/31/2001
BECTON DICKINSON | 1700 23rd St | Columbus | NE | 68601-3522 | PLATTE | NE13871 | Inactive | 22759 | 1966 | KEWANEE | FT - Firetube Boiler | MECH ROOM | PROC - Process Steam | 7/31/2001
BECTON DICKINSON | 1700 23rd St | Columbus | NE | 68601-3522 | PLATTE | NE35547 | Inactive | 40191 | 1965 | CLEAVER BROOKS | FTSM - FTS Marine Dry Back |  | HWHT - Hot Water Heat | 7/31/1994
Razorback Farms LNG Site | 17028 370th Ave | Columbus | NE | 68601-3131 | Platte | NE41087 | Active | 51630 | 1997 | Ajax | WT - Water Tube Boiler | Outdoor Location on Skid | HWCA - Hotwater to Coil Htexchgr | 9/30/2026
HUSKER STEAK HOUSE | 1754 33rd Ave | Columbus | NE | 68601-4239 | PLATTE | NE21539 | Inactive |  | 1953 | NATIONAL RADIATOR |  | 1754 33RD AVE | HWHT - Hot Water Heat | 1/31/1999
HUSKER STEAK HOUSE | 1754 33rd Ave | Columbus | NE | 68601-4239 | PLATTE | NE21540 | Exempt 1999 LB-66 |  | 1990 | RHEEM MANUFACTURING CO | AHWH - ANSI/Fired Water Htr |  | HWSD - Hot Water Dom/Potable | 1/31/2000
Columbus Aquatic Pool | 1783 10th Ave | Columbus | NE | 68601-3614 | Platte | NE06205 | Scrapped/Junked | 142434 | 2004 | WTRP | CPFT - Horiz Cpr Fin Boiler | Boiler Room | OPHT - Outdoor Pool Heater | 6/30/2016
Columbus Aquatic Pool | 1783 10th Ave | Columbus | NE | 68601-3614 | Platte | NE26262 | Active | 271204 | 2015 | Laars | CPFT - Horiz Cpr Fin Boiler | Boiler Room | IPHT - Indoor Pool Heater | 3/31/2027
Columbus Aquatic Pool | 1783 10th Ave | Columbus | NE | 68601-3614 | Platte | NE40643 | Scrapped/Junked | 41857 | 1997 | AO SMITH | CPFT - Horiz Cpr Fin Boiler | POOL HEATER | OPHT - Outdoor Pool Heater | 7/31/2004
CITY OF COLUMBUS REC CNTR | 1783 10th Ave | Columbus | NE | 68601-3614 | PLATTE | NE40641 | Scrapped/Junked | 8965 | 1984 | AO SMITH | CHWH - ASME/Fired Water Heater | MECHANICAL ROOM | HWHT - Hot Water Heat | 7/31/2004
CITY OF COLUMBUS REC CNTR | 1783 10th Ave | Columbus | NE | 68601-3614 | PLATTE | NE40642 | Scrapped/Junked | 8963 | 1984 | AO SMITH | CHWH - ASME/Fired Water Heater | MECHANICAL ROOM | HWSD - Hot Water Dom/Potable | 7/31/2004
BOULEVARD LANES | 1819 Howard Blvd | Columbus | NE | 68601-4077 | PLATTE | NE30823 | Scrapped/Junked |  | 1937 | BRYANT |  | BASEMENT | HWHT - Hot Water Heat | 12/31/2006
Saunders Archery Co | 1874 14th Ave | Columbus | NE | 68601-3671 | Platte | NE11521 | Out of Service | n/a | 1983 | Peerless | CI - Cast Iron | PRINTSHOP | HWHT - Hot Water Heat | 4/30/2016
Saunders Archery Co | 1874 14th Ave | Columbus | NE | 68601-3671 | Platte | NE11522 | Out of Service | n/a | 1973 | AMST | CI - Cast Iron | WINDING RM | HWHT - Hot Water Heat | 4/30/2016
Saunders Archery Co | 1874 14th Ave | Columbus | NE | 68601-3671 | Platte | NE11523 | Out of Service | 21131 | 1973 | AMST | CI - Cast Iron | SEWING RM | HWHT - Hot Water Heat | 4/30/2016
Saunders Archery Co | 1874 14th Ave | Columbus | NE | 68601-3671 | Platte | NE27293 | Active | 195363 | 2016 | Lochinvar | FTSS - Firetube Stainless Steel | Break Room | HWHT - Hot Water Heat | 11/30/2026
Armed Forces Reserve Center | 2018 Armory Dr | Columbus | NE | 68601-2200 | Platte | NE22556 | Active | 124002 | 2010 | Laars | WTSS - Watertube SS Steel | Boiler room | HWHT - Hot Water Heat | 4/30/2026
Armed Forces Reserve Center | 2018 Armory Dr | Columbus | NE | 68601-2200 | Platte | NE22557 | Active | 123993 | 2010 | Laars | WTSS - Watertube SS Steel | Boiler room | HWHT - Hot Water Heat | 4/30/2026
FLEXcon | 2021 E 23rd St | Columbus | NE | 68601-3404 | Platte | NE00749 | Active | 82628 | 1998 | Fulton | FTNT - FT Vertical Tubeless | EAST PLANT | PROC - Process Steam | 12/31/2026
FLEXcon | 2021 E 23rd St | Columbus | NE | 68601-3404 | Platte | NE00750 | Active | 85328 | 2000 | Fulton | FTNT - FT Vertical Tubeless | WEST PLANT | PROC - Process Steam | 12/31/2026
Vishay Electronics Plant #6 | 2064 12th Ave | Columbus | NE | 68601-3632 | Platte | NE35598 | Out of Service | n/a | 1968 | American Standard | CI - Cast Iron | MECH ROOM | HWHT - Hot Water Heat | 4/30/2021
Vishay Electronics Plant #6 | 2064 12th Ave | Columbus | NE | 68601-3632 | Platte | NE35599 | Out of Service | n/a | 1988 | Weil-Mcclain | CI - Cast Iron | MECH ROOM | HWHT - Hot Water Heat | 4/30/2021
Tommy's Car Wash | 2112 23rd St | Columbus | NE | 68601-3430 | Platte | NE41518 | Active | 241531 | 2021 | Lochinvar | FTVT - Firetube Vertical TB | Mezzanine | GLFH - Glycol Floor Heat System | 2/28/2027
Tommy's Car Wash | 2112 23rd St | Columbus | NE | 68601-3430 | Platte | NE42761 | Active | 174858 | 2020 | PVI-Watts | CHWH - ASME/Fired Water Heater | Mech/CPU room | HWSP - Hot Water Non Potable Supply | 2/28/2027
Lindsay Manufacturing | 214 E 2nd St | Lindsay | NE | 68644-4620 | Platte | NE02972 | Scrapped/Junked | 6486 | 1974 | Kewanee | FTWB - FTS Marine Wet Back | RIGHT BLR RM (Door 21) | PROC - Process Steam | 9/30/2021
Lindsay Manufacturing | 214 E 2nd St | Lindsay | NE | 68644-4620 | Platte | NE02973 | Scrapped/Junked | 26486 | 1974 | KEWA | FTSM - FTS Marine Dry Back | LEFT BLR RM | PROC - Process Steam | 9/30/2012
Lindsay Manufacturing | 214 E 2nd St | Lindsay | NE | 68644-4620 | Platte | NE13617 | Scrapped/Junked | 10082 | 1999 | ALDRICH/LES | FTVT - Firetube Vertical TB | BASEMENT | HWHT - Hot Water Heat | 9/30/2015
Lindsay Manufacturing | 214 E 2nd St | Lindsay | NE | 68644-4620 | Platte | NE24159 | Active | 17412 | 2013 | Superior | FTSM - FTS Marine Dry Back | boiler room | PROC - Process Steam | 9/30/2026
Lindsay Manufacturing | 214 E 2nd St | Lindsay | NE | 68644-4620 | Platte | NE26300 | Active | 19580 | 2015 | ALDRICH/LES | FTVT - Firetube Vertical TB | BASEMENT | HWHT - Hot Water Heat | 9/30/2026
Lindsay Manufacturing | 214 E 2nd St | Lindsay | NE | 68644-4620 | Platte | NE41450 | Out of Service | 29566 | 2010 | Aesys Tech/York Shipley | FTSM - FTS Marine Dry Back | boiler room | PROC - Process Steam | 9/30/2022
Lindsay Manufacturing | 214 E 2nd St | Lindsay | NE | 68644-4620 | Platte | NE42096 | Active | 654 | 2022 | Les Inc/Aldrich Co | FTSM - FTS Marine Dry Back | boiler room | PROC - Process Steam | 9/30/2026
Lindsay Manufacturing | 214 E 2nd St | Lindsay | NE | 68644-4620 | Platte | NE43803 | Active | 604720 | 2024 | Lochinvar | FTHT - Firetube Horizontal | Pipe Mill above restrooms | GLFH - Glycol Floor Heat System | 9/30/2025
Becton-Dickinson | 2153 12th Ave | Columbus | NE | 68601-3633 | Platte | NE00311 | Active | 7318 | 2000 | Hurst Boiler & Welding | FT - Firetube Boiler | Rear Boiler Room | PROC - Process Steam | 7/31/2026
Becton-Dickinson | 2153 12th Ave | Columbus | NE | 68601-3633 | Platte | NE14034 | Inactive | 33190 | 1979 | Kewannee | FT - Firetube Boiler | BLR RM | PROC - Process Steam | 7/31/2011
Becton-Dickinson | 2153 12th Ave | Columbus | NE | 68601-3633 | Platte | NE19555 | Active | 10958 | 2010 | Johnston Boiler Co. | FTHT - Firetube Horizontal | Boiler Room | PROC - Process Steam | 7/31/2026
Becton-Dickinson | 2153 12th Ave | Columbus | NE | 68601-3633 | Platte | NE19556 | Active | 10959 | 2010 | Johnston Boiler Co. | FTHT - Firetube Horizontal | Boiler Room | PROC - Process Steam | 7/31/2026
Akralos/ADM | 2174 E 59th Ave | Columbus | NE | 68601-7974 | Platte | NE14053 | Active | 22860 | 1967 | Kewanee | FTSM - FTS Marine Dry Back | Boiler Room | PROC - Process Steam | 7/31/2026
Central Plains Milling | 2175 14th Ave | Columbus | NE | 68601-3676 | Platte | NE02966 | Active | 5841 | 1971 | Superior Boiler Works | FTSM - FTS Marine Dry Back | Boiler Room | PROC - Process Steam | 10/31/2026
Trinity Evangelical Church - BMIC 462362 | 2200 25th St | Columbus | NE | 68601-2612 | Platte | NE03990 | Scrapped/Junked |  | 1960 | KEWANEE | FTSM - FTS Marine Dry Back | BOILER ROOM | HWHT - Hot Water Heat | 6/30/2008
Trinity Evangelical Church - BMIC 462362 | 2200 25th St | Columbus | NE | 68601-2612 | Platte | NE10157 | Active | N/A | 2007 | Peerless | CI - Cast Iron | BASEMENT | HWHT - Hot Water Heat | 2/28/2026
Trinity Evangelical Church - BMIC 462362 | 2200 25th St | Columbus | NE | 68601-2612 | Platte | NE10158 | Active | N/A | 2007 | Peerless | CI - Cast Iron | BASEMENT | HWHT - Hot Water Heat | 2/28/2026
Columbus Middle School | 2200 26th St | Columbus | NE | 68601-2614 | PLATTE | NE06609 | Active | 97733 | 2004 | Fulton | FTUT - Firetube U-Tube Vert | BOILER ROOM | HWSD - Hot Water Dom/Potable | 1/31/2027
Columbus Middle School | 2200 26th St | Columbus | NE | 68601-2614 | PLATTE | NE06610 | Active | 97737 | 2004 | Fulton | FTUT - Firetube U-Tube Vert | BOILER ROOM | HWSD - Hot Water Dom/Potable | 1/31/2026
Columbus Middle School | 2200 26th St | Columbus | NE | 68601-2614 | PLATTE | NE06611 | Active | 97735 | 2004 | Fulton | FTUT - Firetube U-Tube Vert | BOILER ROOM | HWSD - Hot Water Dom/Potable | 1/31/2027
Columbus Middle School | 2200 26th St | Columbus | NE | 68601-2614 | PLATTE | NE06612 | Scrapped/Junked | 97729 | 2004 | Fulton | FTUT - Firetube U-Tube Vert | BOILER ROOM | HWHT - Hot Water Heat | 1/31/2025
Columbus Middle School | 2200 26th St | Columbus | NE | 68601-2614 | PLATTE | NE06613 | Scrapped/Junked | 97731 | 2004 | Fulton | FTUT - Firetube U-Tube Vert | BOILER ROOM | HWHT - Hot Water Heat | 1/31/2025
Columbus Middle School | 2200 26th St | Columbus | NE | 68601-2614 | PLATTE | NE06614 | Scrapped/Junked | 97732 | 2004 | Fulton | FTUT - Firetube U-Tube Vert | BOILER ROOM | HWHT - Hot Water Heat | 1/31/2024
Columbus Middle School | 2200 26th St | Columbus | NE | 68601-2614 | PLATTE | NE06615 | Scrapped/Junked | 97727 | 2004 | Fulton | FTUT - Firetube U-Tube Vert | BOILER ROOM | HWHT - Hot Water Heat | 1/31/2022
Columbus Middle School | 2200 26th St | Columbus | NE | 68601-2614 | PLATTE | NE33460 | Scrapped/Junked |  | 1959 | PACIFIC | FT - Firetube Boiler | BOILER ROOM | STHT - Steam-Heat | 7/31/2006
Columbus Middle School | 2200 26th St | Columbus | NE | 68601-2614 | PLATTE | NE33461 | Scrapped/Junked |  | 1959 | PACIFIC | FT - Firetube Boiler | BOILER ROOM | STHT - Steam-Heat | 7/31/2006
Columbus Middle School | 2200 26th St | Columbus | NE | 68601-2614 | PLATTE | NE33462 | Scrapped/Junked |  | 1959 | PACIFIC | FT - Firetube Boiler | BOILER ROOM | STHT - Steam-Heat | 7/31/2006
Columbus Middle School | 2200 26th St | Columbus | NE | 68601-2614 | PLATTE | NE43226 | Active | 6738 | 2024 | Riello | WTSS - Watertube SS Steel | Boiler Room | HWHT - Hot Water Heat | 1/31/2027
Columbus Middle School | 2200 26th St | Columbus | NE | 68601-2614 | PLATTE | NE43227 | Active | 6739 | 2024 | Riello | WTSS - Watertube SS Steel | Boiler Room | HWHT - Hot Water Heat | 1/31/2027
Columbus Middle School | 2200 26th St | Columbus | NE | 68601-2614 | PLATTE | NE43228 | Active | 6737 | 2024 | Riello | WTSS - Watertube SS Steel | Boiler Room | HWHT - Hot Water Heat | 1/31/2027
Columbus Middle School | 2200 26th St | Columbus | NE | 68601-2614 | PLATTE | NE43229 | Active | 6741 | 2024 | Riello | WTSS - Watertube SS Steel | Boiler Room | HWHT - Hot Water Heat | 1/31/2027
Columbus Middle School | 2200 26th St | Columbus | NE | 68601-2614 | PLATTE | NE43230 | Active | 6748 | 2024 | Riello | WTSS - Watertube SS Steel | Boiler Room | HWHT - Hot Water Heat | 1/31/2027
Columbus Middle School | 2200 26th St | Columbus | NE | 68601-2614 | PLATTE | NE43231 | Active | 6682 | 2024 | Riello | WTSS - Watertube SS Steel | Boiler Room | HWHT - Hot Water Heat | 1/31/2027
Columbus Middle School | 2200 26th St | Columbus | NE | 68601-2614 | PLATTE | NE43232 | Active | 6746 | 2024 | Riello | WTSS - Watertube SS Steel | Boiler Room | HWHT - Hot Water Heat | 1/31/2027
Columbus Middle School | 2200 26th St | Columbus | NE | 68601-2614 | PLATTE | NE43233 | Active | 6674 | 2024 | Riello | WTSS - Watertube SS Steel | Boiler Room | HWHT - Hot Water Heat | 1/31/2027
Columbus Middle School | 2200 26th St | Columbus | NE | 68601-2614 | PLATTE | NE43234 | Active | 6733 | 2024 | Riello | WTSS - Watertube SS Steel | Boiler Room | HWHT - Hot Water Heat | 1/31/2027
Columbus Middle School | 2200 26th St | Columbus | NE | 68601-2614 | PLATTE | NE43235 | Active | 6735 | 2024 | Riello | WTSS - Watertube SS Steel | Boiler Room | HWHT - Hot Water Heat | 1/31/2027
Columbus Middle School | 2200 26th St | Columbus | NE | 68601-2614 | PLATTE | NE43236 | Active | 6736 | 2024 | Riello | WTSS - Watertube SS Steel | Boiler Room | HWHT - Hot Water Heat | 1/31/2027
Columbus Middle School | 2200 26th St | Columbus | NE | 68601-2614 | PLATTE | NE43237 | Active | 6740 | 2024 | Riello | WTSS - Watertube SS Steel | Boiler Room | HWHT - Hot Water Heat | 1/31/2027
Columbus Middle School | 2200 26th St | Columbus | NE | 68601-2614 | PLATTE | NE43238 | Active | 6732 | 2024 | Riello | WTSS - Watertube SS Steel | Boiler Room | HWHT - Hot Water Heat | 1/31/2027
Columbus Middle School | 2200 26th St | Columbus | NE | 68601-2614 | PLATTE | NE43239 | Active | 6731 | 2024 | Riello | WTSS - Watertube SS Steel | Boiler Room | HWHT - Hot Water Heat | 1/31/2027
Columbus Middle School | 2200 26th St | Columbus | NE | 68601-2614 | PLATTE | NE43240 | Active | 6745 | 2024 | Riello | WTSS - Watertube SS Steel | Boiler Room | HWHT - Hot Water Heat | 1/31/2027
Columbus Middle School | 2200 26th St | Columbus | NE | 68601-2614 | PLATTE | NE43241 | Active | 6744 | 2024 | Riello | WTSS - Watertube SS Steel | Boiler Room | HWHT - Hot Water Heat | 1/31/2027
Columbus YMCA | 2200 28th Ave | Columbus | NE | 68601-3261 | PLATTE | NE02090 | Scrapped/Junked | 128222 | 2002 | LAARS HEATING SYSTEMS CO | CPFT - Horiz Cpr Fin Boiler | POOL ROOM | IPHT - Indoor Pool Heater | 8/31/2007
Columbus YMCA | 2200 28th Ave | Columbus | NE | 68601-3261 | PLATTE | NE06257 | Out of Service | 196669 | 2007 | Loch | CPFT - Horiz Cpr Fin Boiler | POOL ROOM | IPHT - Indoor Pool Heater | 6/30/2010
Columbus YMCA | 2200 28th Ave | Columbus | NE | 68601-3261 | PLATTE | NE30805 | Scrapped/Junked | 13932 | 1978 | TELEDYNE LAARS | CPFT - Horiz Cpr Fin Boiler | POOL HEATER ROOM | IPHT - Indoor Pool Heater | 6/30/2003
Columbus YMCA | 2200 28th Ave | Columbus | NE | 68601-3261 | PLATTE | NE30806 | Exempt 1999 LB-66 |  | 1988 | RHEEM MANUFACTURING CO | AHWH - ANSI/Fired Water Htr |  | HWSD - Hot Water Dom/Potable | 6/30/2000
Columbus YMCA | 2200 28th Ave | Columbus | NE | 68601-3261 | PLATTE | NE30807 | Exempt 1999 LB-66 |  | 1988 | RHEEM MANUFACTURING CO | AHWH - ANSI/Fired Water Htr |  | HWSD - Hot Water Dom/Potable | 6/30/2000
Columbus YMCA | 2200 28th Ave | Columbus | NE | 68601-3261 | PLATTE | NE30808 | Exempt 1999 LB-66 |  | 1988 | Rheem Manufacturing Co | AHWH - ANSI/Fired Water Htr |  | HWSD - Hot Water Dom/Potable | 6/30/2000
Columbus YMCA | 2200 28th Ave | Columbus | NE | 68601-3261 | PLATTE | NE30809 | Scrapped/Junked | 33858 | 1993 | Lochinvar | CPFT - Horiz Cpr Fin Boiler | GIRLS LOCKER ROOM | HWSD - Hot Water Dom/Potable | 5/31/2016
NORTH PARK ELEMENTARY | 2200 31st St | Columbus | NE | 68601-8163 | PLATTE | NE33459 | Scrapped/Junked |  | 1960 | KEWANEE | FT - Firetube Boiler | BOILER ROOM | HWHT - Hot Water Heat | 7/31/2002
NORTH PARK ELEMENTARY | 2200 31st St | Columbus | NE | 68601-8163 | PLATTE | NE34471 | Scrapped/Junked |  | 1965 | KEWANEE | FT - Firetube Boiler | BOILER ROOM | HWHT - Hot Water Heat | 7/31/2001
GOURMET BUFFET | 2204 23rd St | Columbus | NE | 68601-3302 | PLATTE | NE40397 | Scrapped/Junked |  | 1969 | AO SMITH | AHWH - ANSI/Fired Water Htr | KITCHEN | HWSD - Hot Water Dom/Potable | 3/31/2000
Private Building | 2209 11th St | Columbus | NE | 68601-5717 | Platte | NE16667 | Exempt | N/A | 1945 | BASM | CI - Cast Iron | BOILER ROOM | HWHT - Hot Water Heat | 2/28/2019
Engel's Prestige Dry Cleaners | 2262 25th Ave | Columbus | NE | 68601-3343 | Platte | NE16843 | Out of Service | 63300 | 1991 | Fulton | FTVT - Firetube Vertical TB | BOILER ROOM | PROC - Process Steam | 3/31/2015
SCRUB YOUR DUDS LAUNDRY | 2285 18th Ave | Columbus | NE | 68601-3403 | PLATTE | NE09962 | Scrapped/Junked | 552 | 2002 | AMST | CHWH - ASME/Fired Water Heater | BACK ROOM | HWSD - Hot Water Dom/Potable | 12/31/2007
SCRUB YOUR DUDS LAUNDRY | 2285 18th Ave | Columbus | NE | 68601-3403 | PLATTE | NE30831 | Scrapped/Junked |  | 1984 | STATE INDUSTRIES | AHWH - ANSI/Fired Water Htr | MECH ROOM | HWSD - Hot Water Dom/Potable | 12/31/2002
APARTMENT BUILDING | 2316 9th St | Columbus | NE | 68601-5704 | PLATTE | NE33452 | Scrapped/Junked |  | 1948 | PACIFIC | FT - Firetube Boiler | BOILER ROOM | STHT - Steam-Heat | 7/31/2005
APARTMENT BUILDING | 2316 9th St | Columbus | NE | 68601-5704 | PLATTE | NE33453 | Scrapped/Junked |  | 1959 | KEWANEE | FTFB - Firetube-Firebox Boiler | BOILER ROOM | HWHT - Hot Water Heat | 7/31/2005
Cornhusker Public Power | 23169 235th Ave | Columbus | NE | 68601-6318 | Platte | NE29087 | Active | 22527 | 2020 | Lochinvar | ELBL - Electric Boiler | Boiler Room | GLFH - Glycol Floor Heat System | 1/31/2027
Wash Well Laundry | 2332 23rd St | Columbus | NE | 68601-3304 | Platte | NE30832 | Scrapped/Junked |  | 1990 | STAT | AHWH - ANSI/Fired Water Htr | MECH ROOM | HWSD - Hot Water Dom/Potable | 12/31/2007
Columbus Car Wash | 2354 39th Ave | Columbus | NE | 68601-2220 | Platte | NE01643 | Scrapped/Junked | 217955 | 2004 | Raypak | CPFH - Copper Fin Water Heater | MECH ROOM | HWSP - Hot Water Non Potable Supply | 12/31/2024
Columbus Car Wash | 2354 39th Ave | Columbus | NE | 68601-2220 | Platte | NE40018 | Active | 65628 | 1988 | Raypak | CPFT - Horiz Cpr Fin Boiler | MECH ROOM | HWHT - Hot Water Heat | 12/31/2026
Columbus Car Wash | 2354 39th Ave | Columbus | NE | 68601-2220 | Platte | NE40019 | Scrapped/Junked | 65661 | 1988 | RayPak Inc, California | CPFT - Horiz Cpr Fin Boiler | MECH ROOM | HWSP - Hot Water Non Potable Supply | 12/31/2004
Columbus Dry Cleaners | 2374 32nd Ave | Columbus | NE | 68601-2466 | Platte | NE04208 | Scrapped/Junked | 20789 | 1985 | BRYAN STEAM LLC | WT - Water Tube Boiler | BOILER ROOM | PROC - Process Steam | 12/31/2001
Columbus Dry Cleaners | 2374 32nd Ave | Columbus | NE | 68601-2466 | Platte | NE08978 | Scrapped/Junked | 9173 | 2001 | Hurst | FTNT - FT Vertical Tubeless | LAUNDRY | PROC - Process Steam | 3/31/2019
GOODWILL STORE | 2409 13th St | Columbus | NE | 68601-5005 | PLATTE | NE16247 | Inactive |  | 1920 | ADVANCE-RUMLEY |  | BASEMENT | STHT - Steam-Heat | 2/28/1998
Kramer Education Building | 2410 16th St | Columbus | NE | 68601-4518 | Platte | NE11922 | Scrapped/Junked |  | 1987 | RHEE | AHWH - ANSI/Fired Water Htr | MECHANICAL ROOM | HWSD - Hot Water Dom/Potable | 7/31/2009
Kramer Education Building | 2410 16th St | Columbus | NE | 68601-4518 | Platte | NE11923 | Scrapped/Junked |  | 1987 | RHEE | AHWH - ANSI/Fired Water Htr | MECHANICAL ROOM | HWSD - Hot Water Dom/Potable | 7/31/2009
Kramer Education Building | 2410 16th St | Columbus | NE | 68601-4518 | Platte | NE16803 | Scrapped/Junked | 13818 | 1990 | WEBJ | COBL - Coil Type Boiler | BOILER ROOM | HWSD - Hot Water Dom/Potable | 1/31/2019
Kramer Education Building | 2410 16th St | Columbus | NE | 68601-4518 | Platte | NE17035 | Inactive | 116350 | 2008 | RHEEM | FTVT - Firetube Vertical TB | Boiler Room | HWSD - Hot Water Dom/Potable | 1/31/2022
Kramer Education Building | 2410 16th St | Columbus | NE | 68601-4518 | Platte | NE17036 | Inactive | 118619 | 2008 | RHEEM | FTVT - Firetube Vertical TB | Boiler Room | HWSD - Hot Water Dom/Potable | 1/31/2022
Kramer Education Building | 2410 16th St | Columbus | NE | 68601-4518 | Platte | NE32685 | Scrapped/Junked | n/a | 1969 | Kewanee | FTFB - Firetube-Firebox Boiler | BOILER ROOM | STHT - Steam-Heat | 1/31/2020
Kramer Education Building | 2410 16th St | Columbus | NE | 68601-4518 | Platte | NE32686 | Scrapped/Junked | n/a | 1969 | Kewanee | FTFB - Firetube-Firebox Boiler | BOILER ROOM | STHT - Steam-Heat | 1/31/2020
Emmerson Elementary | 2410 20th St | Columbus | NE | 68601-3311 | Platte | NE00698 | Active | 10969 | 2000 | ALES | FTVT - Firetube Vertical TB | 2ND FLOOR | HWHT - Hot Water Heat | 1/31/2027
Emmerson Elementary | 2410 20th St | Columbus | NE | 68601-3311 | Platte | NE00699 | Active | 10967 | 2000 | ALES | FTVT - Firetube Vertical TB | 2ND FLOOR | HWHT - Hot Water Heat | 1/31/2027
Emmerson Elementary | 2410 20th St | Columbus | NE | 68601-3311 | Platte | NE33458 | Inactive |  | 1940 | PACIFIC | FT - Firetube Boiler | BOILER ROOM | STHT - Steam-Heat | 7/31/2001
COLUMBUS I & II | 2412 13th St | Columbus | NE | 68601-5006 | PLATTE | NE03484 | Inactive |  | 1960 | PEERLESS HEATER COMPANY |  | BASEMENT | STHT - Steam-Heat | 2/28/1994
RONS FURNITURE | 2422 13th St | Columbus | NE | 68601-5006 | PLATTE | NE04186 | Inactive | 39339 | 1960 | TITUSVILLE | FTSM - FTS Marine Dry Back | BOILER ROOM | STHT - Steam-Heat | 6/30/2007
Sidump'R | 2500 E 23rd St | Columbus | NE | 68601-3441 | Platte | NE14979 | Scrapped/Junked | 62177 | 1986 | Cleaver & Brooks | FT - Firetube Boiler | Boiler room | PROC - Process Steam | 6/30/2010
Sidump'R | 2500 E 23rd St | Columbus | NE | 68601-3441 | Platte | NE14980 | Scrapped/Junked | 62179 | 1986 | Cleaver & Brooks | FT - Firetube Boiler | Boiler room | PROC - Process Steam | 10/31/2011
Sidump'R | 2500 E 23rd St | Columbus | NE | 68601-3441 | Platte | NE15416 | Active | 12835 | 1980 | Bryan | WT - Water Tube Boiler | Office Boiler Room | HWHT - Hot Water Heat | 3/31/2027
Sidump'R | 2500 E 23rd St | Columbus | NE | 68601-3441 | Platte | NE17625 | Out of Service | 27048 | 1994 | A. O. Smith | CHWH - ASME/Fired Water Heater | Maintenance | HWSD - Hot Water Dom/Potable | 10/31/2012
Sidump'R | 2500 E 23rd St | Columbus | NE | 68601-3441 | Platte | NE17673 | Out of Service | 31519 | 1995 | A. O. Smith | CHWH - ASME/Fired Water Heater | cafeteria | HWSD - Hot Water Dom/Potable | 10/31/2012
Sidump'R | 2500 E 23rd St | Columbus | NE | 68601-3441 | Platte | NE17674 | Out of Service | 32603 | 1995 | A. O. Smith | CHWH - ASME/Fired Water Heater | assembly | HWSD - Hot Water Dom/Potable | 10/31/2012
ABBI'S GIFTS & TABLEWARE | 2502 13th St | Columbus | NE | 68601-4914 | PLATTE | NE04768 | Inactive |  | 1960 | BRYANT |  | BASEMENT | HWHT - Hot Water Heat | 12/31/2002
Columbus City Library | 2504 14th St | Columbus | NE | 68601-4958 | Platte | NE00733 | Inactive | 10963 | 2000 | ALES | FTVT - Firetube Vertical TB | BASEMENT BOILER ROOM | HWHT - Hot Water Heat | 4/30/2021
Columbus City Library | 2504 14th St | Columbus | NE | 68601-4958 | Platte | NE00734 | Inactive | 10961 | 2000 | ALES | FTVT - Firetube Vertical TB | BASEMENT BOILER ROOM | HWHT - Hot Water Heat | 4/30/2021
Columbus City Library | 2504 14th St | Columbus | NE | 68601-4958 | Platte | NE19653 | Scrapped/Junked |  | 1956 | CRANE |  | BOILER ROOM | HWHT - Hot Water Heat | 4/30/2001
KELLY JEWELRY | 2507 13th St | Columbus | NE | 68601-4913 | PLATTE | NE01372 | Inactive | 18498 | 1979 | REIMERS ELECTRA STEAM | ELBL - Electric Boiler |  | PROC - Process Steam | 6/30/1985
TWEET'S SPORT SHOP | 2513 13th St | Columbus | NE | 68601-4913 | PLATTE | NE19643 | Inactive |  | 1976 | BASTIAN |  | BASEMENT | HWHT - Hot Water Heat | 3/31/2001
TWEET'S SPORT SHOP | 2513 13th St | Columbus | NE | 68601-4913 | PLATTE | NE19644 | Inactive |  | 1929 | AMERICAN STANDARD |  | BASEMENT | HWHT - Hot Water Heat | 3/31/2000
VACANT BUILDING | 2518 13th St | Columbus | NE | 68601-4914 | PLATTE | NE22333 | Inactive |  | 1969 | BASMOR |  | BASEMENT | HWHT - Hot Water Heat | 1/31/2006
vacant building | 2518 14th St | Columbus | NE | 68601-4909 | Platte | NE35364 | Inactive | n/a | 1940 | Kewanee | FTFB - Firetube-Firebox Boiler | BOILER ROOM | STHT - Steam-Heat | 4/30/2016
Columbus Housing Authority | 2554 40th Ave | Columbus | NE | 68601-8516 | Platte | NE00730 | Scrapped/Junked |  | 2000 | SLANT FIN |  | BLDG 17/MECH ROOM | HWHT - Hot Water Heat | 12/31/2007
Columbus Housing Authority | 2554 40th Ave | Columbus | NE | 68601-8516 | Platte | NE00731 | Scrapped/Junked |  | 1998 | PEERLESS HEATER COMPANY |  | BLDG #20/MECH ROOM | HWHT - Hot Water Heat | 12/31/2007
Columbus Housing Authority | 2554 40th Ave | Columbus | NE | 68601-8516 | Platte | NE05932 | Scrapped/Junked |  | 2004 | SLANT FIN |  | MECH ROOM BLDG #6 | HWHT - Hot Water Heat | 12/31/2007
Columbus Housing Authority | 2554 40th Ave | Columbus | NE | 68601-8516 | Platte | NE05942 | Scrapped/Junked |  | 2004 | SLANT FIN |  | BOILER ROOM | HWHT - Hot Water Heat | 12/31/2007
Columbus Housing Authority | 2554 40th Ave | Columbus | NE | 68601-8516 | Platte | NE10294 | Scrapped/Junked |  | 2000 | SLANT FIN |  | BLDG #11/MECH ROOM | HWHT - Hot Water Heat | 12/31/2007
Columbus Housing Authority | 2554 40th Ave | Columbus | NE | 68601-8516 | Platte | NE10295 | Scrapped/Junked |  | 2000 | SLANT FIN |  | BLDG #12/MECH ROOM | HWHT - Hot Water Heat | 12/31/2007
Columbus Housing Authority | 2554 40th Ave | Columbus | NE | 68601-8516 | Platte | NE12284 | Scrapped/Junked |  | 2000 | SLANT FIN |  | MECH ROOM | HWHT - Hot Water Heat | 12/31/2007
Columbus Housing Authority | 2554 40th Ave | Columbus | NE | 68601-8516 | Platte | NE12285 | Scrapped/Junked |  | 2000 | SLANT FIN |  | BLDG #16/MECH ROOM | HWHT - Hot Water Heat | 12/31/2007
Columbus Housing Authority | 2554 40th Ave | Columbus | NE | 68601-8516 | Platte | NE40231 | Exempt 1999 LB-66 |  | 1977 | RHEEM MANUFACTURING CO | AHWH - ANSI/Fired Water Htr |  | HWSD - Hot Water Dom/Potable | 12/31/1999
Columbus Housing Authority | 2554 40th Ave | Columbus | NE | 68601-8516 | Platte | NE40232 | Scrapped/Junked | n/a | 1970 | Peerless | CI - Cast Iron | MECH ROOM | HWHT - Hot Water Heat | 12/31/2022
Columbus Housing Authority | 2554 40th Ave | Columbus | NE | 68601-8516 | Platte | NE40233 | Scrapped/Junked |  | 1971 | PEERLESS HEATER COMPANY |  | MECH ROOM BLDG#1 | HWHT - Hot Water Heat | 12/31/2007
Columbus Housing Authority | 2554 40th Ave | Columbus | NE | 68601-8516 | Platte | NE40234 | Scrapped/Junked |  | 1985 | PEERLESS HEATER COMPANY |  | MECH ROOM BLDG #2 | HWHT - Hot Water Heat | 12/31/2007
Columbus Housing Authority | 2554 40th Ave | Columbus | NE | 68601-8516 | Platte | NE40235 | Scrapped/Junked |  | 1971 | PEERLESS HEATER COMPANY |  | MECH ROOM BLDG #3 | HWHT - Hot Water Heat | 12/31/2007
Columbus Housing Authority | 2554 40th Ave | Columbus | NE | 68601-8516 | Platte | NE40236 | Scrapped/Junked |  | 1971 | PEERLESS HEATER COMPANY |  | MECH ROOM BLDG #4 | HWHT - Hot Water Heat | 12/31/2007
Columbus Housing Authority | 2554 40th Ave | Columbus | NE | 68601-8516 | Platte | NE40237 | Scrapped/Junked |  | 1971 | PEERLESS HEATER COMPANY |  | MECH ROOM BLDG #5 | HWHT - Hot Water Heat | 12/31/2007
Columbus Housing Authority | 2554 40th Ave | Columbus | NE | 68601-8516 | Platte | NE40238 | Scrapped/Junked |  | 1983 | WEIL MCLAIN |  | BLDG 6/MECH ROOM | HWHT - Hot Water Heat | 12/31/2004
Columbus Housing Authority | 2554 40th Ave | Columbus | NE | 68601-8516 | Platte | NE40239 | Scrapped/Junked |  | 1983 | WEIL MCLAIN |  | BLDG #7/MECH ROOM | HWHT - Hot Water Heat | 12/31/2007
Columbus Housing Authority | 2554 40th Ave | Columbus | NE | 68601-8516 | Platte | NE40240 | Scrapped/Junked |  | 1971 | PEERLESS HEATER COMPANY |  | BLDG #8 | HWHT - Hot Water Heat | 12/8/1999
Columbus Housing Authority | 2554 40th Ave | Columbus | NE | 68601-8516 | Platte | NE40241 | Scrapped/Junked |  | 1994 | PEERLESS HEATER COMPANY |  | BLDG #9/MECH ROOM | HWHT - Hot Water Heat | 12/31/2007
Columbus Housing Authority | 2554 40th Ave | Columbus | NE | 68601-8516 | Platte | NE40242 | Scrapped/Junked |  | 1971 | PEERLESS HEATER COMPANY |  | BLDG #10/MECH ROOM | HWHT - Hot Water Heat | 12/31/2003
Columbus Housing Authority | 2554 40th Ave | Columbus | NE | 68601-8516 | Platte | NE40243 | Scrapped/Junked |  | 1998 | PEERLESS HEATER COMPANY |  | BLDG #11/MECH ROOM | HWHT - Hot Water Heat | 12/31/2002
Columbus Housing Authority | 2554 40th Ave | Columbus | NE | 68601-8516 | Platte | NE40244 | Scrapped/Junked |  | 1997 | PEERLESS HEATER COMPANY |  | BLDG #12/MECH ROOM | HWHT - Hot Water Heat | 12/31/2002
Columbus Housing Authority | 2554 40th Ave | Columbus | NE | 68601-8516 | Platte | NE40245 | Scrapped/Junked |  | 1993 | PEERLESS HEATER COMPANY |  | BLDG #13/MECH ROOM | HWHT - Hot Water Heat | 12/31/2007
Columbus Housing Authority | 2554 40th Ave | Columbus | NE | 68601-8516 | Platte | NE40246 | Scrapped/Junked |  | 1971 | PEERLESS HEATER COMPANY |  | BLDG #14/MECH ROOM | HWHT - Hot Water Heat | 12/31/2007
Columbus Housing Authority | 2554 40th Ave | Columbus | NE | 68601-8516 | Platte | NE40247 | Scrapped/Junked |  | 1980 | PEERLESS HEATER COMPANY |  | BLDG #15/MECH ROOM | HWHT - Hot Water Heat | 12/31/2007
Columbus Housing Authority | 2554 40th Ave | Columbus | NE | 68601-8516 | Platte | NE40248 | Scrapped/Junked |  | 1980 | PEERLESS HEATER COMPANY |  |  | HWHT - Hot Water Heat | 12/31/1999
Columbus Housing Authority | 2554 40th Ave | Columbus | NE | 68601-8516 | Platte | NE40249 | Scrapped/Junked |  | 1971 | PEERLESS HEATER COMPANY |  | BLDG #17 | HWHT - Hot Water Heat | 12/31/2000
Columbus Housing Authority | 2554 40th Ave | Columbus | NE | 68601-8516 | Platte | NE40250 | Scrapped/Junked |  | 1971 | PEERLESS HEATER COMPANY |  | BLDG #18/BOILER ROOM | HWHT - Hot Water Heat | 12/31/2005
Columbus Housing Authority | 2554 40th Ave | Columbus | NE | 68601-8516 | Platte | NE40251 | Scrapped/Junked |  | 1987 | VALLIANT |  | BLDG #19/MECH ROOM | HWHT - Hot Water Heat | 12/31/2007
Columbus Housing Authority | 2554 40th Ave | Columbus | NE | 68601-8516 | Platte | NE40252 | Scrapped/Junked |  | 1985 | PEERLESS HEATER COMPANY |  | BLDG #20 | HWHT - Hot Water Heat | 12/31/2000
Columbus Housing Authority | 2554 40th Ave | Columbus | NE | 68601-8516 | Platte | NE40277 | Scrapped/Junked |  | 1998 | PEERLESS HEATER COMPANY |  | BLDG #8/MECH ROOM | HWHT - Hot Water Heat | 12/31/2007
Columbus Housing Authority | 2554 40th Ave | Columbus | NE | 68601-8516 | Platte | NE40278 | Scrapped/Junked |  | 1998 | PEERLESS HEATER COMPANY |  | BLDG #16/MECH ROOM | HWHT - Hot Water Heat | 12/31/2003
Legacy Express Wash | 2583 E 5th Ave | Columbus | NE | 68601-7191 | Platte | NE41023 | Active | 486207 | 2019 | Intertek | WTSS - Watertube SS Steel | Mechanical Room | HWSP - Hot Water Non Potable Supply | 4/30/2027
Legacy Express Wash | 2583 E 5th Ave | Columbus | NE | 68601-7191 | Platte | NE41024 | Active | 479894 | 2019 | Intertek | WTSS - Watertube SS Steel | Mechanical Room | GLFH - Glycol Floor Heat System | 4/30/2027
Platte County Courthouse | 2610 14th St | Columbus | NE | 68601-4902 | Platte | NE07532 | Active | 53040 | 2005 | Bryan | ELBL - Electric Boiler | MECH ROOM | STHT - Steam-Heat | 12/31/2026
Platte County Courthouse | 2610 14th St | Columbus | NE | 68601-4902 | Platte | NE24182 | Active | 58460 | 2012 | Bryan | ELBL - Electric Boiler | MECH ROOM | STHT - Steam-Heat | 12/31/2026
Platte County Courthouse | 2610 14th St | Columbus | NE | 68601-4902 | Platte | NE35213 | Inactive | 2448 | 1975 | HYST | ELBL - Electric Boiler | COURT & JAIL | STHT - Steam-Heat | 9/30/2006
Platte County Courthouse | 2610 14th St | Columbus | NE | 68601-4902 | Platte | NE35214 | Scrapped/Junked | 2449 | 1975 | Hydro-Steam | ELBL - Electric Boiler | COURT & JAIL | STHT - Steam-Heat | 6/30/2012
FNBO - 702110K | 2623 13th St | Columbus | NE | 68601-4915 | Platte | NE03483 | Inactive | 32662 | 1977 | LATT | ELBL - Electric Boiler | BOILER ROOM | HWFS - HW Heat - Floor & Sidewalk | 9/30/2018
Brandt Holdings Company | 26422 430 St | Humphrey | NE | 68642-5191 | Platte | NE43934 | Active | 57100 | 2024 | NAVIEN | WTSS - Watertube SS Steel | Boiler Room 1 | HWHF - Hot Water Heat-Floor | 2/28/2027
Brandt Holdings Company | 26422 430 St | Humphrey | NE | 68642-5191 | Platte | NE43935 | Active | 331755 | 2025 | AO SMITH | CHWH - ASME/Fired Water Heater | Boiler Room 1 | HWSD - Hot Water Dom/Potable | 2/28/2027
Brandt Holdings Company | 26422 430 St | Humphrey | NE | 68642-5191 | Platte | NE43936 | Active | 331756 | 2025 | AO SMITH | CHWH - ASME/Fired Water Heater | Boiler Room 2 | HWSD - Hot Water Dom/Potable | 2/28/2027
Brandt Holdings Company | 26422 430 St | Humphrey | NE | 68642-5191 | Platte | NE43937 | Active | 57111 | 2024 | NAVIEN | WTSS - Watertube SS Steel | Boiler Room 2 | HWHF - Hot Water Heat-Floor | 2/28/2027
Brandt Holdings Company | 26422 430 St | Humphrey | NE | 68642-5191 | Platte | NE43938 | Active | 60871 | 2024 | NAVIEN | WTSS - Watertube SS Steel | Boiler Room 2 | HWHF - Hot Water Heat-Floor | 2/28/2027
Quality Inn | 265 33rd Ave | Columbus | NE | 68601-6403 | PLATTE | NE01599 | Inactive | 53377 | 2000 | AOSM | CHWH - ASME/Fired Water Heater | MECH ROOM | HWSD - Hot Water Dom/Potable | 6/30/2008
Quality Inn | 265 33rd Ave | Columbus | NE | 68601-6403 | PLATTE | NE08534 | Inactive | 84117 | 1999 | RHEE | CHWH - ASME/Fired Water Heater | MECH ROOM | HWSD - Hot Water Dom/Potable | 6/30/2008
Quality Inn | 265 33rd Ave | Columbus | NE | 68601-6403 | PLATTE | NE13355 | Scrapped/Junked | 284466 | 2008 | Raypak | CPPH - Ansi Cpr Fin Pool Heater | POOL EQUIP ROOM | IPHT - Indoor Pool Heater | 4/30/2012
Quality Inn | 265 33rd Ave | Columbus | NE | 68601-6403 | PLATTE | NE13356 | Scrapped/Junked | 0899 | 2008 | PENT | CPPH - Ansi Cpr Fin Pool Heater | POOL EQUIP ROOM | IPHT - Indoor Pool Heater | 4/30/2010
Quality Inn | 265 33rd Ave | Columbus | NE | 68601-6403 | PLATTE | NE17561 | Scrapped/Junked | 292237 | 2009 | Raypak | CPFT - Horiz Cpr Fin Boiler | Pool Mech. Room | IPHT - Indoor Pool Heater | 7/31/2016
Quality Inn | 265 33rd Ave | Columbus | NE | 68601-6403 | PLATTE | NE18715 | Scrapped/Junked |  | 1981 | AO SMITH | AHWH - ANSI/Fired Water Htr | LAUNDRY | HWSD - Hot Water Dom/Potable | 4/30/2002
Quality Inn | 265 33rd Ave | Columbus | NE | 68601-6403 | PLATTE | NE18716 | Scrapped/Junked |  | 1986 | RHEEM MANUFACTURING CO | AHWH - ANSI/Fired Water Htr | LAWN STORAGE | HWSD - Hot Water Dom/Potable | 4/30/2002
Quality Inn | 265 33rd Ave | Columbus | NE | 68601-6403 | PLATTE | NE18717 | Scrapped/Junked |  | 1986 | RHEEM MANUFACTURING CO | AHWH - ANSI/Fired Water Htr | LAWN STORAGE | HWSD - Hot Water Dom/Potable | 7/31/2000
Quality Inn | 265 33rd Ave | Columbus | NE | 68601-6403 | PLATTE | NE18719 | Scrapped/Junked |  | 1979 | A. O. Smith | CHWH - ASME/Fired Water Heater | Kitchen | HWSD - Hot Water Dom/Potable | 6/30/2007
Quality Inn | 265 33rd Ave | Columbus | NE | 68601-6403 | PLATTE | NE22251 | Out of Service | 335531 | 2012 | Raypak | CPPH - Ansi Cpr Fin Pool Heater | Pool Mech. Room | IPHT - Indoor Pool Heater | 7/31/2025
Quality Inn | 265 33rd Ave | Columbus | NE | 68601-6403 | PLATTE | NE26230 | Active | 406912 | 2015 | Raypak | CPPH - Ansi Cpr Fin Pool Heater | Pool Mech. Room | IPHT - Indoor Pool Heater | 7/31/2026
ESU 7 | 2657 44th Ave | Columbus | NE | 68601-8537 | Platte | NE41494 | Scrapped/Junked | 10829 | 2000 | Aldrich | FTVT - Firetube Vertical TB | Boiler Room | HWHT - Hot Water Heat | 2/28/2025
ESU 7 | 2657 44th Ave | Columbus | NE | 68601-8537 | Platte | NE41495 | Active | 30231 | 2010 | Lochinvar | FTVT - Firetube Vertical TB | Boiler Room 2563 | HWHT - Hot Water Heat | 2/28/2027
ESU 7 | 2657 44th Ave | Columbus | NE | 68601-8537 | Platte | NE41496 | Active | 30222 | 2010 | Lochinvar | FTVT - Firetube Vertical TB | Boiler Room | HWHT - Hot Water Heat | 2/28/2027
ESU 7 | 2657 44th Ave | Columbus | NE | 68601-8537 | Platte | NE41497 | Active | 30230 | 2010 | Lochinvar | FTVT - Firetube Vertical TB | Boiler Room | HWHT - Hot Water Heat | 2/28/2027
Platte Valley Equipment LLC/Vacin's | 26803 467th St/Hwy 81 | Humphrey | NE | 68642 | Platte | NE06908 | Out of Service | 1219 | 2005 | AXEM | FT - Firetube Boiler | 2ND STORY LANDING | GLYC - Glycol Bldg Heat Sys | 3/31/2025
THE FEDERATED CHURCH | 2704 14th St | Columbus | NE | 68601-4930 | PLATTE | NE04184 | Scrapped/Junked |  | 1977 | PEERLESS HEATER COMPANY |  | BOILER ROOM | HWHT - Hot Water Heat | 11/30/2001
Federated Church #X002300 | 2704 15th St | Columbus | NE | 68601-4935 | Platte | NE10257 | Active | 11016 | 1999 | Precision | ELBL - Electric Boiler | BASEMENT | HWHT - Hot Water Heat | 9/30/2026
First United Methodist Church-BMIC#534168 | 2710 14th St | Columbus | NE | 68601-4930 | Platte | NE22818 | Active | 205709 | 2011 | Lochinvar | WTSS - Watertube SS Steel | Penthouse | HHHP - Hotwater Heat & Heat Pump | 11/30/2026
First United Methodist Church-BMIC#534168 | 2710 14th St | Columbus | NE | 68601-4930 | Platte | NE22819 | Active | 205728 | 2011 | Lochinvar | WTSS - Watertube SS Steel | Penthouse | HHHP - Hotwater Heat & Heat Pump | 11/30/2026
VFW Post #3704 | 2720 23rd St | Columbus | NE | 68601-3204 | Platte | NE17038 | Active | 120660 | 2009 | RHEEM | FTVT - Firetube Vertical TB | Mech. Room | HWSD - Hot Water Dom/Potable | 2/28/2028
VFW Post #3704 | 2720 23rd St | Columbus | NE | 68601-3204 | Platte | NE40546 | Scrapped/Junked | 68545 | 1995 | RHEE | CHWH - ASME/Fired Water Heater | MECH ROOM | HWSD - Hot Water Dom/Potable | 10/31/2009
LATENIGHT | 2721 13th St | Columbus | NE | 68601-4916 | PLATTE | NE04185 | Scrapped/Junked |  | 1940 | PACIFIC | FT - Firetube Boiler | BOILER ROOM | STHT - Steam-Heat | 11/30/1994
Dusters Gottberg Brew Pub | 2804 13th St | Columbus | NE | 68601-4919 | Platte | NE30651 | Active | 2566 | 1979 | PPCO | ELBL - Electric Boiler | BASEMENT | PROC - Process Steam | 10/31/2026
Dusters Gottberg Brew Pub | 2804 13th St | Columbus | NE | 68601-4919 | Platte | NE30652 | Active | 2567 | 1979 | PPCO | ELBL - Electric Boiler | BASEMENT | PROC - Process Steam | 10/31/2026
Dusters Gottberg Brew Pub | 2804 13th St | Columbus | NE | 68601-4919 | Platte | NE30653 | Scrapped/Junked | 54918 | 1994 | AOSM | ELWH - Electric Water Heater | BASEMENT | HWSD - Hot Water Dom/Potable | 10/31/2008
Dusters Gottberg Brew Pub | 2804 13th St | Columbus | NE | 68601-4919 | Platte | NE30654 | Scrapped/Junked | 54917 | 1994 | AOSM | ELWH - Electric Water Heater | BOILER ROOM | HWSD - Hot Water Dom/Potable | 10/31/2009
Central Valley Ag | 28115 158th st | Duncan | NE | 68634 | Platte | NE02953 | Active | 4954 | 1969 | Superior Boiler Works | FTSM - FTS Marine Dry Back | Boiler room | PROC - Process Steam | 6/30/2026
SIRLOIN BUFFET | 2812 23rd St | Columbus | NE | 68601-3206 | PLATTE | NE22334 | Exempt 1999 LB-66 |  | 1976 | RHEEM MANUFACTURING CO | AHWH - ANSI/Fired Water Htr |  | HWSD - Hot Water Dom/Potable | 5/31/2000
Tasty Toppings | 28355 158th St | Duncan | NE | 68634 | Platte | NE13936 | Active | 54702 | 2009 | PM LATTNER MFR COMPANY | ELBL - Electric Boiler | PRODUCTION AREA | PROC - Process Steam | 4/30/2027
Emerald Nursing & Rehab Columbus | 2855 40th Ave | Columbus | NE | 68601-2152 | Platte | NE16691 | Scrapped/Junked |  | 1990 | RAYPAK INC, CALIFORNIA |  | BOILER ROOM | HWHT - Hot Water Heat | 4/30/2001
Emerald Nursing & Rehab Columbus | 2855 40th Ave | Columbus | NE | 68601-2152 | Platte | NE19554 | Out of Service | C29895 | 2010 | A O Smith | COBL - Coil Type Boiler | Mech. Room | HWSD - Hot Water Dom/Potable | 4/30/2022
Emerald Nursing & Rehab Columbus | 2855 40th Ave | Columbus | NE | 68601-2152 | Platte | NE19659 | Scrapped/Junked |  | 1969 | ACE | COBL - Coil Type Boiler | BOILER ROOM 1 | HWSD - Hot Water Dom/Potable | 6/30/2009
Emerald Nursing & Rehab Columbus | 2855 40th Ave | Columbus | NE | 68601-2152 | Platte | NE19660 | Exempt 1999 LB-66 |  | 1993 | RHEEM MANUFACTURING CO | AHWH - ANSI/Fired Water Htr |  | HWSD - Hot Water Dom/Potable | 4/30/2000
Emerald Nursing & Rehab Columbus | 2855 40th Ave | Columbus | NE | 68601-2152 | Platte | NE34850 | Scrapped/Junked | 21391 | 1982 | AOSM | COBL - Coil Type Boiler | BOILER ROOM 2 | HWSD - Hot Water Dom/Potable | 5/31/2011
Everclean Dry Cleaning | 2905 23rd St | Columbus | NE | 68601-3205 | Platte | NE25739 | Active | 118335 | 2014 | Fulton | FTNT - FT Vertical Tubeless | Boiler Room | PROC - Process Steam | 5/31/2026
Erv Koop | 2919 15th St | Columbus | NE | 68601-4809 | PLATTE | NE10159 | Exempt | N/A | 2006 | Slant Fin | CI - Cast Iron | BASEMENT | HWHT - Hot Water Heat | 12/31/2014
Erv Koop | 2919 15th St | Columbus | NE | 68601-4809 | PLATTE | NE40225 | Scrapped/Junked |  | 1978 | PEERLESS HEATER COMPANY |  | BASEMENT | HWHT - Hot Water Heat | 12/31/2008
Archangels Catholic High School | 300 S 7th St | Humphrey | NE | 68642-4245 | Platte | NE34644 | Active | n/a | 1965 | Kewanee | FTFB - Firetube-Firebox Boiler | BOILER ROOM | HWHT - Hot Water Heat | 1/31/2027
Prairie Village Retirement Center | 3000 39th Ave | Columbus | NE | 68601-2250 | Platte | NE17422 | Scrapped/Junked | 31768 | 1992 | BRYA | WT - Water Tube Boiler | Mech Room | HWHT - Hot Water Heat | 10/31/2011
Prairie Village Retirement Center | 3000 39th Ave | Columbus | NE | 68601-2250 | Platte | NE17423 | Scrapped/Junked | 76388 | 1992 | Pvi | COWH - Coil Type Water Heater | Mech Room | HWSD - Hot Water Dom/Potable | 10/31/2011
Prairie Village Retirement Center | 3000 39th Ave | Columbus | NE | 68601-2250 | Platte | NE20971 | Active | 193803 | 2011 | CAMUS | WTSS - Watertube SS Steel | Mech. Room | GLYC - Glycol Bldg Heat Sys | 11/30/2026
Prairie Village Retirement Center | 3000 39th Ave | Columbus | NE | 68601-2250 | Platte | NE20972 | Scrapped/Junked | 193802 | 2011 | CAMUS | WTSS - Watertube SS Steel | Mech. Room | GLYC - Glycol Bldg Heat Sys | 11/30/2023
Prairie Village Retirement Center | 3000 39th Ave | Columbus | NE | 68601-2250 | Platte | NE20973 | Scrapped/Junked | 185453 | 2011 | CAMUS | WTSS - Watertube SS Steel | Mech. Room | HWSD - Hot Water Dom/Potable | 11/30/2025
Prairie Village Retirement Center | 3000 39th Ave | Columbus | NE | 68601-2250 | Platte | NE43764 | Active | 620013 | 2024 | Sermeta | CPFH - Copper Fin Water Heater | Mech Room | HWSD - Hot Water Dom/Potable | 11/30/2026
ADM Corn Processing | 3000 E 8th St | Columbus | NE | 68601-9073 | Platte | NE17878 | Active | 467 | 1993 | Volcano | WT - Water Tube Boiler | Boiler Room Boiler #2 | PROC - Process Steam | 1/31/2023
ADM Corn Processing | 3000 E 8th St | Columbus | NE | 68601-9073 | Platte | NE18202 | Active | 3125 | 1995 | Nebraska Boiler | WT - Water Tube Boiler | Boiler Room Boiler #3 | PROC - Process Steam | 1/31/2026
ADM Corn Processing | 3000 E 8th St | Columbus | NE | 68601-9073 | Platte | NE18203 | Active | 3132 | 1995 | Nebraska Boiler | WT - Water Tube Boiler | Powerhouse Boiler #4 | PROC - Process Steam | 1/31/2026
ADM Corn Processing | 3000 E 8th St | Columbus | NE | 68601-9073 | Platte | NE18601 | Active | 2761 | 1992 | Nebraska Boiler | WT - Water Tube Boiler | Powerhouse Boiler #1 | PROC - Process Steam | 1/31/2026
ADM Corn Processing | 3000 E 8th St | Columbus | NE | 68601-9073 | Platte | NE18602 | Inactive | 2449 | 1989 | NEBRASKA BOILER | WT - Water Tube Boiler | POWERHOUSE | PROC - Process Steam | 2/29/1996
ADM Corn Processing | 3000 E 8th St | Columbus | NE | 68601-9073 | Platte | NE18603 | Inactive | 12450 | 1989 | NEBRASKA BOILER | WT - Water Tube Boiler | POWERHOUSE | PROC - Process Steam | 6/30/1996
ADM Corn Processing | 3000 E 8th St | Columbus | NE | 68601-9073 | Platte | NE18604 | Inactive | 19471 | 1990 | ZURN | WT - Water Tube Boiler | POWERHOUSE | PROC - Process Steam | 6/30/1996
ADM Corn Processing | 3000 E 8th St | Columbus | NE | 68601-9073 | Platte | NE19985 | Out of Service | 429 | 1993 | E-Conofab | ECON - Boiler Economizer | Boiler Room #17878 | ECON - Boiler Economizer | 1/31/2023
ADM Corn Processing | 3000 E 8th St | Columbus | NE | 68601-9073 | Platte | NE19986 | Active | 297 | 1992 | Econo-Fab | ECON - Boiler Economizer | Econ # 1 | ECON - Boiler Economizer | 1/31/2026
ADM Corn Processing | 3000 E 8th St | Columbus | NE | 68601-9073 | Platte | NE19987 | Active | 153 | 1995 | Precision Piping and Steel Fab, Inc. | ECON - Boiler Economizer | Power House | ECON - Boiler Economizer | 1/31/2026
ADM Corn Processing | 3000 E 8th St | Columbus | NE | 68601-9073 | Platte | NE19988 | Active | 152 | 1995 | E-Tech | ECON - Boiler Economizer | Boiler Room | ECON - Boiler Economizer | 1/31/2026
ADM Corn Processing | 3000 E 8th St | Columbus | NE | 68601-9073 | Platte | NE42171 | Inactive | 1101 | 2023 | Victory | WT - Water Tube Boiler | Outdoor Temporary | PROC - Process Steam | 1/31/2026
ADM Cogeneration | 3000 E 8th St | Columbus | NE | 68601-9073 | Platte | NE13373 | Inactive | 86391 | 1995 | Pvi | CHWH - ASME/Fired Water Heater | COGEN 1 | HWSP - Hot Water Non Potable Supply | 6/30/2009
ADM Cogeneration | 3000 E 8th St | Columbus | NE | 68601-9073 | Platte | NE13374 | Inactive | 86392 | 1995 | Pvi | CHWH - ASME/Fired Water Heater | COGEN 1 | HWSP - Hot Water Non Potable Supply | 6/30/2009
ADM Cogeneration | 3000 E 8th St | Columbus | NE | 68601-9073 | Platte | NE15368 | Active | 4 | 2009 | Metso Power | WT - Water Tube Boiler | Cogen #1 | PROC - Process Steam | 1/31/2026
ADM Cogeneration | 3000 E 8th St | Columbus | NE | 68601-9073 | Platte | NE15731 | Active | 5 | 2009 | Metso Power | WT - Water Tube Boiler | Cogen #2 | PROC - Process Steam | 1/31/2026
LIQUID CORN INC | 3005 E 8th St | Columbus | NE | 68601-9074 | PLATTE | NE17467 | Inactive | 8616 | 1980 | SUPERIOR BOILERWORKS | FT - Firetube Boiler | MECH AREA | PROC - Process Steam | 6/30/1994
Holy Family School | 301 Pine St | Lindsay | NE | 68644-4603 | Platte | NE32703 | Active | n/a | 1956 | Kewanee | FTFB - Firetube-Firebox Boiler | BOILER ROOM | STHT - Steam-Heat | 1/31/2027
Family Resource Center | 3020 18th St | Columbus | NE | 68601-4254 | Platte | NE11275 | Scrapped/Junked | 21751 | 1963 | Kewanee | FTSM - FTS Marine Dry Back | Boiler Room | STHT - Steam-Heat | 6/30/2020
Family Resource Center | 3020 18th St | Columbus | NE | 68601-4254 | Platte | NE14725 | Scrapped/Junked | 10489 | 1989 | Superior Boiler Works | FTSM - FTS Marine Dry Back | Boiler Room | STHT - Steam-Heat | 6/30/2020
Family Resource Center | 3020 18th St | Columbus | NE | 68601-4254 | Platte | NE29070 | Active | 359211 | 2020 | Lochinvar | FTVT - Firetube Vertical TB | Boiler Room (Main Level) | HWHT - Hot Water Heat | 12/31/2026
Sleep Inn & Suites | 303 23rd St | Columbus | NE | 68601-2761 | Platte | NE06295 | Exempt |  | 2005 | WATERPIK TECH/TELE LAARS | CPFT - Horiz Cpr Fin Boiler | POOL ROOM | IPHT - Indoor Pool Heater | 1/1/1900
Sleep Inn & Suites | 303 23rd St | Columbus | NE | 68601-2761 | Platte | NE09181 | Scrapped/Junked | 111575 | 2007 | AOSM | CHWH - ASME/Fired Water Heater | 2ND FL MECH ROOM | HWSD - Hot Water Dom/Potable | 10/31/2022
Sleep Inn & Suites | 303 23rd St | Columbus | NE | 68601-2761 | Platte | NE27469 | Active | 210737 | 2015 | AOSM | CHWH - ASME/Fired Water Heater | 1st Floor Mech Room | HWSD - Hot Water Dom/Potable | 10/31/2026
Sleep Inn & Suites | 303 23rd St | Columbus | NE | 68601-2761 | Platte | NE30723 | Scrapped/Junked | 27919 | 1995 | AOSM | CHWH - ASME/Fired Water Heater | MECH ROOM | HWSD - Hot Water Dom/Potable | 10/31/2024
Sleep Inn & Suites | 303 23rd St | Columbus | NE | 68601-2761 | Platte | NE30724 | Scrapped/Junked | 27918 | 1995 | AOSM | CHWH - ASME/Fired Water Heater | MECH ROOM | HWSD - Hot Water Dom/Potable | 10/31/2024
Sleep Inn & Suites | 303 23rd St | Columbus | NE | 68601-2761 | Platte | NE30725 | Scrapped/Junked | 26345 | 1994 | AOSM | CHWH - ASME/Fired Water Heater | MECH ROOM | HWSD - Hot Water Dom/Potable | 10/31/2016
Sleep Inn & Suites | 303 23rd St | Columbus | NE | 68601-2761 | Platte | NE30933 | Scrapped/Junked | 143077 | 1997 | TELEDYNE LAARS | CPFT - Horiz Cpr Fin Boiler | POOL ROOM | IPHT - Indoor Pool Heater | 4/30/2006
Sleep Inn & Suites | 303 23rd St | Columbus | NE | 68601-2761 | Platte | NE40068 | Scrapped/Junked | 77120 | 1997 | RHEEM MANUFACTURING CO | CHWH - ASME/Fired Water Heater | SOUTH WING | HWSD - Hot Water Dom/Potable | 4/30/2007
Sleep Inn & Suites | 303 23rd St | Columbus | NE | 68601-2761 | Platte | NE40069 | Scrapped/Junked | 77122 | 1997 | RHEEM MANUFACTURING CO | CHWH - ASME/Fired Water Heater | SOUTH WING | HWSD - Hot Water Dom/Potable | 4/30/2007
Sleep Inn & Suites | 303 23rd St | Columbus | NE | 68601-2761 | Platte | NE42021 | Active | 294948 | 2022 | AOSM | CHWH - ASME/Fired Water Heater | 2nd Floor Mech Room | HWSD - Hot Water Dom/Potable | 10/31/2026
Sleep Inn & Suites | 303 23rd St | Columbus | NE | 68601-2761 | Platte | NE42022 | Active | 297182 | 2022 | AOSM | CHWH - ASME/Fired Water Heater | 2nd Floor Mech Room | HWSD - Hot Water Dom/Potable | 10/31/2026
Sleep Inn & Suites | 303 23rd St | Columbus | NE | 68601-2761 | Platte | NE42723 | Active | 316496 | 2024 | AO SMITH | CHWH - ASME/Fired Water Heater | Boiler Room | HWSD - Hot Water Dom/Potable | 10/31/2026
Sleep Inn & Suites | 303 23rd St | Columbus | NE | 68601-2761 | Platte | NE42724 | Active | 316488 | 2024 | AO SMITH | CHWH - ASME/Fired Water Heater | Boiler Room | HWSD - Hot Water Dom/Potable | 10/31/2026
Valentino's | 3100 23rd St | Columbus | NE | 68601-3161 | Platte | NE40438 | Out of Service | 29947 | 1995 | AOSM | CHWH - ASME/Fired Water Heater | KITCHEN | HWSD - Hot Water Dom/Potable | 2/28/2018
FRC Housing | 3116 18th St | Columbus | NE | 68601-4229 | Platte | NE29068 | Active | 10965 | 2020 | Intellihot | CHWH - ASME/Fired Water Heater | 2 floor Mechanical Room | HWSD - Hot Water Dom/Potable | 12/31/2024
FRC Housing | 3116 18th St | Columbus | NE | 68601-4229 | Platte | NE29069 | Active | 11674 | 2020 | Intellihot | CHWH - ASME/Fired Water Heater | 2 floor Mechanical Room | HWSD - Hot Water Dom/Potable | 12/31/2024
Applebee's Bar & Grill | 328 E 23rd St | Columbus | NE | 68601-2823 | Platte | NE15098 | Scrapped/Junked | 00147212 | 2002 | Lochinvar | CPFH - Copper Fin Water Heater | MECH ROOM | HWSD - Hot Water Dom/Potable | 3/31/2012
Kats Car Wash & Gas | 3309 8th St | Columbus | NE | 68601-6407 | Platte | NE00454 | Scrapped/Junked |  | 1974 | AO SMITH | AHWH - ANSI/Fired Water Htr | MECH ROOM | HWSP - Hot Water Non Potable Supply | 2/28/2008
Kats Car Wash & Gas | 3309 8th St | Columbus | NE | 68601-6407 | Platte | NE12653 | Scrapped/Junked | 108668 | 2006 | AOSM | AHWH - ANSI/Fired Water Htr | MECH ROOM | HWSP - Hot Water Non Potable Supply | 2/28/2021
Viridis Chemical LLC | 3309 E 8th St | Columbus | NE | 68601-9003 | Platte | NE28176 | Out of Service | 4009 | 2017 | Boardman | UTNK - Unfired Vertical Tank | Outside | PROV - Process Vessel | 7/31/2025
Viridis Chemical LLC | 3309 E 8th St | Columbus | NE | 68601-9003 | Platte | NE28177 | Out of Service | 42304 | 2017 | Arrow | UTNK - Unfired Vertical Tank | Outside | REAC - Reactor | 7/31/2025
Viridis Chemical LLC | 3309 E 8th St | Columbus | NE | 68601-9003 | Platte | NE28178 | Out of Service | 42305 | 2017 | Arrow | UTNK - Unfired Vertical Tank | Outside | REAC - Reactor | 7/31/2025
Viridis Chemical LLC | 3309 E 8th St | Columbus | NE | 68601-9003 | Platte | NE28179 | Out of Service | 42306 | 2017 | Arrow | UTNK - Unfired Vertical Tank | Outside | REAC - Reactor | 7/31/2025
Viridis Chemical LLC | 3309 E 8th St | Columbus | NE | 68601-9003 | Platte | NE28180 | Out of Service | 42457 | 2018 | Arrow | UTNK - Unfired Vertical Tank | Outside | PROV - Process Vessel | 7/31/2025
Viridis Chemical LLC | 3309 E 8th St | Columbus | NE | 68601-9003 | Platte | NE28278 | Out of Service | 93711 | 2018 | Api Basco | HEXC - Heat Exchanger | Outside | HTEX - Heat Exchanger | 7/31/2025
Viridis Chemical LLC | 3309 E 8th St | Columbus | NE | 68601-9003 | Platte | NE28279 | Out of Service | 93712 | 2018 | Api Basco | HEXC - Heat Exchanger | Outside | HTEX - Heat Exchanger | 7/31/2025
Viridis Chemical LLC | 3309 E 8th St | Columbus | NE | 68601-9003 | Platte | NE28280 | Out of Service | 93707 | 2018 | Api Basco | HEXC - Heat Exchanger | Outside | HTEX - Heat Exchanger | 7/31/2025
Viridis Chemical LLC | 3309 E 8th St | Columbus | NE | 68601-9003 | Platte | NE28281 | Out of Service | 93708 | 2018 | Api Basco | HEXC - Heat Exchanger | Outside | HTEX - Heat Exchanger | 7/31/2025
Viridis Chemical LLC | 3309 E 8th St | Columbus | NE | 68601-9003 | Platte | NE28282 | Out of Service | 93709 | 2018 | Api Basco | HEXC - Heat Exchanger | Outside | HTEX - Heat Exchanger | 7/31/2025
Viridis Chemical LLC | 3309 E 8th St | Columbus | NE | 68601-9003 | Platte | NE28283 | Out of Service | 195 | 2018 | Ao Manufacturing | HEXC - Heat Exchanger | Outside | HTEX - Heat Exchanger | 7/31/2025
Viridis Chemical LLC | 3309 E 8th St | Columbus | NE | 68601-9003 | Platte | NE28284 | Out of Service | 196 | 2018 | Ao Manufacturing | HEXC - Heat Exchanger | Outside | HTEX - Heat Exchanger | 7/31/2025
Viridis Chemical LLC | 3309 E 8th St | Columbus | NE | 68601-9003 | Platte | NE28285 | Out of Service | 93710 | 2018 | Api Basco | HEXC - Heat Exchanger | Outside | HTEX - Heat Exchanger | 7/31/2025
Viridis Chemical LLC | 3309 E 8th St | Columbus | NE | 68601-9003 | Platte | NE28286 | Out of Service | 189 | 2018 | Ao Manufacturing | HEXC - Heat Exchanger | Outside | HTEX - Heat Exchanger | 7/31/2025
Typhoon Wash | 3317 14th St | Columbus | NE | 68601-4709 | Platte | NE12428 | Active | 159704 | 2003 | Lochinvar | CPFT - Horiz Cpr Fin Boiler | MECH ROOM | GLFH - Glycol Floor Heat System | 12/31/2024
Super Saver #18 | 3318 23rd St | Columbus | NE | 68601-3041 | Platte | NE05325 | Out of Service | n/a | 1985 | AOSM | AHWH - ANSI/Fired Water Htr | Boiler Room | HWSD - Hot Water Dom/Potable | 11/30/2014
Super Saver #18 | 3318 23rd St | Columbus | NE | 68601-3041 | Platte | NE05326 | Inactive | n/a | 1985 | AOSM | AHWH - ANSI/Fired Water Htr | Boiler Room | HWSD - Hot Water Dom/Potable | 11/30/2014
Super Saver #18 | 3318 23rd St | Columbus | NE | 68601-3041 | Platte | NE26517 | Scrapped/Junked | 193471 | 2014 | A O Smith | CHWH - ASME/Fired Water Heater | Boiler Room | HWSD - Hot Water Dom/Potable | 8/31/2020
Super Saver #18 | 3318 23rd St | Columbus | NE | 68601-3041 | Platte | NE28740 | Scrapped/Junked | 236960 | 2014 | A O Smith | CHWH - ASME/Fired Water Heater | Boiler Room | HWSD - Hot Water Dom/Potable | 2/28/2024
Super Saver #18 | 3318 23rd St | Columbus | NE | 68601-3041 | Platte | NEW | Scrapped/Junked | 304992 | 2023 | A O Smith | CHWH - ASME/Fired Water Heater | Boiler Room | HWSD - Hot Water Dom/Potable | 2/7/2024
SUPER 8 MOTEL COLUMBUS | 3324 20th St | Columbus | NE | 68601-3002 | PLATTE | NE30892 | Scrapped/Junked |  | 1990 | AO SMITH | ELWH - Electric Water Heater | LAUNDRY ROOM | HWSD - Hot Water Dom/Potable | 6/30/2000
SUPER 8 MOTEL COLUMBUS | 3324 20th St | Columbus | NE | 68601-3002 | PLATTE | NE30893 | Exempt 1999 LB-66 |  | 1995 | AO SMITH | ELWH - Electric Water Heater | LAUNDRY ROOM | HWSD - Hot Water Dom/Potable | 6/30/2000
COLUMBUS CHRISTIAN SCHOOL | 3418 15th St | Columbus | NE | 68601-4719 | PLATTE | NE33456 | Scrapped/Junked |  | 1952 | PACIFIC | FTFB - Firetube-Firebox Boiler | BOILER ROOM | STHT - Steam-Heat | 7/31/2001
New Columbus High School | 3434 Discoverer Dr | Columbus | NE | 68601-1907 | Platte | NE27432 | Active | 213435 | 2016 | A O Smith | CHWH - ASME/Fired Water Heater | MECANICAL ROOM | HWSD - Hot Water Dom/Potable | 1/31/2027
New Columbus High School | 3434 Discoverer Dr | Columbus | NE | 68601-1907 | Platte | NE27433 | Active | 213434 | 2016 | A O Smith | CHWH - ASME/Fired Water Heater | MECANICAL ROOM | HWSD - Hot Water Dom/Potable | 1/31/2027
New Columbus High School | 3434 Discoverer Dr | Columbus | NE | 68601-1907 | Platte | NE27434 | Active | 213510 | 2016 | A O Smith | CHWH - ASME/Fired Water Heater | MECANICAL ROOM | HWSD - Hot Water Dom/Potable | 1/31/2027
New Columbus High School | 3434 Discoverer Dr | Columbus | NE | 68601-1907 | Platte | NE27435 | Active | 217592 | 2016 | A O Smith | CHWH - ASME/Fired Water Heater | MECANICAL ROOM | HWSD - Hot Water Dom/Potable | 1/31/2027
DAYS INN | 371 33rd Ave | Columbus | NE | 68601-6405 | PLATTE | NE15191 | Exempt 1999 LB-66 |  | 1985 | RUUD | AHWH - ANSI/Fired Water Htr | SOUTH OUTSIDE STORAGE | HWSD - Hot Water Dom/Potable | 7/31/2000
DAYS INN | 371 33rd Ave | Columbus | NE | 68601-6405 | PLATTE | NE15192 | Exempt 1999 LB-66 |  | 1985 | RUUD | AHWH - ANSI/Fired Water Htr | SOUTH OUTSIDE STORAGE | HWSD - Hot Water Dom/Potable | 7/31/2000
DAYS INN | 371 33rd Ave | Columbus | NE | 68601-6405 | PLATTE | NE15193 | Exempt 1999 LB-66 |  | 1988 | AO SMITH | AHWH - ANSI/Fired Water Htr |  | HWSD - Hot Water Dom/Potable | 7/31/2000
DAYS INN | 371 33rd Ave | Columbus | NE | 68601-6405 | PLATTE | NE15194 | Exempt 1999 LB-66 |  | 1994 | RHEEM MANUFACTURING CO | AHWH - ANSI/Fired Water Htr |  | HWSD - Hot Water Dom/Potable | 7/31/2000
DAYS INN | 371 33rd Ave | Columbus | NE | 68601-6405 | PLATTE | NE15195 | Exempt 1999 LB-66 |  | 1985 | RUUD | AHWH - ANSI/Fired Water Htr | SHOP | HWSD - Hot Water Dom/Potable | 7/31/2000
DAYS INN | 371 33rd Ave | Columbus | NE | 68601-6405 | PLATTE | NE15196 | Scrapped/Junked |  | 1995 | TELEDYNE LAARS | WT - Water Tube Boiler | POOL | OPHT - Outdoor Pool Heater | 7/31/2000
DAYS INN | 371 33rd Ave | Columbus | NE | 68601-6405 | PLATTE | NE15197 | Exempt 1999 LB-66 |  | 1990 | RHEEM MANUFACTURING CO | AHWH - ANSI/Fired Water Htr |  | HWSD - Hot Water Dom/Potable | 7/31/2000
DAYS INN | 371 33rd Ave | Columbus | NE | 68601-6405 | PLATTE | NE15198 | Exempt 1999 LB-66 |  | 1990 | RHEEM MANUFACTURING CO | AHWH - ANSI/Fired Water Htr |  | HWSD - Hot Water Dom/Potable | 7/31/2000
Columbian Village | 3717 27th St | Columbus | NE | 68601-2230 | Platte | NE02541 | Active | n/a | 2004 | PEER | CI - Cast Iron | maint room | HWHT - Hot Water Heat | 10/31/2026
Columbian Village | 3717 27th St | Columbus | NE | 68601-2230 | Platte | NE17039 | Scrapped/Junked | 136402 | 2009 | A O Smith | CHWH - ASME/Fired Water Heater | Boiler Rm. Unit C/D | HWSD - Hot Water Dom/Potable | 10/31/2015
Columbian Village | 3717 27th St | Columbus | NE | 68601-2230 | Platte | NE30735 | Scrapped/Junked |  | 1960 | AMERICAN STANDARD |  | BOILER ROOM | HWHT - Hot Water Heat | 10/31/2005
Columbian Village | 3717 27th St | Columbus | NE | 68601-2230 | Platte | NE30736 | Scrapped/Junked | n/a | 1986 | STAT | AHWH - ANSI/Fired Water Htr | b complex | HWSD - Hot Water Dom/Potable | 10/31/2010
Columbian Village | 3717 27th St | Columbus | NE | 68601-2230 | Platte | NE30737 | Scrapped/Junked |  | 1960 | American Standard | CI - Cast Iron | C/D COMPLEX | HWHT - Hot Water Heat | 12/31/1999
Columbian Village | 3717 27th St | Columbus | NE | 68601-2230 | Platte | NE30738 | Scrapped/Junked |  | 1990 | RHEE | AHWH - ANSI/Fired Water Htr | C/D COMPLEX | HWSD - Hot Water Dom/Potable | 10/31/2009
Columbian Village | 3717 27th St | Columbus | NE | 68601-2230 | Platte | NE30739 | Scrapped/Junked | n/a | 1987 | STAT | AHWH - ANSI/Fired Water Htr | a complex | HWSD - Hot Water Dom/Potable | 10/31/2011
Columbian Village | 3717 27th St | Columbus | NE | 68601-2230 | Platte | NE40226 | Active | n/a | 1998 | Peerless | CI - Cast Iron | boiler room | HWHT - Hot Water Heat | 10/31/2026
Columbian Village | 3717 27th St | Columbus | NE | 68601-2230 | Platte | NE40920 | Active | 167541 | 1999 | TELE | CPFT - Horiz Cpr Fin Boiler | c/d complex | HWHT - Hot Water Heat | 10/31/2026
Columbus Surgery Center | 3772 43rd Ave | Columbus | NE | 68601-1681 | Platte | NE07530 | Active | 183612 | 2006 | Lochinvar | CPFT - Horiz Cpr Fin Boiler | MECH ROOM | HWHT - Hot Water Heat | 2/28/2027
Columbus Surgery Center | 3772 43rd Ave | Columbus | NE | 68601-1681 | Platte | NE07531 | Active | 183611 | 2006 | Lochinvar | COWH - Coil Type Water Heater | MECH ROOM | HWHT - Hot Water Heat | 2/28/2027
Columbus Surgery Center | 3772 43rd Ave | Columbus | NE | 68601-1681 | Platte | NE41431 | Active | 28497 | 2021 | Steris Corp | ELBL - Electric Boiler | Sterile area | STER - Sterilizer | 2/28/2027
St Isidore School | 3821 20Th St | Columbus | NE | 68601-2903 | Platte | NE32667 | Scrapped/Junked |  | 1964 | IRON | FT - Firetube Boiler | BOILER ROOM | STHT - Steam-Heat | 8/31/2009
Columbus Wellness Center | 3912 38th St | Columbus | NE | 68601-1701 | Platte | NE26736 | Active | 55434 | 2014 | PVI Industries | CHWH - ASME/Fired Water Heater | Boiler room | HWSD - Hot Water Dom/Potable | 9/30/2026
Columbus Wellness Center | 3912 38th St | Columbus | NE | 68601-1701 | Platte | NE26737 | Active | 56516 | 2014 | PVI Industries | CHWH - ASME/Fired Water Heater | Boiler room | HWSD - Hot Water Dom/Potable | 9/30/2026
Columbus Wellness Center | 3912 38th St | Columbus | NE | 68601-1701 | Platte | NE26738 | Active | 56517 | 2014 | PVI Industries | CHWH - ASME/Fired Water Heater | Boiler room | HWSD - Hot Water Dom/Potable | 9/30/2026
Columbus Wellness Center | 3912 38th St | Columbus | NE | 68601-1701 | Platte | NE26739 | Active | 55424 | 2014 | PVI Industries | CHWH - ASME/Fired Water Heater | Boiler room | HWSD - Hot Water Dom/Potable | 9/30/2026
Columbus Wellness Center | 3912 38th St | Columbus | NE | 68601-1701 | Platte | NE26740 | Active | 272452 | 2014 | Aerco | FTVT - Firetube Vertical TB | Boiler room | HWHT - Hot Water Heat | 9/30/2026
Columbus Wellness Center | 3912 38th St | Columbus | NE | 68601-1701 | Platte | NE26741 | Active | 272451 | 2014 | Aerco | FTVT - Firetube Vertical TB | Boiler room | HWHT - Hot Water Heat | 9/30/2026
Columbus Wellness Center | 3912 38th St | Columbus | NE | 68601-1701 | Platte | NE26742 | Active | 273011 | 2014 | Aerco | FTVT - Firetube Vertical TB | Boiler room | HWHT - Hot Water Heat | 9/30/2026
Columbus Wellness Center | 3912 38th St | Columbus | NE | 68601-1701 | Platte | NE26743 | Active | 3449 | 2014 | Amerec | ELBL - Electric Boiler | Boiler room | SAUN - Sauna Steam Room Heat | 9/30/2026
Columbus Wellness Center | 3912 38th St | Columbus | NE | 68601-1701 | Platte | NE42479 | Active | 154876 | 2022 | PVI Industries | CHWH - ASME/Fired Water Heater | Field House | HWSD - Hot Water Dom/Potable | 9/30/2026
Columbus Wellness Center | 3912 38th St | Columbus | NE | 68601-1701 | Platte | NE42480 | Active | 154866 | 2022 | PVI Industries | CHWH - ASME/Fired Water Heater | Field House | HWSD - Hot Water Dom/Potable | 9/30/2026
Columbus Wellness Center | 3912 38th St | Columbus | NE | 68601-1701 | Platte | NE42481 | Active | 395087 | 2022 | Lochinvar | FTVT - Firetube Vertical TB | Field House | HWHT - Hot Water Heat | 9/30/2026
Columbus Wellness Center | 3912 38th St | Columbus | NE | 68601-1701 | Platte | NE42482 | Active | 395653 | 2022 | Lochinvar | FTVT - Firetube Vertical TB | Field House | HWHT - Hot Water Heat | 9/30/2026
VICTORIAN INN | 3919 23rd St | Columbus | NE | 68601-2917 | PLATTE | NE40706 | Exempt 1999 LB-66 |  | 1999 | RHEEM MANUFACTURING CO | AHWH - ANSI/Fired Water Htr | MECH ROOM | HWSD - Hot Water Dom/Potable | 8/31/2000
VICTORIAN INN | 3919 23rd St | Columbus | NE | 68601-2917 | PLATTE | NE40707 | Exempt 1999 LB-66 |  | 1999 | RHEEM MANUFACTURING CO | AHWH - ANSI/Fired Water Htr | MECHANICAL ROOM | HWSD - Hot Water Dom/Potable | 8/31/2000
Behlen Mfg Co | 4025 E 23rd St | Columbus | NE | 68601-3448 | Platte | NE09470 | Active | 2829 | 1965 | Kewanee | FTFB - Firetube-Firebox Boiler | Office area | HWHT - Hot Water Heat | 11/30/2026
Behlen Mfg Co | 4025 E 23rd St | Columbus | NE | 68601-3448 | Platte | NE09471 | Scrapped/Junked |  | 1984 | Ruud-Rheem | AHWH - ANSI/Fired Water Htr | Outside cafeteria | HWSD - Hot Water Dom/Potable | 11/30/2008
Behlen Mfg Co | 4025 E 23rd St | Columbus | NE | 68601-3448 | Platte | NE09472 | Scrapped/Junked |  | 1968 | Ruud-Rheem | WHTB - Waste Heat Boiler | Outside cafeteria | HWDP - Hotwater Heat & Dom Supply | 9/30/2004
Behlen Mfg Co | 4025 E 23rd St | Columbus | NE | 68601-3448 | Platte | NE13879 | Active | 15373 | 1967 | Cleaver & Brooks | FTSM - FTS Marine Dry Back | Boiler area | PROC - Process Steam | 11/30/2026
Behlen Mfg Co | 4025 E 23rd St | Columbus | NE | 68601-3448 | Platte | NE15421 | Active | NA | 1980 | Ruud-Rheem | CHWH - ASME/Fired Water Heater | AIM Area | HWSD - Hot Water Dom/Potable | 11/30/2026
Humphrey Public School | 405 S 7th St | Humphrey | NE | 68642-4246 | Platte | NE08816 | Scrapped/Junked | 175988 | 2000 | Raypak | CHWH - ASME/Fired Water Heater | UPSTAIRS MECH ROOM | HWSD - Hot Water Dom/Potable | 2/28/2026
Humphrey Public School | 405 S 7th St | Humphrey | NE | 68642-4246 | Platte | NE08817 | Scrapped/Junked | 175987 | 2000 | Raypak | CHWH - ASME/Fired Water Heater | UPSTAIRS MECH ROOM | HWSD - Hot Water Dom/Potable | 2/28/2026
Humphrey Public School | 405 S 7th St | Humphrey | NE | 68642-4246 | Platte | NE08818 | Active | 4435 | 2000 | Fulton | FTUT - Firetube U-Tube Vert | UPSTAIRS MECH ROOM | HWHT - Hot Water Heat | 2/28/2027
Humphrey Public School | 405 S 7th St | Humphrey | NE | 68642-4246 | Platte | NE08819 | Active | 4429 | 2000 | Fulton | FTUT - Firetube U-Tube Vert | DOWNSTARIS MECH RM | HWHT - Hot Water Heat | 2/28/2027
Humphrey Public School | 405 S 7th St | Humphrey | NE | 68642-4246 | Platte | NE08820 | Active | 4425 | 2000 | Fulton | FTUT - Firetube U-Tube Vert | DOWNSTAIRS MECH RM | HWHT - Hot Water Heat | 2/28/2027
Humphrey Public School | 405 S 7th St | Humphrey | NE | 68642-4246 | Platte | NE20114 | Inactive |  | 1982 | RUUD | AHWH - ANSI/Fired Water Htr | BOILER ROOM | HWSD - Hot Water Dom/Potable | 7/31/1999
Humphrey Public School | 405 S 7th St | Humphrey | NE | 68642-4246 | Platte | NE32704 | Inactive |  | 1938 | KEWANEE | FTFB - Firetube-Firebox Boiler | BOILER ROOM | STHT - Steam-Heat | 7/31/2000
Humphrey Public School | 405 S 7th St | Humphrey | NE | 68642-4246 | Platte | NE43464 | Active | 160268 | 2025 | PVI Industries | CHWH - ASME/Fired Water Heater | Upstairs Boiler Room | HWSD - Hot Water Dom/Potable | 2/28/2027
Humphrey Public School | 405 S 7th St | Humphrey | NE | 68642-4246 | Platte | NE43465 | Active | 160321 | 2025 | PVI Industries | CHWH - ASME/Fired Water Heater | Upstairs Boiler Room | HWSD - Hot Water Dom/Potable | 2/28/2027
MONROE SCHOOL | 408 OSBORN ST | MONROE | NE | 68647 | PLATTE | NE21576 | Inactive |  | 1996 | WEIL MCLAIN |  | BOILER ROOM | HWHT - Hot Water Heat | 6/30/2001
MONROE SCHOOL | 408 OSBORN ST | MONROE | NE | 68647 | PLATTE | NE32814 | Inactive | 17446 | 1983 | BRYAN STEAM LLC | WT - Water Tube Boiler | BOILER ROOM | STHT - Steam-Heat | 6/30/2001
West Park Elementary | 4100 Adamy St | Columbus | NE | 68601-2973 | Platte | NE20670 | Scrapped/Junked | 89427 | 1997 | Pvi | CHWH - ASME/Fired Water Heater | BOILER ROOM | HWSD - Hot Water Dom/Potable | 1/31/2013
West Park Elementary | 4100 Adamy St | Columbus | NE | 68601-2973 | Platte | NE33457 | Scrapped/Junked | na | 1960 | Kewanee | FTFB - Firetube-Firebox Boiler | BOILER ROOM | HWHT - Hot Water Heat | 1/31/2020
West Park Elementary | 4100 Adamy St | Columbus | NE | 68601-2973 | Platte | NE41080 | Scrapped/Junked | 353216 | 2019 | Lochinvar | FTVT - Firetube Vertical TB | Upstairs Boiler room | HWHT - Hot Water Heat | 1/31/2022
West Park Elementary | 4100 Adamy St | Columbus | NE | 68601-2973 | Platte | NE41081 | Scrapped/Junked | 353100 | 2019 | Lochinvar | FTVT - Firetube Vertical TB | Upstairs Boiler room | HWHT - Hot Water Heat | 1/31/2022
RVW Inc | 4118 Howard Blvd | Columbus | NE | 68601-4036 | Platte | NE40629 | Scrapped/Junked | 32771 | 1979 | Kewanee | FTFB - Firetube-Firebox Boiler | BASEMENT | STHT - Steam-Heat | 2/28/2020
Akralos | 4431 E 23rd St | Columbus | NE | 68601 | Platte | NE02970 | Active | 31886 | 1974 | Cleaver Brooks | FTSM - FTS Marine Dry Back | BOILER ROOM | PROC - Process Steam | 6/30/2026
Central Community College | 4500 63rd St | Columbus | NE | 68601-8031 | Platte | NE02315 | Scrapped/Junked | 40265 | 2004 | Aerco International | FTVT - Firetube Vertical TB | EAST ED CNTR | HWHT - Hot Water Heat | 7/31/2016
Central Community College | 4500 63rd St | Columbus | NE | 68601-8031 | Platte | NE02316 | Scrapped/Junked | 40264 | 2004 | Aerco International | FTVT - Firetube Vertical TB | EAST ED CNTR | HWHT - Hot Water Heat | 3/31/2018
Central Community College | 4500 63rd St | Columbus | NE | 68601-8031 | Platte | NE17037 | Active | 125580 | 2008 | PVI Industries | FTHT - Firetube Horizontal | Boiler Room - PE Center | HWSD - Hot Water Dom/Potable | 3/31/2027
Central Community College | 4500 63rd St | Columbus | NE | 68601-8031 | Platte | NE20607 | Active | 74340 | 1995 | Cleveland | ELBL - Electric Boiler | Kitchen | 0021 - Steam Supp Cooker/Kettle | 3/31/2027
Central Community College | 4500 63rd St | Columbus | NE | 68601-8031 | Platte | NE22554 | Active | N/A | 2011 | Harsco | CALU - Cast Aluminum | Boiler room - PE Center | HWHT - Hot Water Heat | 3/31/2027
Central Community College | 4500 63rd St | Columbus | NE | 68601-8031 | Platte | NE22555 | Active | N/A | 2011 | Harsco | CALU - Cast Aluminum | Boiler Room - PE Center | HWHT - Hot Water Heat | 3/31/2027
Central Community College | 4500 63rd St | Columbus | NE | 68601-8031 | Platte | NE22859 | Active | 103854 | 2012 | Cleveland | FT - Firetube Boiler | Kitchen | COOK - Cooker/Kettle | 3/31/2027
Central Community College | 4500 63rd St | Columbus | NE | 68601-8031 | Platte | NE22860 | Active | N/A | 2012 | Harsco | CALU - Cast Aluminum | Fine Arts Building | HWHT - Hot Water Heat | 3/31/2027
Central Community College | 4500 63rd St | Columbus | NE | 68601-8031 | Platte | NE22861 | Active | N/A | 2012 | Harsco | CALU - Cast Aluminum | Fine Arts Building | HWHT - Hot Water Heat | 3/31/2027
Central Community College | 4500 63rd St | Columbus | NE | 68601-8031 | Platte | NE26311 | Active | N/A | 2016 | Patterson Kelley | CALU - Cast Aluminum | Student Ctr. Mech. | HWHT - Hot Water Heat | 3/31/2027
Central Community College | 4500 63rd St | Columbus | NE | 68601-8031 | Platte | NE26312 | Active | N/A | 2016 | Patterson Kelley | CALU - Cast Aluminum | Student Ctr. Mech. | HWHT - Hot Water Heat | 3/31/2027
Central Community College | 4500 63rd St | Columbus | NE | 68601-8031 | Platte | NE26735 | Active | 76708 | 2016 | Aerco International | FTVT - Firetube Vertical TB | EAST ED CNTR | HWHT - Hot Water Heat | 3/31/2027
Central Community College | 4500 63rd St | Columbus | NE | 68601-8031 | Platte | NE27272 | Active | 77491 | 2017 | Aerco International | FTVT - Firetube Vertical TB | EAST ED CNTR | HWHT - Hot Water Heat | 3/31/2027
Central Community College | 4500 63rd St | Columbus | NE | 68601-8031 | Platte | NE27957 | Active | N/A | 2018 | Harsco | CALU - Cast Aluminum | N Education | HWHT - Hot Water Heat | 3/31/2027
Central Community College | 4500 63rd St | Columbus | NE | 68601-8031 | Platte | NE27958 | Active | N/A | 2018 | Harsco | CALU - Cast Aluminum | N Education | HWHT - Hot Water Heat | 3/31/2027
Central Community College | 4500 63rd St | Columbus | NE | 68601-8031 | Platte | NE32280 | Scrapped/Junked | 1884 | 1969 | Kewanee | FTFB - Firetube-Firebox Boiler | P E BLDG | HWHT - Hot Water Heat | 7/31/2011
Central Community College | 4500 63rd St | Columbus | NE | 68601-8031 | Platte | NE32281 | Scrapped/Junked | 2131 | 1969 | KEWA | FTFB - Firetube-Firebox Boiler | FINE ARTS BLDG | HWHT - Hot Water Heat | 7/31/2012
Central Community College | 4500 63rd St | Columbus | NE | 68601-8031 | Platte | NE32687 | Scrapped/Junked |  | 1969 | KEWANEE | FT - Firetube Boiler | EAST ED CENTER | HWHT - Hot Water Heat | 7/31/2004
Central Community College | 4500 63rd St | Columbus | NE | 68601-8031 | Platte | NE32689 | Scrapped/Junked | 68943 | 1969 | KEWA | FTFB - Firetube-Firebox Boiler | WEST ED CENTER | HWHT - Hot Water Heat | 7/31/2016
Central Community College | 4500 63rd St | Columbus | NE | 68601-8031 | Platte | NE34589 | Scrapped/Junked | 29101 | 1978 | KEWA | FTFB - Firetube-Firebox Boiler | NORTH ED BLDG | STHT - Steam-Heat | 3/31/2018
Central Community College | 4500 63rd St | Columbus | NE | 68601-8031 | Platte | NE41429 | Active | N/A | 2021 | Patterson Kelley | CALU - Cast Aluminum | Science/Technology Bldg. | HWHT - Hot Water Heat | 3/31/2027
Central Community College | 4500 63rd St | Columbus | NE | 68601-8031 | Platte | NE41430 | Active | N/A | 2021 | Patterson Kelley | CALU - Cast Aluminum | Science/Technology Bldg. | HWHT - Hot Water Heat | 3/31/2027
Meridian Gardens | 4515 38th St | Columbus | NE | 68601-1609 | Platte | NE24097 | Active | 146011 | 2010 | AO SMITH | CHWH - ASME/Fired Water Heater | 2nd Floor | HWSD - Hot Water Dom/Potable | 3/31/2026
Meridian Gardens | 4515 38th St | Columbus | NE | 68601-1609 | Platte | NE24098 | Active | 155228 | 2011 | AO SMITH | FT - Firetube Boiler | 2nd Floor | HWSD - Hot Water Dom/Potable | 3/31/2026
Gerhold Concrete | 4521 Howard Blvd | Columbus | NE | 68601-2980 | Platte | NE05165 | Active | 385 | 1993 | Sioux Steam | COBL - Coil Type Boiler | Boiler Room | HWSP - Hot Water Non Potable Supply | 4/30/2027
Gerhold Concrete | 4521 Howard Blvd | Columbus | NE | 68601-2980 | Platte | NE05199 | Active | 384 | 1993 | Sioux Steam | COBL - Coil Type Boiler | Boiler Room | HWSP - Hot Water Non Potable Supply | 4/30/2027
Gerhold Concrete | 4521 Howard Blvd | Columbus | NE | 68601-2980 | Platte | NE34228 | Out of Service | 507 | 1965 | Kewannee | FTFB - Firetube-Firebox Boiler | Boiler Room | PROC - Process Steam | 3/31/2011
Columbus Community Hospital | 4600 38th St | Columbus | NE | 68601-1664 | Platte | NE08885 | Active | 14572 | 2000 | SUPR | FTWB - FTS Marine Wet Back | BOILER ROOM | BSUP - Bldg Heat & Process | 9/30/2026
Columbus Community Hospital | 4600 38th St | Columbus | NE | 68601-1664 | Platte | NE08886 | Active | 14571 | 2000 | SUPR | FTWB - FTS Marine Wet Back | BOILER ROOM | BSUP - Bldg Heat & Process | 9/30/2026
Columbus Community Hospital | 4600 38th St | Columbus | NE | 68601-1664 | Platte | NE08887 | Active | 14570 | 2000 | SUPR | FTWB - FTS Marine Wet Back | BOILER ROOM | BSUP - Bldg Heat & Process | 9/30/2026
Columbus Fire Station | 4630 Howard Blvd | Columbus | NE | 68601-2158 | Platte | NE28738 | Active | 122650 | 2019 | Lochinvar | FTVT - Firetube Vertical TB | Mezzanine #1 | GLFH - Glycol Floor Heat System | 2/28/2027
Columbus Fire Station | 4630 Howard Blvd | Columbus | NE | 68601-2158 | Platte | NE28739 | Active | 119552 | 2019 | Lochinvar | FTVT - Firetube Vertical TB | Mezzanine #1 | GLFH - Glycol Floor Heat System | 2/28/2027
Columbus Fire Station | 4630 Howard Blvd | Columbus | NE | 68601-2158 | Platte | NE28773 | Active | 122648 | 2019 | Lochinvar | FTVT - Firetube Vertical TB | Mezzanine #2 | HWHT - Hot Water Heat | 2/28/2027
Columbus Fire Station | 4630 Howard Blvd | Columbus | NE | 68601-2158 | Platte | NE28774 | Active | 122647 | 2019 | Lochinvar | FTVT - Firetube Vertical TB | Mezzanine #2 | HWHT - Hot Water Heat | 2/28/2027
Brookestone Acres | 4715 38th St | Columbus | NE | 68601-1622 | Platte | NE24099 | Active | 226056 | 2012 | Camus/Gianonni | WTSS - Watertube SS Steel | Mechanical Room | HWSD - Hot Water Dom/Potable | 4/30/2027
Brookestone Acres | 4715 38th St | Columbus | NE | 68601-1622 | Platte | NE24100 | Scrapped/Junked | 226059 | 2012 | Camus/Gianonni | WTSS - Watertube SS Steel | Mechanical Room | HWSD - Hot Water Dom/Potable | 4/30/2022
Brookestone Acres | 4715 38th St | Columbus | NE | 68601-1622 | Platte | NE41864 | Active | 549296 | 2022 | Lochinvar | WT - Water Tube Boiler | Mechanical Room | HWSD - Hot Water Dom/Potable | 4/30/2027
Commonwealth Electric | 472 26th Ave | Columbus | NE | 68601-6625 | Platte | NE30793 | Out of Service | n/a | 1996 | Peerless | CI - Cast Iron | BOILER ROOM | STHT - Steam-Heat | 12/31/2012
Red Star Feeds | 48303 115 Ave | Leigh | NE | 68643-4003 | Platte | NE43463 | Active | 559137 | 2022 | RBI/ Sermeta | WTHW - Watertube Wtr Heater | Boiler Room | HWSP - Hot Water Non Potable Supply | 9/30/2026
Centennial Elementary | 500 Centennial St | Columbus | NE | 68601-7305 | Platte | NE08421 | Scrapped/Junked | 10972 | 2000 | ALES | FTVT - Firetube Vertical TB | BOILER ROOM | HWHT - Hot Water Heat | 1/31/2023
Centennial Elementary | 500 Centennial St | Columbus | NE | 68601-7305 | Platte | NE08422 | Scrapped/Junked | 10971 | 2000 | ALES | FTVT - Firetube Vertical TB | BOILER ROOM | HWHT - Hot Water Heat | 1/31/2022
Tran Tec LLC | 5120 26th St | Columbus | NE | 68601-6579 | Platte | NE19658 | Scrapped/Junked | N/A | 1971 | THERM PAK | WT - Water Tube Boiler | BOILER ROOM | PROC - Process Steam | 8/31/2019
Sapp Bros Travel Center | 517 E 23rd St | Columbus | NE | 68601-2828 | Platte | NE06601 | Scrapped/Junked | 1282 | 2004 | ZINK | COBL - Coil Type Boiler | CAR WASH | HWHT - Hot Water Heat | 5/31/2013
Sapp Bros Travel Center | 517 E 23rd St | Columbus | NE | 68601-2828 | Platte | NE06602 | Scrapped/Junked | 1330 | 2004 | Zink | COBL - Coil Type Boiler | CAR WASH | HWHT - Hot Water Heat | 5/31/2013
Sapp Bros Travel Center | 517 E 23rd St | Columbus | NE | 68601-2828 | Platte | NE06603 | Scrapped/Junked | 1295 | 2004 | Zink | COBL - Coil Type Boiler | CAR WASH | HWHT - Hot Water Heat | 5/31/2013
Sapp Bros Travel Center | 517 E 23rd St | Columbus | NE | 68601-2828 | Platte | NE06604 | Scrapped/Junked | 1309 | 2004 | Zink | COBL - Coil Type Boiler | CAR WASH | HWHT - Hot Water Heat | 5/31/2013
Sapp Bros Travel Center | 517 E 23rd St | Columbus | NE | 68601-2828 | Platte | NE06605 | Scrapped/Junked | 1306 | 2004 | Zink | COBL - Coil Type Boiler | CAR WASH | HWHT - Hot Water Heat | 5/31/2013
Sapp Bros Travel Center | 517 E 23rd St | Columbus | NE | 68601-2828 | Platte | NE06606 | Scrapped/Junked | 1316 | 2004 | ZINK | COBL - Coil Type Boiler | CAR WASH | HWHT - Hot Water Heat | 5/31/2013
Sapp Bros Travel Center | 517 E 23rd St | Columbus | NE | 68601-2828 | Platte | NE22820 | Active | 229302 | 2012 | Lochinvar | WTSS - Watertube SS Steel | Car Wash | HWSP - Hot Water Non Potable Supply | 5/31/2027
Sapp Bros Travel Center | 517 E 23rd St | Columbus | NE | 68601-2828 | Platte | NE22821 | Active | 227764 | 2012 | Lochinvar | WTSS - Watertube SS Steel | Car Wash | HWSP - Hot Water Non Potable Supply | 5/31/2027
Holiday Inn Express | 524 E 23rd St | Columbus | NE | 68601-2827 | Platte | NE27665 | Active | 2098 | 2017 | Intellihot | CHWH - ASME/Fired Water Heater | MECANICAL ROOM | HWSD - Hot Water Dom/Potable | 7/31/2026
Holiday Inn Express | 524 E 23rd St | Columbus | NE | 68601-2827 | Platte | NE27666 | Active | 2087 | 2017 | Intellihot | CHWH - ASME/Fired Water Heater | MECANICAL ROOM | HWSD - Hot Water Dom/Potable | 7/31/2026
Holiday Inn Express | 524 E 23rd St | Columbus | NE | 68601-2827 | Platte | NE27667 | Active | 2095 | 2017 | Intellihot | CHWH - ASME/Fired Water Heater | MECANICAL ROOM | HWSD - Hot Water Dom/Potable | 7/31/2026
Holiday Inn Express | 524 E 23rd St | Columbus | NE | 68601-2827 | Platte | NE27668 | Active | 1900 | 2017 | Intellihot | CHWH - ASME/Fired Water Heater | MECANICAL ROOM | HWSD - Hot Water Dom/Potable | 7/31/2026
Holiday Inn Express | 524 E 23rd St | Columbus | NE | 68601-2827 | Platte | NE40540 | Scrapped/Junked | 45401 | 1998 | AOSM | CHWH - ASME/Fired Water Heater | LAUNDRY | HWSD - Hot Water Dom/Potable | 3/31/2013
Holiday Inn Express | 524 E 23rd St | Columbus | NE | 68601-2827 | Platte | NE40541 | Scrapped/Junked | 46543 | 1998 | AOSM | CHWH - ASME/Fired Water Heater | MECH ROOM | HWSD - Hot Water Dom/Potable | 3/31/2013
Holiday Inn Express | 524 E 23rd St | Columbus | NE | 68601-2827 | Platte | NE40542 | Exempt 1999 LB-66 |  | 1999 | AO SMITH | AHWH - ANSI/Fired Water Htr | MECH ROOM | HWSD - Hot Water Dom/Potable | 4/30/2000
Holiday Inn Express | 524 E 23rd St | Columbus | NE | 68601-2827 | Platte | NE40543 | Scrapped/Junked | 44856 | 1998 | AOSM | CHWH - ASME/Fired Water Heater | MECH ROOM | HWSD - Hot Water Dom/Potable | 3/31/2015
Holiday Inn Express | 524 E 23rd St | Columbus | NE | 68601-2827 | Platte | NE40544 | Scrapped/Junked | n/a | 1999 | Purex | CPFT - Horiz Cpr Fin Boiler | INDOOR POOL ROOM | IPHT - Indoor Pool Heater | 3/31/2017
Holiday Inn Express | 524 E 23rd St | Columbus | NE | 68601-2827 | Platte | NE40545 | Scrapped/Junked |  | 1998 | PURE | CPFT - Horiz Cpr Fin Boiler | INDOOR POOL ROOM | SPAJ - Spa/Jacuzzi Heater | 4/30/2010
Kent Feeds Inc | 5445 23rd St/East Hwy 30 | Columbus | NE | 68601 | Platte | NE02991 | Active | 57554 | 1984 | Cleaver & Brooks | FT - Firetube Boiler | Boiler maint. bldg. | PROC - Process Steam | 7/31/2026
Pawnee Plunge Water Park | 560 33rd Ave | Columbus | NE | 68601 | Platte | NE06933 | Active | 2487 | 2005 | Raypak | CPFH - Copper Fin Water Heater | Pool House | OPHT - Outdoor Pool Heater | 6/30/2026
Pawnee Plunge Water Park | 560 33rd Ave | Columbus | NE | 68601 | Platte | NE06934 | Active | 2488 | 2005 | Raypak | CPFH - Copper Fin Water Heater | POOL HOUSE | OPHT - Outdoor Pool Heater | 6/30/2026
St Anthony's School | 562 17th Ave | Columbus | NE | 68601-6941 | Platte | NE18320 | Active | n/a | 1993 | Peerless | CI - Cast Iron | school boiler room | STHT - Steam-Heat | 10/31/2026
St Anthony's School | 562 17th Ave | Columbus | NE | 68601-6941 | Platte | NE34505 | Scrapped/Junked | n/a | 1980 | Weil-Mcclain | CI - Cast Iron | boiler room | HWHT - Hot Water Heat | 10/31/2021
St Anthony's School | 562 17th Ave | Columbus | NE | 68601-6941 | Platte | NE43421 | Active | 189743 | 2020 | Lochinvar | FTVT - Firetube Vertical TB | Boiler Room | HWHT - Hot Water Heat | 10/31/2026
St Anthony's School | 562 17th Ave | Columbus | NE | 68601-6941 | Platte | NE43422 | Active | 189741 | 2020 | Lochinvar | FTVT - Firetube Vertical TB | Boiler Room | HWHT - Hot Water Heat | 10/31/2026
Harrah's Casino | 5944 Howard Blvd | Columbus | NE | 68601-8309 | Platte | NE42721 | Active | 24939 | 2023 | Intellihot | COWH - Coil Type Water Heater | Mechanical room | HWHT - Hot Water Heat | 7/31/2026
Harrah's Casino | 5944 Howard Blvd | Columbus | NE | 68601-8309 | Platte | NE42722 | Active | 24943 | 2023 | Intellihot | COWH - Coil Type Water Heater | Mechanical room | HWHT - Hot Water Heat | 7/31/2026
St Francis Grade School | 605 Elm St | Humphrey | NE | 68642-4251 | Platte | NE18482 | Inactive | 5429 | 1953 | Kewannee | FT - Firetube Boiler | BOILER ROOM | STHT - Steam-Heat | 7/31/2001
St Francis Grade School | 605 Elm St | Humphrey | NE | 68642-4251 | Platte | NE32661 | Inactive | n/a | 1953 | Kewanee | FTFB - Firetube-Firebox Boiler | BOILER ROOM | STHT - Steam-Heat | 1/31/2017
St Francis Grade School | 605 Elm St | Humphrey | NE | 68642-4251 | Platte | NE32662 | Active | n/a | 1953 | Kewanee | FTFB - Firetube-Firebox Boiler | BOILER ROOM | STHT - Steam-Heat | 1/31/2027
St Francis Grade School | 605 Elm St | Humphrey | NE | 68642-4251 | Platte | NE37559 | Scrapped/Junked | 32566 | 1979 | Kewanee | FTFB - Firetube-Firebox Boiler | BASEMENT | STHT - Steam-Heat | 7/31/2011
RELAINCE FIRE MUSEUM | 6219 NW Kelly Dr | Parkville | NE | 64152-3987 | Platte | NE09836 | Inactive |  | 1914 | WATEROUS | FTVT - Firetube Vertical TB | PORTABLE | 0027 - Steam Fire Engine | 6/30/2004
FRANK LOOMER | 815 Lovers Ln | Columbus | NE | 68601-7918 | PLATTE | NE24312 | Exempt |  | 1970 | AMERICAN STANDARD |  | BASEMENT | STHT - Steam-Heat | 12/31/2002
WALMART #774 | 818 E 23rd St | Columbus | NE | 68601-3866 | PLATTE | NE06041 | Exempt | 57176 | 2004 | STANDARD REFRIGERATION | HTNK - Horizontal UFPV | PUMP HOUSE "A" | REFR - Refrigerant Storage/Supp | 3/31/2007
WALMART #774 | 818 E 23rd St | Columbus | NE | 68601-3866 | PLATTE | NE06042 | Exempt | 57173 | 2004 | STANDARD REFRIGERATION | HTNK - Horizontal UFPV | PUMP HOUSE "A" | REFR - Refrigerant Storage/Supp | 3/31/2007
WALMART #774 | 818 E 23rd St | Columbus | NE | 68601-3866 | PLATTE | NE06043 | Exempt | 57095 | 2004 | STANDARD REFRIGERATION | HTNK - Horizontal UFPV | PUMP HOUSE "B" | REFR - Refrigerant Storage/Supp | 3/31/2007
WALMART #774 | 818 E 23rd St | Columbus | NE | 68601-3866 | PLATTE | NE06044 | Exempt | 57093 | 2004 | STANDARD REFRIGERATION | HTNK - Horizontal UFPV | PUMP HOUSE "B" | REFR - Refrigerant Storage/Supp | 3/31/2007
Becton-Dickinson | 920 E 19th St | Columbus | NE | 68601-3797 | Platte | NE08888 | Active | 14696 | 2001 | Superior Boiler Works | FT - Firetube Boiler | Boiler Rm | PROC - Process Steam | 7/31/2026
Becton-Dickinson | 920 E 19th St | Columbus | NE | 68601-3797 | Platte | NE08889 | Active | 14695 | 2001 | Superior Boiler Works | FT - Firetube Boiler | Boiler Rm | PROC - Process Steam | 5/31/2026
Jackson Services Inc | 981 33rd Ave | Columbus | NE | 68601-5601 | Platte | NE02775 | Out of Service | 1512 | 1965 | SUPR | FTSM - FTS Marine Dry Back | Boiler Room | PROC - Process Steam | 11/30/2010
Jackson Services Inc | 981 33rd Ave | Columbus | NE | 68601-5601 | Platte | NE02814 | Active | 19846 | 1958 | Kewanee | FTSM - FTS Marine Dry Back | Boiler Room | PROC - Process Steam | 1/31/2027
ST MICHAEL'S PARISH | RR 1 Box 25C | Tarnov | NE | 68642-9786 | PLATTE | NE16130 | Scrapped/Junked |  | 1962 | KEWANEE | FTFB - Firetube-Firebox Boiler | BOILER ROOM | STHT - Steam-Heat | 8/31/2004
Stromsberg City Pool | 122 E 3Rd St | Stromsburg | NE | 68666-3035 | Polk | NE40691 | Out of Service | 43328 | 1994 | TELE | CPFT - Horiz Cpr Fin Boiler | OUTSIDE | OPHT - Outdoor Pool Heater | 6/30/2010
City Of Stromsburg | 122 E 3rd St | Stromsburg | NE | 68666-3035 | Polk | NE10201 | Active | 16671 | 2006 | GIANNONI | COWH - Coil Type Water Heater | BASEMENT | HWHS - Hotwater Heat Sidewalks | 4/30/2027
Cross County School | 1270 123rd Rd | Stromsburg | NE | 68666-6239 | Polk | NE12677 | Scrapped/Junked | 16800 | 2007 | ALDRICH/LES | FTVT - Firetube Vertical TB | BOILER ROOM | HWHT - Hot Water Heat | 2/28/2013
Cross County School | 1270 123rd Rd | Stromsburg | NE | 68666-6239 | Polk | NE12678 | Active | 16785 | 2007 | ALDRICH/LES | FTVT - Firetube Vertical TB | BOILER ROOM | HWHT - Hot Water Heat | 2/28/2027
Cross County School | 1270 123rd Rd | Stromsburg | NE | 68666-6239 | Polk | NE12679 | Active | 16796 | 2007 | ALDRICH/LES | FTVT - Firetube Vertical TB | BOILER ROOM | HWHT - Hot Water Heat | 2/28/2027
Cross County School | 1270 123rd Rd | Stromsburg | NE | 68666-6239 | Polk | NE12680 | Active | 52854 | 2007 | GIANNONI FRANCE SAS | SSCO - SS Coil Boiler | BOILER ROOM | GLYC - Glycol Bldg Heat Sys | 2/28/2027
Cross County School | 1270 123rd Rd | Stromsburg | NE | 68666-6239 | Polk | NE12681 | Active | 52859 | 2007 | GIANNONI FRANCE SAS | SSCO - SS Coil Boiler | BOILER ROOM | GLYC - Glycol Bldg Heat Sys | 2/28/2027
Cross County School | 1270 123rd Rd | Stromsburg | NE | 68666-6239 | Polk | NE25653 | Inactive | 5865 | 2014 | CAMUS | FTVT - Firetube Vertical TB | boiler room | GLYC - Glycol Bldg Heat Sys | 2/28/2017
Cross County School | 1270 123rd Rd | Stromsburg | NE | 68666-6239 | Polk | NE26883 | Active | 8196 | 2017 | CAMUS | FTVT - Firetube Vertical TB | boiler room | GLYC - Glycol Bldg Heat Sys | 2/28/2027
SACRED HEART CHURCH | 220 S Walnut St | Shelby | NE | 68662-8002 | POLK | NE15295 | Scrapped/Junked |  | 1956 | US RADIATOR |  | BOILER ROOM | HWHT - Hot Water Heat | 6/30/2001
High Plains Middle School | 260 S Pine St | Polk | NE | 68654-4065 | Polk | NE20149 | Exempt 1999 LB-66 |  | 1974 | RHEEM MANUFACTURING CO | AHWH - ANSI/Fired Water Htr |  | HWSD - Hot Water Dom/Potable | 8/31/2000
High Plains Middle School | 260 S Pine St | Polk | NE | 68654-4065 | Polk | NE20150 | Exempt 1999 LB-66 |  | 1974 | RHEEM MANUFACTURING CO | AHWH - ANSI/Fired Water Htr |  | HWSD - Hot Water Dom/Potable | 8/31/2000
High Plains Middle School | 260 S Pine St | Polk | NE | 68654-4065 | Polk | NE32379 | Active | 2927 | 1974 | Kewanee | FT - Firetube Boiler | BOILER ROOM | HWHT - Hot Water Heat | 1/31/2027
Lincoln Area Agency On Aging | 320 N State St | Osceola | NE | 68651-5522 | Polk | NE00658 | Inactive | 5096 | 1958 | MUNDS | WT - Water Tube Boiler |  | PROC - Process Steam | 6/30/2000
Lincoln Area Agency On Aging | 320 N State St | Osceola | NE | 68651-5522 | Polk | NE30488 | Inactive | 31924 | 1992 | BRYA | WT - Water Tube Boiler | BASEMENT | PROC - Process Steam | 2/28/2008
Osceola Elementary School | 341 S Kimmel St | Osceola | NE | 68651-5544 | Polk | NE00075 | Scrapped/Junked | 86474 | 2000 | RHEEM | CHWH - ASME/Fired Water Heater | Boiler room | HWSD - Hot Water Dom/Potable | 4/30/2014
Osceola Elementary School | 341 S Kimmel St | Osceola | NE | 68651-5544 | Polk | NE04468 | Scrapped/Junked |  | 1988 | AO SMITH | CHWH - ASME/Fired Water Heater | BOILER ROOM | HWSD - Hot Water Dom/Potable | 7/31/2000
Osceola Elementary School | 341 S Kimmel St | Osceola | NE | 68651-5544 | Polk | NE22869 | Active | 18742 | 2012 | Aldrich | FTHT - Firetube Horizontal | boiler room | STHT - Steam-Heat | 4/30/2026
Osceola Elementary School | 341 S Kimmel St | Osceola | NE | 68651-5544 | Polk | NE22870 | Active | 18741 | 2012 | Aldrich | FTHT - Firetube Horizontal | boiler room | STHT - Steam-Heat | 4/30/2026
Osceola Elementary School | 341 S Kimmel St | Osceola | NE | 68651-5544 | Polk | NE25210 | Active | 157453 | 2011 | AO SMITH | CHWH - ASME/Fired Water Heater | boiler room | HWSD - Hot Water Dom/Potable | 4/30/2026
Osceola Elementary School | 341 S Kimmel St | Osceola | NE | 68651-5544 | Polk | NE32610 | Scrapped/Junked | 9999 | 1956 | Kewanee | FTSM - FTS Marine Dry Back | Boiler room | STHT - Steam-Heat | 4/30/2013
High Plains High School | 345 S Pine St | Polk | NE | 68654 | Polk | NE28691 | Active | 52351 | 2019 | AOSM | COBL - Coil Type Boiler | MECH ROOM | HWSD - Hot Water Dom/Potable | 1/31/2027
High Plains High School | 345 S Pine St | Polk | NE | 68654 | Polk | NE32245 | Active | n/a | 1958 | Kewanee | FT - Firetube Boiler | MECH ROOM | STHT - Steam-Heat | 1/31/2027
High Plains High School | 345 S Pine St | Polk | NE | 68654 | Polk | NE37298 | Scrapped/Junked | n/a | 1970 | AOSM | COBL - Coil Type Boiler | MECH ROOM | HWSD - Hot Water Dom/Potable | 1/31/2020
Polk County Courthouse | 400 Hawkeye St | Osceola | NE | 68651-4497 | Polk | NE15225 | Active | n/a | 1920 | Kewanee | FT - Firetube Boiler | BASEMENT | STHT - Steam-Heat | 1/31/2027
Polk County Courthouse | 400 Hawkeye St | Osceola | NE | 68651-4497 | Polk | NE15226 | Inactive | n/a | 1920 | Kewanee | FT - Firetube Boiler | BASEMENT | STHT - Steam-Heat | 1/31/2027
Stromsburg Civic Center | 401 E 4th St | Stromsburg | NE | 68666-4406 | Polk | NE16656 | Inactive | 8397 | 1990 | Burnham | CI - Cast Iron | BOILER ROOM | HWHT - Hot Water Heat | 2/28/2016
Stromsburg Civic Center | 401 E 4th St | Stromsburg | NE | 68666-4406 | Polk | NE16657 | Inactive | 8396 | 1990 | Burnham | CI - Cast Iron | BOILER ROOM | HWHT - Hot Water Heat | 2/28/2016
Stromsburg Civic Center | 401 E 4th St | Stromsburg | NE | 68666-4406 | Polk | NE16658 | Inactive | 35106 | 1990 | State | CHWH - ASME/Fired Water Heater | BOILER ROOM | HWSD - Hot Water Dom/Potable | 2/28/2014
Stromsburg Civic Center | 401 E 4th St | Stromsburg | NE | 68666-4406 | Polk | NE30347 | Inactive |  | 1968 | USNA | CI - Cast Iron | BOILER ROOM | STHT - Steam-Heat | 2/28/2009
Stromsburg Civic Center | 401 E 4th St | Stromsburg | NE | 68666-4406 | Polk | NE32698 | Inactive |  | 1970 | USNA | CI - Cast Iron | BOILER ROOM | STHT - Steam-Heat | 2/28/2008
Stromsburg Civic Center | 401 E 4th St | Stromsburg | NE | 68666-4406 | Polk | NE37718 | Inactive |  | 1969 | RHEEM MANUFACTURING CO | AHWH - ANSI/Fired Water Htr | BOILER ROOM | HWSD - Hot Water Dom/Potable | 2/28/2005
Stromsburg Civic Center | 401 E 4th St | Stromsburg | NE | 68666-4406 | Polk | NE37719 | Inactive |  | 1970 | RHEE | AHWH - ANSI/Fired Water Htr | BOILER ROOM | HWSD - Hot Water Dom/Potable | 2/28/2009
Stromsburg Civic Center | 401 E 4th St | Stromsburg | NE | 68666-4406 | Polk | NE37720 | Inactive |  | 1970 | RHEE | AHWH - ANSI/Fired Water Htr | BOILER ROOM | HWSD - Hot Water Dom/Potable | 2/28/2009
Osceola City Pool | 451 N Main St | Osceola | NE | 68651-5545 | Polk | NE00310 | Scrapped/Junked | 101685 | 2000 | TELE | CPFT - Horiz Cpr Fin Boiler | FILTER ROOM | OPHT - Outdoor Pool Heater | 6/30/2007
CITY OF OSCEOLA | 451 N Main St | Osceola | NE | 68651-5545 | POLK | NE40692 | Inactive | 20776 | 1980 | TELEDYNE LAARS | WT - Water Tube Boiler |  | HWSP - Hot Water Non Potable Supply | 1/1/1900
Swede Haven | 517 E 7th St | Stromsburg | NE | 68666-4105 | Polk | NE09065 | Active | N/A | 2006 | Dunkirk | CI - Cast Iron | main office | HWHT - Hot Water Heat | 4/30/2027
Swede Haven | 517 E 7th St | Stromsburg | NE | 68666-4105 | Polk | NE16277 | Active | n/a | 1988 | Peerless | CI - Cast Iron | boiler room | HWHT - Hot Water Heat | 4/30/2027
Swede Haven | 517 E 7th St | Stromsburg | NE | 68666-4105 | Polk | NE19118 | Inactive | n/a | 1984 | Valiant | CI - Cast Iron | bldg cellar | HWHT - Hot Water Heat | 4/30/2024
Swede Haven | 517 E 7th St | Stromsburg | NE | 68666-4105 | Polk | NE19119 | Scrapped/Junked |  | 1984 | VALLIANT |  | OFFICE | HWHT - Hot Water Heat | 11/30/2007
Swede Haven | 517 E 7th St | Stromsburg | NE | 68666-4105 | Polk | NE19120 | Scrapped/Junked | n/a | 1984 | Valiant | CI - Cast Iron | bldg cellar | HWHT - Hot Water Heat | 4/30/2024
Swede Haven | 517 E 7th St | Stromsburg | NE | 68666-4105 | Polk | NE19121 | Active | n/a | 1984 | Valiant | CI - Cast Iron | bldg cellar #132 | HWHT - Hot Water Heat | 4/30/2027
Swede Haven | 517 E 7th St | Stromsburg | NE | 68666-4105 | Polk | NE19122 | Active | n/a | 1984 | Valiant | CI - Cast Iron | bldg cellar | HWHT - Hot Water Heat | 4/30/2027
Swede Haven | 517 E 7th St | Stromsburg | NE | 68666-4105 | Polk | NE19123 | Active | n/a | 1984 | Valiant | CI - Cast Iron | bldg cellar | HWHT - Hot Water Heat | 4/30/2027
Swede Haven | 517 E 7th St | Stromsburg | NE | 68666-4105 | Polk | NE37130 | Inactive |  | 1960 | PEERLESS HEATER COMPANY |  | BOILER ROOM | HWHT - Hot Water Heat | 4/30/1995
Swede Haven | 517 E 7th St | Stromsburg | NE | 68666-4105 | Polk | NE37131 | Inactive |  | 1960 | PEERLESS HEATER COMPANY |  | BOILER ROOM | HWHT - Hot Water Heat | 4/30/1995
Swede Haven | 517 E 7th St | Stromsburg | NE | 68666-4105 | Polk | NE37133 | Inactive |  | 1960 | PEERLESS HEATER COMPANY |  | BOILER ROOM | HWHT - Hot Water Heat | 4/30/1995
Swede Haven | 517 E 7th St | Stromsburg | NE | 68666-4105 | Polk | NE37134 | Inactive |  | 1960 | PEERLESS HEATER COMPANY |  | BOILER ROOM | HWHT - Hot Water Heat | 4/30/1995
Swede Haven | 517 E 7th St | Stromsburg | NE | 68666-4105 | Polk | NE37135 | Inactive |  | 1960 | PEERLESS HEATER COMPANY |  | BOILER ROOM | HWHT - Hot Water Heat | 4/30/1995
Swede Haven | 517 E 7th St | Stromsburg | NE | 68666-4105 | Polk | NE37136 | Inactive |  | 1960 | PEERLESS HEATER COMPANY |  | BOILER ROOM | HWHT - Hot Water Heat | 4/30/1995
Annie Jeffrey Hospital | 531 Beebe St | Osceola | NE | 68651-5537 | Polk | NE07581 | Active | 15465 | 2006 | L.E.S. Inc./Aldrich Co. | FTVT - Firetube Vertical TB | Mechanical Room | HWHT - Hot Water Heat | 1/31/2025
Annie Jeffrey Hospital | 531 Beebe St | Osceola | NE | 68651-5537 | Polk | NE07582 | Active | 15458 | 2006 | L.E.S. Inc./Aldrich Co. | FTVT - Firetube Vertical TB | Mechanical Room | HWHT - Hot Water Heat | 1/31/2027
Annie Jeffrey Hospital | 531 Beebe St | Osceola | NE | 68651-5537 | Polk | NE07583 | Active | 15464 | 2006 | L.E.S. Inc./Aldrich Co. | FTVT - Firetube Vertical TB | Mechanical Room | HWHT - Hot Water Heat | 1/31/2027
Annie Jeffrey Hospital | 531 Beebe St | Osceola | NE | 68651-5537 | Polk | NE07584 | Active | 00187200 | 2006 | L.C./Lochinvar | CPFH - Copper Fin Water Heater | Mechanical Room | HWSD - Hot Water Dom/Potable | 1/31/2027
Annie Jeffrey Hospital | 531 Beebe St | Osceola | NE | 68651-5537 | Polk | NE07585 | Active | 00187201 | 2006 | L.C./Lochinvar | CPFH - Copper Fin Water Heater | Mechanical Room | HWSD - Hot Water Dom/Potable | 1/31/2027
Annie Jeffrey Hospital | 531 Beebe St | Osceola | NE | 68651-5537 | Polk | NE16659 | Scrapped/Junked |  | 1954 | TITUSVILLE | FTSM - FTS Marine Dry Back | BOILER ROOM | HWHT - Hot Water Heat | 8/31/2006
Annie Jeffrey Hospital | 531 Beebe St | Osceola | NE | 68651-5537 | Polk | NE16660 | Scrapped/Junked | 74095 | 1987 | AO SMITH | COBL - Coil Type Boiler | BOILER ROOM | HWSD - Hot Water Dom/Potable | 8/31/2006
Annie Jeffrey Hospital | 531 Beebe St | Osceola | NE | 68651-5537 | Polk | NE16663 | Scrapped/Junked |  | 1978 | RHEEM MANUFACTURING CO | AHWH - ANSI/Fired Water Htr | BASEMENT | HWSD - Hot Water Dom/Potable | 8/31/2005
Annie Jeffrey Hospital | 531 Beebe St | Osceola | NE | 68651-5537 | Polk | NE19042 | Out of Service | 146742 | 2006 | Columbia/Sussman | STER - Sterilizer | Sterilizer Room | STER - Sterilizer | 1/31/2025
Annie Jeffrey Hospital | 531 Beebe St | Osceola | NE | 68651-5537 | Polk | NE43331 | Active | 132951 | 2023 | SUSSMAN | ELBL - Electric Boiler | Sterilizer room | STER - Sterilizer | 1/31/2027
Osceola High School | 565 S Kimmel St | Osceola | NE | 68651-5524 | Polk | NE19116 | Scrapped/Junked | 21583 | 1993 | AOSM | CHWH - ASME/Fired Water Heater | boiler room | HWSD - Hot Water Dom/Potable | 4/30/2015
Osceola High School | 565 S Kimmel St | Osceola | NE | 68651-5524 | Polk | NE19117 | Scrapped/Junked | 21586 | 1993 | AOSM | CHWH - ASME/Fired Water Heater | boiler room | HWSD - Hot Water Dom/Potable | 4/30/2015
Osceola High School | 565 S Kimmel St | Osceola | NE | 68651-5524 | Polk | NE25211 | Active | 192692 | 2014 | AO SMITH | CHWH - ASME/Fired Water Heater | locker room | HWSD - Hot Water Dom/Potable | 4/30/2026
Osceola High School | 565 S Kimmel St | Osceola | NE | 68651-5524 | Polk | NE25212 | Active | 191553 | 2014 | AO SMITH | CHWH - ASME/Fired Water Heater | locker room | HWSD - Hot Water Dom/Potable | 4/30/2026
Osceola Good Sam Center | 600 Center Dr | Osceola | NE | 68651-4800 | Polk | NE05304 | Active | n/a | 1992 | Peerless | CI - Cast Iron | W BOILER ROOM | HWHT - Hot Water Heat | 4/30/2027
Osceola Good Sam Center | 600 Center Dr | Osceola | NE | 68651-4800 | Polk | NE05305 | Scrapped/Junked | 13694 | 1991 | AO SMITH | CHWH - ASME/Fired Water Heater | E. BOILER ROOM | HWSD - Hot Water Dom/Potable | 4/30/2011
Osceola Good Sam Center | 600 Center Dr | Osceola | NE | 68651-4800 | Polk | NE05306 | Scrapped/Junked | n/a | 1988 | Weil-Mcclain | CI - Cast Iron | E. BLR RM | HWHT - Hot Water Heat | 4/30/2024
Osceola Good Sam Center | 600 Center Dr | Osceola | NE | 68651-4800 | Polk | NE06036 | Scrapped/Junked | 94233 | 2002 | RHEEM | CHWH - ASME/Fired Water Heater | LAUNDRY | HWSD - Hot Water Dom/Potable | 4/30/2022
Osceola Good Sam Center | 600 Center Dr | Osceola | NE | 68651-4800 | Polk | NE16003 | Scrapped/Junked |  | 1986 | STATE INDUSTRIES | AHWH - ANSI/Fired Water Htr | BLR RM WEST | HWSD - Hot Water Dom/Potable | 4/30/2007
Osceola Good Sam Center | 600 Center Dr | Osceola | NE | 68651-4800 | Polk | NE18992 | Scrapped/Junked |  | 1990 | RHEEM MANUFACTURING CO | AHWH - ANSI/Fired Water Htr | MIDDLE BLRM | HWSD - Hot Water Dom/Potable | 4/30/2000
Osceola Good Sam Center | 600 Center Dr | Osceola | NE | 68651-4800 | Polk | NE21218 | Exempt 1999 LB-66 |  | 1994 | RHEEM MANUFACTURING CO | AHWH - ANSI/Fired Water Htr | MIDDLE BOILER RM | HWSD - Hot Water Dom/Potable | 4/30/2000
Osceola Good Sam Center | 600 Center Dr | Osceola | NE | 68651-4800 | Polk | NE23033 | Scrapped/Junked | n/a | 1998 | Burnham | CI - Cast Iron | MID BOILER ROOM | HWHT - Hot Water Heat | 4/30/2023
Osceola Good Sam Center | 600 Center Dr | Osceola | NE | 68651-4800 | Polk | NE23047 | Scrapped/Junked | 77082 | 1997 | RUDD | CHWH - ASME/Fired Water Heater | LAUNDRY | HWSD - Hot Water Dom/Potable | 4/30/2005
Osceola Good Sam Center | 600 Center Dr | Osceola | NE | 68651-4800 | Polk | NE42336 | Active | 287553 | 2021 | Lochinvar | FTVT - Firetube Vertical TB | Mid Boiler Room | HWHT - Hot Water Heat | 4/30/2027
Osceola Good Sam Center | 600 Center Dr | Osceola | NE | 68651-4800 | Polk | NE42971 | Active | 364433 | 2022 | Lochinvar | FTVT - Firetube Vertical TB | Boiler Room | HWHT - Hot Water Heat | 4/30/2027
VILLAGE OF SHELBY | 600 E PARK | SHELBY | NE | 68662 | POLK | NE18144 | Scrapped/Junked | 45848 | 1994 | AJAX BOILER INC | COBL - Coil Type Boiler | CITY POOL | OPHT - Outdoor Pool Heater | 6/30/2000
VILLAGE OF SHELBY | 600 E PARK | SHELBY | NE | 68662 | POLK | NE20183 | Exempt 1999 LB-66 |  | 1995 | AO SMITH | AHWH - ANSI/Fired Water Htr | N WELL/STRIP TOWER | HWSD - Hot Water Dom/Potable | 6/30/1999
Midwest Covenant Homes | 615 E 9th St | Stromsburg | NE | 68666-4053 | Polk | NE01634 | Active | 141682 | 2004 | WTRP | CPFT - Horiz Cpr Fin Boiler | BOILER ROOM | HWSD - Hot Water Dom/Potable | 4/30/2027
Midwest Covenant Homes | 615 E 9th St | Stromsburg | NE | 68666-4053 | Polk | NE12694 | Active | 197006 | 2008 | Teledyne Laars | CPFH - Copper Fin Water Heater | BOILER ROOM | HWSD - Hot Water Dom/Potable | 4/30/2027
Midwest Covenant Homes | 615 E 9th St | Stromsburg | NE | 68666-4053 | Polk | NE17419 | Scrapped/Junked | 33945 | 1980 | KEWA | FTFB - Firetube-Firebox Boiler | BOILER ROOM | HWHT - Hot Water Heat | 6/30/2008
Midwest Covenant Homes | 615 E 9th St | Stromsburg | NE | 68666-4053 | Polk | NE17420 | Scrapped/Junked |  | 1963 | KEWANEE | FT - Firetube Boiler | BOILER ROOM | HWHT - Hot Water Heat | 6/30/2002
Midwest Covenant Homes | 615 E 9th St | Stromsburg | NE | 68666-4053 | Polk | NE17421 | Inactive |  | 1963 | PATTERSON KELLY | CHWH - ASME/Fired Water Heater | 615 E 9TH | HWSD - Hot Water Dom/Potable | 6/30/1996
Midwest Covenant Homes | 615 E 9th St | Stromsburg | NE | 68666-4053 | Polk | NE20151 | Scrapped/Junked | 55807 | 1995 | TELEDYNE LAARS | WT - Water Tube Boiler | BOILER ROOM | HWSD - Hot Water Dom/Potable | 6/30/2004
Shelby Public Schools | 650 N Walnut St | Shelby | NE | 68662-5573 | Polk | NE01636 | Scrapped/Junked | 83388 | 2004 | AOSM | CHWH - ASME/Fired Water Heater | BOILER ROOM | HWSD - Hot Water Dom/Potable | 10/31/2008
Shelby Public Schools | 650 N Walnut St | Shelby | NE | 68662-5573 | Polk | NE04640 | Scrapped/Junked |  | 1984 | RHEEM GLASS | AHWH - ANSI/Fired Water Htr | BOILER ROOM | HWSD - Hot Water Dom/Potable | 10/31/2004
Shelby Public Schools | 650 N Walnut St | Shelby | NE | 68662-5573 | Polk | NE13618 | Active | 119045 | 2008 | RHEEM | CHWH - ASME/Fired Water Heater | BASEMENT | HWSD - Hot Water Dom/Potable | 10/31/2026
Shelby Public Schools | 650 N Walnut St | Shelby | NE | 68662-5573 | Polk | NE16279 | Scrapped/Junked | n/a | 1988 | AOSM | AHWH - ANSI/Fired Water Htr | MECH ROOM | HWSD - Hot Water Dom/Potable | 10/31/2017
Shelby Public Schools | 650 N Walnut St | Shelby | NE | 68662-5573 | Polk | NE26703 | Active | 141180 | 2015 | PVI Industries | CHWH - ASME/Fired Water Heater | Mechanical Room | HWSD - Hot Water Dom/Potable | 10/31/2026
Shelby Public Schools | 650 N Walnut St | Shelby | NE | 68662-5573 | Polk | NE26704 | Active | 141179 | 2015 | PVI Industries | CHWH - ASME/Fired Water Heater | Mechanical Room | HWSD - Hot Water Dom/Potable | 10/31/2026
Shelby Public Schools | 650 N Walnut St | Shelby | NE | 68662-5573 | Polk | NE33829 | Inactive | 4228 | 1960 | Kewanee | FTSM - FTS Marine Dry Back | BOILER ROOM | HWHT - Hot Water Heat | 10/31/2016
Shelby City Pool | Hwy 92 East | Shelby | NE | 68662 | Polk | NE08403 | Scrapped/Junked | 112117 | 2001 | TELE | CPFT - Horiz Cpr Fin Boiler | BOILER ROOM | OPHT - Outdoor Pool Heater | 6/30/2016
E J MURPHY | ROUTE 3, BOX 84 | COUNCIL BLUFFS | NE | 51501 | Pottawattamie | NE01172 | Inactive |  | 1916 | J.I. CASE | HOBB - Hobby/Antique Boiler | PORTABLE | 0024 - Antique Steam Tractor | 12/31/1995
E J MURPHY | ROUTE 3, BOX 84 | COUNCIL BLUFFS | NE | 51501 | Pottawattamie | NE30125 | Inactive |  | 1920 | MINNEAPOLIS | HOBB - Hobby/Antique Boiler | PORTABLE | 0024 - Antique Steam Tractor | 6/30/1991
E J MURPHY | ROUTE 3, BOX 84 | COUNCIL BLUFFS | NE | 51501 | Pottawattamie | NE30319 | Inactive |  | 1919 | ILLINOIS | HOBB - Hobby/Antique Boiler | PORTABLE | 0024 - Antique Steam Tractor | 12/31/1993
E J MURPHY | ROUTE 3, BOX 84 | COUNCIL BLUFFS | NE | 51501 | Pottawattamie | NE30506 | Inactive |  | 1915 | WOOD BROTHERS | HOBB - Hobby/Antique Boiler | PORTABLE | 0024 - Antique Steam Tractor | 12/31/1994
Holiday Inn Express | 1 Holiday Bison Dr | McCook | NE | 69001-4416 | Red Willow | NE30943 | Exempt 1999 LB-66 |  | 1995 | A. O. Smith | AHWH - ANSI/Fired Water Htr | BOILER ROOM | HWSD - Hot Water Dom/Potable | 7/31/2000
Holiday Inn Express | 1 Holiday Bison Dr | McCook | NE | 69001-4416 | Red Willow | NE40157 | Exempt 1999 LB-66 |  | 1997 | A. O. Smith | AHWH - ANSI/Fired Water Htr | BOILER ROOM | HWSD - Hot Water Dom/Potable | 7/31/1999
OLD DANBURY SCHOOL | 100 E ARRAGUN | DANBURY | NE | 69026 | RED WILLOW | NE33632 | Inactive |  | 1998 | DUNKIRK |  | BASEMENT | STHT - Steam-Heat | 3/31/2005
Burlington Northern Santa Fe | 100 Norris Ave | McCook | NE | 69001-3736 | Red Willow | NE21141 | Scrapped/Junked | 21563 | 1994 | Weben-Jarco | COBL - Coil Type Boiler | Boiler Room | HWHT - Hot Water Heat | 3/31/2019
Burlington Northern Santa Fe | 100 Norris Ave | McCook | NE | 69001-3736 | Red Willow | NE21142 | Scrapped/Junked | 27928 | 1996 | Weben-Jarco | COBL - Coil Type Boiler | Boiler Room | HWHT - Hot Water Heat | 3/31/2019
Burlington Northern Santa Fe | 100 Norris Ave | McCook | NE | 69001-3736 | Red Willow | NE27782 | Active | 278486 | 2017 | Lochinvar | FT - Firetube Boiler | Upstairs mechanical room | HWHT - Hot Water Heat | 11/30/2026
Burlington Northern Santa Fe | 100 Norris Ave | McCook | NE | 69001-3736 | Red Willow | NE27783 | Active | 278488 | 2017 | Lochinvar | FT - Firetube Boiler | Upstairs mechanical room | HWHT - Hot Water Heat | 11/30/2026
Paulsen Inc. - McCook Plant | 101 E RR service road | McCook | NE | 69001-0422 | Red Willow | NE05040 | Inactive | 19610 | 1993 | A. O. Smith | CHWH - ASME/Fired Water Heater | Mechanical Room | HWSP - Hot Water Non Potable Supply | 12/31/2015
Paulsen Inc. - McCook Plant | 101 E RR service road | McCook | NE | 69001-0422 | Red Willow | NE130112 | Inactive | NB130112 | 1977 | Buckeye |  |  |  | 12/11/2002
Paulsen Inc. - McCook Plant | 101 E RR service road | McCook | NE | 69001-0422 | Red Willow | NE26892 | Scrapped/Junked | 45541 | 2015 | A. O. Smith | CHWH - ASME/Fired Water Heater | Mechanical Room | HWSP - Hot Water Non Potable Supply | 5/31/2023
Paulsen Inc. - McCook Plant | 101 E RR service road | McCook | NE | 69001-0422 | Red Willow | NE43109 | Active | 5820 | 2022 | SIOUX | FTHT - Firetube Horizontal | Boiler Room | HWHP - Hot Water Heat & Nonpotable | 11/30/2024
Whitakers Of Mccook | 101 W 2nd St | McCook | NE | 69001-3644 | Red Willow | NE18185 | Inactive |  | 1994 | PEER | CI - Cast Iron | BOILER ROOM | STHT - Steam-Heat | 1/31/2009
Southwest Middle School | 103 W Nebraska St | Bartley | NE | 69020-2035 | Red Willow | NE31794 | Scrapped/Junked | N/A | 1967 | Bryan | CI - Cast Iron | BOILER ROOM | STHT - Steam-Heat | 3/31/2013
TWIN VALLEY PUBLIC SCHOOL | 103 W Nebraska St | Bartley | NE | 69020-2035 | RED WILLOW | NE19367 | Exempt 1999 LB-66 |  | 1990 | AO SMITH | AHWH - ANSI/Fired Water Htr |  | HWSD - Hot Water Dom/Potable | 4/30/2000
Wells Fargo | 108 W D St | McCook | NE | 69001-3616 | Red Willow | NE23554 | Inactive | 95984 | 1998 | Lochinvar | CPFT - Horiz Cpr Fin Boiler | Boiler Room | HWHT - Hot Water Heat | 11/30/2017
Wells Fargo | 108 W D St | McCook | NE | 69001-3616 | Red Willow | NE23555 | Scrapped/Junked | 95311 | 1998 | Lochinvar | CPFT - Horiz Cpr Fin Boiler | Boiler Room | HWHT - Hot Water Heat | 11/30/2017
Wells Fargo | 108 W D St | McCook | NE | 69001-3616 | Red Willow | NE27341 | Inactive | 318424 | 2018 | Lochinvar | WT - Water Tube Boiler | Pent House | HWHT - Hot Water Heat | 11/30/2017
Performance Plus | 11 Industrial Park Dr | McCook | NE | 69001 | Red Willow | NE27813 | Inactive | 316 | 2018 | Les Inc/Aldrich Co | FT - Firetube Boiler | Trailer | PROC - Process Steam | 12/31/2023
Performance Plus | 11 Industrial Park Dr | McCook | NE | 69001 | Red Willow | NE43395 | Active | 316 | 2018 | Les Inc/Aldrich Co | FT - Firetube Boiler | Trailer | PROC - Process Steam | 6/30/2027
J & J CLEANERS | 112 Norris Ave | McCook | NE | 69001-3778 | RED WILLOW | NE01257 | Inactive |  | 1960 | WEBER | WT - Water Tube Boiler | BOILER ROOM | PROC - Process Steam | 3/31/1986
APARTMENT BUILDING | 114 E C St | McCook | NE | 69001-3701 | RED WILLOW | NE04704 | Inactive |  | 1965 | AMERICAN STANDARD |  | BASEMENT | STHT - Steam-Heat | 3/31/2003
St Catherine's Apartments | 1200 W 4Th St | Mccook | NE | 69001-2599 | Red Willow | NE10308 | Out of Service |  | 2000 | SLAN | CI - Cast Iron | BASEMENT BLR RM | HWHT - Hot Water Heat | 2/28/2010
St Catherine's Apartments | 1200 W 4Th St | Mccook | NE | 69001-2599 | Red Willow | NE10309 | Out of Service |  | 2000 | SLAN | CI - Cast Iron | BASEMENT BLR RM | HWHT - Hot Water Heat | 2/28/2010
St Catherine's Apartments | 1200 W 4Th St | Mccook | NE | 69001-2599 | Red Willow | NE10310 | Out of Service |  | 2000 | SLAN | CI - Cast Iron | BASEMENT BLR RM | HWHT - Hot Water Heat | 2/28/2010
St Catherine's Apartments | 1200 W 4Th St | Mccook | NE | 69001-2599 | Red Willow | NE18167 | Inactive |  | 1940 | KEWANEE | FTLO - Firetube Locomotive Type |  | HWHT - Hot Water Heat | 11/30/2000
St Catherine's Apartments | 1200 W 4Th St | Mccook | NE | 69001-2599 | Red Willow | NE20279 | Exempt 1999 LB-66 |  | 1995 | STATE INDUSTRIES | AHWH - ANSI/Fired Water Htr |  | HWSD - Hot Water Dom/Potable | 11/30/1999
St Catherine's Apartments | 1200 W 4Th St | Mccook | NE | 69001-2599 | Red Willow | NE20280 | Exempt 1999 LB-66 |  | 1994 | STATE INDUSTRIES | AHWH - ANSI/Fired Water Htr |  | HWSD - Hot Water Dom/Potable | 11/30/1999
St Catherine's Apartments | 1200 W 4Th St | Mccook | NE | 69001-2599 | Red Willow | NE20281 | Exempt 1999 LB-66 |  | 1996 | AO SMITH | AHWH - ANSI/Fired Water Htr |  | HWSD - Hot Water Dom/Potable | 11/30/1999
SOUTHEAST NE YOUTH SERV | 1201 W 4th St | McCook | NE | 69001-2545 | RED WILLOW | NE17117 | Inactive |  | 1992 | DUNKIRK RADIATOR |  | BASEMENT | STHT - Steam-Heat | 5/31/2004
NCCIT - McCook Community College | 1205 E 3rd St | McCook | NE | 69001-2631 | Red Willow | NE07405 | Scrapped/Junked | 0 | 2006 | Slant Fin | CI - Cast Iron | Brooks Hall South Boiler Room | HWSD - Hot Water Dom/Potable | 12/31/2022
NCCIT - McCook Community College | 1205 E 3rd St | McCook | NE | 69001-2631 | Red Willow | NE11372 | Active | 8 | 2003 | Slant Fin | CPFT - Horiz Cpr Fin Boiler | McMillen Hall | HWHT - Hot Water Heat | 12/31/2026
NCCIT - McCook Community College | 1205 E 3rd St | McCook | NE | 69001-2631 | Red Willow | NE11373 | Active | 2 | 2003 | Slant Fin | CPFT - Horiz Cpr Fin Boiler | McMillen Hall | HWHT - Hot Water Heat | 12/31/2026
NCCIT - McCook Community College | 1205 E 3rd St | McCook | NE | 69001-2631 | Red Willow | NE11374 | Active | 0 | 2003 | Slant Fin | CPFT - Horiz Cpr Fin Boiler | McMillen Hall | HWHT - Hot Water Heat | 12/31/2026
NCCIT - McCook Community College | 1205 E 3rd St | McCook | NE | 69001-2631 | Red Willow | NE15181 | Scrapped/Junked |  | 1993 | SLANT FIN | WT - Water Tube Boiler | BROOKS HALL | HWSD - Hot Water Dom/Potable | 7/31/2005
NCCIT - McCook Community College | 1205 E 3rd St | McCook | NE | 69001-2631 | Red Willow | NE16097 | Scrapped/Junked | 84586 | 2008 | MUNCHKIN | WTSS - Watertube SS Steel | Brooks Hall N. Rm 121 | HWHT - Hot Water Heat | 12/31/2022
NCCIT - McCook Community College | 1205 E 3rd St | McCook | NE | 69001-2631 | Red Willow | NE16098 | Scrapped/Junked | 84825 | 2008 | MUNCHKIN | SSCO - SS Coil Boiler | Brooks Hall N Rm 121 | HWHT - Hot Water Heat | 12/31/2022
NCCIT - McCook Community College | 1205 E 3rd St | McCook | NE | 69001-2631 | Red Willow | NE16099 | Scrapped/Junked | 71781 | 2008 | MUNCHKIN | SSCO - SS Coil Boiler | Brooks Hall N Rm 121 | HWHT - Hot Water Heat | 12/31/2022
NCCIT - McCook Community College | 1205 E 3rd St | McCook | NE | 69001-2631 | Red Willow | NE20212 | Exempt 1999 LB-66 |  | 1993 | RHEEM MANUFACTURING CO | AHWH - ANSI/Fired Water Htr |  | HWSD - Hot Water Dom/Potable | 7/31/2000
NCCIT - McCook Community College | 1205 E 3rd St | McCook | NE | 69001-2631 | Red Willow | NE21161 | Out of Service | 0 | 1997 | Slant Fin | CI - Cast Iron | True Hall | STHT - Steam-Heat | 12/31/2013
NCCIT - McCook Community College | 1205 E 3rd St | McCook | NE | 69001-2631 | Red Willow | NE21162 | Inactive |  | 1997 | SLANT FIN |  | BOILER ROOM | STHT - Steam-Heat | 7/31/2008
NCCIT - McCook Community College | 1205 E 3rd St | McCook | NE | 69001-2631 | Red Willow | NE21163 | Inactive |  | 1997 | SLANT FIN |  | BOILER ROOM | STHT - Steam-Heat | 7/31/2004
NCCIT - McCook Community College | 1205 E 3rd St | McCook | NE | 69001-2631 | Red Willow | NE23562 | Scrapped/Junked | 0 | 1999 | Slant Fin | CPFT - Horiz Cpr Fin Boiler | Brooks Hall Cafeteria | HWHT - Hot Water Heat | 12/31/2012
NCCIT - McCook Community College | 1205 E 3rd St | McCook | NE | 69001-2631 | Red Willow | NE23563 | Exempt |  | 1999 | SLANT FIN | CIMD - Cast Iron/Modular Ins | BOILER ROOM | HWHT - Hot Water Heat | 7/31/2005
NCCIT - McCook Community College | 1205 E 3rd St | McCook | NE | 69001-2631 | Red Willow | NE23564 | Exempt |  | 1999 | SLANT FIN |  | BOILER ROOM | HWHT - Hot Water Heat | 7/31/2005
NCCIT - McCook Community College | 1205 E 3rd St | McCook | NE | 69001-2631 | Red Willow | NE23629 | Scrapped/Junked | n/a | 2012 | Slant Fin | CI - Cast Iron | Brooks Hall Cafeteria | HWHT - Hot Water Heat | 12/31/2022
NCCIT - McCook Community College | 1205 E 3rd St | McCook | NE | 69001-2631 | Red Willow | NE24108 | Scrapped/Junked | N/A | 2012 | Slant Fin | CI - Cast Iron | Brooks Hall | HWHT - Hot Water Heat | 12/31/2020
NCCIT - McCook Community College | 1205 E 3rd St | McCook | NE | 69001-2631 | Red Willow | NE24109 | Scrapped/Junked | N/A | 2012 | Slant Fin | CI - Cast Iron | Brooks Hall | HWHT - Hot Water Heat | 12/31/2022
NCCIT - McCook Community College | 1205 E 3rd St | McCook | NE | 69001-2631 | Red Willow | NE28449 | Scrapped/Junked | N/A | 2019 | Slant Fin | CI - Cast Iron | Brooks Hall Cafeteria | HWHT - Hot Water Heat | 12/31/2022
NCCIT - McCook Community College | 1205 E 3rd St | McCook | NE | 69001-2631 | Red Willow | NE33633 | Scrapped/Junked |  | 1984 | BRYANT |  | MCMILLAN HALL | HWHT - Hot Water Heat | 7/31/2003
NCCIT - McCook Community College | 1205 E 3rd St | McCook | NE | 69001-2631 | Red Willow | NE40463 | Inactive | N/A | 1950 | USRA | CI - Cast Iron | 907 E 7th basement | HWHT - Hot Water Heat | 12/31/2015
A Full House | 123 Norris Ave | McCook | NE | 69001-3779 | Red Willow | NE00810 | Out of Service | N/A | 2000 | Peerless | CI - Cast Iron | BOILER ROOM | STHT - Steam-Heat | 2/28/2017
A Full House | 123 Norris Ave | McCook | NE | 69001-3779 | Red Willow | NE16305 | Scrapped/Junked |  | 1975 | AMERICAN STANDARD |  | BASEMENT | STHT - Steam-Heat | 4/30/2001
McCook Community Hospital | 1301 E H St | McCook | NE | 69001-3482 | Red Willow | NE02245 | Scrapped/Junked | 29422 | 1973 | CLEA | FTSM - FTS Marine Dry Back | boiler room | BSUP - Bldg Heat & Process | 8/31/2010
McCook Community Hospital | 1301 E H St | McCook | NE | 69001-3482 | Red Willow | NE02246 | Scrapped/Junked | 29411 | 1973 | CLEA | FTSM - FTS Marine Dry Back | boiler room | BSUP - Bldg Heat & Process | 5/31/2010
McCook Community Hospital | 1301 E H St | McCook | NE | 69001-3482 | Red Willow | NE19201 | Active | 1094 | 2010 | Unilux | WT - Water Tube Boiler | Boiler Room | BSUP - Bldg Heat & Process | 11/30/2026
McCook Community Hospital | 1301 E H St | McCook | NE | 69001-3482 | Red Willow | NE19202 | Active | 1276 | 2010 | Economasters, LLC | ECON - Boiler Economizer | Boiler Room | ECON - Boiler Economizer | 11/30/2026
McCook Community Hospital | 1301 E H St | McCook | NE | 69001-3482 | Red Willow | NE19203 | Out of Service | 1096 | 2010 | Unilux | WT - Water Tube Boiler | Boiler Room | BSUP - Bldg Heat & Process | 11/30/2023
McCook Community Hospital | 1301 E H St | McCook | NE | 69001-3482 | Red Willow | NE19204 | Inactive | 1274 | 2010 | Economasters, LLC | ECON - Boiler Economizer | Boiler Room | ECON - Boiler Economizer | 11/30/2024
McCook Community Hospital | 1301 E H St | McCook | NE | 69001-3482 | Red Willow | NE19205 | Active | 1095 | 2010 | Unilux | WT - Water Tube Boiler | Boiler Room | BSUP - Bldg Heat & Process | 11/30/2026
McCook Community Hospital | 1301 E H St | McCook | NE | 69001-3482 | Red Willow | NE19206 | Active | 1273 | 2010 | Economasters, LLC | ECON - Boiler Economizer | Boiler Room | ECON - Boiler Economizer | 11/30/2026
Griff Malleck | 1309 W 2nd St | McCook | NE | 69001-2518 | Red Willow | NE01316 | Inactive | N/A | 1919 | CASE | HOBB - Hobby/Antique Boiler | Home | 0024 - Antique Steam Tractor | 5/31/2017
Kinship Pointe McCook | 1500 E 11th St | McCook | NE | 69001-3489 | Red Willow | NE18470 | Active | 115650 | 1994 | Raypak | CPFT - Horiz Cpr Fin Boiler | BOILER ROOM | HWHT - Hot Water Heat | 4/30/2026
Kinship Pointe McCook | 1500 E 11th St | McCook | NE | 69001-3489 | Red Willow | NE18471 | Active | 115651 | 1994 | Raypak | CPFT - Horiz Cpr Fin Boiler | BOILER ROOM | HWHT - Hot Water Heat | 4/30/2026
Kinship Pointe McCook | 1500 E 11th St | McCook | NE | 69001-3489 | Red Willow | NE19362 | Exempt 1999 LB-66 |  | 1994 | VANGUARD | AHWH - ANSI/Fired Water Htr | BOILER ROOM | HWSD - Hot Water Dom/Potable | 4/30/2000
Kinship Pointe McCook | 1500 E 11th St | McCook | NE | 69001-3489 | Red Willow | NE19363 | Exempt 1999 LB-66 |  | 1994 | VANGUARD | AHWH - ANSI/Fired Water Htr | BOILER ROOM | HWSD - Hot Water Dom/Potable | 4/30/2000
Kinship Pointe McCook | 1500 E 11th St | McCook | NE | 69001-3489 | Red Willow | NE19364 | Exempt 1999 LB-66 |  | 1994 | VANGUARD | AHWH - ANSI/Fired Water Htr | BOILER ROOM | HWSD - Hot Water Dom/Potable | 4/30/2000
Kinship Pointe McCook | 1500 E 11th St | McCook | NE | 69001-3489 | Red Willow | NE19365 | Exempt 1999 LB-66 |  | 1994 | VANGUARD | AHWH - ANSI/Fired Water Htr | BOILER ROOM | HWSD - Hot Water Dom/Potable | 4/30/2000
Kinship Pointe McCook | 1500 E 11th St | McCook | NE | 69001-3489 | Red Willow | NE19366 | Exempt 1999 LB-66 |  | 1994 | VANGUARD | AHWH - ANSI/Fired Water Htr | BOILER ROOM | HWSD - Hot Water Dom/Potable | 4/30/2000
Kinship Pointe McCook | 1500 E 11th St | McCook | NE | 69001-3489 | Red Willow | NE21112 | Exempt 1999 LB-66 |  | 1994 | VANGUARD | AHWH - ANSI/Fired Water Htr | BOILER ROOM | HWSD - Hot Water Dom/Potable | 4/30/2000
Kinship Pointe McCook | 1500 E 11th St | McCook | NE | 69001-3489 | Red Willow | NE21190 | Exempt 1999 LB-66 |  | 1993 | VANGUARD | AHWH - ANSI/Fired Water Htr | LAUNDRY | HWSD - Hot Water Dom/Potable | 4/30/2000
McCook Elementary School | 1500 W 3rd St | McCook | NE | 69001-2152 | Red Willow | NE06437 | Active | 13909 | 2005 | Aldrich/LES | FTVT - Firetube Vertical TB | Mechanical Room | GLYC - Glycol Bldg Heat Sys | 11/30/2026
McCook Elementary School | 1500 W 3rd St | McCook | NE | 69001-2152 | Red Willow | NE06438 | Active | 13908 | 2005 | Aldrich/LES | FTVT - Firetube Vertical TB | Mechanical Room | GLYC - Glycol Bldg Heat Sys | 11/30/2026
McCook Elementary School | 1500 W 3rd St | McCook | NE | 69001-2152 | Red Willow | NE33743 | Scrapped/Junked |  | 1949 | Fitzgibbons | FT - Firetube Boiler | Boiler Room | STHT - Steam-Heat | 11/30/2005
McCook Ace Hardware Store | 201 W C St | McCook | NE | 69001-3615 | Red Willow | NE19371 | Active | N/A | 1983 | Peerless | CI - Cast Iron | BASEMENT | HWHT - Hot Water Heat | 3/31/2027
ROMANOFF MANAGEMENT CORP | 202 Norris Ave | McCook | NE | 69001-3703 | RED WILLOW | NE04383 | Inactive |  | 1987 | PEERLESS HEATER COMPANY |  | BASEMENT | STHT - Steam-Heat | 11/30/1999
MCCOOK ART GUILD | 209 Norris Ave | McCook | NE | 69001-3704 | RED WILLOW | NE16793 | Inactive |  | 1956 | US RADIATOR |  | BASEMENT | HWHT - Hot Water Heat | 10/31/2000
RECOLLECTIONS GIFTS | 212 Norris Ave | McCook | NE | 69001-3703 | RED WILLOW | NE04699 | Inactive |  | 1965 | BRYANT |  |  | HWHT - Hot Water Heat | 2/28/1995
Modern Cleaners | 215 Norris Ave | McCook | NE | 69001-3704 | Red Willow | NE02284 | Scrapped/Junked | 9768 | 1977 | BRYAN STEAM LLC | WT - Water Tube Boiler | BOILER ROOM | PROC - Process Steam | 8/31/2003
Modern Cleaners | 215 Norris Ave | McCook | NE | 69001-3704 | Red Willow | NE10802 | Active | 49709 | 2003 | Bryan | WT - Water Tube Boiler | BOILER ROOM | PROC - Process Steam | 6/30/2026
MODERN INTERIORS | 216 Norris Ave | McCook | NE | 69001-3703 | RED WILLOW | NE04398 | Scrapped/Junked |  | 1935 | US RADIATOR |  | BASEMENT | STHT - Steam-Heat | 3/31/1998
MERIT BUILDING | 220 Norris Ave | McCook | NE | 69001-3703 | RED WILLOW | NE21178 | Exempt 1999 LB-66 |  | 1989 | AO SMITH | AHWH - ANSI/Fired Water Htr | BASEMENT | HWSD - Hot Water Dom/Potable | 2/29/2000
Work Ethic Camp | 2309 N Highway 83 | McCook | NE | 69001-2181 | Red Willow | NE00784 | Scrapped/Junked | 166928 | 2000 | Raypak | CPFH - Copper Fin Water Heater | BLDG A BOILER ROOM | HWSD - Hot Water Dom/Potable | 1/31/2014
Work Ethic Camp | 2309 N Highway 83 | McCook | NE | 69001-2181 | Red Willow | NE00785 | Out of Service | 166878 | 2000 | Raypak | CPFT - Horiz Cpr Fin Boiler | BLDG A BOILER ROOM | HWHT - Hot Water Heat | 1/31/2020
Work Ethic Camp | 2309 N Highway 83 | McCook | NE | 69001-2181 | Red Willow | NE00786 | Scrapped/Junked | 166879 | 2000 | Raypak | CPFT - Horiz Cpr Fin Boiler | BLDG A BOILER ROOM | HWHT - Hot Water Heat | 1/31/2021
Work Ethic Camp | 2309 N Highway 83 | McCook | NE | 69001-2181 | Red Willow | NE00787 | Scrapped/Junked | 166927 | 2000 | Raypak | CPFH - Copper Fin Water Heater | LAUNDRY | HWSD - Hot Water Dom/Potable | 1/31/2022
Work Ethic Camp | 2309 N Highway 83 | McCook | NE | 69001-2181 | Red Willow | NE00788 | Scrapped/Junked | 166930 | 2000 | Raypak | CPFH - Copper Fin Water Heater | BOILER ROOM | HWSD - Hot Water Dom/Potable | 1/31/2016
Work Ethic Camp | 2309 N Highway 83 | McCook | NE | 69001-2181 | Red Willow | NE00789 | Scrapped/Junked | 166929 | 2000 | Raypak | CPFH - Copper Fin Water Heater | BOILER ROOM | HWSD - Hot Water Dom/Potable | 1/31/2016
Work Ethic Camp | 2309 N Highway 83 | McCook | NE | 69001-2181 | Red Willow | NE02355 | Inactive | 16622 | 2002 | LEGI | COOK - Fired Cooker | BLDG A/ KITCHEN | COOK - Cooker/Kettle | 11/30/2011
Work Ethic Camp | 2309 N Highway 83 | McCook | NE | 69001-2181 | Red Willow | NE26173 | Scrapped/Junked | 7188 | 2015 | Aerco | COBL - Coil Type Boiler | Boiler Room | HWSD - Hot Water Dom/Potable | 1/31/2024
Work Ethic Camp | 2309 N Highway 83 | McCook | NE | 69001-2181 | Red Willow | NE26174 | Out of Service | 7178 | 2015 | Aerco | COBL - Coil Type Boiler | Boiler Room | HWSD - Hot Water Dom/Potable | 1/31/2023
Work Ethic Camp | 2309 N Highway 83 | McCook | NE | 69001-2181 | Red Willow | NE28438 | Active | 86530 | 2020 | Aerco | COBL - Coil Type Boiler | Main Mechanical room | HWHT - Hot Water Heat | 1/31/2027
Work Ethic Camp | 2309 N Highway 83 | McCook | NE | 69001-2181 | Red Willow | NE28439 | Active | 86531 | 2020 | Aerco | COBL - Coil Type Boiler | Main Mechanical room | HWHT - Hot Water Heat | 1/31/2027
Work Ethic Camp | 2309 N Highway 83 | McCook | NE | 69001-2181 | Red Willow | NE29175 | Active | 468055 | 2019 | Heat Transfer Products Inc. | COBL - Coil Type Boiler | Laundry | HWSD - Hot Water Dom/Potable | 1/31/2027
Work Ethic Camp | 2309 N Highway 83 | McCook | NE | 69001-2181 | Red Willow | NE41101 | Active | 468057 | 2019 | Heat Transfer Products Inc. | COBL - Coil Type Boiler | Laundry | HWSD - Hot Water Dom/Potable | 1/31/2027
Old West Ward School | 300 W 4th St | McCook | NE | 69001-3650 | Red Willow | NE18028 | Inactive |  | 1993 | Peerless Heater Company | CI - Cast Iron | BOILER ROOM | STHT - Steam-Heat | 5/31/2004
Old West Ward School | 300 W 4th St | McCook | NE | 69001-3650 | Red Willow | NE34456 | Inactive |  | 1976 | PEERLESS HEATER COMPANY |  | BOILER ROOM | STHT - Steam-Heat | 5/31/2004
CITY AUDITORIUM | 300 W 5th St | McCook | NE | 69001-3676 | RED WILLOW | NE04484 | Scrapped/Junked |  | 1978 | BRYANT |  | BASEMENT | STHT - Steam-Heat | 4/30/2003
Frenchman Valley Coop | 301 W A St | McCook | NE | 69001-3677 | Red Willow | NE11828 | Active | 1966 | 1966 | superior | FTSM - FTS Marine Dry Back | BOILER ROOM | PROC - Process Steam | 2/28/2026
7th Street Villas | 302 W 7th St | McCook | NE | 69001-3564 | Red Willow | NE07086 | Scrapped/Junked | N/A | 2005 | Peerless | CI - Cast Iron | BASEMENT | HWHT - Hot Water Heat | 12/31/2022
7th Street Villas | 302 W 7th St | McCook | NE | 69001-3564 | Red Willow | NE40158 | Scrapped/Junked |  | 1970 | AMERICAN STANDARD |  | BASEMENT | HWHT - Hot Water Heat | 12/31/2004
7th Street Villas | 302 W 7th St | McCook | NE | 69001-3564 | Red Willow | NE40159 | Exempt 1999 LB-66 |  | 1984 | AO SMITH | AHWH - ANSI/Fired Water Htr | BASEMENT | HWSD - Hot Water Dom/Potable | 8/31/2000
7th Street Villas | 302 W 7th St | McCook | NE | 69001-3564 | Red Willow | NE41676 | Active | 388705 | 2022 | Lochinvar | AHWH - ANSI/Fired Water Htr | Basement | HWHT - Hot Water Heat | 3/31/2025
RETAIL STORE | 303 Norris Ave | McCook | NE | 69001-3707 | RED WILLOW | NE35432 | Inactive |  | 1925 | IDEAL |  | BOILER ROOM | STHT - Steam-Heat | 3/31/1998
Garrisons For Men | 304 Norris Ave | McCook | NE | 69001-3706 | Red Willow | NE25803 | Active | N/A | 2013 | Peerless | CI - Cast Iron | Basement | STHT - Steam-Heat | 3/31/2027
Hillcrest Nursing Home | 309 W 7th St | McCook | NE | 69001-3507 | Red Willow | NE00816 | Scrapped/Junked | 84216 | 1999 | RHEEM MANUFACTURING CO | CHWH - ASME/Fired Water Heater | LAUNDRY ROOM | HWSD - Hot Water Dom/Potable | 3/31/2007
Hillcrest Nursing Home | 309 W 7th St | McCook | NE | 69001-3507 | Red Willow | NE07670 | Scrapped/Junked | 107711 | 2006 | Ruud-Rheem | CHWH - ASME/Fired Water Heater | LAUNDRY ROOM | HWSD - Hot Water Dom/Potable | 3/31/2015
Hillcrest Nursing Home | 309 W 7th St | McCook | NE | 69001-3507 | Red Willow | NE07671 | Scrapped/Junked | 97385 | 2003 | RHEE | CHWH - ASME/Fired Water Heater | BOILER ROOM | HWSD - Hot Water Dom/Potable | 3/31/2009
Hillcrest Nursing Home | 309 W 7th St | McCook | NE | 69001-3507 | Red Willow | NE08587 | Scrapped/Junked | 85191 | 1999 | RHEEM MANUFACTURING CO | CHWH - ASME/Fired Water Heater | BOILER ROOM | HWSD - Hot Water Dom/Potable | 3/31/2005
Hillcrest Nursing Home | 309 W 7th St | McCook | NE | 69001-3507 | Red Willow | NE13916 | Scrapped/Junked | 119126 | 2008 | RHEEM | CHWH - ASME/Fired Water Heater | BOILER ROOM | HWSD - Hot Water Dom/Potable | 3/31/2016
Hillcrest Nursing Home | 309 W 7th St | McCook | NE | 69001-3507 | Red Willow | NE18030 | Scrapped/Junked | 64282 | 1993 | Rheem Manufacturing Co | CHWH - ASME/Fired Water Heater | BASEMENT | HWSD - Hot Water Dom/Potable | 4/30/2001
Hillcrest Nursing Home | 309 W 7th St | McCook | NE | 69001-3507 | Red Willow | NE19359 | Scrapped/Junked | 48136 | 1995 | AJAX BOILER INC | AHWH - ANSI/Fired Water Htr | BOILER ROOM | HWSD - Hot Water Dom/Potable | 3/31/2002
Hillcrest Nursing Home | 309 W 7th St | McCook | NE | 69001-3507 | Red Willow | NE19360 | Scrapped/Junked | 66884 | 1994 | RHEEM MANUFACTURING CO | CHWH - ASME/Fired Water Heater | BOILER ROOM 2 | HWSD - Hot Water Dom/Potable | 3/31/2003
Hillcrest Nursing Home | 309 W 7th St | McCook | NE | 69001-3507 | Red Willow | NE19361 | Scrapped/Junked |  | 1994 | RHEEM MANUFACTURING CO | CHWH - ASME/Fired Water Heater | BOILER ROOM 2 | HWSD - Hot Water Dom/Potable | 3/31/2003
Hillcrest Nursing Home | 309 W 7th St | McCook | NE | 69001-3507 | Red Willow | NE21485 | Scrapped/Junked | N/A | 2011 | Harsco | CALU - Cast Aluminum | Basement | HWHT - Hot Water Heat | 3/31/2024
Hillcrest Nursing Home | 309 W 7th St | McCook | NE | 69001-3507 | Red Willow | NE21486 | Scrapped/Junked | N/A | 2011 | Harsco | CALU - Cast Aluminum | Basement | HWHT - Hot Water Heat | 3/31/2024
Hillcrest Nursing Home | 309 W 7th St | McCook | NE | 69001-3507 | Red Willow | NE35433 | Scrapped/Junked | n/a | 1962 | Kewanee | FTFB - Firetube-Firebox Boiler | BASEMENT | HWHT - Hot Water Heat | 3/31/2012
Hillcrest Nursing Home | 309 W 7th St | McCook | NE | 69001-3507 | Red Willow | NE35434 | Scrapped/Junked | n/a | 1962 | Kewanee | FTFB - Firetube-Firebox Boiler | BASEMENT | HWHT - Hot Water Heat | 3/31/2012
Hillcrest Nursing Home | 309 W 7th St | McCook | NE | 69001-3507 | Red Willow | NE35435 | Inactive | n/a | 1975 | Kewanee | FTFB - Firetube-Firebox Boiler | BASEMENT | HWHT - Hot Water Heat | 3/31/2016
Hillcrest Nursing Home | 309 W 7th St | McCook | NE | 69001-3507 | Red Willow | NE43107 | Active | 373571 | 2022 | Lochinvar | FTVT - Firetube Vertical TB | Basement | HWHT - Hot Water Heat | 11/30/2026
Hillcrest Nursing Home | 309 W 7th St | McCook | NE | 69001-3507 | Red Willow | NE43108 | Active | 376384 | 2022 | Lochinvar | FTVT - Firetube Vertical TB | Basement | HWHT - Hot Water Heat | 11/30/2026
MEXICO LINDO INC | 311 Norris Ave | McCook | NE | 69001-3707 | RED WILLOW | NE04705 | Inactive |  | 1978 | BRYANT |  | BASEMENT | STHT - Steam-Heat | 2/28/2003
The Haircut Co | 313 Norris Ave | McCook | NE | 69001-3707 | Red Willow | NE04904 | Scrapped/Junked | N/A | 1968 | American Standard | CI - Cast Iron | BASEMENT | HWHT - Hot Water Heat | 3/31/2019
The Haircut Co | 313 Norris Ave | McCook | NE | 69001-3707 | Red Willow | NE28209 | Active | Na | 2018 | Crown | CI - Cast Iron | BASEMENT | HWHT - Hot Water Heat | 9/30/2026
Private Residence | 39145 Road 718 | Indianola | NE | 69034-8024 | Red Willow | NE15126 | Exempt | 423 | 1989 | Teledyne Laars | CPFT - Horiz Cpr Fin Boiler | BOILER ROOM | HWSD - Hot Water Dom/Potable | 3/31/2011
Private Residence | 39145 Road 718 | Indianola | NE | 69034-8024 | Red Willow | NE31703 | Exempt | N/A | 1938 | American Radiator | CI - Cast Iron | BOILER ROOM | STHT - Steam-Heat | 3/31/2011
Parker Hannifin Corporation | 400 South St | McCook | NE | 69001-4023 | Red Willow | NE06560 | Inactive | 105123 | 2007 | Fulton Boilerworks | ELBL - Electric Boiler | Boiler Room | PROV - Process Vessel | 7/31/2022
Parker Hannifin Corporation | 400 South St | McCook | NE | 69001-4023 | Red Willow | NE11436 | Active | 27126 | 1975 | Kewanee | FTWB - FTS Marine Wet Back | 400 HP Boiler # 2 | PROC - Process Steam | 7/31/2026
Parker Hannifin Corporation | 400 South St | McCook | NE | 69001-4023 | Red Willow | NE14253 | Inactive |  | 1981 | ECLIPSE | FT - Firetube Boiler | BOILER ROOM | PROC - Process Steam | 7/31/1988
Parker Hannifin Corporation | 400 South St | McCook | NE | 69001-4023 | Red Willow | NE18253 | Active | 12473 | 1994 | Superior Boiler Works | FTSM - FTS Marine Dry Back | 750 Boiler # 1 | PROC - Process Steam | 7/31/2026
McCook Comm College Events Center | 401 E M St | McCook | NE | 69001-2718 | Red Willow | NE22880 | Active | 18579 | 2012 | Aldrich | FTVT - Firetube Vertical TB | Boiler Room | GLYC - Glycol Bldg Heat Sys | 12/31/2026
McCook Comm College Events Center | 401 E M St | McCook | NE | 69001-2718 | Red Willow | NE22881 | Active | 18580 | 2012 | Aldrich | FTVT - Firetube Vertical TB | Boiler Room | GLYC - Glycol Bldg Heat Sys | 12/31/2026
MCCOOK TOWNHOUSE | 402 Norris Ave | McCook | NE | 69001-2035 | RED WILLOW | NE21177 | Exempt 1999 LB-66 |  | 1997 | VANGUARD | AHWH - ANSI/Fired Water Htr |  | HWSD - Hot Water Dom/Potable | 4/30/2000
MCCOOK TOWNHOUSE | 402 Norris Ave | McCook | NE | 69001-2035 | RED WILLOW | NE34250 | Scrapped/Junked |  | 1960 | PEERLESS HEATER COMPANY |  | BASEMENT | STHT - Steam-Heat | 4/30/2001
Lumen | 402 W 1st St | McCook | NE | 69001-3604 | Red Willow | NE15123 | Active | 6444 | 1989 | Aldrich | FTVT - Firetube Vertical TB | Boiler Room | HWHT - Hot Water Heat | 11/30/2026
Lumen | 402 W 1st St | McCook | NE | 69001-3604 | Red Willow | NE15124 | Active | 6445 | 1989 | Aldrich | FTVT - Firetube Vertical TB | Boiler Room | HWHT - Hot Water Heat | 11/30/2026
Lumen | 402 W 1st St | McCook | NE | 69001-3604 | Red Willow | NE15125 | Active | 6446 | 1989 | Aldrich | FTVT - Firetube Vertical TB | Boiler Room | HWHT - Hot Water Heat | 11/30/2026
McCook Public Schools Building | 404 W 7th St | McCook | NE | 69001-3557 | Red Willow | NE30130 | Scrapped/Junked | N/A | 1965 | AMST | CI - Cast Iron | BOILER ROOM | STHT - Steam-Heat | 11/30/2024
McCook Public Schools Building | 404 W 7th St | McCook | NE | 69001-3557 | Red Willow | NE43106 | Active | N/A | 2023 | Peerless | CI - Cast Iron | Bus Barn Boiler Room | STHT - Steam-Heat | 10/31/2026
The Church of Jesus Christ - Lincoln FM - McCook | 407 Elizabeth Ln | McCook | NE | 69001-2830 | Red Willow | NE00000 | Inactive | duplicate | [5 empty] | 12/31/9999
The Church of Jesus Christ - Lincoln FM - McCook | 407 Elizabeth Ln | McCook | NE | 69001-2830 | Red Willow | NE23530 | Exempt 1999 LB-66 |  | 1996 | A. O. Smith | FT - Firetube Boiler | Mechanical Room | HWDP - Hotwater Heat & Dom Supply | 11/30/2000
MCH Housing | 409 W 1st St | McCook | NE | 69001-3605 | Red Willow | NE43843 | Active | 380001 | 2022 | Lochinvar | FTSS - Firetube Stainless Steel | Mechanical Room | GLFH - Glycol Floor Heat System | 11/30/2026
FOX THEATER | 412 Norris Ave | McCook | NE | 69001-2004 | RED WILLOW | NE21114 | Scrapped/Junked |  | 1968 | SLANT FIN |  | BOILER ROOM | STHT - Steam-Heat | 3/31/2004
High Plains Historical Society | 421 Norris Ave | McCook | NE | 69001-2003 | Red Willow | NE16306 | Out of Service | n/a | 1987 | Bryant | CI - Cast Iron | BASEMENT | HWHT - Hot Water Heat | 4/30/2016
BANK OF INDIANOLA | 4TH & MAIN ST | INDIANOLA | NE | 69034 | RED WILLOW | NE35431 | Inactive |  | 1920 | AMERICAN RADIATOR |  | BASEMENT | HWHT - Hot Water Heat | 3/31/2000
East Ward Elementary | 500 E 5Th St | Mccook | NE | 69001-3301 | Red Willow | NE34435 | Scrapped/Junked |  | 1973 | PEER | CI - Cast Iron | BOILER ROOM | STHT - Steam-Heat | 11/30/2006
East Ward Elementary | 500 E 5Th St | Mccook | NE | 69001-3301 | Red Willow | NE34436 | Scrapped/Junked |  | 1978 | PEER | CI - Cast Iron | BOILER ROOM | STHT - Steam-Heat | 11/30/2006
RED WILLOW COUNTY CLERK | 500 Norris Ave | McCook | NE | 69001-2006 | RED WILLOW | NE35436 | Inactive |  | 1981 | BRYANT |  | COURTHOUSE JAI | STHT - Steam-Heat | 3/31/1992
McCook City Pool | 501 E M St | McCook | NE | 69001 | Red Willow | NE43397 | Active | 568912 | 2023 | Raypak | CPPH - Ansi Cpr Fin Pool Heater | Oustide | OPHT - Outdoor Pool Heater | 6/30/2026
McCook Municipal Bldg | 505 W C St | McCook | NE | 69001-3618 | Red Willow | NE22801 | Inactive | 171019 | 2012 | State Industries | CFPV - Coil/Fired PSI Vsl | Boiler Room | HWSD - Hot Water Dom/Potable | 10/31/2019
McCook Municipal Bldg | 505 W C St | McCook | NE | 69001-3618 | Red Willow | NE22802 | Out of Service | 171016 | 2012 | State Industries | CFPV - Coil/Fired PSI Vsl | Boiler Room | HWSD - Hot Water Dom/Potable | 10/31/2021
McCook Municipal Bldg | 505 W C St | McCook | NE | 69001-3618 | Red Willow | NE22803 | Active | 213422 | 2012 | Lochinvar | WTSS - Watertube SS Steel | Boiler Room | HWHT - Hot Water Heat | 10/31/2026
McCook Municipal Bldg | 505 W C St | McCook | NE | 69001-3618 | Red Willow | NE22804 | Active | 213423 | 2012 | Lochinvar | WTSS - Watertube SS Steel | Boiler Room | HWHT - Hot Water Heat | 10/31/2026
McCook Municipal Bldg | 505 W C St | McCook | NE | 69001-3618 | Red Willow | NE22805 | Active | 217024 | 2012 | Lochinvar | WTSS - Watertube SS Steel | Boiler Room | HWHT - Hot Water Heat | 10/31/2026
Weather Craft | 512 Airport Rd | McCook | NE | 69001-9733 | Red Willow | NE19576 | Scrapped/Junked | 2912 | 2009 | A O Smith | CPFH - Copper Fin Water Heater | Mech. Room 132 | HWSD - Hot Water Dom/Potable | 4/30/2015
Weather Craft | 512 Airport Rd | McCook | NE | 69001-9733 | Red Willow | NE19577 | Scrapped/Junked | 2910 | 2009 | A O Smith | CPFH - Copper Fin Water Heater | Mech. Room 132 | HWSD - Hot Water Dom/Potable | 4/30/2015
Weather Craft | 512 Airport Rd | McCook | NE | 69001-9733 | Red Willow | NE19578 | Scrapped/Junked | 2909 | 2009 | A O Smith | CPFH - Copper Fin Water Heater | Mech. Room 132 | HWSD - Hot Water Dom/Potable | 4/30/2015
Weather Craft | 512 Airport Rd | McCook | NE | 69001-9733 | Red Willow | NE19579 | Scrapped/Junked | 2939 | 2009 | A O Smith | CPFH - Copper Fin Water Heater | Mech. Room 132 | HWSD - Hot Water Dom/Potable | 4/30/2015
Weather Craft | 512 Airport Rd | McCook | NE | 69001-9733 | Red Willow | NE19580 | Scrapped/Junked | 2896 | 2009 | A O Smith | CPFH - Copper Fin Water Heater | Mech. Room 132 | HWSD - Hot Water Dom/Potable | 4/30/2015
Weather Craft | 512 Airport Rd | McCook | NE | 69001-9733 | Red Willow | NE19581 | Scrapped/Junked | 2941 | 2009 | A O Smith | CPFH - Copper Fin Water Heater | Mech. Room 132 | HWSD - Hot Water Dom/Potable | 4/30/2015
Weather Craft | 512 Airport Rd | McCook | NE | 69001-9733 | Red Willow | NE19582 | Scrapped/Junked | 2890 | 2009 | A O Smith | CPFH - Copper Fin Water Heater | Mech. Room 132 | HWSD - Hot Water Dom/Potable | 4/30/2015
Apartment Building | 524 W 1st St | McCook | NE | 69001-3105 | Red Willow | NE00905 | Active | N/A | 1970 | AMST | CI - Cast Iron | BASEMENT | HWHT - Hot Water Heat | 11/30/2026
Mccook Central Elementary School | 600 W 1st St | McCook | NE | 69001-3137 | Red Willow | NE11327 | Scrapped/Junked | 92268 | 2002 | Ruud-Rheem | CHWH - ASME/Fired Water Heater | Basement | HWSD - Hot Water Dom/Potable | 11/30/2010
MCCOOK SENIOR HIGH | 600 W 7th St | McCook | NE | 69001-3078 | RED WILLOW | NE21127 | Scrapped/Junked | 137843 | 1997 | RAYPAK INC, CALIFORNIA | CHWH - ASME/Fired Water Heater | BOILER ROOM | HWSD - Hot Water Dom/Potable | 11/30/2004
MCCOOK SENIOR HIGH | 600 W 7th St | McCook | NE | 69001-3078 | RED WILLOW | NE23231 | Exempt 1999 LB-66 |  | 1998 | RHEEM MANUFACTURING CO | AHWH - ANSI/Fired Water Htr | BOILER ROOM | HWSD - Hot Water Dom/Potable | 5/31/2000
CENTRAL ELEMENTARY | 604 W 1st St | McCook | NE | 69001-3137 | RED WILLOW | NE22433 | Scrapped/Junked | 63721 | 1995 | RHEEM MANUFACTURING CO | CHWH - ASME/Fired Water Heater |  | HWSD - Hot Water Dom/Potable | 5/31/2003
Highland Park | 610 E 14th St | McCook | NE | 69001-3411 | Red Willow | NE20589 | Scrapped/Junked | 117754 | 2008 | RHEEM | CHWH - ASME/Fired Water Heater | Mech. Room | HWSD - Hot Water Dom/Potable | 3/31/2021
Highland Park | 610 E 14th St | McCook | NE | 69001-3411 | Red Willow | NE40465 | Scrapped/Junked |  | 1993 | AOSM | CHWH - ASME/Fired Water Heater | BEHIND KITCHEN | HWSD - Hot Water Dom/Potable | 3/31/2010
Highland Park | 610 E 14th St | McCook | NE | 69001-3411 | Red Willow | NE40466 | Scrapped/Junked | 30976 | 1995 | A O Smith | CHWH - ASME/Fired Water Heater | LAUNDRY | HWSD - Hot Water Dom/Potable | 3/31/2010
Highland Park | 610 E 14th St | McCook | NE | 69001-3411 | Red Willow | NE41651 | Scrapped/Junked | 154926 | 2018 | RHEEM | CHWH - ASME/Fired Water Heater | Mech. Room Behind Kitchen | HWSD - Hot Water Dom/Potable | 3/31/2025
Highland Park | 610 E 14th St | McCook | NE | 69001-3411 | Red Willow | NE43653 | Active | 174555 | 2025 | RHEEM | CHWH - ASME/Fired Water Heater | Mech. Room Behind Kitchen | HWSD - Hot Water Dom/Potable | 7/31/2027
St Patrick Church/School | 612 E 4th St | McCook | NE | 69001-3232 | Red Willow | NE20294 | Active | 128525 | 1996 | Teledyne Laars | CPFT - Horiz Cpr Fin Boiler | MECH ROOM 1 Upstairs school | HWSD - Hot Water Dom/Potable | 11/30/2026
McCook High School | 700 W 7th St | McCook | NE | 69001-3079 | Red Willow | NE11332 | Scrapped/Junked | 218875 | 2004 | Raypak | WT - Water Tube Boiler | Locker room | HWSD - Hot Water Dom/Potable | 11/30/2024
McCook High School | 700 W 7th St | McCook | NE | 69001-3079 | Red Willow | NE20983 | Active | 18344 | 2011 | Aldrich | FTVT - Firetube Vertical TB | Boiler Room | HWHT - Hot Water Heat | 11/30/2026
McCook High School | 700 W 7th St | McCook | NE | 69001-3079 | Red Willow | NE20984 | Active | 18342 | 2011 | Aldrich | FTVT - Firetube Vertical TB | Boiler Room | HWHT - Hot Water Heat | 11/30/2026
McCook High School | 700 W 7th St | McCook | NE | 69001-3079 | Red Willow | NE20985 | Active | 18343 | 2011 | Aldrich | FTVT - Firetube Vertical TB | Boiler Room | HWHT - Hot Water Heat | 11/30/2026
McCook High School | 700 W 7th St | McCook | NE | 69001-3079 | Red Willow | NE33741 | Scrapped/Junked | n/a | 1954 | American Radiator | FT - Firetube Boiler | SR HS Boiler Room | STHT - Steam-Heat | 11/30/2011
McCook High School | 700 W 7th St | McCook | NE | 69001-3079 | Red Willow | NE33742 | Scrapped/Junked | n/a | 1954 | American Radiator | FT - Firetube Boiler | SR HS Boiler Room | STHT - Steam-Heat | 11/30/2011
McCook High School | 700 W 7th St | McCook | NE | 69001-3079 | Red Willow | NE43396 | Active | 579854 | 2023 | Lochinvar | FTSS - Firetube Stainless Steel | Boiler Room | HWSD - Hot Water Dom/Potable | 11/30/2026
George Norris House | 706 Norris Ave | McCook | NE | 69001-3142 | Red Willow | NE30767 | Active | N/A | 1965 | Weil-Mcclain | CI - Cast Iron | BASEMENT | HWHT - Hot Water Heat | 3/31/2027
SW ENERGY LLC | 71637 CTY RD 380 | MCCOOK | NE | 69001 | RED WILLOW | NE01617 | Inactive | 56837 | 1983 | CLEAVER BROOKS | FTSM - FTS Marine Dry Back | OUTSIDE POLE BLDG | PROC - Process Steam | 6/30/2005
N A Timmerman Inc | 71870 Drive 392 | Indianola | NE | 69034-8025 | Red Willow | NE25365 | Active | 19691 | 2014 | Hurst | FTSM - FTS Marine Dry Back | Boiler Room | PROC - Process Steam | 10/31/2026
Southwest Elementary School | 719 E St | Indianola | NE | 69034-3461 | Red Willow | NE21217 | Scrapped/Junked | 30317 | 1996 | A O Smith | COBL - Coil Type Boiler | KITCHEN | HWSD - Hot Water Dom/Potable | 3/31/2010
Southwest Elementary School | 719 E St | Indianola | NE | 69034-3461 | Red Willow | NE21483 | Scrapped/Junked | C33816 | 2012 | A O Smith | COBL - Coil Type Boiler | Boiler Room | HWSD - Hot Water Dom/Potable | 3/31/2015
Valmont Industries | 75 US Highway 83 | McCook | NE | 69001-8569 | Red Willow | NE07799 | Active | 14125 | 1999 | Superior Boiler Works | FTSM - FTS Marine Dry Back | Boiler Room | PROC - Process Steam | 11/30/2026
MCCOOK JUNIOR HIGH | 800 W 7th St | McCook | NE | 69001-3087 | RED WILLOW | NE22432 | Exempt 1999 LB-66 |  | 1998 | RHEEM MANUFACTURING CO | AHWH - ANSI/Fired Water Htr |  | HWSD - Hot Water Dom/Potable | 5/31/2000
McCook Jr High School | 800 W 7th St | McCook | NE | 69001-3087 | Red Willow | NE33848 | Active | 973 | 1965 | Kewanee | FT - Firetube Boiler | JR HS Boiler Room | STHT - Steam-Heat | 11/30/2026
McCook Jr High School | 800 W 7th St | McCook | NE | 69001-3087 | Red Willow | NE33849 | Active | 974 | 1965 | Kewanee | FT - Firetube Boiler | JR HS Boiler Room | STHT - Steam-Heat | 11/30/2026
McCook Jr High School | 800 W 7th St | McCook | NE | 69001-3087 | Red Willow | NE33850 | Active | 976 | 1965 | Kewanee | FT - Firetube Boiler | JR HS Boiler Room | STHT - Steam-Heat | 11/30/2026
McCook Library | 802 Norris Ave | McCook | NE | 69001-3192 | Red Willow | NE16307 | Out of Service | n/a | 1972 | American Standard | CI - Cast Iron | BASEMENT | HWHT - Hot Water Heat | 4/30/2012
McCook Library | 802 Norris Ave | McCook | NE | 69001-3192 | Red Willow | NE21484 | Scrapped/Junked | 212875 | 2012 | Laars | WTSS - Watertube SS Steel | Basement | HWHT - Hot Water Heat | 3/31/2018
McCook Library | 802 Norris Ave | McCook | NE | 69001-3192 | Red Willow | NE27342 | Active | 521342 | 2025 | Lochinvar | FT - Firetube Boiler | Basement | HWHT - Hot Water Heat | 3/31/2027
Southwest Public School | 900 Coke Street | Bartley | NE | 69020 | Red Willow | NE16095 | Active | 17160 | 2008 | Les Inc/Aldrich Co | FTVT - Firetube Vertical TB | Mech. Rm. 018 | HWHT - Hot Water Heat | 3/31/2027
Southwest Public School | 900 Coke Street | Bartley | NE | 69020 | Red Willow | NE16096 | Active | 17161 | 2008 | Les Inc/Aldrich Co | FTVT - Firetube Vertical TB | Mech. Rm. 018 | HWHT - Hot Water Heat | 3/31/2027
YMCA | 901 W E St | McCook | NE | 69001-3598 | Red Willow | NE00218 | Scrapped/Junked | 17228 | 2000 | Raypak | CPFT - Horiz Cpr Fin Boiler | BASEMENT | IPHT - Indoor Pool Heater | 3/31/2025
YMCA | 901 W E St | McCook | NE | 69001-3598 | Red Willow | NE40036 | Exempt 1999 LB-66 |  | 1988 | RHEEM MANUFACTURING CO | AHWH - ANSI/Fired Water Htr | POOL | HWSD - Hot Water Dom/Potable | 8/31/1999
YMCA | 901 W E St | McCook | NE | 69001-3598 | Red Willow | NE40181 | Exempt 1999 LB-66 |  | 1998 | RHEEM MANUFACTURING CO | AHWH - ANSI/Fired Water Htr | POOL ROOM | HWSD - Hot Water Dom/Potable | 8/31/1999
Mid-Plains East Campus | 905 E 7th St | McCook | NE | 69001-2719 | Red Willow | NE43110 | Active | 261904 | 2021 | Lochinvar | FTSS - Firetube Stainless Steel | Basement | HWHT - Hot Water Heat | 11/30/2026
Mccook Elks #1434 | 907 E 7th St | McCook | NE | 69001-2717 | Red Willow | NE40464 | Exempt 1999 LB-66 |  | 1988 | A. O. Smith | AHWH - ANSI/Fired Water Htr | BASEMENT | HWSD - Hot Water Dom/Potable | 4/30/2000
PRIVATE RESIDENCE | OLD SCHOOL | LEBANON | NE | 69036 | RED WILLOW | NE32855 | Exempt |  | 1984 | WEIL MCLAIN |  | BOILER ROOM | STHT - Steam-Heat | 9/30/1997
Van Diest Supply Co | PO Box 410 | McCook | NE | 69001-0410 | Red Willow | NE08581 | Active | 10515 | 1988 | Superior | FTSM - FTS Marine Dry Back | BOILER ROOM | STHT - Steam-Heat | 1/31/2027
ST CATHERINE'S CHURCH | PO Box A | Indianola | NE | 69034-0500 | RED WILLOW | NE14770 | Inactive |  | 1956 | AMERICAN STANDARD |  | BASEMENT | HWHT - Hot Water Heat | 11/30/2002
BUTLER BEEF ACRES | RR 4 HWY 83 | MCCOOK | NE | 69001-9803 | RED WILLOW | NE22401 | Exempt 1999 LB-66 |  | 1989 | JACKSON | AHWH - ANSI/Fired Water Htr | BASEMENT | HWSD - Hot Water Dom/Potable | 6/30/1997
BUTLER BEEF ACRES | RR 4 HWY 83 | MCCOOK | NE | 69001-9803 | RED WILLOW | NE22402 | Scrapped/Junked |  | 1983 | AO SMITH | AHWH - ANSI/Fired Water Htr | KILL FLOOR | HWSD - Hot Water Dom/Potable | 6/30/2000
School - Falls City South Elementary (FCPS) | 1000 Fulton St | Falls City | NE | 68355-3032 | Richardson | NE12092 | Active | 12711 | 2003 | ALES | FTVT - Firetube Vertical TB | BOILER ROOM | HWHT - Hot Water Heat | 1/31/2027
School - Falls City South Elementary (FCPS) | 1000 Fulton St | Falls City | NE | 68355-3032 | Richardson | NE12093 | Active | 12717 | 2003 | ALES | FTVT - Firetube Vertical TB | BOILER ROOM | HWHT - Hot Water Heat | 1/31/2027
School - Falls City South Elementary (FCPS) | 1000 Fulton St | Falls City | NE | 68355-3032 | Richardson | NE32007 | Scrapped/Junked |  | 1956 | KEWANEE | FT - Firetube Boiler | BOILER ROOM | STHT - Steam-Heat | 8/31/2003
Adm Alliance Nutrition | 1003 Railroad St | Humboldt | NE |  | Richardson | NE08021 | Inactive | 9261 | 1968 | York-Shipley | FTSM - FTS Marine Dry Back | BOILER ROOM | PROC - Process Steam | 9/30/2004
Milam's Inc | 1014 E 14th St | Falls City | NE | 68355-2401 | Richardson | NE02193 | Out of Service | Unknown | 1966 | Kewanee | FTWB - FTS Marine Wet Back | BOILER ROOM | STHT - Steam-Heat | 1/31/2024
Colonial Acres Nursing | 1043 10th St | Humboldt | NE | 68376-6018 | Richardson | NE05739 | Scrapped/Junked |  | 1991 | STAT | CHWH - ASME/Fired Water Heater | MAINT ROOM SOUTH | HWSD - Hot Water Dom/Potable | 11/30/2010
HUMBOLDT HEALTHCARE | 1128 Grand Ave | Humboldt | NE | 68376-6019 | RICHARDSON | NE04108 | Inactive | 5528 | 1966 | BURNHAM COMM/INDUST | FT - Firetube Boiler | BOILER ROOM | STHT - Steam-Heat | 7/31/2002
HUMBOLDT HEALTHCARE | 1128 Grand Ave | Humboldt | NE | 68376-6019 | RICHARDSON | NE04109 | Inactive | 5529 | 1966 | BURNHAM COMM/INDUST | FT - Firetube Boiler | BOILER ROOM | STHT - Steam-Heat | 7/31/2002
HUMBOLDT HEALTHCARE | 1128 Grand Ave | Humboldt | NE | 68376-6019 | RICHARDSON | NE11304 | Inactive | 2830 | 1967 | AMSCO | ELBL - Electric Boiler | STERILIZER RM | 0020 - Supp to Sterlizer/Autoclave | 7/31/2002
HUMBOLDT HEALTHCARE | 1128 Grand Ave | Humboldt | NE | 68376-6019 | RICHARDSON | NE20502 | Inactive | 139519 | 1996 | LAARS HEATING SYSTEMS CO | COBL - Coil Type Boiler | BOILER ROOM | HWSD - Hot Water Dom/Potable | 7/31/2002
Lichty Tubach Sikora Inc Agency | 113 E 17th St | Falls City | NE | 68355-2639 | Richardson | NE02192 | Inactive | n/a | 1961 | Weil-Mcclain | CI - Cast Iron | BASEMENT | STHT - Steam-Heat | 3/31/2017
MODERN CLEANERS | 120 W 18th St | Falls City | NE | 68355-2009 | RICHARDSON | NE01107 | Inactive | 462 | 1960 | SUPERIOR BOILERWORKS | FT - Firetube Boiler | REAR OF PLANT | PROC - Process Steam | 7/31/1995
FALLS CITY STADIUM | 1400 Fulton St | Falls City | NE | 68355-2746 | RICHARDSON | NE20038 | Exempt 1999 LB-66 |  | 1966 | RHEEM MANUFACTURING CO | AHWH - ANSI/Fired Water Htr | BOILER ROOM | HWSD - Hot Water Dom/Potable | 8/31/2001
School - Falls City High | 1400 Fulton St | Falls City | NE | 68355-2746 | RICHARDSON | NE08509 | Scrapped/Junked | 10876 | 2000 | ALES | FTVT - Firetube Vertical TB | MECH RM SE CORNER | HWHT - Hot Water Heat | 1/31/2023
School - Falls City High | 1400 Fulton St | Falls City | NE | 68355-2746 | RICHARDSON | NE08510 | Scrapped/Junked | 10875 | 2000 | ALES | FTVT - Firetube Vertical TB | MECH RM SE CORNER | HWHT - Hot Water Heat | 1/31/2012
School - Falls City High | 1400 Fulton St | Falls City | NE | 68355-2746 | RICHARDSON | NE08511 | Scrapped/Junked | 10877 | 2000 | ALES | FTVT - Firetube Vertical TB | MECH RM SE CORNER | HWHT - Hot Water Heat | 1/31/2023
School - Falls City High | 1400 Fulton St | Falls City | NE | 68355-2746 | RICHARDSON | NE18827 | Exempt 1999 LB-66 |  | 1997 | RHEEM MANUFACTURING CO | AHWH - ANSI/Fired Water Htr |  | HWSD - Hot Water Dom/Potable | 8/31/2000
School - Falls City High | 1400 Fulton St | Falls City | NE | 68355-2746 | RICHARDSON | NE19537 | Scrapped/Junked | 18261 | 2011 | Aldrich | FTVT - Firetube Vertical TB | Boiler Room #16 | HWHT - Hot Water Heat | 1/31/2023
School - Falls City High | 1400 Fulton St | Falls City | NE | 68355-2746 | RICHARDSON | NE20037 | Exempt 1999 LB-66 |  | 1988 | AMERICAN APPLIANCE | AHWH - ANSI/Fired Water Htr |  | HWSD - Hot Water Dom/Potable | 8/31/2000
School - Falls City High | 1400 Fulton St | Falls City | NE | 68355-2746 | RICHARDSON | NE32006 | Scrapped/Junked |  | 1959 | KEWANEE | FTFB - Firetube-Firebox Boiler | BOILER ROOM | STHT - Steam-Heat | 8/31/2001
School - Falls City High | 1400 Fulton St | Falls City | NE | 68355-2746 | RICHARDSON | NE42541 | Active | 15993 | 2021 | Riello | WT - Water Tube Boiler | Boiler Room | HWHT - Hot Water Heat | 1/31/2027
School - Falls City High | 1400 Fulton St | Falls City | NE | 68355-2746 | RICHARDSON | NE42542 | Active | 15997 | 2021 | Riello | WT - Water Tube Boiler | Boiler Room | HWHT - Hot Water Heat | 1/31/2027
School - Falls City High | 1400 Fulton St | Falls City | NE | 68355-2746 | RICHARDSON | NE42543 | Active | 16151 | 2021 | Riello | WT - Water Tube Boiler | Boiler Room | HWHT - Hot Water Heat | 1/31/2027
School - Falls City High | 1400 Fulton St | Falls City | NE | 68355-2746 | RICHARDSON | NE42544 | Active | 16152 | 2021 | Riello | WT - Water Tube Boiler | Boiler Room | HWHT - Hot Water Heat | 1/31/2027
School - Falls City High | 1400 Fulton St | Falls City | NE | 68355-2746 | RICHARDSON | NE42545 | Active | 15998 | 2021 | Riello | WT - Water Tube Boiler | Boiler Room | HWHT - Hot Water Heat | 1/31/2027
School - Falls City High | 1400 Fulton St | Falls City | NE | 68355-2746 | RICHARDSON | NE42546 | Active | 16153 | 2021 | Riello | WT - Water Tube Boiler | Boiler Room | HWHT - Hot Water Heat | 1/31/2027
School - Falls City High | 1400 Fulton St | Falls City | NE | 68355-2746 | RICHARDSON | NE42547 | Active | 16124 | 2021 | Riello | WT - Water Tube Boiler | Boiler Room | HWHT - Hot Water Heat | 1/31/2027
School - Falls City High | 1400 Fulton St | Falls City | NE | 68355-2746 | RICHARDSON | NE42548 | Active | 16128 | 2021 | Riello | WT - Water Tube Boiler | Boiler Room | HWHT - Hot Water Heat | 1/31/2027
School - Falls City Middle (FCPS) | 1415 Morton St | Falls City | NE | 68355-2759 | Richardson | NE17992 | Active | 53034 | 2009 | Aerco | FTVT - Firetube Vertical TB | Boiler Room | HWHT - Hot Water Heat | 1/31/2027
School - Falls City Middle (FCPS) | 1415 Morton St | Falls City | NE | 68355-2759 | Richardson | NE17993 | Active | 53425 | 2009 | Aerco | FTVT - Firetube Vertical TB | Boiler Room | HWHT - Hot Water Heat | 1/31/2027
School - Falls City Middle (FCPS) | 1415 Morton St | Falls City | NE | 68355-2759 | Richardson | NE22866 | Active | 61766 | 2012 | Crown | COOK - Fired Cooker | Kitchen | COOK - Cooker/Kettle | 1/31/2027
School - Falls City Middle (FCPS) | 1415 Morton St | Falls City | NE | 68355-2759 | Richardson | NE32794 | Scrapped/Junked |  | 1980 | KEWA | FTSM - FTS Marine Dry Back | BOILER ROOM | HWHT - Hot Water Heat | 1/31/2010
School - Falls City Middle (FCPS) | 1415 Morton St | Falls City | NE | 68355-2759 | Richardson | NE32795 | Scrapped/Junked | 5414 | 1979 | MARKET FORGE INDUSTRIES | FT - Firetube Boiler |  | 0021 - Steam Supp Cooker/Kettle | 8/31/1999
School - Falls City Middle (FCPS) | 1415 Morton St | Falls City | NE | 68355-2759 | Richardson | NE32797 | Exempt | 1767 | 1980 | MARKET FORGE INDUSTRIES | ELPV - Electric Press VSL | KITCHEN | 0021 - Steam Supp Cooker/Kettle | 8/31/2001
School - Falls City Middle (FCPS) | 1415 Morton St | Falls City | NE | 68355-2759 | Richardson | NE37714 | Scrapped/Junked | 37513 | 1979 | Pvi | CHWH - ASME/Fired Water Heater | BOILER ROOM | HWSD - Hot Water Dom/Potable | 1/31/2013
Apartment Building | 1517 Chase St | Falls City | NE | 68355-2647 | Richardson | NE06184 | Inactive | N/A | 1966 | RHEEM | CI - Cast Iron | BASEMENT | HWHT - Hot Water Heat | 10/31/2016
Equity Bank | 1616 Harlan St | Falls City | NE | 68355-2655 | Richardson | NE13358 | Active | 16491 | 2006 | Giannoni | COWH - Coil Type Water Heater | BASEMENT | HWHT - Hot Water Heat | 2/28/2026
Equity Bank | 1616 Harlan St | Falls City | NE | 68355-2655 | Richardson | NE13359 | Active | 22968 | 2005 | HTPI | COWH - Coil Type Water Heater | BASEMENT | HWHT - Hot Water Heat | 2/28/2026
1st United Methodist Church-BMIC #474730 | 1700 Harlan St | Falls City | NE | 68355-2124 | Richardson | NE06185 | Active | n/a | 2004 | Weil-Mcclain | CALU - Cast Aluminum | BOILER ROOM | HWHT - Hot Water Heat | 11/30/2026
1st United Methodist Church-BMIC #474730 | 1700 Harlan St | Falls City | NE | 68355-2124 | Richardson | NE17107 | Scrapped/Junked |  | 1960 | KEWANEE | FTFB - Firetube-Firebox Boiler | BOILER ROOM | HWHT - Hot Water Heat | 11/30/2005
Richardson Co. Courthouse | 1700 Stone St | Falls City | NE | 68355-2003 | Richardson | NE20954 | Active | 4020 | 2011 | CAMUS | VTWT - Vert Watertube | Basement | HWHT - Hot Water Heat | 3/31/2027
Richardson Co. Courthouse | 1700 Stone St | Falls City | NE | 68355-2003 | Richardson | NE20955 | Active | 4021 | 2011 | CAMUS | VTWT - Vert Watertube | Basement | HWHT - Hot Water Heat | 3/31/2027
Richardson Co. Courthouse | 1700 Stone St | Falls City | NE | 68355-2003 | Richardson | NE35218 | Scrapped/Junked | n/a | 1958 | Weil-Mcclain | CI - Cast Iron | BOILER ROOM | HWHT - Hot Water Heat | 3/31/2012
Falls City Nursing & Rehab | 1720 Burton Dr | Falls City | NE | 68355-2438 | Richardson | NE09799 | Scrapped/Junked | 63970 | 1999 | State Industries | CHWH - ASME/Fired Water Heater | BOILER ROOM | HWSD - Hot Water Dom/Potable | 11/30/2016
Falls City Nursing & Rehab | 1720 Burton Dr | Falls City | NE | 68355-2438 | Richardson | NE11903 | Scrapped/Junked | n/a | 1972 | Kewanee | FTFB - Firetube-Firebox Boiler | BOILER ROOM | HWHT - Hot Water Heat | 11/30/2016
Falls City Nursing & Rehab | 1720 Burton Dr | Falls City | NE | 68355-2438 | Richardson | NE26572 | Active | 225403 | 2016 | Lochinvar | FTVT - Firetube Vertical TB | BOILER ROOM | HWHT - Hot Water Heat | 11/30/2026
Falls City Nursing & Rehab | 1720 Burton Dr | Falls City | NE | 68355-2438 | Richardson | NE26573 | Active | 223097 | 2016 | Lochinvar | FTVT - Firetube Vertical TB | BOILER ROOM | HWHT - Hot Water Heat | 11/30/2026
MIDLAND VILLA NRSG HOME | 1728 Burton Dr | Falls City | NE | 68355-2438 | RICHARDSON | NE00762 | Exempt 1999 LB-66 |  | 2000 | AMERICAN APPLIANCE | AHWH - ANSI/Fired Water Htr | BOILER ROOM | HWSD - Hot Water Dom/Potable | 1/1/1900
MIDLAND VILLA NRSG HOME | 1728 Burton Dr | Falls City | NE | 68355-2438 | RICHARDSON | NE05743 | Scrapped/Junked | 40541 | 1996 | AMERICAN WATER | CHWH - ASME/Fired Water Heater | BOILER ROOM | HWSD - Hot Water Dom/Potable | 11/30/2002
MIDLAND VILLA NRSG HOME | 1728 Burton Dr | Falls City | NE | 68355-2438 | RICHARDSON | NE20505 | Scrapped/Junked |  | 1992 | AMERICAN STANDARD | AHWH - ANSI/Fired Water Htr |  | HWSD - Hot Water Dom/Potable | 11/30/1999
MIDLAND VILLA NRSG HOME | 1728 Burton Dr | Falls City | NE | 68355-2438 | RICHARDSON | NE20506 | Exempt 1999 LB-66 |  | 1992 | AMERICAN STANDARD | AHWH - ANSI/Fired Water Htr |  | HWSD - Hot Water Dom/Potable | 11/30/1999
Grand Weaver Hotel | 1800 Stone St | Falls City | NE | 68355-2027 | Richardson | NE02649 | Inactive | 21325 | 1962 | KEWANEE | FT - Firetube Boiler | BASEMENT | STHT - Steam-Heat | 7/31/1989
Grand Weaver Hotel | 1800 Stone St | Falls City | NE | 68355-2027 | Richardson | NE30113 | Inactive |  | 1947 | PACI | FTFB - Firetube-Firebox Boiler | BOILER ROOM | STHT - Steam-Heat | 6/30/2007
Grand Weaver Hotel | 1800 Stone St | Falls City | NE | 68355-2027 | Richardson | NE30114 | Inactive | N/A | 1975 | Peerless | CI - Cast Iron | BOILER ROOM | HWCA - Hotwater to Coil Htexchgr | 3/31/2017
Grand Weaver Hotel | 1800 Stone St | Falls City | NE | 68355-2027 | Richardson | NE30115 | Out of Service | N/A | 1959 | AMST | CI - Cast Iron | BOILER ROOM | HWHT - Hot Water Heat | 3/31/2011
Grand Weaver Hotel | 1800 Stone St | Falls City | NE | 68355-2027 | Richardson | NE30116 | Inactive |  | 1947 | PACIFIC | FT - Firetube Boiler | BOILER ROOM | STHT - Steam-Heat | 7/31/1992
First Church of The Nazarene-BMIC #425195 | 1812 Wilson St | Falls City | NE | 68355-2258 | Richardson | NE09574 | Active | N/A | 2003 | Weil-Mcclain | CALU - Cast Aluminum | BASEMENT | HWHT - Hot Water Heat | 2/28/2026
First Church of The Nazarene-BMIC #425195 | 1812 Wilson St | Falls City | NE | 68355-2258 | Richardson | NE20515 | Scrapped/Junked |  | 1985 | PEERLESS HEATER COMPANY |  | BOILER ROOM | HWHT - Hot Water Heat | 10/31/2004
Hoys Ideal Cleaners | 1817 Harlan St | Falls City | NE | 68355-2127 | Richardson | NE20513 | Scrapped/Junked | 4430 | 1997 | Hurst | FTSM - FTS Marine Dry Back | Mech Room | PROC - Process Steam | 10/31/2013
Sacred Heart School | 1820 Fulton St | Falls City | NE | 68355-2234 | Richardson | NE33240 | Scrapped/Junked | 6655 | 1955 | Kewanee | FTFB - Firetube-Firebox Boiler | BOILER ROOM | HWHT - Hot Water Heat | 11/30/2022
St Peter & Paul Catholic Church / Sacred Heart Sch | 1820 Fulton St | Falls City | NE | 68355-2234 | Richardson | NE29085 | Active | 340567 | 2018 | Lochinvar | FTVT - Firetube Vertical TB | Church Basement | GLYC - Glycol Bldg Heat Sys | 11/30/2026
St Peter & Paul Catholic Church / Sacred Heart Sch | 1820 Fulton St | Falls City | NE | 68355-2234 | Richardson | NE43190 | Active | 331515 | 2022 | Lochinvar | FTNT - FT Vertical Tubeless | School Boiler Room | HWHT - Hot Water Heat | 11/30/2026
Community Medical Center | 2307 Barada St | Falls City | NE | 68355-1546 | RICHARDSON | NE09501 | Scrapped/Junked | 48707 | 2001 | SUSS | ELBL - Electric Boiler | SURGERY | 0020 - Supp to Sterlizer/Autoclave | 8/31/2010
Community Medical Center | 2307 Barada St | Falls City | NE | 68355-1546 | RICHARDSON | NE16385 | Scrapped/Junked | 27972 | 1976 | KEWA | FTFB - Firetube-Firebox Boiler | BOILER ROOM | HWHT - Hot Water Heat | 8/31/2010
Community Medical Center | 2307 Barada St | Falls City | NE | 68355-1546 | RICHARDSON | NE16386 | Scrapped/Junked | 27936 | 1976 | KEWA | FTFB - Firetube-Firebox Boiler | BOILER ROOM | STHT - Steam-Heat | 8/31/2010
Community Medical Center | 2307 Barada St | Falls City | NE | 68355-1546 | RICHARDSON | NE16387 | Scrapped/Junked | 27944 | 1976 | KEWA | FTFB - Firetube-Firebox Boiler | BOILER RROM | STHT - Steam-Heat | 8/31/2010
Community Medical Center | 2307 Barada St | Falls City | NE | 68355-1546 | RICHARDSON | NE20504 | Scrapped/Junked | 125572 | 1983 | CHROMALOX PRECISION HEAT | ELBL - Electric Boiler | CS | PROC - Process Steam | 9/30/2001
Christ Lutheran Church-BMIC #439824 | 2310 Barada St | Falls City | NE | 68355-1545 | Richardson | NE00721 | Active | n/a | 1999 | HYDR | CI - Cast Iron | BASEMENT BOILER ROOM | HWHT - Hot Water Heat | 12/31/2026
School - Falls City North Elementary (FCPS) | 2500 Chase St | Falls City | NE | 68355-1113 | Richardson | NE12094 | Active | 12718 | 2003 | LES | FTVT - Firetube Vertical TB | BOILER ROOM | HWHT - Hot Water Heat | 1/31/2027
School - Falls City North Elementary (FCPS) | 2500 Chase St | Falls City | NE | 68355-1113 | Richardson | NE12095 | Active | 12719 | 2003 | ALES | FTVT - Firetube Vertical TB | BOILER ROOM | HWHT - Hot Water Heat | 1/31/2027
School - Falls City North Elementary (FCPS) | 2500 Chase St | Falls City | NE | 68355-1113 | Richardson | NE20035 | Inactive | 7773 | 1972 | RHEEM MANUFACTURING CO | CHWH - ASME/Fired Water Heater | BASEMENT BOILER RM | HWSD - Hot Water Dom/Potable | 8/31/2002
School - Falls City North Elementary (FCPS) | 2500 Chase St | Falls City | NE | 68355-1113 | Richardson | NE32003 | Scrapped/Junked | 3811 | 1956 | KEWANEE | FT - Firetube Boiler | BOILER ROOM | STHT - Steam-Heat | 8/31/2003
Falls City Care Center | 2800 Towle St | Falls City | NE | 68355-1065 | Richardson | NE13357 | Scrapped/Junked | 83071 | 2008 | Bradford and White | CHWH - ASME/Fired Water Heater | Boiler / Mechanical Room | HWSD - Hot Water Dom/Potable | 12/31/2009
Falls City Care Center | 2800 Towle St | Falls City | NE | 68355-1065 | Richardson | NE17981 | Scrapped/Junked | 87242 | 2009 | BOCK | FTVT - Firetube Vertical TB | Mech. Room | HWSD - Hot Water Dom/Potable | 7/31/2016
Falls City Care Center | 2800 Towle St | Falls City | NE | 68355-1065 | Richardson | NE20501 | Scrapped/Junked |  | 1989 | AMERICAN STANDARD | AHWH - ANSI/Fired Water Htr | BOILER ROOM | HWSD - Hot Water Dom/Potable | 10/31/1998
Falls City Care Center | 2800 Towle St | Falls City | NE | 68355-1065 | Richardson | NE20531 | Exempt 1999 LB-66 |  | 1996 | AO SMITH | AHWH - ANSI/Fired Water Htr | BOILER ROOM | HWSD - Hot Water Dom/Potable | 8/31/2000
Falls City Care Center | 2800 Towle St | Falls City | NE | 68355-1065 | Richardson | NE35569 | Scrapped/Junked |  | 1971 | A. O. Smith | COBL - Coil Type Boiler | Boiler Rm | HWSD - Hot Water Dom/Potable | 8/31/2008
Falls City Aquatic Center | 3002 Old Hwy 73 | Falls City | NE | 68355-2473 | Richardson | NE22273 | Inactive | 100402 | 2005 | State Industries | CHWH - ASME/Fired Water Heater | Pool Mech. Room | HWSD - Hot Water Dom/Potable | 6/30/2024
Falls City Aquatic Center | 3002 Old Hwy 73 | Falls City | NE | 68355-2473 | Richardson | NE22274 | Inactive | 100374 | 2005 | State Industries | CHWH - ASME/Fired Water Heater | Pool Mech. Room | HWSD - Hot Water Dom/Potable | 6/30/2024
Falls City Aquatic Center | 3002 Old Hwy 73 | Falls City | NE | 68355-2473 | Richardson | NE22275 | Scrapped/Junked | 2547 | 2005 | Raypak | CPFH - Copper Fin Water Heater | Pool Mech. Room | OPHT - Outdoor Pool Heater | 6/30/2020
Falls City Aquatic Center | 3002 Old Hwy 73 | Falls City | NE | 68355-2473 | Richardson | NE28788 | Active | 505838 | 2020 | Raypak | CPPH - Ansi Cpr Fin Pool Heater | Pool Mech. Room | OPHT - Outdoor Pool Heater | 6/30/2026
Armbruster Motor Company | 307 W 17th St | Falls City | NE | 68355-2524 | Richardson | NE27255 | Active | 259402 | 2013 | Lochinvar | WTSS - Watertube SS Steel | Shop Mech. Room | HWHF - Hot Water Heat-Floor | 9/30/2026
Prichard Auditorium | 312 W 17th St | Falls City | NE | 68355-2523 | Richardson | NE00362 | Scrapped/Junked | 11259 | 2000 | Precision | CHWH - ASME/Fired Water Heater | BASEMENT | HWSD - Hot Water Dom/Potable | 4/30/2014
Prichard Auditorium | 312 W 17th St | Falls City | NE | 68355-2523 | Richardson | NE00363 | Active | 32955 | 1999 | Aerco International | WT - Water Tube Boiler | BASEMENT | HWHT - Hot Water Heat | 4/30/2026
Prichard Auditorium | 312 W 17th St | Falls City | NE | 68355-2523 | Richardson | NE00364 | Active | 32956 | 1999 | Aerco International | WT - Water Tube Boiler | BASEMENT | HWHT - Hot Water Heat | 4/30/2026
Prichard Auditorium | 312 W 17th St | Falls City | NE | 68355-2523 | Richardson | NE18576 | Scrapped/Junked |  | 1939 | Unknown | FT - Firetube Boiler | BOILER ROOM | STHT - Steam-Heat | 6/30/1997
Falls City Community Medical Center | 3307 Bill Schock Blvd | Falls City | NE | 68355-2428 | Richardson | NE15392 | Out of Service | 131916 | 2008 | A O Smith | AHWH - ANSI/Fired Water Htr | Boiler Room | HWSD - Hot Water Dom/Potable | 11/30/2020
Falls City Community Medical Center | 3307 Bill Schock Blvd | Falls City | NE | 68355-2428 | Richardson | NE15393 | Scrapped/Junked | 131960 | 2008 | A O Smith | CHWH - ASME/Fired Water Heater | Boiler Room | HWSD - Hot Water Dom/Potable | 11/30/2018
Falls City Community Medical Center | 3307 Bill Schock Blvd | Falls City | NE | 68355-2428 | Richardson | NE15394 | Scrapped/Junked | 52440 | 2008 | Aerco | FTVT - Firetube Vertical TB | Mech. Rm. B 192 | HWHT - Hot Water Heat | 11/30/2016
Falls City Community Medical Center | 3307 Bill Schock Blvd | Falls City | NE | 68355-2428 | Richardson | NE15395 | Scrapped/Junked | 52441 | 2008 | Aerco | FTVT - Firetube Vertical TB | Mech. Rm. B 192 | HWHT - Hot Water Heat | 11/30/2016
Falls City Community Medical Center | 3307 Bill Schock Blvd | Falls City | NE | 68355-2428 | Richardson | NE15396 | Scrapped/Junked | 52442 | 2008 | Aerco | FTVT - Firetube Vertical TB | Mech. Rm. B 192 | HWHT - Hot Water Heat | 11/30/2016
Falls City Community Medical Center | 3307 Bill Schock Blvd | Falls City | NE | 68355-2428 | Richardson | NE17982 | Scrapped/Junked | 73146 | 2009 | SUSSMAN | ELBL - Electric Boiler | Sterile Dept. | STER - Sterilizer | 11/30/2012
Falls City Community Medical Center | 3307 Bill Schock Blvd | Falls City | NE | 68355-2428 | Richardson | NE22832 | Active | 87222 | 2011 | TDC/Sussman | ELBL - Electric Boiler | Central Supply | STMG - Steam Generator | 11/30/2025
Falls City Community Medical Center | 3307 Bill Schock Blvd | Falls City | NE | 68355-2428 | Richardson | NE26318 | Active | 98876 | 2014 | TDC/Sussman | ELBL - Electric Boiler | Central Supply | STER - Sterilizer | 11/30/2025
Falls City Community Medical Center | 3307 Bill Schock Blvd | Falls City | NE | 68355-2428 | Richardson | NE26598 | Out of Service | 70291 | 2015 | Aerco | FTVT - Firetube Vertical TB | Mech. Rm. B 192 | HWHT - Hot Water Heat | 11/30/2020
Falls City Community Medical Center | 3307 Bill Schock Blvd | Falls City | NE | 68355-2428 | Richardson | NE26599 | Scrapped/Junked | 52442 | 2008 | Aerco | FTVT - Firetube Vertical TB | Mech. Rm. B 192 | HWHT - Hot Water Heat | 11/30/2021
Falls City Community Medical Center | 3307 Bill Schock Blvd | Falls City | NE | 68355-2428 | Richardson | NE26600 | Scrapped/Junked | 52110 | 2008 | Aerco | FTVT - Firetube Vertical TB | Mech. Rm. B 192 | HWHT - Hot Water Heat | 11/30/2020
Falls City Community Medical Center | 3307 Bill Schock Blvd | Falls City | NE | 68355-2428 | Richardson | NE29190 | Active | 361577 | 2020 | Lochinvar | FTVT - Firetube Vertical TB | Mech. Rm. B 192 | HWHT - Hot Water Heat | 11/30/2026
Falls City Community Medical Center | 3307 Bill Schock Blvd | Falls City | NE | 68355-2428 | Richardson | NE29191 | Active | 360980 | 2020 | Lochinvar | FTVT - Firetube Vertical TB | Mech. Rm. B 192 | HWHT - Hot Water Heat | 11/30/2026
Falls City Community Medical Center | 3307 Bill Schock Blvd | Falls City | NE | 68355-2428 | Richardson | NE29192 | Active | 360981 | 2020 | Lochinvar | FTVT - Firetube Vertical TB | Mech. Rm. B 192 | HWHT - Hot Water Heat | 11/30/2026
OLD DAWSON VERDON SCHOOL | 511 NEMAHA | DAWSON | NE | 68337 | RICHARDSON | NE18577 | Inactive | 6256 | 1975 | VULCRAFT | ELBL - Electric Boiler | STAGE-MEZZ | HWSD - Hot Water Dom/Potable | 8/31/2004
OLD DAWSON VERDON SCHOOL | 511 NEMAHA | DAWSON | NE | 68337 | RICHARDSON | NE32978 | Inactive |  | 1982 | PEERLESS HEATER COMPANY |  | BOILER ROOM | STHT - Steam-Heat | 8/31/2004
Humboldt City Pool | 607 Park Ave | Humboldt | NE | 68376 | Richardson | NE00200 | Scrapped/Junked | 36607 | 1997 | A. O. Smith | COBL - Coil Type Boiler | PUMP HOUSE | OPHT - Outdoor Pool Heater | 6/30/2006
Humboldt City Pool | 607 Park Ave | Humboldt | NE | 68376 | Richardson | NE12682 | Inactive | 249579 | 2006 | Raypak | CPPH - Ansi Cpr Fin Pool Heater | BOILER ROOM | OPHT - Outdoor Pool Heater | 6/30/2022
St James Lutheran Church | 62971 Hwy 62 | Humboldt | NE | 68376 | Richardson | NE22007 | Scrapped/Junked | n/a | 1963 | HYDR | CI - Cast Iron | BASEMENT | HWHT - Hot Water Heat | 3/31/2017
St James Lutheran Church | 62971 Hwy 62 | Humboldt | NE | 68376 | Richardson | NE26996 | Active | 164936 | 2015 | Trinity | FTVT - Firetube Vertical TB | Storage Room | HWHT - Hot Water Heat | 3/31/2027
Humboldt Public Schools | 810 Central Ave | Humboldt | NE | 68376-6111 | Richardson | NE13360 | Scrapped/Junked | N/A | 2008 | Patterson Kelley | CALU - Cast Aluminum | BASEMENT | HWHT - Hot Water Heat | 1/31/2021
Humboldt Public Schools | 810 Central Ave | Humboldt | NE | 68376-6111 | Richardson | NE13361 | Scrapped/Junked | N/A | 2008 | Patterson Kelley | CALU - Cast Aluminum | BASEMENT | HWHT - Hot Water Heat | 1/31/2021
Humboldt Public Schools | 810 Central Ave | Humboldt | NE | 68376-6111 | Richardson | NE19511 | Scrapped/Junked | 8266 | 1981 | STATE INDUSTRIES | CHWH - ASME/Fired Water Heater | KITCHEN | HWSD - Hot Water Dom/Potable | 11/30/2005
Humboldt Public Schools | 810 Central Ave | Humboldt | NE | 68376-6111 | Richardson | NE26244 | Active | 51273 | 2015 | RIVERSIDE HYDRONICS | FTVT - Firetube Vertical TB | Boiler Room | HWHT - Hot Water Heat | 1/31/2027
Humboldt Public Schools | 810 Central Ave | Humboldt | NE | 68376-6111 | Richardson | NE26245 | Active | 51268 | 2015 | RIVERSIDE HYDRONICS | FTVT - Firetube Vertical TB | Boiler Room | HWHT - Hot Water Heat | 1/31/2027
Humboldt Public Schools | 810 Central Ave | Humboldt | NE | 68376-6111 | Richardson | NE26246 | Active | 51267 | 2015 | RIVERSIDE HYDRONICS | FTVT - Firetube Vertical TB | Boiler Room | HWHT - Hot Water Heat | 1/31/2027
Humboldt Public Schools | 810 Central Ave | Humboldt | NE | 68376-6111 | Richardson | NE28948 | Active | 128574 | 2019 | Trinity | FTVT - Firetube Vertical TB | Basement | HWHT - Hot Water Heat | 1/31/2027
Humboldt Public Schools | 810 Central Ave | Humboldt | NE | 68376-6111 | Richardson | NE28949 | Active | 128573 | 2019 | Trinity | FTVT - Firetube Vertical TB | Basement | HWHT - Hot Water Heat | 1/31/2027
Humboldt Public Schools | 810 Central Ave | Humboldt | NE | 68376-6111 | Richardson | NE32700 | Out of Service | n/a | 1969 | Kewanee | FTFB - Firetube-Firebox Boiler | NORTH BOILER ROOM | HWHT - Hot Water Heat | 1/31/2018
Humboldt Public Schools | 810 Central Ave | Humboldt | NE | 68376-6111 | Richardson | NE33241 | Scrapped/Junked |  | 1950 | KEWANEE | FTFB - Firetube-Firebox Boiler | MAIN BLDG | STHT - Steam-Heat | 11/30/2008
COLORADO NATURAL LLC | 810 E 5th St | Falls City | NE | 68355-3421 | RICHARDSON | NE11855 | Inactive | 6935 | 1974 | SUPERIOR BOILERWORKS | FTSM - FTS Marine Dry Back | BOILER ROOM | PROC - Process Steam | 10/31/2005
COLORADO NATURAL LLC | 810 E 5th St | Falls City | NE | 68355-3421 | RICHARDSON | NE21340 | Inactive | 1824 | 1966 | SUPERIOR BOILERWORKS | FTSM - FTS Marine Dry Back | BOILER ROOM | PROC - Process Steam | 10/31/2007
SE NE CONSOLIDATED SCHOOL | RR 1 | Stella | NE | 68442-9801 | RICHARDSON | NE00763 | Scrapped/Junked | 114244 | 2000 | LOCHINVAR | CPFT - Horiz Cpr Fin Boiler | BOILER RM 106 | HWSD - Hot Water Dom/Potable | 1/31/2007
SE NE CONSOLIDATED SCHOOL | RR 1 | Stella | NE | 68442-9801 | RICHARDSON | NE20503 | Scrapped/Junked | 44986 | 1995 | LOCHINVAR | COWH - Coil Type Water Heater | FURNACE ROOM | HWSD - Hot Water Dom/Potable | 9/30/2000
Falls City Power Plant | S Crook St | Falls City | NE | 68355 | Richardson | NE06197 | Active | N/A | 1995 | HYDR | CI - Cast Iron | BASEMENT | HWHT - Hot Water Heat | 4/30/2027
CONCRETE INDUSTRIES DBA | W 13TH ST | FALLS CITY | NE | 68355 | RICHARDSON | NE04841 | Inactive |  | 1963 | KEWANEE | FT - Firetube Boiler | OFFICE | HWHT - Hot Water Heat | 6/30/1999
Rock County Hospital | 102 E South St | Bassett | NE | 68714-5508 | Rock | NE10144 | Active | N/A | 2006 | Aerco | CALU - Cast Aluminum | Boiler Room | HWHT - Hot Water Heat | 2/28/2027
Rock County Hospital | 102 E South St | Bassett | NE | 68714-5508 | Rock | NE10145 | Active | N/A | 2006 | Aerco | CALU - Cast Aluminum | Boiler Room | HWHT - Hot Water Heat | 2/28/2027
Rock County Hospital | 102 E South St | Bassett | NE | 68714-5508 | Rock | NE16535 | Scrapped/Junked |  | 1981 | CHROMALOX PRECISION HEAT | ELBL - Electric Boiler |  | 0020 - Supp to Sterlizer/Autoclave | 6/30/1996
Rock County Hospital | 102 E South St | Bassett | NE | 68714-5508 | Rock | NE16536 | Scrapped/Junked |  | 1959 | Fitzgibbons | FT - Firetube Boiler | Boiler Room | HWHT - Hot Water Heat | 1/31/2008
Rock County Hospital | 102 E South St | Bassett | NE | 68714-5508 | Rock | NE16537 | Scrapped/Junked |  | 1959 | Fitzgibbons | FT - Firetube Boiler | Boiler Room | HWHT - Hot Water Heat | 1/31/2008
Rock County Hospital | 102 E South St | Bassett | NE | 68714-5508 | Rock | NE16538 | Scrapped/Junked |  | 1988 | AO SMITH | AHWH - ANSI/Fired Water Htr | BOILER ROOM | HWSD - Hot Water Dom/Potable | 6/30/2004
Rock County Hospital | 102 E South St | Bassett | NE | 68714-5508 | Rock | NE17400 | Scrapped/Junked | 25405 | 1994 | A. O. Smith | COBL - Coil Type Boiler | Boiler Room | HWSD - Hot Water Dom/Potable | 1/31/2008
Rock County Hospital | 102 E South St | Bassett | NE | 68714-5508 | Rock | NE18533 | Scrapped/Junked | 80900 | 1988 | Chromalox | ELBL - Electric Boiler | Mech Room | PROC - Process Steam | 1/31/2008
Rock County Hospital | 102 E South St | Bassett | NE | 68714-5508 | Rock | NE22332 | Exempt 1999 LB-66 |  | 1979 | RHEEM MANUFACTURING CO | AHWH - ANSI/Fired Water Htr | MECH ROOM | HWSD - Hot Water Dom/Potable | 6/30/2000
SANGER'S MARKET INC | 105 W Legnard St | Bassett | NE | 68714-5026 | ROCK | NE17287 | Scrapped/Junked |  | 1936 | AMERICAN STANDARD |  | BASEMENT | HWHT - Hot Water Heat | 9/30/2002
Bassett Grade School | 202 E Florence St | Bassett | NE | 68714-5019 | Rock | NE00904 | Active | 20740 | 1991 | Burnham | FTFB - Firetube-Firebox Boiler | BOILER ROOM | STHT - Steam-Heat | 3/31/2027
Bassett Grade School | 202 E Florence St | Bassett | NE | 68714-5019 | Rock | NE05986 | Active | N/A | 1960 | Ajax | WT - Water Tube Boiler | BOILER ROOM | HWSD - Hot Water Dom/Potable | 3/31/2027
Bassett Grade School | 202 E Florence St | Bassett | NE | 68714-5019 | Rock | NE33094 | Inactive |  | 1955 | PACIFIC | FT - Firetube Boiler | BOILER ROOM | STHT - Steam-Heat | 8/31/2001
Bassett Lodge | 205 S Clark St | Bassett | NE | 68714-6042 | Rock | NE10142 | Active | 24141 | 2006 | Lochinvar | COBL - Coil Type Boiler | BASEMENT | HWHT - Hot Water Heat | 2/28/2024
Bassett Lodge | 205 S Clark St | Bassett | NE | 68714-6042 | Rock | NE10143 | Active | 24140 | 2006 | Lochinvar | COBL - Coil Type Boiler | BASEMENT | HWHT - Hot Water Heat | 2/28/2024
Rock County Courthouse | 400 S State St | Bassett | NE | 68714-5016 | Rock | NE27078 | Active | 255335 | 2017 | Lochinvar | WTSS - Watertube SS Steel | Basement | HWHT - Hot Water Heat | 10/31/2026
Rock County Courthouse | 400 S State St | Bassett | NE | 68714-5016 | Rock | NE27079 | Active | 248661 | 2017 | Lochinvar | WTSS - Watertube SS Steel | Basement | HWHT - Hot Water Heat | 10/31/2026
Rock County Courthouse | 400 S State St | Bassett | NE | 68714-5016 | Rock | NE35107 | Scrapped/Junked | N/A | 1978 | Bryan | CI - Cast Iron | BASEMENT | HWHT - Hot Water Heat | 3/31/2017
BETHESDA CARE CENTER | 519 Fort St | Bassett | NE | 68714-5022 | ROCK | NE37408 | Inactive |  | 1961 | TRIAD BOILER SYSTEMS INC | WT - Water Tube Boiler | BOILER ROOM | HWHT - Hot Water Heat | 4/30/1990
BETHESDA CARE CENTER | 519 Fort St | Bassett | NE | 68714-5022 | ROCK | NE37409 | Inactive |  | 1961 | TRIAD BOILER SYSTEMS INC | WT - Water Tube Boiler | BOILER ROOM | HWHT - Hot Water Heat | 4/30/1990
OLD ROCK COUNTY HIGH SCH | E HWY 20 | BASSETT | NE | 68714 | ROCK | NE16517 | Inactive | 866 | 1990 | CLEAVER BROOKS | ELBL - Electric Boiler |  | HWHT - Hot Water Heat | 7/31/1992
OLD ROCK COUNTY HIGH SCH | E HWY 20 | BASSETT | NE | 68714 | ROCK | NE16518 | Inactive | 34760 | 1990 | AO SMITH | ELWH - Electric Water Heater |  | HWSD - Hot Water Dom/Potable | 7/31/1992
OLD ROCK COUNTY HIGH SCH | E HWY 20 | BASSETT | NE | 68714 | ROCK | NE31969 | Inactive |  | 1951 | PACIFIC | FT - Firetube Boiler | BOILER ROOM | STHT - Steam-Heat | 7/31/1991
Doane University | 1014 Boswell Ave | Crete | NE | 68333-2426 | Saline | NE00070 | Active | 50681 | 1999 | Kewanee | FTFB - Firetube-Firebox Boiler | Hansen Mech Rm | GLYC - Glycol Bldg Heat Sys | 7/31/2026
Doane University | 1014 Boswell Ave | Crete | NE | 68333-2426 | Saline | NE01957 | Inactive | 105018 | 2004 | CLEVELAND RANGE | FTVT - Firetube Vertical TB | KITCHEN | 0021 - Steam Supp Cooker/Kettle | 7/31/2008
Doane University | 1014 Boswell Ave | Crete | NE | 68333-2426 | Saline | NE02581 | Active | 120152 | 2006 | PVI | CHWH - ASME/Fired Water Heater | Art Ed Mech Rm | HWSD - Hot Water Dom/Potable | 7/31/2026
Doane University | 1014 Boswell Ave | Crete | NE | 68333-2426 | Saline | NE04464 | Scrapped/Junked |  | 1969 | AO SMITH | COBL - Coil Type Boiler | BOILER ROOM | HWSD - Hot Water Dom/Potable | 7/31/2006
Doane University | 1014 Boswell Ave | Crete | NE | 68333-2426 | Saline | NE04465 | Scrapped/Junked | n/a | 1977 | AO SMITH | COBL - Coil Type Boiler | BOILER ROOM | HWSD - Hot Water Dom/Potable | 7/31/2013
Doane University | 1014 Boswell Ave | Crete | NE | 68333-2426 | Saline | NE04466 | Scrapped/Junked | 55609 | 1977 | AO SMITH | COBL - Coil Type Boiler | BOILER ROOM | HWHT - Hot Water Heat | 7/31/2000
Doane University | 1014 Boswell Ave | Crete | NE | 68333-2426 | Saline | NE05122 | Active | 24056 | 1969 | Kewanee | FTSM - FTS Marine Dry Back | Central Plant | STHT - Steam-Heat | 7/31/2026
Doane University | 1014 Boswell Ave | Crete | NE | 68333-2426 | Saline | NE09754 | Scrapped/Junked | 53425 | 1999 | AO SMITH | COBL - Coil Type Boiler | SW MECH ROOM | HWHT - Hot Water Heat | 7/31/2013
Doane University | 1014 Boswell Ave | Crete | NE | 68333-2426 | Saline | NE13224 | Active | 24577 | 1970 | Kewanee | FTSM - FTS Marine Dry Back | Central Plant | STHT - Steam-Heat | 7/31/2026
Doane University | 1014 Boswell Ave | Crete | NE | 68333-2426 | Saline | NE17091 | Scrapped/Junked | 17591 | 2009 | Les Inc/Aldrich Co | FTFB - Firetube-Firebox Boiler | Burrage Hall | HWDP - Hotwater Heat & Dom Supply | 7/30/2022
Doane University | 1014 Boswell Ave | Crete | NE | 68333-2426 | Saline | NE17092 | Scrapped/Junked | 17599 | 2009 | Les Inc/Aldrich Co | FTFB - Firetube-Firebox Boiler | Burrage Hall | HWDP - Hotwater Heat & Dom Supply | 7/31/2022
Doane University | 1014 Boswell Ave | Crete | NE | 68333-2426 | Saline | NE17300 | Scrapped/Junked | 14897 | 1992 | Teledyne Laars | CPFT - Horiz Cpr Fin Boiler | BOILER ROOM | HWHT - Hot Water Heat | 7/31/2013
Doane University | 1014 Boswell Ave | Crete | NE | 68333-2426 | Saline | NE17821 | Active | 45370 | 1993 | Kewanee | FTFB - Firetube-Firebox Boiler | Perry Center | STHT - Steam-Heat | 7/31/2026
Doane University | 1014 Boswell Ave | Crete | NE | 68333-2426 | Saline | NE18670 | Active | 18005 | 2010 | Les Inc/Aldrich Co | FTVT - Firetube Vertical TB | Sheldon Hall | HWHT - Hot Water Heat | 7/31/2026
Doane University | 1014 Boswell Ave | Crete | NE | 68333-2426 | Saline | NE18671 | Active | 18006 | 2010 | Les Inc/Aldrich Co | FTVT - Firetube Vertical TB | Sheldon Hall | HWHT - Hot Water Heat | 7/31/2026
Doane University | 1014 Boswell Ave | Crete | NE | 68333-2426 | Saline | NE18672 | Active | 130013 | 2010 | PVI | CHWH - ASME/Fired Water Heater | Sheldon Hall | HWSD - Hot Water Dom/Potable | 7/31/2026
Doane University | 1014 Boswell Ave | Crete | NE | 68333-2426 | Saline | NE18673 | Active | 17766 | 2009 | Les Inc/Aldrich Co | FTVT - Firetube Vertical TB | Hadix (RAC) | HWHT - Hot Water Heat | 7/31/2026
Doane University | 1014 Boswell Ave | Crete | NE | 68333-2426 | Saline | NE18674 | Active | 17765 | 2009 | Les Inc/Aldrich Co | FTVT - Firetube Vertical TB | Hadix (RAC) | HWHT - Hot Water Heat | 7/31/2026
Doane University | 1014 Boswell Ave | Crete | NE | 68333-2426 | Saline | NE18675 | Active | 17764 | 2009 | Les Inc/Aldrich Co | FTVT - Firetube Vertical TB | Hadix (RAC) | HWHT - Hot Water Heat | 7/31/2026
Doane University | 1014 Boswell Ave | Crete | NE | 68333-2426 | Saline | NE20962 | Active | 18364 | 2011 | Aldrich | FTVT - Firetube Vertical TB | Smith Hall Mech. | GLYC - Glycol Bldg Heat Sys | 7/31/2026
Doane University | 1014 Boswell Ave | Crete | NE | 68333-2426 | Saline | NE20963 | Active | 18365 | 2011 | Aldrich | FTVT - Firetube Vertical TB | Smith Hall Mech. | GLYC - Glycol Bldg Heat Sys | 7/31/2026
Doane University | 1014 Boswell Ave | Crete | NE | 68333-2426 | Saline | NE20964 | Active | 132267 | 2011 | PVI | FTVT - Firetube Vertical TB | Smith Hall Mech. | HWSD - Hot Water Dom/Potable | 7/31/2026
Doane University | 1014 Boswell Ave | Crete | NE | 68333-2426 | Saline | NE20965 | Active | 132268 | 2011 | Pvi | FTVT - Firetube Vertical TB | Smith Hall Mech. | HWSD - Hot Water Dom/Potable | 7/31/2026
Doane University | 1014 Boswell Ave | Crete | NE | 68333-2426 | Saline | NE23499 | Scrapped/Junked | 127340 | 2009 | PVI Industries | FT - Firetube Boiler | Freese Hall | HWSD - Hot Water Dom/Potable | 7/31/2016
Doane University | 1014 Boswell Ave | Crete | NE | 68333-2426 | Saline | NE23500 | Scrapped/Junked | 127341 | 2009 | PVI Industries | FT - Firetube Boiler | Freese Hall | HWSD - Hot Water Dom/Potable | 7/31/2016
Doane University | 1014 Boswell Ave | Crete | NE | 68333-2426 | Saline | NE24063 | Active | 19000 | 2013 | Aldrich | FTVT - Firetube Vertical TB | Indoor Track | GLYC - Glycol Bldg Heat Sys | 7/31/2026
Doane University | 1014 Boswell Ave | Crete | NE | 68333-2426 | Saline | NE24064 | Active | 19001 | 2013 | Aldrich | FTVT - Firetube Vertical TB | Indoor Track | GLYC - Glycol Bldg Heat Sys | 7/31/2026
Doane University | 1014 Boswell Ave | Crete | NE | 68333-2426 | Saline | NE24065 | Active | 18996 | 2013 | Aldrich | FTVT - Firetube Vertical TB | Indoor Track | GLYC - Glycol Bldg Heat Sys | 7/31/2026
Doane University | 1014 Boswell Ave | Crete | NE | 68333-2426 | Saline | NE25195 | Active | 180937 | 2013 | A O Smith | CHWH - ASME/Fired Water Heater | Field House | HWSD - Hot Water Dom/Potable | 7/31/2026
Doane University | 1014 Boswell Ave | Crete | NE | 68333-2426 | Saline | NE25196 | Active | 810918 | 2013 | A O Smith | CHWH - ASME/Fired Water Heater | Field House | HWSD - Hot Water Dom/Potable | 7/31/2026
Doane University | 1014 Boswell Ave | Crete | NE | 68333-2426 | Saline | NE25197 | Active | 180936 | 2013 | A O Smith | CHWH - ASME/Fired Water Heater | Field House | HWSD - Hot Water Dom/Potable | 7/31/2026
Doane University | 1014 Boswell Ave | Crete | NE | 68333-2426 | Saline | NE25198 | Active | 180939 | 2013 | A O Smith | CHWH - ASME/Fired Water Heater | Field House | HWSD - Hot Water Dom/Potable | 7/31/2026
Doane University | 1014 Boswell Ave | Crete | NE | 68333-2426 | Saline | NE25308 | Active | 49233 | 1998 | Kewanee | FTFB - Firetube-Firebox Boiler | Lied Boiler Room | GLYC - Glycol Bldg Heat Sys | 7/31/2026
Doane University | 1014 Boswell Ave | Crete | NE | 68333-2426 | Saline | NE25309 | Active | 49225 | 1998 | Kewanee | FTFB - Firetube-Firebox Boiler | Lied Boiler Room | GLYC - Glycol Bldg Heat Sys | 7/31/2026
Doane University | 1014 Boswell Ave | Crete | NE | 68333-2426 | Saline | NE25310 | Active | 49226 | 1998 | Kewanee | FTFB - Firetube-Firebox Boiler | Lied Boiler Room | GLYC - Glycol Bldg Heat Sys | 7/31/2026
Doane University | 1014 Boswell Ave | Crete | NE | 68333-2426 | Saline | NE25311 | Inactive | 49243 | 1998 | Kewanee | FTFB - Firetube-Firebox Boiler | BOILER ROOM | STHT - Steam-Heat | 7/31/2012
Doane University | 1014 Boswell Ave | Crete | NE | 68333-2426 | Saline | NE26546 | Active | 68874 | 2015 | PVI Industries | CHWH - ASME/Fired Water Heater | Freese Hall | HWSD - Hot Water Dom/Potable | 7/31/2026
Doane University | 1014 Boswell Ave | Crete | NE | 68333-2426 | Saline | NE26547 | Active | 68996 | 2015 | PVI Industries | CHWH - ASME/Fired Water Heater | Freese Hall | HWSD - Hot Water Dom/Potable | 7/31/2026
Doane University | 1014 Boswell Ave | Crete | NE | 68333-2426 | Saline | NE28697 | Active | 9496 | 2019 | Riello | WT - Water Tube Boiler | Freese Hall | HWHT - Hot Water Heat | 7/31/2026
Doane University | 1014 Boswell Ave | Crete | NE | 68333-2426 | Saline | NE28698 | Active | 8281 | 2019 | Riello | WT - Water Tube Boiler | Freese Hall | HWHT - Hot Water Heat | 7/31/2026
Doane University | 1014 Boswell Ave | Crete | NE | 68333-2426 | Saline | NE28699 | Active | 8268 | 2019 | Riello | WT - Water Tube Boiler | Freese Hall | HWHT - Hot Water Heat | 7/31/2026
Doane University | 1014 Boswell Ave | Crete | NE | 68333-2426 | Saline | NE28700 | Active | 9497 | 2019 | Riello | WT - Water Tube Boiler | Freese Hall | HWHT - Hot Water Heat | 7/31/2026
Doane University | 1014 Boswell Ave | Crete | NE | 68333-2426 | Saline | NE28701 | Active | 9494 | 2019 | Riello | WT - Water Tube Boiler | Freese Hall | HWHT - Hot Water Heat | 7/31/2026
Doane University | 1014 Boswell Ave | Crete | NE | 68333-2426 | Saline | NE28702 | Active | 9499 | 2019 | Riello | WT - Water Tube Boiler | Freese Hall | HWHT - Hot Water Heat | 7/31/2026
Doane University | 1014 Boswell Ave | Crete | NE | 68333-2426 | Saline | NE28703 | Active | 6992 | 2019 | Riello | WT - Water Tube Boiler | Perry Center | HWHT - Hot Water Heat | 7/31/2026
Doane University | 1014 Boswell Ave | Crete | NE | 68333-2426 | Saline | NE28704 | Active | 6997 | 2019 | Riello | WT - Water Tube Boiler | Perry Center | HWHT - Hot Water Heat | 7/31/2026
Doane University | 1014 Boswell Ave | Crete | NE | 68333-2426 | Saline | NE28705 | Active | 6991 | 2019 | Riello | WT - Water Tube Boiler | Perry Center | HWHT - Hot Water Heat | 7/31/2026
Doane University | 1014 Boswell Ave | Crete | NE | 68333-2426 | Saline | NE28706 | Active | 6988 | 2019 | Riello | WT - Water Tube Boiler | Perry Center | HWHT - Hot Water Heat | 7/31/2026
Doane University | 1014 Boswell Ave | Crete | NE | 68333-2426 | Saline | NE28707 | Active | 6960 | 2019 | Riello | WT - Water Tube Boiler | Perry Center | HWHT - Hot Water Heat | 7/31/2026
Doane University | 1014 Boswell Ave | Crete | NE | 68333-2426 | Saline | NE28708 | Active | 6961 | 2019 | Riello | WT - Water Tube Boiler | Perry Center | HWHT - Hot Water Heat | 7/31/2026
Doane University | 1014 Boswell Ave | Crete | NE | 68333-2426 | Saline | NE28709 | Active | 6965 | 2019 | Riello | WT - Water Tube Boiler | Perry Center | HWHT - Hot Water Heat | 7/31/2026
Doane University | 1014 Boswell Ave | Crete | NE | 68333-2426 | Saline | NE28710 | Active | 6964 | 2019 | Riello | WT - Water Tube Boiler | Perry Center | HWHT - Hot Water Heat | 7/31/2026
Doane University | 1014 Boswell Ave | Crete | NE | 68333-2426 | Saline | NE29178 | Active | 10393 | 2020 | Riello | WT - Water Tube Boiler | Gaylord Hall | HWHT - Hot Water Heat | 7/31/2026
Doane University | 1014 Boswell Ave | Crete | NE | 68333-2426 | Saline | NE29179 | Active | 10228 | 2020 | Riello | WT - Water Tube Boiler | Gaylord Hall | HWHT - Hot Water Heat | 7/31/2026
Doane University | 1014 Boswell Ave | Crete | NE | 68333-2426 | Saline | NE29180 | Active | 10346 | 2020 | Riello | WT - Water Tube Boiler | Gaylord Hall | HWHT - Hot Water Heat | 7/31/2026
Doane University | 1014 Boswell Ave | Crete | NE | 68333-2426 | Saline | NE29181 | Active | 10400 | 2020 | Riello | WT - Water Tube Boiler | Gaylord Hall | HWHT - Hot Water Heat | 7/31/2026
Doane University | 1014 Boswell Ave | Crete | NE | 68333-2426 | Saline | NE32246 | Scrapped/Junked | 52712 | 1990 | CLEVELAND | COOK - Fired Cooker |  | PROC - Process Steam | 7/31/2000
Doane University | 1014 Boswell Ave | Crete | NE | 68333-2426 | Saline | NE33044 | Scrapped/Junked | n/a | 1968 | Kewanee | FTFB - Firetube-Firebox Boiler | Communications Bldg Mech Rm | HWHT - Hot Water Heat | 7/31/2025
Doane University | 1014 Boswell Ave | Crete | NE | 68333-2426 | Saline | NE33045 | Scrapped/Junked | n/a | 1968 | Kewanee | FTFB - Firetube-Firebox Boiler | Communications Bldg Mech Rm | HWHT - Hot Water Heat | 7/31/2025
Doane University | 1014 Boswell Ave | Crete | NE | 68333-2426 | Saline | NE33675 | Inactive |  | 1962 | KEWANEE | FTFB - Firetube-Firebox Boiler | BOILER ROOM | HWHT - Hot Water Heat | 7/31/2008
Doane University | 1014 Boswell Ave | Crete | NE | 68333-2426 | Saline | NE33900 | Scrapped/Junked | n/a | 1965 | Federal | FTFB - Firetube-Firebox Boiler | Colonial Boiler Room | HWHT - Hot Water Heat | 7/31/2022
Doane University | 1014 Boswell Ave | Crete | NE | 68333-2426 | Saline | NE33903 | Scrapped/Junked | 22530 | 1966 | KEWA | FTFB - Firetube-Firebox Boiler | BOILER ROOM | HWHT - Hot Water Heat | 7/31/2009
Doane University | 1014 Boswell Ave | Crete | NE | 68333-2426 | Saline | NE33918 | Scrapped/Junked | n/a | 1968 | Kewanee | FTFB - Firetube-Firebox Boiler | BOILER ROOM | STHT - Steam-Heat | 7/31/2011
Doane University | 1014 Boswell Ave | Crete | NE | 68333-2426 | Saline | NE33919 | Scrapped/Junked |  | 1969 | KEWA | FTFB - Firetube-Firebox Boiler | BOILER ROOM | HWHT - Hot Water Heat | 7/31/2010
Doane University | 1014 Boswell Ave | Crete | NE | 68333-2426 | Saline | NE37292 | Active | 42718 | 1990 | Kewanee | FTFB - Firetube-Firebox Boiler | Butler Boiler Room | HWHT - Hot Water Heat | 7/31/2026
Doane University | 1014 Boswell Ave | Crete | NE | 68333-2426 | Saline | NE37293 | Scrapped/Junked | 52712 | 1990 | CLEVELAND | FT - Firetube Boiler | KITCHEN | 0021 - Steam Supp Cooker/Kettle | 7/31/2005
Doane University | 1014 Boswell Ave | Crete | NE | 68333-2426 | Saline | NE41850 | Active | 14402 | 2020 | Riello | WT - Water Tube Boiler | Hixson Bldg | HHHP - Hotwater Heat & Heat Pump | 7/31/2026
Doane University | 1014 Boswell Ave | Crete | NE | 68333-2426 | Saline | NE41851 | Active | 14405 | 2020 | Riello | WT - Water Tube Boiler | Hixson Bldg. | HHHP - Hotwater Heat & Heat Pump | 7/31/2026
Doane University | 1014 Boswell Ave | Crete | NE | 68333-2426 | Saline | NE41852 | Active | 14403 | 2020 | Riello | WT - Water Tube Boiler | Hixson Bldg. | HHHP - Hotwater Heat & Heat Pump | 7/31/2026
Doane University | 1014 Boswell Ave | Crete | NE | 68333-2426 | Saline | NE41853 | Active | 14425 | 2020 | Riello | WT - Water Tube Boiler | Hixson Bldg. | HHHP - Hotwater Heat & Heat Pump | 7/31/2026
Doane University | 1014 Boswell Ave | Crete | NE | 68333-2426 | Saline | NE43687 | Active | 159933 | 2025 | PVI | CHWH - ASME/Fired Water Heater | Hansen Hall Basement | HWSD - Hot Water Dom/Potable | 7/31/2026
Doane University | 1014 Boswell Ave | Crete | NE | 68333-2426 | Saline | NE43688 | Active | 159925 | 2025 | PVI | CHWH - ASME/Fired Water Heater | Hansen Hall Basement | HWSD - Hot Water Dom/Potable | 7/31/2026
PRIVATE RESIDENCE | 1041 Main Ave | Crete | NE | 68333-2276 | SALINE | NE04297 | Exempt |  | 1973 | PEERLESS HEATER COMPANY |  | BASEMENT | STHT - Steam-Heat | 10/31/2005
Friend City Pool | 1074 Maple St | Friend | NE | 68359 | Saline | NE40670 | Inactive |  | 1975 | PRESTIGE | AHWH - ANSI/Fired Water Htr |  | HWSD - Hot Water Dom/Potable | 7/31/2000
Friend City Pool | 1074 Maple St | Friend | NE | 68359 | Saline | NE41035 | Active | 517748 | 2021 | Raypak | CPPH - Ansi Cpr Fin Pool Heater | Outside Shelter | OPHT - Outdoor Pool Heater | 5/31/2025
MAIN STREET LAUNDRY | 1112 Main Ave | Crete | NE | 68333-2258 | SALINE | NE21580 | Inactive | 36965 | 1997 | AO SMITH | WT - Water Tube Boiler | BOILER ROOM | HWSP - Hot Water Non Potable Supply | 3/31/2005
Power Wash | 1225 Redwood Ave | Crete | NE | 68333-2038 | Saline | NE01409 | Scrapped/Junked |  | 1991 | Weil-Mcclain | CI - Cast Iron | Mechanical Room | HWHF - Hot Water Heat-Floor | 2/28/2007
Power Wash | 1225 Redwood Ave | Crete | NE | 68333-2038 | Saline | NE07454 | Active | NA | 2006 | Weil Mclain | CALU - Cast Aluminum | Mechanical Room | HWHF - Hot Water Heat-Floor | 2/28/2027
Vacant Building | 1229 Main Ave | Crete | NE | 68333-2261 | Saline | NE00993 | Scrapped/Junked | 531 | 1953 | Nebraska Boiler | WT - Water Tube Boiler | BOILER ROOM | PROC - Process Steam | 6/30/2018
Grain Craft | 1405 Norman Ave | Crete | NE | 68333-1533 | Saline | NE02634 | Scrapped/Junked | 369 | 1954 | Springfield Boiler Co | WT - Water Tube Boiler | Boiler Room | PROC - Process Steam | 6/30/2020
Grain Craft | 1405 Norman Ave | Crete | NE | 68333-1533 | Saline | NE02795 | Active | 19691 | 1956 | Babcock & Wilcox | WT - Water Tube Boiler | Bldg 90 | PROC - Process Steam | 2/28/2027
Grain Craft | 1405 Norman Ave | Crete | NE | 68333-1533 | Saline | NE02944 | Inactive | 574 | 1962 | Springfield Boiler Co | WT - Water Tube Boiler | Boiler Room | PROC - Process Steam | 2/28/2024
Grain Craft | 1405 Norman Ave | Crete | NE | 68333-1533 | Saline | NE17298 | Active | 3048 | 1992 | Abco Industries | FT - Firetube Boiler | Bldg. 90 Blr #4 | PROC - Process Steam | 2/28/2027
Grain Craft | 1405 Norman Ave | Crete | NE | 68333-1533 | Saline | NE28955 | Active | 19388 | 2020 | Superior Boiler Works | FTSM - FTS Marine Dry Back | Boiler Room | PROC - Process Steam | 2/28/2027
Grain Craft | 1405 Norman Ave | Crete | NE | 68333-1533 | Saline | NE28956 | Active | 1013 | 2020 | B.Y.I.S. Manufacturing LLC | ECON - Boiler Economizer | Boiler Room | ECON - Boiler Economizer | 2/28/2027
PINNACLE BANK | 143 E 13th St | Crete | NE | 68333-2236 | SALINE | NE09525 | Inactive |  | 1963 | KEWANEE | FTFB - Firetube-Firebox Boiler | BASEMENT | HWHT - Hot Water Heat | 7/31/2005
Crete Middle School | 1500 E 15th St | Crete | NE | 68333-1936 | Saline | NE09893 | Active | 40809 | 2002 | Crown | COOK - Fired Cooker | KITCHEN RM 401 | COOK - Cooker/Kettle | 6/30/2027
Crete Middle School | 1500 E 15th St | Crete | NE | 68333-1936 | Saline | NE09894 | Active | 40808 | 2002 | Crown | COOK - Fired Cooker | KITCHEN RM 401 | 0023 - Water Heated Cooker | 6/30/2027
Crete Middle School | 1500 E 15th St | Crete | NE | 68333-1936 | Saline | NE25301 | Scrapped/Junked | 9753 | 1998 | Aldrich | FTFB - Firetube-Firebox Boiler | BOILER RM | HWHT - Hot Water Heat | 6/30/2020
Crete Middle School | 1500 E 15th St | Crete | NE | 68333-1936 | Saline | NE25302 | Scrapped/Junked | 9756 | 1998 | Aldrich | FTFB - Firetube-Firebox Boiler | BOILER ROOM | HWHT - Hot Water Heat | 6/30/2020
Crete Middle School | 1500 E 15th St | Crete | NE | 68333-1936 | Saline | NE29060 | Active | 9391 | 2019 | Riello | WT - Water Tube Boiler | Mechanical Room | GLYC - Glycol Bldg Heat Sys | 6/30/2027
Crete Middle School | 1500 E 15th St | Crete | NE | 68333-1936 | Saline | NE29061 | Active | 9392 | 2019 | Riello | WT - Water Tube Boiler | Mechanical Room | GLYC - Glycol Bldg Heat Sys | 6/30/2027
Crete Middle School | 1500 E 15th St | Crete | NE | 68333-1936 | Saline | NE29062 | Active | 9415 | 2019 | Riello | WT - Water Tube Boiler | Mechanical Room | GLYC - Glycol Bldg Heat Sys | 6/30/2027
Crete Middle School | 1500 E 15th St | Crete | NE | 68333-1936 | Saline | NE29063 | Active | 9417 | 2019 | Riello | WT - Water Tube Boiler | Mechanical Room | GLYC - Glycol Bldg Heat Sys | 6/30/2027
Crete Middle School | 1500 E 15th St | Crete | NE | 68333-1936 | Saline | NE29064 | Active | 10023 | 2019 | Riello | WT - Water Tube Boiler | Mechanical Room | GLYC - Glycol Bldg Heat Sys | 6/30/2027
Crete Middle School | 1500 E 15th St | Crete | NE | 68333-1936 | Saline | NE29065 | Active | 10019 | 2019 | Riello | WT - Water Tube Boiler | Mechanical Room | GLFH - Glycol Floor Heat System | 6/30/2027
Crete Middle School | 1500 E 15th St | Crete | NE | 68333-1936 | Saline | NE29066 | Active | 10022 | 2019 | Riello | WT - Water Tube Boiler | Mechanical Room | GLYC - Glycol Bldg Heat Sys | 6/30/2027
Crete Middle School | 1500 E 15th St | Crete | NE | 68333-1936 | Saline | NE29067 | Active | 10021 | 2019 | Riello | WT - Water Tube Boiler | Mechanical Room | GLYC - Glycol Bldg Heat Sys | 6/30/2027
Crete Middle School | 1500 E 15th St | Crete | NE | 68333-1936 | Saline | NE32761 | Scrapped/Junked |  | 1975 | KEWANEE | FT - Firetube Boiler | CRETE HIGH | STHT - Steam-Heat | 6/30/1998
Crete Middle School | 1500 E 15th St | Crete | NE | 68333-1936 | Saline | NE32762 | Scrapped/Junked |  | 1975 | KEWANEE | FT - Firetube Boiler |  | STHT - Steam-Heat | 6/30/1998
Crete Public Library | 1515 Forest Ave | Crete | NE | 68333 | Saline | NE28694 | Active | 6600 | 2019 | Riello | WT - Water Tube Boiler | Mechanical Room | HWHT - Hot Water Heat | 1/31/2027
Crete Public Library | 1515 Forest Ave | Crete | NE | 68333 | Saline | NE28695 | Active | 6586 | 2019 | Riello | WT - Water Tube Boiler | Mechanical Room | HWHT - Hot Water Heat | 1/31/2027
Crete Public Library | 1515 Forest Ave | Crete | NE | 68333 | Saline | NE28696 | Active | 6587 | 2019 | Riello | WT - Water Tube Boiler | Mechanical Room | HWHT - Hot Water Heat | 1/31/2027
vacant building | 1540 Grove Ave | Crete | NE | 68333-1749 | Saline | NE00868 | Inactive |  | 1949 | KEWANEE | FTSM - FTS Marine Dry Back | BOILER ROOM | PROC - Process Steam | 5/31/1987
vacant building | 1540 Grove Ave | Crete | NE | 68333-1749 | Saline | NE02251 | Inactive | 22594 | 1966 | Kewanee | FTSM - FTS Marine Dry Back | BOILER ROOM | BSUP - Bldg Heat & Process | 9/30/2016
vacant building | 1540 Grove Ave | Crete | NE | 68333-1749 | Saline | NE02252 | Inactive | 22584 | 1966 | Kewanee | FTSM - FTS Marine Dry Back | BOILER ROOM | BSUP - Bldg Heat & Process | 9/30/2016
Kar Wash | 1585 Blue Acres St | Crete | NE | 68333-2066 | Saline | NE24226 | Scrapped/Junked | na | 1965 | Peerless | CI - Cast Iron | Mechanical Room | HWHF - Hot Water Heat-Floor | 2/28/2025
Centennial Terrace | 1600 Grove Ave | Crete | NE | 68333-1763 | SALINE | NE08876 | Active | n/a | 2001 | PEER | CI - Cast Iron | EAST BLDG/BOILER RM | HWHT - Hot Water Heat | 10/31/2026
Centennial Terrace | 1600 Grove Ave | Crete | NE | 68333-1763 | SALINE | NE08877 | Active | n/a | 2001 | PEER | CI - Cast Iron | EAST BLDG/BOILER RM | HWHT - Hot Water Heat | 10/31/2026
Centennial Terrace | 1600 Grove Ave | Crete | NE | 68333-1763 | SALINE | NE08878 | Active | n/a | 2001 | PEER | CI - Cast Iron | EAST BLDG/BOILER RM | HWHT - Hot Water Heat | 10/31/2026
Centennial Terrace | 1600 Grove Ave | Crete | NE | 68333-1763 | SALINE | NE08879 | Active | n/a | 2001 | PEER | CI - Cast Iron | NORTH BLDG/BOILER RM | HWHT - Hot Water Heat | 10/31/2026
Centennial Terrace | 1600 Grove Ave | Crete | NE | 68333-1763 | SALINE | NE08880 | Active | n/a | 2001 | PEER | CI - Cast Iron | NORTH BLDG/BOILER RM | HWHT - Hot Water Heat | 10/31/2026
Centennial Terrace | 1600 Grove Ave | Crete | NE | 68333-1763 | SALINE | NE08881 | Active | n/a | 2001 | PEER | CI - Cast Iron | SOUTH BLDG/BOILER RM | HWHT - Hot Water Heat | 10/31/2026
Centennial Terrace | 1600 Grove Ave | Crete | NE | 68333-1763 | SALINE | NE08882 | Active | n/a | 2001 | PEER | CI - Cast Iron | SOUTH BLDG/BOILER RM | HWHT - Hot Water Heat | 10/31/2026
Centennial Terrace | 1600 Grove Ave | Crete | NE | 68333-1763 | SALINE | NE10297 | Scrapped/Junked |  | 1982 | RHEEM MANUFACTURING CO | AHWH - ANSI/Fired Water Htr | NORTH BLDG/BLR RM | HWSD - Hot Water Dom/Potable | 10/31/2003
Centennial Terrace | 1600 Grove Ave | Crete | NE | 68333-1763 | SALINE | NE24332 | Scrapped/Junked |  | 1967 | AMERICAN STANDARD |  | SOUTH BLDG | HWHT - Hot Water Heat | 1/30/2002
Centennial Terrace | 1600 Grove Ave | Crete | NE | 68333-1763 | SALINE | NE24333 | Scrapped/Junked |  | 1967 | AMERICAN STANDARD |  | NORTH BLDG | HWHT - Hot Water Heat | 1/30/2002
Centennial Terrace | 1600 Grove Ave | Crete | NE | 68333-1763 | SALINE | NE24334 | Scrapped/Junked |  | 1967 | AMERICAN STANDARD |  | EAST BLDG | HWHT - Hot Water Heat | 1/30/2002
Crete High School | 1650 Iris Ave | Crete | NE | 68333 | Saline | NE26037 | Active | 139363 | 2015 | PVI Industries | CHWH - ASME/Fired Water Heater | Mech. Room | HWSD - Hot Water Dom/Potable | 6/30/2026
Crete Intermediate School | 1700 Glenwood Ave | Crete | NE | 68333-1869 | Saline | NE01647 | Active | 111315 | 2003 | Pvi | CHWH - ASME/Fired Water Heater | MECH ROOM | HWSD - Hot Water Dom/Potable | 6/30/2027
Crete Intermediate School | 1700 Glenwood Ave | Crete | NE | 68333-1869 | Saline | NE01648 | Active | 39434 | 2003 | Aerco International | FTVT - Firetube Vertical TB | UPPER MECH ROOM | HWHT - Hot Water Heat | 6/30/2027
Crete Intermediate School | 1700 Glenwood Ave | Crete | NE | 68333-1869 | Saline | NE01649 | Active | 39433 | 2003 | Aerco International | FTVT - Firetube Vertical TB | UPPER MECH ROOM | HWHT - Hot Water Heat | 6/30/2027
Crete Intermediate School | 1700 Glenwood Ave | Crete | NE | 68333-1869 | Saline | NE01956 | Scrapped/Junked | 44256 | 2004 | Crown | COOK - Fired Cooker | LUNCH ROOM | COOK - Cooker/Kettle | 6/30/2016
WESTERN PUBLIC SCHOOL | 204 SPRUCE ST | WESTERN | NE | 68464 | SALINE | NE33444 | Inactive |  | 1950 | KEWANEE | FTFB - Firetube-Firebox Boiler | BOILER ROOM | STHT - Steam-Heat | 10/31/2006
Crete Core Ingredients | 2220 Industrial Rd | Crete | NE | 68333-4304 | Saline | NE24090 | Active | 18432 | 2013 | Cleaver Brooks | FTWB - FTS Marine Wet Back | Boiler House | PROC - Process Steam | 2/28/2027
Crete Core Ingredients | 2220 Industrial Rd | Crete | NE | 68333-4304 | Saline | NE43681 | Active | 172420 | 2024 | RHEEM | AHWH - ANSI/Fired Water Htr | Waste Water Building | HWSD - Hot Water Dom/Potable | 2/28/2025
Smithfield Industries | 2223 Industrial Rd | Crete | NE | 68333-4204 | Saline | NE00439 | Exempt |  | 1996 | Air Tak |  |  |  | 1/1/1980
Smithfield Industries | 2223 Industrial Rd | Crete | NE | 68333-4204 | Saline | NE00442 | Exempt |  | 1996 | Air Tak |  |  |  | 1/1/1980
Smithfield Industries | 2223 Industrial Rd | Crete | NE | 68333-4204 | Saline | NE00466 | Exempt |  | 1974 |  |  |  |  | 1/1/1980
Smithfield Industries | 2223 Industrial Rd | Crete | NE | 68333-4204 | Saline | NE00523 | Exempt |  | 1996 | Air Tak |  |  |  | 1/1/1980
Smithfield Industries | 2223 Industrial Rd | Crete | NE | 68333-4204 | Saline | NE00524 | Exempt |  | 1996 | Air Tank Inc |  |  |  | 1/1/1980
Smithfield Industries | 2223 Industrial Rd | Crete | NE | 68333-4204 | Saline | NE00652 | Exempt |  | 1980 | Industrial Steam |  |  |  | 1/1/1980
Smithfield Industries | 2223 Industrial Rd | Crete | NE | 68333-4204 | Saline | NE01547 | Active | 4332 | 1997 | Hurst Boiler & Welding | FTWB - FTS Marine Wet Back | Boiler Room | PROC - Process Steam | 4/30/2026
Smithfield Industries | 2223 Industrial Rd | Crete | NE | 68333-4204 | Saline | NE02918 | Exempt |  | 1995 | Vilter Manufacturing |  |  |  | 1/1/1980
Smithfield Industries | 2223 Industrial Rd | Crete | NE | 68333-4204 | Saline | NE02982 | Exempt |  | 1995 | Vilter Manufacturing |  |  |  | 1/1/1980
Smithfield Industries | 2223 Industrial Rd | Crete | NE | 68333-4204 | Saline | NE03085 | Exempt |  | 1995 | Wheeler Tank Co. |  |  |  | 1/1/1980
Smithfield Industries | 2223 Industrial Rd | Crete | NE | 68333-4204 | Saline | NE03086 | Exempt |  | 1995 | Wheeler Tank |  |  |  | 1/1/1980
Smithfield Industries | 2223 Industrial Rd | Crete | NE | 68333-4204 | Saline | NE07944 | Exempt |  | 1995 | Refrigeration Valves/Systems |  |  |  | 1/1/1980
Smithfield Industries | 2223 Industrial Rd | Crete | NE | 68333-4204 | Saline | NE07949 | Exempt |  | 1995 | Refrigeration Vlaves/Systems |  |  |  | 1/1/1980
Smithfield Industries | 2223 Industrial Rd | Crete | NE | 68333-4204 | Saline | NE13885 | Active | 34348 | 1980 | Kewanee | FTSM - FTS Marine Dry Back | Boiler Room | PROC - Process Steam | 4/30/2027
Smithfield Industries | 2223 Industrial Rd | Crete | NE | 68333-4204 | Saline | NE13890 | Active | 25961 | 1974 | Kewanee | FTSM - FTS Marine Dry Back | Boiler Room | PROC - Process Steam | 4/30/2027
Smithfield Industries | 2223 Industrial Rd | Crete | NE | 68333-4204 | Saline | NE13891 | Active | 25909 | 1974 | Kewanee | FTWB - FTS Marine Wet Back | Boiler Room | PROC - Process Steam | 5/31/2027
Smithfield Industries | 2223 Industrial Rd | Crete | NE | 68333-4204 | Saline | NE13892 | Scrapped/Junked | 25910 | 1974 | Kewannee |  | Boiler Room | PROC - Process Steam | 4/30/2001
Smithfield Industries | 2223 Industrial Rd | Crete | NE | 68333-4204 | Saline | NE15326 | Active | 42332 | 1989 | Kewanee | FTSM - FTS Marine Dry Back | Boiler Room | PROC - Process Steam | 4/30/2027
Smithfield Industries | 2223 Industrial Rd | Crete | NE | 68333-4204 | Saline | NE19945 | Exempt | 12130 | 1999 | 0001 |  | Mach. Room |  | 1/1/1900
Smithfield Industries | 2223 Industrial Rd | Crete | NE | 68333-4204 | Saline | NE19946 | Exempt | 6520 | 1999 | Fes Inc |  | Mach. Room |  | 1/1/1900
Smithfield Industries | 2223 Industrial Rd | Crete | NE | 68333-4204 | Saline | NE19947 | Exempt | 9066 | 1996 | Fes Inc |  | Mach. Room |  | 1/1/1900
Smithfield Industries | 2223 Industrial Rd | Crete | NE | 68333-4204 | Saline | NE19948 | Exempt | 5248 | 1991 | Fes Inc |  | Mach. Room |  | 1/1/1900
Smithfield Industries | 2223 Industrial Rd | Crete | NE | 68333-4204 | Saline | NE19949 | Exempt | 19636 | 1974 | Fes Inc |  | Mach. Room |  | 1/1/1900
Smithfield Industries | 2223 Industrial Rd | Crete | NE | 68333-4204 | Saline | NE19950 | Exempt | 1027 | 1980 | Fes Inc |  | Mach. Room |  | 1/1/1900
Smithfield Industries | 2223 Industrial Rd | Crete | NE | 68333-4204 | Saline | NE19951 | Exempt | 3934 | 1989 | Fes Inc |  | Mach. Room | PROC - Process Steam | 1/1/1900
Smithfield Industries | 2223 Industrial Rd | Crete | NE | 68333-4204 | Saline | NE19952 | Exempt | 4520 | 1990 | 0011 |  | Mach. Room |  | 1/1/1900
Smithfield Industries | 2223 Industrial Rd | Crete | NE | 68333-4204 | Saline | NE19953 | Exempt | 17048 | 1973 | Fes Inc |  | Mach. Room |  | 1/1/1900
Smithfield Industries | 2223 Industrial Rd | Crete | NE | 68333-4204 | Saline | NE19954 | Exempt | 8225 | 1995 | Fes Inc |  | Mach. Room |  | 1/1/1900
Smithfield Industries | 2223 Industrial Rd | Crete | NE | 68333-4204 | Saline | NE19955 | Exempt | 51643 | 1960 | 0013 |  | Mach. Room |  | 1/1/1900
Smithfield Industries | 2223 Industrial Rd | Crete | NE | 68333-4204 | Saline | NE19956 | Exempt | 2205 | 1950 | 0012 |  | Mach. Room |  | 1/1/1900
Smithfield Industries | 2223 Industrial Rd | Crete | NE | 68333-4204 | Saline | NE25976 | Inactive | 55106 | 1998 | Market Forge | ELPV - Electric Press VSL | Micro Lab | STER - Sterilizer | 4/30/2025
Smithfield Industries | 2223 Industrial Rd | Crete | NE | 68333-4204 | Saline | NE25977 | Active | 60852 | 2001 | Market Forge | ELPV - Electric Press VSL | Micro Lab | STER - Sterilizer | 4/30/2027
Smithfield Industries | 2223 Industrial Rd | Crete | NE | 68333-4204 | Saline | NE47318 | Exempt |  | 1996 | Brunner |  |  |  | 1/1/1980
Smithfield Industries | 2223 Industrial Rd | Crete | NE | 68333-4204 | Saline | NE49104 | Exempt |  | 1974 | R. L. Faubion |  |  |  | 1/1/1980
Smithfield Industries | 2223 Industrial Rd | Crete | NE | 68333-4204 | Saline | NE83771 | Exempt |  | 1983 |  |  |  |  | 1/1/1980
Smithfield Industries | 2223 Industrial Rd | Crete | NE | 68333-4204 | Saline | NE88887 | Exempt | 33 | 1995 | Refrigeration Valves/Systems | UNK - Unknown | BOILER PLANT | RCVR - Receiver: Air or Water | 5/31/2010
Smithfield Industries | 2223 Industrial Rd | Crete | NE | 68333-4204 | Saline | NE88888 | Exempt | 33 | 1995 | Refrigeration Valves/Systems | UNK - Unknown | BOILER ROOM | RCVR - Receiver: Air or Water | 5/31/2010
Saline County Courthouse | 225 S High St | Wilber | NE | 68465-3162 | Saline | NE09441 | Scrapped/Junked | n/a | 1956 | Kewanee | FTFB - Firetube-Firebox Boiler | EAST MECH RM #7 | STHT - Steam-Heat | 2/28/2012
Saline County Courthouse | 225 S High St | Wilber | NE | 68465-3162 | Saline | NE09442 | Scrapped/Junked | n/a | 1956 | Kewanee | FTFB - Firetube-Firebox Boiler | EAST MECH RM #9 | STHT - Steam-Heat | 2/28/2012
Saline County Courthouse | 225 S High St | Wilber | NE | 68465-3162 | Saline | NE20945 | Active | 2759 | 2011 | Aerco | FTVT - Firetube Vertical TB | Physical Plant | HWHT - Hot Water Heat | 3/31/2027
Saline County Courthouse | 225 S High St | Wilber | NE | 68465-3162 | Saline | NE20946 | Active | 2758 | 2011 | Aerco | FTVT - Firetube Vertical TB | Physical Plant | HWHT - Hot Water Heat | 3/31/2027
Nestle USA - Purina PetCare | 2305 E Highway 33 | Crete | NE | 68333-2535 | Saline | NE05120 | Scrapped/Junked | 18372 | 1968 | Cleaver & Brooks | FT - Firetube Boiler | Boiler Room | PROC - Process Steam | 6/30/2005
Nestle USA - Purina PetCare | 2305 E Highway 33 | Crete | NE | 68333-2535 | Saline | NE06022 | Active | 10332 | 2004 | Johnston Boiler Co | FTWB - FTS Marine Wet Back | Boiler Room | PROC - Process Steam | 6/30/2026
Nestle USA - Purina PetCare | 2305 E Highway 33 | Crete | NE | 68333-2535 | Saline | NE06023 | Active | 290 | 2004 | Economasters LLC | ECON - Boiler Economizer | Boiler Room | FDPR - Feedwater Preheater | 6/30/2026
Nestle USA - Purina PetCare | 2305 E Highway 33 | Crete | NE | 68333-2535 | Saline | NE06024 | Active | 289 | 2004 | Economasters LLC | ECON - Boiler Economizer | Boiler Room | ECON - Boiler Economizer | 6/30/2026
Nestle USA - Purina PetCare | 2305 E Highway 33 | Crete | NE | 68333-2535 | Saline | NE12239 | Out of Service | 2265 | 1987 | Nebraska Boiler | WT - Water Tube Boiler | Compressor Room | PROC - Process Steam | 7/31/2011
Nestle USA - Purina PetCare | 2305 E Highway 33 | Crete | NE | 68333-2535 | Saline | NE14040 | Inactive | 1741 | 1977 | Nebraska Boiler | WT - Water Tube Boiler | Boiler Room | PROC - Process Steam | 6/30/2008
Nestle USA - Purina PetCare | 2305 E Highway 33 | Crete | NE | 68333-2535 | Saline | NE14259 | Scrapped/Junked | 22303 | 1987 | Clayton Industries | WT - Water Tube Boiler | Boiler Room | PROC - Process Steam | 6/30/2005
Nestle USA - Purina PetCare | 2305 E Highway 33 | Crete | NE | 68333-2535 | Saline | NE14260 | Inactive | 22304 | 1987 | Clayton Industries | COBL - Coil Type Boiler | Boiler Room | PROC - Process Steam | 6/30/2008
Nestle USA - Purina PetCare | 2305 E Highway 33 | Crete | NE | 68333-2535 | Saline | NE18653 | Active | 10842 | 2009 | Johnston Boiler Co. | FTWB - FTS Marine Wet Back | Boiler Room | PROC - Process Steam | 6/30/2026
Crete Area Medical Center | 2910 Betten Dr | Crete | NE | 68333-3084 | Saline | NE06351 | Scrapped/Junked | 18905 | 2002 | STER | ELBL - Electric Boiler | CENTRAL SUPPLY | 0020 - Supp to Sterlizer/Autoclave | 10/31/2022
Crete Area Medical Center | 2910 Betten Dr | Crete | NE | 68333-3084 | Saline | NE06352 | Scrapped/Junked | 19039 | 2003 | STER | ELBL - Electric Boiler | CENTRAL SUPPLY | 0020 - Supp to Sterlizer/Autoclave | 10/31/2022
Crete Area Medical Center | 2910 Betten Dr | Crete | NE | 68333-3084 | Saline | NE10302 | Active | 11960 | 2002 | ALES | FTFB - Firetube-Firebox Boiler | BOILER ROOM | STHT - Steam-Heat | 10/31/2026
Crete Area Medical Center | 2910 Betten Dr | Crete | NE | 68333-3084 | Saline | NE10303 | Active | 11967 | 2002 | ALES | FTFB - Firetube-Firebox Boiler | BOILER ROOM | STHT - Steam-Heat | 10/31/2026
Crete Area Medical Center | 2910 Betten Dr | Crete | NE | 68333-3084 | Saline | NE10304 | Active | 11963 | 2002 | ALES | FTFB - Firetube-Firebox Boiler | boiler room | STHT - Steam-Heat | 10/31/2026
Crete Area Medical Center | 2910 Betten Dr | Crete | NE | 68333-3084 | Saline | NE41562 | Active | 28668 | 2021 | Steris Corp | ELBL - Electric Boiler | New Wing Sterile | 0020 - Supp to Sterlizer/Autoclave | 10/31/2026
Crete Area Medical Center | 2910 Betten Dr | Crete | NE | 68333-3084 | Saline | NE41563 | Active | 29004 | 2021 | Steris Corp | ELBL - Electric Boiler | New Wing Sterile | 0020 - Supp to Sterlizer/Autoclave | 10/31/2026
Crete Elementary School | 309 E 11th St | Crete | NE | 68333-2228 | Saline | NE10416 | Scrapped/Junked | 75460 | 2002 | state | CHWH - ASME/Fired Water Heater | STAFF BREAK RM | HWSD - Hot Water Dom/Potable | 6/30/2019
Crete Elementary School | 309 E 11th St | Crete | NE | 68333-2228 | Saline | NE19673 | Scrapped/Junked | 52173 | 1994 | AO SMITH | AHWH - ANSI/Fired Water Htr |  | HWSD - Hot Water Dom/Potable | 6/30/1998
Crete Elementary School | 309 E 11th St | Crete | NE | 68333-2228 | Saline | NE21563 | Scrapped/Junked | 8891 | 1996 | Aldrich | FTFB - Firetube-Firebox Boiler | BOILER ROOM | HWHT - Hot Water Heat | 6/30/2025
Crete Elementary School | 309 E 11th St | Crete | NE | 68333-2228 | Saline | NE21564 | Scrapped/Junked | 8885 | 1996 | Aldrich | FTFB - Firetube-Firebox Boiler | BOILER ROOM | HWHT - Hot Water Heat | 6/30/2025
Crete Elementary School | 309 E 11th St | Crete | NE | 68333-2228 | Saline | NE21565 | Scrapped/Junked | 8883 | 1996 | Aldrich | FTFB - Firetube-Firebox Boiler | BOILER ROOM | HWHT - Hot Water Heat | 6/30/2025
Crete Elementary School | 309 E 11th St | Crete | NE | 68333-2228 | Saline | NE28303 | Active | 227446 | 2017 | AO SMITH | CHWH - ASME/Fired Water Heater | Air Handler Room | HWSD - Hot Water Dom/Potable | 6/30/2027
Crete Elementary School | 309 E 11th St | Crete | NE | 68333-2228 | Saline | NE32848 | Inactive |  | 1979 | KEWANEE | FT - Firetube Boiler | CRETE HIGH | STHT - Steam-Heat | 6/30/1997
Crete Elementary School | 309 E 11th St | Crete | NE | 68333-2228 | Saline | NE32867 | Inactive |  | 1985 | KEWANEE | FT - Firetube Boiler | CRETE ELEM. | STHT - Steam-Heat | 6/30/1997
Crete Elementary School | 309 E 11th St | Crete | NE | 68333-2228 | Saline | NE43116 | Active | 422013 | 2024 | Lochinvar | FTSS - Firetube Stainless Steel | Basement mech room | HWHT - Hot Water Heat | 6/30/2027
Crete Elementary School | 309 E 11th St | Crete | NE | 68333-2228 | Saline | NE43117 | Active | 421650 | 2024 | Lochinvar | FTSS - Firetube Stainless Steel | Basement mech room | HWHT - Hot Water Heat | 6/30/2027
HANSMEYER APARTMENTS | 314 E 13th St | Crete | NE | 68333-2239 | SALINE | NE04136 | Scrapped/Junked |  | 1946 | CAPITOL |  | BOILER ROOM | STHT - Steam-Heat | 2/28/2007
Stallard & Barrett | 375 County Road 2500 | Crete | NE | 68333-5022 | Saline | NE37525 | Inactive | 23208 | 1987 | Bryan Steam LLC | WT - Water Tube Boiler | MINERAL PLANT | PROC - Process Steam | 7/31/1993
Stallard & Barrett | 375 Cty Rd 2500 | Crete | NE | 68333-5022 | SALINE | NE09025 | Inactive | 20296 | 1959 | KEWA | FTSM - FTS Marine Dry Back | BOILER ROOM | PROC - Process Steam | 2/28/2010
ZACH'S CAR WASH | 405 N Main St | Wilber | NE | 68465-3117 | SALINE | NE19676 | Exempt | 27125 | 1995 | AO SMITH | COBL - Coil Type Boiler | BOILER ROOM | HWSP - Hot Water Non Potable Supply | 1/31/2002
APARTMENT HOUSE | 407 E 14th St | Crete | NE | 68333-1600 | SALINE | NE23303 | Inactive |  | 1991 | WEIL MCLAIN |  | BASEMENT | STHT - Steam-Heat | 12/31/2004
Wilber Power Plant | 412 S Main St | Wilber | NE | 68465 | Saline | NE06186 | Active | 00131 | 1980 | AOSM | COBL - Coil Type Boiler | Mech. Room | ENGH - Diesel Engine Block Heat | 11/30/2026
United Church of Christ #X080130 | 440 E 12th St | Crete | NE | 68333-2201 | Saline | NE20193 | Scrapped/Junked | n\a | 1961 | Peerless | CI - Cast Iron | BOILER ROOM | HWHT - Hot Water Heat | 12/31/2015
United Church of Christ #X080130 | 440 E 12th St | Crete | NE | 68333-2201 | Saline | NE26094 | Active | 358740 | 2015 | Lochinvar | WTSS - Watertube SS Steel | Basement | HWHT - Hot Water Heat | 12/31/2026
Wilber Municipal Pool | 500 S Wilson St | Wilber | NE | 68465-3157 | Saline | NE00272 | Scrapped/Junked | 33969 | 1983 | TELEDYNE LAARS | CPFT - Horiz Cpr Fin Boiler | PUMP HOUSE | OPHT - Outdoor Pool Heater | 5/31/2003
Wilber Municipal Pool | 500 S Wilson St | Wilber | NE | 68465-3157 | Saline | NE01759 | Active | 216796 | 2004 | Raypak | CPFH - Copper Fin Water Heater | OUSIDE POOL HOUSE | OPHT - Outdoor Pool Heater | 5/31/2026
WILBER ELEMENTARY SCHOOL | 500 W Elm St | Wilber | NE | 68465-3229 | SALINE | NE18449 | Scrapped/Junked | 24100 | 1993 | AO SMITH | CHWH - ASME/Fired Water Heater | BOILER ROOM | HWSD - Hot Water Dom/Potable | 7/31/2006
WILBER ELEMENTARY SCHOOL | 500 W Elm St | Wilber | NE | 68465-3229 | SALINE | NE32606 | Scrapped/Junked |  | 1962 | KEWANEE | FTFB - Firetube-Firebox Boiler | BOILER ROOM | STHT - Steam-Heat | 7/31/2006
WILBER ELEMENTARY SCHOOL | 500 W Elm St | Wilber | NE | 68465-3229 | SALINE | NE32607 | Inactive |  | 1962 | Kewannee | FT - Firetube Boiler | GRADE SCHOOL | STHT - Steam-Heat | 8/31/1990
Friend Public Schools | 501 Main St | Friend | NE | 68359-1349 | Saline | NE04916 | Scrapped/Junked | 4138 | 1983 | STATE INDUSTRIES | CHWH - ASME/Fired Water Heater | BOILER ROOM | HWSD - Hot Water Dom/Potable | 9/30/2001
Friend Public Schools | 501 Main St | Friend | NE | 68359-1349 | Saline | NE08846 | Scrapped/Junked | 11484 | 2001 | ALES | FTVT - Firetube Vertical TB | ELEMENTARY BLR RM | HWHT - Hot Water Heat | 12/31/2024
Friend Public Schools | 501 Main St | Friend | NE | 68359-1349 | Saline | NE08847 | Scrapped/Junked | n/a | 2001 | AOSM | CHWH - ASME/Fired Water Heater | ELEMENTARY BLR RM | HWSD - Hot Water Dom/Potable | 12/31/2018
Friend Public Schools | 501 Main St | Friend | NE | 68359-1349 | Saline | NE18700 | Active | 145377 | 2010 | A O Smith | CHWH - ASME/Fired Water Heater | Mech Room | HWSD - Hot Water Dom/Potable | 12/31/2026
Friend Public Schools | 501 Main St | Friend | NE | 68359-1349 | Saline | NE18776 | Active | 145443 | 2010 | A O Smith | CHWH - ASME/Fired Water Heater | Mech Room | HWSD - Hot Water Dom/Potable | 12/31/2026
Friend Public Schools | 501 Main St | Friend | NE | 68359-1349 | Saline | NE18777 | Scrapped/Junked | 145375 | 2010 | A O Smith | CHWH - ASME/Fired Water Heater | Mech Room | HWSD - Hot Water Dom/Potable | 7/31/2016
Friend Public Schools | 501 Main St | Friend | NE | 68359-1349 | Saline | NE20194 | Exempt 1999 LB-66 |  | 1988 | RHEEM MANUFACTURING CO | AHWH - ANSI/Fired Water Htr |  | HWSD - Hot Water Dom/Potable | 9/30/1999
Friend Public Schools | 501 Main St | Friend | NE | 68359-1349 | Saline | NE26452 | Active | 219370 | 2016 | A O Smith | CHWH - ASME/Fired Water Heater | Mech Room | HWSD - Hot Water Dom/Potable | 12/31/2026
Friend Public Schools | 501 Main St | Friend | NE | 68359-1349 | Saline | NE33309 | Scrapped/Junked |  | 1968 | PEERLESS HEATER COMPANY |  | BOILER ROOM | HWHT - Hot Water Heat | 9/30/2001
Friend Public Schools | 501 Main St | Friend | NE | 68359-1349 | Saline | NE33368 | Active | n/a | 1938 | Kewanee | FTFB - Firetube-Firebox Boiler | BOILER ROOM | STHT - Steam-Heat | 12/31/2026
DORCHESTER PUBLIC SCHOOL | 506 W 9TH ST | DORCHESTER | NE | 68343 | SALINE | NE01955 | Scrapped/Junked |  | 2004 | PEERLESS HEATER COMPANY |  | BOILER ROOM | STHT - Steam-Heat | 8/31/2008
DORCHESTER PUBLIC SCHOOL | 506 W 9TH ST | DORCHESTER | NE | 68343 | SALINE | NE33680 | Inactive |  | 1948 | FITZGIBBONS | FT - Firetube Boiler | BOILER ROOM | STHT - Steam-Heat | 8/31/2004
DORCHESTER PUBLIC SCHOOL | 506 W 9TH ST | DORCHESTER | NE | 68343 | SALINE | NE33896 | Scrapped/Junked |  | 1964 | KEWANEE | FTFB - Firetube-Firebox Boiler | BOILER ROOM | HWHT - Hot Water Heat | 8/31/2008
BOWER RESTAURANT EQUIP | 5400 Cornhusker Hwy | Lincoln | NE | 68504-1478 | SALINE | NE32232 | Inactive | 14764 | 1975 | MARKET FORGE INDUSTRIES | ELBL - Electric Boiler |  | 0021 - Steam Supp Cooker/Kettle | 6/30/2002
BOWER RESTAURANT EQUIP | 5400 Cornhusker Hwy | Lincoln | NE | 68504-1478 | SALINE | NE32233 | Inactive | 15284 | 1975 | MARKET FORGE INDUSTRIES | ELBL - Electric Boiler |  | PROC - Process Steam | 6/30/2002
UNITED METHODIST CHURCH | 601 6th St | Friend | NE | 68359-1512 | SALINE | NE03379 | Inactive |  | 1980 | PEERLESS HEATER COMPANY |  | BOILER ROOM | STHT - Steam-Heat | 1/31/1990
Wilber Care Center | 611 N Main St | Wilber | NE | 68465-2500 | Saline | NE04298 | Scrapped/Junked | 41156 | 1988 | Kewanee | FTFB - Firetube-Firebox Boiler | BOILER ROOM | HWHT - Hot Water Heat | 4/30/2025
Wilber Care Center | 611 N Main St | Wilber | NE | 68465-2500 | Saline | NE04299 | Scrapped/Junked | 28870 | 1980 | Kewanee | FTFB - Firetube-Firebox Boiler | BOILER ROOM | HWHT - Hot Water Heat | 4/30/2022
vacant building | 701 Country Rd 2250 | Crete | NE | 68333 | Saline | NE09355 | Inactive | 1548 | 1988 | Kewanee | FTFB - Firetube-Firebox Boiler | DIGESTER ROOM | HWHT - Hot Water Heat | 11/30/2016
Crete City Pool | 701 E 4th St | Crete | NE | 68333-3251 | Saline | NE00187 | Active | n/a | 1991 | AOSM | AHWH - ANSI/Fired Water Htr | BATH HOUSE | HWSD - Hot Water Dom/Potable | 6/30/2026
Crete City Pool | 701 E 4th St | Crete | NE | 68333-3251 | Saline | NE00188 | Scrapped/Junked | 14862 | 1990 | TELE | CPFT - Horiz Cpr Fin Boiler | PUMP HOUSE | OPHT - Outdoor Pool Heater | 6/30/2011
Crete City Pool | 701 E 4th St | Crete | NE | 68333-3251 | Saline | NE22137 | Active | 335505 | 2012 | Raypak | CPFH - Copper Fin Water Heater | Pump/Filter House | OPHT - Outdoor Pool Heater | 6/30/2026
Tri County School District #300 | 72520 Highway 103 | De Witt | NE | 68341-4502 | Saline | NE18450 | Active | 41010 | 1994 | TELE | CPFT - Horiz Cpr Fin Boiler | SOUTH BOILER ROOM | HWSD - Hot Water Dom/Potable | 8/31/2025
Tri County School District #300 | 72520 Highway 103 | De Witt | NE | 68341-4502 | Saline | NE18451 | Scrapped/Junked | 5693 | 1982 | STAT | ELBL - Electric Boiler | NORTH BOILER RM | GLYC - Glycol Bldg Heat Sys | 8/31/2019
Tri County School District #300 | 72520 Highway 103 | De Witt | NE | 68341-4502 | Saline | NE18452 | Inactive | 5213 | 1982 | AOSM | ELBL - Electric Boiler | Elementary School Blrm | HWSD - Hot Water Dom/Potable | 8/31/2020
Tri County School District #300 | 72520 Highway 103 | De Witt | NE | 68341-4502 | Saline | NE33645 | Scrapped/Junked | 39759 | 1967 | GROEN/DIV OF DOVER IND | COOK - Fired Cooker | HIGH SCHOOL | COOK - Cooker/Kettle | 8/31/1992
Crete Manor | 830 E 1st St | Crete | NE | 68333-3108 | Saline | NE05745 | Exempt 1999 LB-66 |  | 1991 | Ruud-Rheem |  | Basement |  | 11/30/1999
Crete Manor | 830 E 1st St | Crete | NE | 68333-3108 | Saline | NE05746 | Exempt 1999 LB-66 |  | 1991 | Ruud-Rheem |  | Basement |  | 11/30/1999
Warren Memorial Hospital | 905 2nd St | Friend | NE | 68359-1133 | SALINE | NE01771 | Active | 141561 | 2004 | Laars | COBL - Coil Type Boiler | NEW ADDITION MECH ROOM | HWHT - Hot Water Heat | 5/31/2027
Warren Memorial Hospital | 905 2nd St | Friend | NE | 68359-1133 | SALINE | NE01772 | Active | 141560 | 2004 | Laars | COBL - Coil Type Boiler | MECH ROOM | HWHT - Hot Water Heat | 5/31/2027
Warren Memorial Hospital | 905 2nd St | Friend | NE | 68359-1133 | SALINE | NE04457 | Inactive | n/a | 1962 | American Std | CI - Cast Iron | BOILER ROOM | HWHT - Hot Water Heat | 5/31/2014
Warren Memorial Hospital | 905 2nd St | Friend | NE | 68359-1133 | SALINE | NE04917 | Scrapped/Junked |  | 1970 | RUUD | AHWH - ANSI/Fired Water Htr | BOILER ROOM | HWSD - Hot Water Dom/Potable | 8/31/2001
Warren Memorial Hospital | 905 2nd St | Friend | NE | 68359-1133 | SALINE | NE04918 | Scrapped/Junked |  | 1982 | STATE INDUSTRIES | AHWH - ANSI/Fired Water Htr | BOILER ROOM | HWSD - Hot Water Dom/Potable | 8/31/2000
Warren Memorial Hospital | 905 2nd St | Friend | NE | 68359-1133 | SALINE | NE04919 | Scrapped/Junked |  | 1962 | DAY & NIGHT | AHWH - ANSI/Fired Water Htr | BOILER ROOM | HWSD - Hot Water Dom/Potable | 8/31/2001
Warren Memorial Hospital | 905 2nd St | Friend | NE | 68359-1133 | SALINE | NE18448 | Inactive | 17378 | 1987 | AMSCO | ELBL - Electric Boiler | CENTRAL SUPPLY | 0020 - Supp to Sterlizer/Autoclave | 8/31/2006
Warren Memorial Hospital | 905 2nd St | Friend | NE | 68359-1133 | SALINE | NE22138 | Active | 83763 | 2011 | TDC Manufacturing Co | ELBL - Electric Boiler | Sterilizer Room | STER - Sterilizer | 5/31/2027
Saline County Jail | 911 S Main St | Wilber | NE | 68465 | Saline | NE09849 | Active | 135584 | 2001 | Lochinvar | CPFT - Horiz Cpr Fin Boiler | WEST MECH ROOM | HWHT - Hot Water Heat | 7/31/2026
Saline County Jail | 911 S Main St | Wilber | NE | 68465 | Saline | NE09850 | Scrapped/Junked | 104848 | 2001 | Pvi | CHWH - ASME/Fired Water Heater | WEST MECH ROOM | HWSD - Hot Water Dom/Potable | 7/31/2014
Saline County Jail | 911 S Main St | Wilber | NE | 68465 | Saline | NE09876 | Scrapped/Junked | 104847 | 2002 | Pvi | CHWH - ASME/Fired Water Heater | WEST MECH ROOM | HWSD - Hot Water Dom/Potable | 7/31/2017
Saline County Jail | 911 S Main St | Wilber | NE | 68465 | Saline | NE09877 | Active | 104846 | 2001 | Pvi | CHWH - ASME/Fired Water Heater | EAST MECH ROOM | HWSD - Hot Water Dom/Potable | 7/31/2026
Saline County Jail | 911 S Main St | Wilber | NE | 68465 | Saline | NE09878 | Active | 104845 | 2001 | Pvi | CHWH - ASME/Fired Water Heater | EAST MECH ROOM | HWSD - Hot Water Dom/Potable | 7/31/2026
Saline County Jail | 911 S Main St | Wilber | NE | 68465 | Saline | NE25162 | Scrapped/Junked | 188548 | 2014 | AO SMITH | CHWH - ASME/Fired Water Heater | boiler room | HWSD - Hot Water Dom/Potable | 7/31/2022
Saline County Jail | 911 S Main St | Wilber | NE | 68465 | Saline | NE26745 | Scrapped/Junked | 220684 | 2016 | A O Smith | CHWH - ASME/Fired Water Heater | West Mech. Room | HWSD - Hot Water Dom/Potable | 7/31/2024
Saline County Jail | 911 S Main St | Wilber | NE | 68465 | Saline | NE41542 | Out of Service | 264194 | 2020 | AO SMITH | CHWH - ASME/Fired Water Heater | boiler room | HWSD - Hot Water Dom/Potable | 7/31/2025
DORCHESTER FARMER'S COOP | PO Box 263 | Dorchester | NE | 68343-0263 | SALINE | NE01112 | Inactive | 507 | 1963 | SUPERIOR BOILERWORKS | FTSM - FTS Marine Dry Back | BOILER ROOM | PROC - Process Steam | 5/31/2001
Dale Vanlandingham | Rr 2, Box 148 | Crete | NE |  | SALINE | NE30003 | Inactive |  | 1919 | Advance-Rumley | HOBB - Hobby/Antique Boiler | PORTABLE | 0024 - Antique Steam Tractor | 6/30/1990
Dale Vanlandingham | Rr 2, Box 148 | Crete | NE |  | SALINE | NE30004 | Inactive |  | 1921 | Nichols-Shepard | HOBB - Hobby/Antique Boiler | PORTABLE | 0024 - Antique Steam Tractor | 6/30/1992
Pendleton Woolen Mills | 1000 Fort Crook Rd N | Bellevue | NE | 68005-4215 | Sarpy | NE07461 | Out of Service | 16731 | 2006 | Precision | ELBL - Electric Boiler | Production | PROC - Process Steam | 7/31/2022
Pendleton Woolen Mills | 1000 Fort Crook Rd N | Bellevue | NE | 68005-4215 | Sarpy | NE14046 | Inactive | 4672 | 1976 | William-Davis | FT - Firetube Boiler | Boiler Room | PROC - Process Steam | 7/31/2007
Pendleton Woolen Mills | 1000 Fort Crook Rd N | Bellevue | NE | 68005-4215 | Sarpy | NE14957 | Inactive | 108764 | 1980 | Columbia Boiler Co | ELBL - Electric Boiler |  | PROC - Process Steam | 7/31/1996
Pendleton Woolen Mills | 1000 Fort Crook Rd N | Bellevue | NE | 68005-4215 | Sarpy | NE15417 | Inactive | 11178 | 1991 | R & R Metal Fabricators |  | Production | PROC - Process Steam | 7/31/2006
Pendleton Woolen Mills | 1000 Fort Crook Rd N | Bellevue | NE | 68005-4215 | Sarpy | NE15443 | Scrapped/Junked | 11740 | 1991 | R & R Metal Fabricators | ELBL - Electric Boiler | Production | PROC - Process Steam | 7/31/2012
Pendleton Woolen Mills | 1000 Fort Crook Rd N | Bellevue | NE | 68005-4215 | Sarpy | NE15444 | Inactive | 11743 | 1991 | Sussman-Automatic |  | Production | PROC - Process Steam | 7/31/2006
Pendleton Woolen Mills | 1000 Fort Crook Rd N | Bellevue | NE | 68005-4215 | Sarpy | NE15496 | Inactive | 132951 | 1993 | Columbia | ELBL - Electric Boiler | Production | PROC - Process Steam | 7/31/2007
Pendleton Woolen Mills | 1000 Fort Crook Rd N | Bellevue | NE | 68005-4215 | Sarpy | NE17623 | Inactive | 134306 | 1994 | Sussman-Automatic | ELBL - Electric Boiler | Production | PROC - Process Steam | 7/31/2007
Pendleton Woolen Mills | 1000 Fort Crook Rd N | Bellevue | NE | 68005-4215 | Sarpy | NE17624 | Inactive | 133334 | 1994 | Sussman-Automatic | ELBL - Electric Boiler | Production | PROC - Process Steam | 7/31/2007
Pendleton Woolen Mills | 1000 Fort Crook Rd N | Bellevue | NE | 68005-4215 | Sarpy | NE17652 | Inactive | 27446 | 1995 | Sussman-Automatic Corp | ELBL - Electric Boiler | PROCESS PLANT | PROC - Process Steam | 6/30/2000
Pendleton Woolen Mills | 1000 Fort Crook Rd N | Bellevue | NE | 68005-4215 | Sarpy | NE17653 | Scrapped/Junked | 135583 | 1995 | SUSSMAN-AUTOMATIC CORP | ELBL - Electric Boiler | PROCESS PLANT | PROC - Process Steam | 6/30/2001
Pendleton Woolen Mills | 1000 Fort Crook Rd N | Bellevue | NE | 68005-4215 | Sarpy | NE17654 | Inactive | 135585 | 1995 | SUSS |  | PROCESS PLANT | PROC - Process Steam | 7/31/2004
Pendleton Woolen Mills | 1000 Fort Crook Rd N | Bellevue | NE | 68005-4215 | Sarpy | NE18816 | Inactive | 136309 | 1996 | SUSS |  | PRODUCTION | PROC - Process Steam | 7/31/2004
Pendleton Woolen Mills | 1000 Fort Crook Rd N | Bellevue | NE | 68005-4215 | Sarpy | NE18817 | Inactive | 33669 | 1997 | Sussman-Automatic Corp | ELBL - Electric Boiler |  | PROC - Process Steam | 6/30/2000
Pendleton Woolen Mills | 1000 Fort Crook Rd N | Bellevue | NE | 68005-4215 | Sarpy | NE22405 | Scrapped/Junked | 136353 | 1996 | Sussman-Automatic | ELBL - Electric Boiler | Production | PROC - Process Steam | 7/31/2012
Pendleton Woolen Mills | 1000 Fort Crook Rd N | Bellevue | NE | 68005-4215 | Sarpy | NE23232 | Inactive | 138752 | 1998 | Columbia | ELBL - Electric Boiler | Production | PROC - Process Steam | 7/31/2007
Pendleton Woolen Mills | 1000 Fort Crook Rd N | Bellevue | NE | 68005-4215 | Sarpy | NE23233 | Inactive | 138759 | 1998 | Columbia | ELBL - Electric Boiler | Production | PROC - Process Steam | 7/31/2007
Pendleton Woolen Mills | 1000 Fort Crook Rd N | Bellevue | NE | 68005-4215 | Sarpy | NE23250 | Inactive | 138769 | 1998 | Sussman-Automatic | ELBL - Electric Boiler | Production | PROC - Process Steam | 7/31/2007
Former JC Penney | 1001 Fort Crook Rd N | Bellevue | NE | 68005-4247 | SARPY | NE02268 | Inactive | 128786 | 1987 | HOT SHOT | ELBL - Electric Boiler | ALTER ROOM | PROC - Process Steam | 3/31/1997
Southroads Technology Park (Deep Well) | 1001 Fort Crook Rd N | Bellevue | NE | 68005-4247 | SARPY | NE13166 | Active | 16917 | 2008 | ALDRICH/LES | FTVT - Firetube Vertical TB | BOILER ROOM | HWHT - Hot Water Heat | 10/31/2026
Southroads Technology Park (Deep Well) | 1001 Fort Crook Rd N | Bellevue | NE | 68005-4247 | SARPY | NE13167 | Active | 16916 | 2008 | ALDRICH/LES | FTVT - Firetube Vertical TB | BOILER ROOM | HWHT - Hot Water Heat | 10/31/2026
Southroads Technology Park (Deep Well) | 1001 Fort Crook Rd N | Bellevue | NE | 68005-4247 | SARPY | NE13168 | Active | 16913 | 2008 | ALDRICH/LES | FTVT - Firetube Vertical TB | BOILER ROOM | HWHT - Hot Water Heat | 10/31/2026
Southroads Technology Park (Deep Well) | 1001 Fort Crook Rd N | Bellevue | NE | 68005-4247 | SARPY | NE13169 | Active | 16914 | 2008 | ALDRICH/LES | FTVT - Firetube Vertical TB | BOILER ROOM | HWHT - Hot Water Heat | 10/31/2026
Southroads Technology Park (Deep Well) | 1001 Fort Crook Rd N | Bellevue | NE | 68005-4247 | SARPY | NE17814 | Scrapped/Junked | 128940 | 1993 | TELEDYNE LAARS | CPFT - Horiz Cpr Fin Boiler | 3RD FLR | HWSD - Hot Water Dom/Potable | 6/30/2008
Southroads Technology Park (Deep Well) | 1001 Fort Crook Rd N | Bellevue | NE | 68005-4247 | SARPY | NE37358 | Scrapped/Junked |  | 1966 | KEWANEE | FTSM - FTS Marine Dry Back | 3RD FLR | HWHT - Hot Water Heat | 6/30/2008
Southroads Technology Park (Deep Well) | 1001 Fort Crook Rd N | Bellevue | NE | 68005-4247 | SARPY | NE37359 | Scrapped/Junked |  | 1966 | KEWANEE | FTSM - FTS Marine Dry Back | 3RD FLR | HWHT - Hot Water Heat | 6/30/2008
Waste Water Trtmnt Plant | 1002 W Mission Ave | Bellevue | NE | 68005-3947 | Sarpy | NE09120 | Scrapped/Junked | 23916 | 1977 | KEWA | FTFB - Firetube-Firebox Boiler | GARAGE AREA | HWHT - Hot Water Heat | 6/30/2006
MAX I WALKERS | 1003 Galvin Rd S | Bellevue | NE | 68005-3056 | SARPY | NE03346 | Scrapped/Junked | 17650 | 1971 | PARKER BOILER CO | WT - Water Tube Boiler | BOILER ROOM | PROC - Process Steam | 5/31/2006
Pet IQ | 10077 S 134th St | Omaha | NE | 68138-3710 | Sarpy | NE21468 | Active | 11104 | 1990 | Superior Boiler Works | FTSM - FTS Marine Dry Back | Mixing Area | PROC - Process Steam | 4/30/2027
Pet IQ | 10077 S 134th St | Omaha | NE | 68138-3710 | Sarpy | NE21492 | Active | 505 | 2012 | Electro-Steam | ELBL - Electric Boiler | Mixing Chamber | PROC - Process Steam | 4/30/2027
Pet IQ | 10077 S 134th St | Omaha | NE | 68138-3710 | Sarpy | NE22585 | Out of Service | 28996 | 2008 | Electro-Steam | ELBL - Electric Boiler | Label area | PROC - Process Steam | 4/30/2015
FONTENELLE HILL COUNTRY | 101 COUNTRY CLUB CT | BELLEVUE | NE | 68105 | SARPY | NE00196 | Scrapped/Junked |  | 1969 | RHEEM GLASS | AHWH - ANSI/Fired Water Htr | BOILER ROOM | HWSD - Hot Water Dom/Potable | 5/31/2001
Forest Station Elementary | 1010 Childs Rd W | Bellevue | NE | 68147-2638 | Sarpy | NE42887 | Active | 491281 | 2020 | Lochinvar | WTSS - Watertube SS Steel | Mechanical Room | HWHT - Hot Water Heat | 12/31/2027
Forest Station Elementary | 1010 Childs Rd W | Bellevue | NE | 68147-2638 | Sarpy | NE42888 | Active | 491268 | 2020 | Lochinvar | WTSS - Watertube SS Steel | Mechanical Room | HWHT - Hot Water Heat | 12/31/2027
Coreslab Structures (Omaha) Inc | 102 Fort Crook Rd S | Bellevue | NE | 68005-2129 | Sarpy | NE04842 | Inactive | 28017 | 1976 | Kewannee | FTSM - FTS Marine Dry Back | WELD SHOP | PROC - Process Steam | 11/30/2004
Coreslab Structures (Omaha) Inc | 102 Fort Crook Rd S | Bellevue | NE | 68005-2129 | Sarpy | NE04843 | Inactive |  | 1965 | KEWANEE | FT - Firetube Boiler | PIPE HOUSE | PROC - Process Steam | 11/30/2002
Coreslab Structures (Omaha) Inc | 102 Fort Crook Rd S | Bellevue | NE | 68005-2129 | Sarpy | NE04844 | Inactive |  | 1960 | KEWANEE | FT - Firetube Boiler | BRIDGE CRANE | PROC - Process Steam | 11/30/2002
Coreslab Structures (Omaha) Inc | 102 Fort Crook Rd S | Bellevue | NE | 68005-2129 | Sarpy | NE04845 | Inactive |  | 1974 | AMERICAN STANDARD |  | HEAVY RM | HWHT - Hot Water Heat | 11/30/2003
Coreslab Structures (Omaha) Inc | 102 Fort Crook Rd S | Bellevue | NE | 68005-2129 | Sarpy | NE04846 | Inactive |  | 1970 | AMERICAN STANDARD |  | BOILER BLDG | HWHT - Hot Water Heat | 11/30/2003
Roloff Construction | 10204 S 152nd St | Omaha | NE | 68138-3866 | Sarpy | NE00714 | Scrapped/Junked | N/A | 1998 | Peerless | CI - Cast Iron | Upstairs Maint. Bldg. | HWHF - Hot Water Heat-Floor | 12/31/2024
Roloff Construction | 10204 S 152nd St | Omaha | NE | 68138-3866 | Sarpy | NE21501 | Scrapped/Junked | 113102 | 1994 | RAYPAK INC, CALIFORNIA |  | 10204 SO 152ND | HWHT - Hot Water Heat | 10/31/1999
Roloff Construction | 10204 S 152nd St | Omaha | NE | 68138-3866 | Sarpy | NE43081 | Active | 459396 | 2024 | Lochinvar / AIC | FTVT - Firetube Vertical TB | Boiler Room | HWHF - Hot Water Heat-Floor | 2/28/2027
Cornhusker Auto Wash | 10205 S 25th St | Bellevue | NE | 68123-5010 | Sarpy | NE08383 | Scrapped/Junked | 5480 | 1999 | Pressure Tech | FT - Firetube Boiler | BOILER ROOM | HWHT - Hot Water Heat | 4/30/2019
Aspen Creek Elementary | 10325 S 188th St | Gretna | NE | 68136 | Sarpy | NE26957 | Active | 75773 | 2016 | Aerco | FTVT - Firetube Vertical TB | Mech. Room | HWHT - Hot Water Heat | 7/31/2026
Aspen Creek Elementary | 10325 S 188th St | Gretna | NE | 68136 | Sarpy | NE26958 | Active | 75772 | 2016 | Aerco | FTVT - Firetube Vertical TB | Mech. Room | HWHT - Hot Water Heat | 7/31/2026
Aspen Creek Elementary | 10325 S 188th St | Gretna | NE | 68136 | Sarpy | NE27000 | Active | 67941 | 2015 | PVI Industries | CHWH - ASME/Fired Water Heater | Mech. Room | HWSD - Hot Water Dom/Potable | 7/31/2026
Applebee's #1075 | 10402 S 15th St | Bellevue | NE | 68123-4418 | Sarpy | NE05966 | Exempt | 127801 | 2001 | MVE/CHART IND | UTNK - Unfired Vertical Tank | KITCHEN | 0041 - CO2 Dispensing | 1/31/2007
Applebee's #1075 | 10402 S 15th St | Bellevue | NE | 68123-4418 | Sarpy | NE09539 | Scrapped/Junked | 60923 | 2001 | AOSM | CHWH - ASME/Fired Water Heater | MECHANICAL ROOM | HWSD - Hot Water Dom/Potable | 1/31/2016
Outback Steakhouse #2813 | 10408 S 15th St | Bellevue | NE | 68123-4418 | Sarpy | NE10893 | Scrapped/Junked | 75552 | 2003 | AOSM | CHWH - ASME/Fired Water Heater | Boiler Closet | HWSD - Hot Water Dom/Potable | 3/31/2019
Outback Steakhouse #2813 | 10408 S 15th St | Bellevue | NE | 68123-4418 | Sarpy | NE10894 | Scrapped/Junked | 75196 | 2003 | AOSM | CHWH - ASME/Fired Water Heater | MECH ROOM | HWSD - Hot Water Dom/Potable | 3/31/2013
Outback Steakhouse #2813 | 10408 S 15th St | Bellevue | NE | 68123-4418 | Sarpy | NE22855 | Scrapped/Junked | 169585 | 2012 | AOSM | CHWH - ASME/Fired Water Heater | MECH ROOM | HWSD - Hot Water Dom/Potable | 3/31/2020
Kros Strain Brewery | 10411 Portal Rd Ste 102 | La Vista | NE | 68128-5527 | Sarpy | NE26991 | Active | 18251 | 2016 | Rite Eng | WT - Water Tube Boiler | Boiler Room | PROC - Process Steam | 5/31/2027
Pint 9 Brewery | 10411 Portal Rd Ste 104 | La Vista | NE | 68128-5526 | Sarpy | NE26994 | Active | 21916 | 2017 | Hurst | FTNT - FT Vertical Tubeless | Boiler Room | PROC - Process Steam | 5/31/2026
Papillion Landing Recreation | 1046 W Lincoln St | Papillion | NE | 68046-3127 | Sarpy | NE28492 | Out of Service | 93094 | 2018 | Lochinvar | FTVT - Firetube Vertical TB | Mezzanine Boiler Room | HWHT - Hot Water Heat | 11/30/2024
Papillion Landing Recreation | 1046 W Lincoln St | Papillion | NE | 68046-3127 | Sarpy | NE28493 | Scrapped/Junked | 93092 | 2018 | Lochinvar | FTVT - Firetube Vertical TB | Mezzanine Boiler Room | HWHT - Hot Water Heat | 11/30/2024
Papillion Landing Recreation | 1046 W Lincoln St | Papillion | NE | 68046-3127 | Sarpy | NE28494 | Scrapped/Junked | 332571 | 2018 | Lochinvar | FTVT - Firetube Vertical TB | Mezzanine Boiler Room | HWHT - Hot Water Heat | 11/30/2024
Papillion Landing Recreation | 1046 W Lincoln St | Papillion | NE | 68046-3127 | Sarpy | NE28495 | Active | 85010 | 2018 | PVI Industries | CHWH - ASME/Fired Water Heater | Mechanical Room | HWSD - Hot Water Dom/Potable | 11/30/2026
Papillion Landing Recreation | 1046 W Lincoln St | Papillion | NE | 68046-3127 | Sarpy | NE28496 | Active | 77008 | 2018 | PVI Industries | CHWH - ASME/Fired Water Heater | Mechanical Room | HWSD - Hot Water Dom/Potable | 11/30/2026
Papillion Landing Recreation | 1046 W Lincoln St | Papillion | NE | 68046-3127 | Sarpy | NE43798 | Active | 406571 | 2023 | AIC GDYNIA/LOCHINVAR | FTVT - Firetube Vertical TB | MEZZANINE BOILER ROOM | HWHT - Hot Water Heat | 11/30/2026
Papillion Landing Recreation | 1046 W Lincoln St | Papillion | NE | 68046-3127 | Sarpy | NE43799 | Active | 406572 | 2023 | AIC GDYNIA/LOCHINVAR | FTVT - Firetube Vertical TB | MEZZANINE BOILER ROOM | HWHT - Hot Water Heat | 11/30/2026
Papillion Landing Recreation | 1046 W Lincoln St | Papillion | NE | 68046-3127 | Sarpy | NE43800 | Active | 509890 | 2025 | AIC GDYNIA/LOCHINVAR | FTVT - Firetube Vertical TB | MEZZANINE BOILER ROOM | HWHT - Hot Water Heat | 11/30/2026
Prairie Queen Elementary | 10520 S 123rd Ave | Papillion | NE | 68046-4393 | Sarpy | NE25959 | Active | 20691 | 2014 | Lochinvar | ELBL - Electric Boiler | Sprinkler Mech. Room | HHHP - Hotwater Heat & Heat Pump | 7/31/2026
Midstates Utility | 10611 S 143rd Cir | Omaha | NE | 68138-3441 | Sarpy | NE43538 | Active | 389038 | 2022 | AIC GDYNIA | FTVT - Firetube Vertical TB | Boiler Room | GLYC - Glycol Bldg Heat Sys | 6/30/2026
Midstates Utility | 10611 S 143rd Cir | Omaha | NE | 68138-3441 | Sarpy | NE43539 | Active | 389037 | 2022 | AIC GDYNIA | FTVT - Firetube Vertical TB | Boiler Room | GLYC - Glycol Bldg Heat Sys | 6/30/2026
Brentwood Park Apartments/#4 | 10706 Brentwood Dr | La Vista | NE | 68128-4845 | Sarpy | NE02574 | Active | 36169690 | 2004 | Lochinvar | CPFH - Copper Fin Water Heater | MECH ROOM/BLDG #4 | HWSD - Hot Water Dom/Potable | 10/31/2026
Brentwood Park Apartments/#5 | 10719 Brentwood Dr | La Vista | NE | 68128-4748 | Sarpy | NE02575 | Active | 169691 | 2004 | Lochinvar | CPFH - Copper Fin Water Heater | MECH ROOM/BLDG #5 | HWSD - Hot Water Dom/Potable | 10/31/2026
City Of LaVista Fire Dept | 10727 Chandler Rd | La Vista | NE | 68128-2947 | Sarpy | NE07654 | Scrapped/Junked | 15647 | 2006 | Aldrich | FTVT - Firetube Vertical TB | Blr Rm | HWHT - Hot Water Heat | 1/31/2021
City Of LaVista Fire Dept | 10727 Chandler Rd | La Vista | NE | 68128-2947 | Sarpy | NE07655 | Scrapped/Junked | 15648 | 2006 | Aldrich | FTVT - Firetube Vertical TB | Blr Rm | HWHT - Hot Water Heat | 1/31/2021
City Of LaVista Fire Dept | 10727 Chandler Rd | La Vista | NE | 68128-2947 | Sarpy | NE28965 | Active | 513 | 2020 | Les Inc/Aldrich Co | FTVT - Firetube Vertical TB | Mechanical Room | HWHT - Hot Water Heat | 10/31/2026
City Of LaVista Fire Dept | 10727 Chandler Rd | La Vista | NE | 68128-2947 | Sarpy | NE28966 | Active | 514 | 2020 | Les Inc/Aldrich Co | FTVT - Firetube Vertical TB | Mechanical Room | HWHT - Hot Water Heat | 10/31/2026
Brentwood Park Apartments/#6 | 10728 Brentwood Dr | La Vista | NE | 68128-4700 | Sarpy | NE02364 | Scrapped/Junked | 333621 | 2004 | Lochinvar | CPFH - Copper Fin Water Heater | MECH ROOM/BLDG #6 | HWSD - Hot Water Dom/Potable | 10/31/2024
Brentwood Park Apartments/#7 | 10741 Brentwood Dr | La Vista | NE | 68128-4731 | Sarpy | NE06180 | Scrapped/Junked | 00172962 | 2005 | Lochinvar | CPFH - Copper Fin Water Heater | MECH ROOM/BLDG #7 | HWSD - Hot Water Dom/Potable | 10/31/2025
Brentwood Park Apartments/#3 | 10752 Brentwood Dr | La Vista | NE | 68128-4759 | Sarpy | NE10676 | Scrapped/Junked | 154251 | 2003 | Lochinvar | CPFH - Copper Fin Water Heater | MECH ROOM/BLDG #3 | HWSD - Hot Water Dom/Potable | 10/31/2023
Brentwood Park Apartments/#1 | 10753 Brentwood Dr | La Vista | NE | 68128-4768 | Sarpy | NE12078 | Scrapped/Junked | 155747 | 2003 | Lochinvar | CPFH - Copper Fin Water Heater | MECH ROOM/BLDG #1 | HWSD - Hot Water Dom/Potable | 10/31/2024
United Brotherhood of Carpenters | 10761 Virginia Plaza | La Vista | NE | 68128 | Sarpy | NE25928 | Active | 191155 | 2014 | State Industries | CHWH - ASME/Fired Water Heater | Mech. Room 118 | HWSD - Hot Water Dom/Potable | 8/31/2027
Brentwood Park Apartments/#2 | 10765 Brentwood Dr | La Vista | NE | 68128-4798 | Sarpy | NE12397 | Scrapped/Junked | 160820 | 2003 | Lochinvar | CPFH - Copper Fin Water Heater | MECH ROOM/BLDG #2 | HWSD - Hot Water Dom/Potable | 10/31/2024
Brentwood Park Apartments/#8 | 10775 Brentwood Dr | La Vista | NE | 68128-4722 | Sarpy | NE06181 | Active | 172963 | 2005 | Lochinvar | CPFH - Copper Fin Water Heater | MECH ROOM/BLDG #8 | HWSD - Hot Water Dom/Potable | 10/31/2026
Brentwood Park Apartments/#10 | 10785 Brentwood Dr | La Vista | NE | 68128-4732 | Sarpy | NE06896 | Scrapped/Junked | 00177526 | 2005 | Lochinvar | CPFH - Copper Fin Water Heater | MECH ROOM/BLDG #10 | HWSD - Hot Water Dom/Potable | 10/31/2025
Brentwood Park Apartments/#9 | 10786 Brentwood Dr | La Vista | NE | 68128-4719 | Sarpy | NE06518 | Scrapped/Junked | 177831 | 2005 | Lochinvar | CPFH - Copper Fin Water Heater | MECH ROOM/BLDG #9 | HWSD - Hot Water Dom/Potable | 10/31/2025
Papillion-LaVista South High | 10799 Highway 370 | Papillion | NE | 68046-3202 | Sarpy | NE10493 | Active | 11982 | 2002 | ALES | FTVT - Firetube Vertical TB | MECH RM B4 | HWHT - Hot Water Heat | 7/31/2026
Papillion-LaVista South High | 10799 Highway 370 | Papillion | NE | 68046-3202 | Sarpy | NE10494 | Active | 11979 | 2002 | ALES | FTVT - Firetube Vertical TB | MECH RM B3 | HWHT - Hot Water Heat | 7/31/2026
Papillion-LaVista South High | 10799 Highway 370 | Papillion | NE | 68046-3202 | Sarpy | NE10495 | Active | 11980 | 2002 | ALES | FTVT - Firetube Vertical TB | MECH RM B2 | HWHT - Hot Water Heat | 7/31/2026
Papillion-LaVista South High | 10799 Highway 370 | Papillion | NE | 68046-3202 | Sarpy | NE10496 | Active | 11983 | 2002 | ALES | FTVT - Firetube Vertical TB | MECH RM B1 | HWHT - Hot Water Heat | 7/31/2026
Papillion-LaVista South High | 10799 Highway 370 | Papillion | NE | 68046-3202 | Sarpy | NE10497 | Active | 191304 | 2002 | Raypak | CPFH - Copper Fin Water Heater | MECH RM | HWSD - Hot Water Dom/Potable | 7/31/2026
Papillion-LaVista South High | 10799 Highway 370 | Papillion | NE | 68046-3202 | Sarpy | NE10498 | Active | 191303 | 2002 | Raypak | CPFH - Copper Fin Water Heater | MECH RM | HWSD - Hot Water Dom/Potable | 7/31/2026
Papillion-LaVista South High | 10799 Highway 370 | Papillion | NE | 68046-3202 | Sarpy | NE10568 | Scrapped/Junked | 63810 | 2002 | Market Forge | FTVT - Firetube Vertical TB | KITCHEN | 0021 - Steam Supp Cooker/Kettle | 7/31/2025
Papillion-LaVista South High | 10799 Highway 370 | Papillion | NE | 68046-3202 | Sarpy | NE10569 | Scrapped/Junked | 63809 | 2002 | Market Forge | FTVT - Firetube Vertical TB | KITCHEN | 0021 - Steam Supp Cooker/Kettle | 7/31/2025
Papillion-LaVista South High | 10799 Highway 370 | Papillion | NE | 68046-3202 | Sarpy | NE10570 | Active | 41750 | 2002 | Market Forge | KETT - Fired Kettle | KITCHEN | COOK - Cooker/Kettle | 7/31/2026
Papillion-LaVista South High | 10799 Highway 370 | Papillion | NE | 68046-3202 | Sarpy | NE10571 | Scrapped/Junked | 67475 | 2002 | CLVR | KETT - Fired Kettle | KITCHEN | COOK - Cooker/Kettle | 7/31/2004
Papillion-LaVista South High | 10799 Highway 370 | Papillion | NE | 68046-3202 | Sarpy | NE12055 | Active | 70719 | 2003 | Cleveland | COOK - Fired Cooker | KITCHEN | COOK - Cooker/Kettle | 7/31/2026
Papillion-LaVista South High | 10799 Highway 370 | Papillion | NE | 68046-3202 | Sarpy | NE43596 | Active | 77818 | 2024 | Crown Food Service Equipment | COOK - Fired Cooker | kitchen | 0023 - Water Heated Cooker | 7/31/2026
Papillion-LaVista South High | 10799 Highway 370 | Papillion | NE | 68046-3202 | Sarpy | NE43597 | Active | 77819 | 2024 | Crown Food Service Equipment | COOK - Fired Cooker | kitchen | 0023 - Water Heated Cooker | 7/31/2025
Werner Park | 10801 S 126th St | Papillion | NE | 68046 | Sarpy | NE19540 | Active | 130214 | 2010 | PVI Industries | FTVT - Firetube Vertical TB | Clubhouse Mech Rm | HWSD - Hot Water Dom/Potable | 3/31/2027
Werner Park | 10801 S 126th St | Papillion | NE | 68046 | Sarpy | NE19541 | Active | 130218 | 2010 | PVI Industries | FTVT - Firetube Vertical TB | Clubhouse Mech Rm | HWSD - Hot Water Dom/Potable | 3/31/2027
Werner Park | 10801 S 126th St | Papillion | NE | 68046 | Sarpy | NE19542 | Active | 130216 | 2010 | PVI Industries | FTVT - Firetube Vertical TB | Clubhouse Mech Rm | HWSD - Hot Water Dom/Potable | 3/31/2027
Werner Park | 10801 S 126th St | Papillion | NE | 68046 | Sarpy | NE19543 | Active | 130217 | 2010 | PVI Industries | FTVT - Firetube Vertical TB | Visitor Locker Rm | HWSD - Hot Water Dom/Potable | 3/31/2027
Werner Park | 10801 S 126th St | Papillion | NE | 68046 | Sarpy | NE19544 | Active | 130215 | 2010 | PVI Industries | FTVT - Firetube Vertical TB | Visitor Locker Rm | HWSD - Hot Water Dom/Potable | 3/31/2027
Werner Park | 10801 S 126th St | Papillion | NE | 68046 | Sarpy | NE19545 | Active | 130212 | 2010 | PVI Industries | FTVT - Firetube Vertical TB | Concession Mech Rm | HWSD - Hot Water Dom/Potable | 3/31/2027
Werner Park | 10801 S 126th St | Papillion | NE | 68046 | Sarpy | NE19546 | Active | 130213 | 2010 | PVI Industries | FTVT - Firetube Vertical TB | Concession Mech Rm | HWSD - Hot Water Dom/Potable | 3/31/2027
H & H Chevy Steel Ridge | 10801 S 150th St | Papillion | NE | 68138-6556 | Sarpy | NE42075 | Active | 533857 | 2021 | Lochinvar | WTSS - Watertube SS Steel | Mechanical Room/Fire Riser Room #146 | HWHT - Hot Water Heat | 12/31/2026
H & H Chevy Steel Ridge | 10801 S 150th St | Papillion | NE | 68138-6556 | Sarpy | NE42076 | Active | 533858 | 2021 | Lochinvar | WTSS - Watertube SS Steel | Mechanical Room/Fire Reiser Room #146 | HWHT - Hot Water Heat | 12/31/2026
Papillion Foods | 10808 S 132nd St | Omaha | NE | 68138-3905 | Sarpy | NE29080 | Active | 11949 | 2020 | CAMUS | VTWT - Vert Watertube | Boiler Room | GLYC - Glycol Bldg Heat Sys | 1/31/2027
Papillion Foods | 10808 S 132nd St | Omaha | NE | 68138-3905 | Sarpy | NE29081 | Active | 11950 | 2020 | CAMUS | VTWT - Vert Watertube | Boiler Room | GLYC - Glycol Bldg Heat Sys | 1/31/2027
Papillion Foods | 10808 S 132nd St | Omaha | NE | 68138-3905 | Sarpy | NE41469 | Active | 22151 | 2021 | Cleaver Brooks | FTSM - FTS Marine Dry Back | Boiler House | PROC - Process Steam | 1/31/2027
Papillion Foods | 10808 S 132nd St | Omaha | NE | 68138-3905 | Sarpy | NE41470 | Active | 3642 | 2021 | Cain | ECON - Boiler Economizer | Boiler House | ECON - Boiler Economizer | 1/31/2027
Papillion Foods | 10808 S 132nd St | Omaha | NE | 68138-3905 | Sarpy | NE41471 | Active | 22131 | 2021 | Cleaver Brooks | FTSM - FTS Marine Dry Back | Boiler House | PROC - Process Steam | 1/31/2027
Papillion Foods | 10808 S 132nd St | Omaha | NE | 68138-3905 | Sarpy | NE41472 | Active | 3644 | 2021 | Cain | ECON - Boiler Economizer | Boiler House | ECON - Boiler Economizer | 1/31/2027
Liberty Middle School | 10820 Wittmus Dr | Papillion | NE | 68046 | Sarpy | NE26537 | Active | 65510 | 2015 | PVI Industries | CHWH - ASME/Fired Water Heater | Boiler Room | HWSD - Hot Water Dom/Potable | 7/31/2026
Liberty Middle School | 10820 Wittmus Dr | Papillion | NE | 68046 | Sarpy | NE26538 | Active | 65524 | 2015 | PVI Industries | CHWH - ASME/Fired Water Heater | Boiler Room | HWSD - Hot Water Dom/Potable | 7/31/2026
Liberty Middle School | 10820 Wittmus Dr | Papillion | NE | 68046 | Sarpy | NE26561 | Active | 185638 | 2015 | Lochinvar | FTVT - Firetube Vertical TB | Boiler Room | HHHP - Hotwater Heat & Heat Pump | 7/31/2026
Hillcrest Highlands Gretna | 10890 S 208th St | Gretna | NE | 68028 | Sarpy | NE42612 | Active | 281897 | 2022 | PVI Industries | CHWH - ASME/Fired Water Heater | Mechanical Room | HWSD - Hot Water Dom/Potable | 3/31/2028
Hillcrest Highlands Gretna | 10890 S 208th St | Gretna | NE | 68028 | Sarpy | NE42613 | Active | 294095 | 2022 | PVI Industries | CHWH - ASME/Fired Water Heater | Mechanical Room | HWSD - Hot Water Dom/Potable | 3/31/2028
Hillcrest Highlands Gretna | 10890 S 208th St | Gretna | NE | 68028 | Sarpy | NE42614 | Active | 303553 | 2022 | PVI Industries | CHWH - ASME/Fired Water Heater | Mechanical Room | HWSD - Hot Water Dom/Potable | 3/31/2028
H & H KIA | 10902 S 150th St | Papillion | NE | 68138-6650 | Sarpy | NE42872 | Active | 563884 | 2023 | Laars | WTSS - Watertube SS Steel | Mechanical Room/Fire Riser Room #106 | HWHT - Hot Water Heat | 12/31/2026
H & H KIA | 10902 S 150th St | Papillion | NE | 68138-6650 | Sarpy | NE42873 | Active | 563887 | 2023 | Laars | WTSS - Watertube SS Steel | Mechanical Room/Fire Riser Room #106 | HWHT - Hot Water Heat | 12/31/2026
Rumsey Station Elementary | 110 Eagle Ridge Dr | Papillion | NE | 68133-2378 | Sarpy | NE18935 | Scrapped/Junked | 51927 | 1995 | Lochinvar | CPFT - Horiz Cpr Fin Boiler | BOILER ROOM | HWSD - Hot Water Dom/Potable | 7/31/2013
Rumsey Station Elementary | 110 Eagle Ridge Dr | Papillion | NE | 68133-2378 | Sarpy | NE18936 | Scrapped/Junked | 8191 | 1995 | Aldrich | FTVT - Firetube Vertical TB | BOILER ROOM | HWHT - Hot Water Heat | 7/31/2023
Rumsey Station Elementary | 110 Eagle Ridge Dr | Papillion | NE | 68133-2378 | Sarpy | NE18937 | Scrapped/Junked | 8193 | 1995 | Aldrich | FTVT - Firetube Vertical TB | BOILER ROOM | HWHT - Hot Water Heat | 7/31/2023
Rumsey Station Elementary | 110 Eagle Ridge Dr | Papillion | NE | 68133-2378 | Sarpy | NE18938 | Scrapped/Junked | 8192 | 1995 | Aldrich | FTVT - Firetube Vertical TB | BOILER ROOM | HWHT - Hot Water Heat | 7/31/2022
Rumsey Station Elementary | 110 Eagle Ridge Dr | Papillion | NE | 68133-2378 | Sarpy | NE18939 | Scrapped/Junked | 8190 | 1995 | Aldrich | FTVT - Firetube Vertical TB | BOILER ROOM | HWHT - Hot Water Heat | 7/31/2022
Rumsey Station Elementary | 110 Eagle Ridge Dr | Papillion | NE | 68133-2378 | Sarpy | NE41475 | Out of Service | 583 | 2021 | Les Inc/Aldrich Co | FTVT - Firetube Vertical TB | Boiler Room | HWHT - Hot Water Heat | 7/31/2024
Rumsey Station Elementary | 110 Eagle Ridge Dr | Papillion | NE | 68133-2378 | Sarpy | NE42032 | Active | 15423 | 2021 | Riello | WT - Water Tube Boiler | Mechanical Room | HWHT - Hot Water Heat | 7/31/2026
Rumsey Station Elementary | 110 Eagle Ridge Dr | Papillion | NE | 68133-2378 | Sarpy | NE42033 | Active | 15546 | 2021 | Riello | WT - Water Tube Boiler | Mechanical Room | HWHT - Hot Water Heat | 7/31/2026
Rumsey Station Elementary | 110 Eagle Ridge Dr | Papillion | NE | 68133-2378 | Sarpy | NE42034 | Active | 15544 | 2021 | Riello | WT - Water Tube Boiler | Mechanical Room | HWHT - Hot Water Heat | 7/31/2026
Rumsey Station Elementary | 110 Eagle Ridge Dr | Papillion | NE | 68133-2378 | Sarpy | NE42035 | Active | 15420 | 2021 | Riello | WT - Water Tube Boiler | Mechanical Room | HWHT - Hot Water Heat | 7/31/2026
Rumsey Station Elementary | 110 Eagle Ridge Dr | Papillion | NE | 68133-2378 | Sarpy | NE42036 | Active | 15422 | 2021 | Riello | WT - Water Tube Boiler | Mechanical Room | HWHT - Hot Water Heat | 7/31/2026
Rumsey Station Elementary | 110 Eagle Ridge Dr | Papillion | NE | 68133-2378 | Sarpy | NE42037 | Active | 15549 | 2021 | Riello | WT - Water Tube Boiler | Mechanical Room | HWHT - Hot Water Heat | 7/31/2026
Rumsey Station Elementary | 110 Eagle Ridge Dr | Papillion | NE | 68133-2378 | Sarpy | NE42038 | Active | 15547 | 2021 | Riello | WT - Water Tube Boiler | Mechanical Room | HWHT - Hot Water Heat | 7/31/2026
Rumsey Station Elementary | 110 Eagle Ridge Dr | Papillion | NE | 68133-2378 | Sarpy | NE42039 | Active | 15545 | 2021 | Riello | WT - Water Tube Boiler | Mechanical Room | HWHT - Hot Water Heat | 7/31/2026
Nebraska Machinery Co | 11002 Sapp Brothers Dr | Omaha | NE | 68138-4812 | Sarpy | NE10318 | Scrapped/Junked | 36558 | 2002 | Aerco International | COBL - Coil Type Boiler | Utility Bldg Mezzanine equipt room | HWHT - Hot Water Heat | 9/30/2017
Nebraska Machinery Co | 11002 Sapp Brothers Dr | Omaha | NE | 68138-4812 | Sarpy | NE18727 | Active | 36554 | 2002 | Aerco International | COBL - Coil Type Boiler | Boiler room | HWHT - Hot Water Heat | 9/30/2026
Nebraska Machinery Co | 11002 Sapp Brothers Dr | Omaha | NE | 68138-4812 | Sarpy | NE18728 | Active | 36557 | 2002 | Aerco International | COBL - Coil Type Boiler | Blr Rm | HWHT - Hot Water Heat | 9/30/2026
Nebraska Machinery Co | 11002 Sapp Brothers Dr | Omaha | NE | 68138-4812 | Sarpy | NE18729 | Scrapped/Junked | 6057 | 2001 | Pressure Tech Inc | FT - Firetube Boiler | Blr Rm | HWHT - Hot Water Heat | 9/30/2024
Nebraska Machinery Co | 11002 Sapp Brothers Dr | Omaha | NE | 68138-4812 | Sarpy | NE18730 | Scrapped/Junked | 6056 | 2001 | Pressure Tech Inc | FT - Firetube Boiler | Blr Rm | HWHT - Hot Water Heat | 9/30/2024
Nebraska Machinery Co | 11002 Sapp Brothers Dr | Omaha | NE | 68138-4812 | Sarpy | NE18731 | Scrapped/Junked | 6059 | 2001 | Pressure Tech Inc | FT - Firetube Boiler | Blr rm | HWHT - Hot Water Heat | 9/30/2024
Nebraska Machinery Co | 11002 Sapp Brothers Dr | Omaha | NE | 68138-4812 | Sarpy | NE18732 | Scrapped/Junked | 6058 | 2001 | Pressure Tech Inc | FT - Firetube Boiler | Blr Rm | HWHT - Hot Water Heat | 9/30/2024
Nebraska Machinery Co | 11002 Sapp Brothers Dr | Omaha | NE | 68138-4812 | Sarpy | NE27279 | Active | 283282 | 2017 | Laars | CPFT - Horiz Cpr Fin Boiler | Utility Bldg Mezzanine equipt room | HWHF - Hot Water Heat-Floor | 9/30/2026
Nebraska Machinery Co | 11002 Sapp Brothers Dr | Omaha | NE | 68138-4812 | Sarpy | NE42713 | Active | 2845 | 2023 | Riello | WTSS - Watertube SS Steel | Mezzanine mech room | HWHT - Hot Water Heat | 9/30/2026
Nebraska Machinery Co | 11002 Sapp Brothers Dr | Omaha | NE | 68138-4812 | Sarpy | NE42714 | Active | 2844 | 2023 | Riello | WTSS - Watertube SS Steel | Mezzanine mech room | HWHT - Hot Water Heat | 9/30/2026
Nebraska Machinery Co | 11002 Sapp Brothers Dr | Omaha | NE | 68138-4812 | Sarpy | NE42715 | Active | 2818 | 2023 | Riello | WTSS - Watertube SS Steel | Mezzanine mech room | HWHT - Hot Water Heat | 9/30/2026
Nebraska Machinery Co | 11002 Sapp Brothers Dr | Omaha | NE | 68138-4812 | Sarpy | NE42716 | Active | 2846 | 2023 | Riello | WTSS - Watertube SS Steel | Mezzanine mech room | HWHT - Hot Water Heat | 9/30/2026
Century Converting Bldg | 1101 Fort Crook Rd N | Bellevue | NE | 68005-4216 | Sarpy | NE16448 | Active | 7112 | 1991 | ALES | FTFB - Firetube-Firebox Boiler | BOILER ROOM | HWHT - Hot Water Heat | 2/28/2026
Sarpy County Treasurer | 1102 E 1st St | Papillion | NE | 68046-7641 | Sarpy | NE21469 | Active | 4339 | 2011 | CAMUS | FTVT - Firetube Vertical TB | Boiler Room | HWHT - Hot Water Heat | 3/31/2027
Sarpy County Treasurer | 1102 E 1st St | Papillion | NE | 68046-7641 | Sarpy | NE21470 | Active | 3399 | 2010 | CAMUS | FTVT - Firetube Vertical TB | Boiler Room | HWHT - Hot Water Heat | 3/31/2027
DENNYS RESTAURANT | 1102 Fort Crook Rd S | Bellevue | NE | 68005-2937 | SARPY | NE40800 | Inactive | 58831 | 1991 | RHEEM MANUFACTURING CO | CHWH - ASME/Fired Water Heater | KITCHEN | HWSD - Hot Water Dom/Potable | 10/31/2001
SUBURBAN INN OMAHA | 11023 SAPP BROS DR | OMAHA | NE | 68138-4813 | SARPY | NE30902 | Exempt 1999 LB-66 |  | 1991 | STATE INDUSTRIES | AHWH - ANSI/Fired Water Htr |  | HWSD - Hot Water Dom/Potable | 6/30/2000
SUBURBAN INN OMAHA | 11023 SAPP BROS DR | OMAHA | NE | 68138-4813 | SARPY | NE40565 | Exempt 1999 LB-66 |  | 1999 | STATE INDUSTRIES | AHWH - ANSI/Fired Water Htr |  | HWSD - Hot Water Dom/Potable | 6/30/2000
Fidelity Data Center | 11050 Cornhusker Rd | Papillion | NE | 68046-4000 | Sarpy | NE24695 | Active | N/A | 2013 | De Deitrich | CI - Cast Iron | Boiler Room | HWHT - Hot Water Heat | 6/30/2026
Fidelity Data Center | 11050 Cornhusker Rd | Papillion | NE | 68046-4000 | Sarpy | NE24696 | Active | N/A | 2013 | De Deitrich | CI - Cast Iron | Boiler Room | HWHT - Hot Water Heat | 6/30/2026
Kersten Construction Inc | 11050 S 204th St | Gretna | NE | 68028-7977 | Sarpy | NE19707 | Active | 6922 | 1974 | SUPR | FT - Firetube Boiler | BOILER ROOM | PROC - Process Steam | 2/28/2027
Demolished Vacant Lot | 1110 Fort Crook Rd S | Bellevue | NE | 68005-2937 | Sarpy | NE20681 | Scrapped/Junked | 23915 | 1994 | AOSM | COBL - Coil Type Boiler | LAUNDRY ROOM | HWSD - Hot Water Dom/Potable | 12/31/2015
Demolished Vacant Lot | 1110 Fort Crook Rd S | Bellevue | NE | 68005-2937 | Sarpy | NE25950 | Scrapped/Junked | 204789 | 2015 | AOSM | CHWH - ASME/Fired Water Heater | LAUNDRY ROOM | HWSD - Hot Water Dom/Potable | 12/31/2023
Demolished Vacant Lot | 1110 Fort Crook Rd S | Bellevue | NE | 68005-2937 | Sarpy | NE40799 | Scrapped/Junked |  | 1988 | PUREX TRITON | CPFT - Horiz Cpr Fin Boiler | POOL ROOM | OPHT - Outdoor Pool Heater | 5/31/2006
Demolished Vacant Lot | 1110 Fort Crook Rd S | Bellevue | NE | 68005-2937 | Sarpy | NE42178 | Scrapped/Junked | 301844 | 2022 | AOSM | CHWH - ASME/Fired Water Heater | LAUNDRY ROOM | HWSD - Hot Water Dom/Potable | 3/31/2025
Sarpy County YMCA | 1111 E 1st St | Papillion | NE | 68046-7610 | Sarpy | NE05793 | Scrapped/Junked | 77293 | 1997 | Lochinvar | CPFT - Horiz Cpr Fin Boiler | Mech Room | HWHT - Hot Water Heat | 12/31/2023
Sarpy County YMCA | 1111 E 1st St | Papillion | NE | 68046-7610 | Sarpy | NE05794 | Scrapped/Junked | 77263 | 1997 | Lochinvar | CPFT - Horiz Cpr Fin Boiler | Mech Room | HWHT - Hot Water Heat | 12/31/2014
Sarpy County YMCA | 1111 E 1st St | Papillion | NE | 68046-7610 | Sarpy | NE05795 | Scrapped/Junked | 79849 | 1997 | Loch | CPFT - Horiz Cpr Fin Boiler | Mech Room | HWSD - Hot Water Dom/Potable | 12/31/2011
Sarpy County YMCA | 1111 E 1st St | Papillion | NE | 68046-7610 | Sarpy | NE20996 | Active | 182471 | 2011 | CAMUS | WTSS - Watertube SS Steel | Mech. Room | HWSD - Hot Water Dom/Potable | 12/31/2026
Sarpy County YMCA | 1111 E 1st St | Papillion | NE | 68046-7610 | Sarpy | NE42326 | Active | 396303 | 2022 | Lochinvar | CPPH - Ansi Cpr Fin Pool Heater | Mech Room | IPHT - Indoor Pool Heater | 12/31/2025
CHI/Midlands Hospital | 11111 S 84th St | Papillion | NE | 68046-4122 | Sarpy | NE04005 | Active | 43 | 1974 | MURR | WT - Water Tube Boiler | BOILER ROOM | PROC - Process Steam | 8/31/2026
CHI/Midlands Hospital | 11111 S 84th St | Papillion | NE | 68046-4122 | Sarpy | NE04006 | Active | 42 | 1974 | MURR | WT - Water Tube Boiler | BOILER ROOM | PROC - Process Steam | 8/31/2026
Speedie Car Wash | 112 E Enterprise Dr | Gretna | NE | 68028-7972 | Sarpy | NE01757 | Scrapped/Junked | N/A | 1995 | PALO | COWH - Coil Type Water Heater | MECH ROOM | HWHF - Hot Water Heat-Floor | 4/30/2013
Speedie Car Wash | 112 E Enterprise Dr | Gretna | NE | 68028-7972 | Sarpy | NE01758 | Scrapped/Junked | N/A | 1995 | PALO | COWH - Coil Type Water Heater | MECH ROOM | HWHF - Hot Water Heat-Floor | 4/30/2013
Cottonwood Apartments | 1120 N 47Yh Ave | Omaha | NE |  | Sarpy | NE24457 | Exempt 1999 LB-66 |  | 1980 | State Ind. | AHWH - ANSI/Fired Water Htr |  | HWSD - Hot Water Dom/Potable | 1/31/2000
DPC Industries | 11202 S 25th St | Bellevue | NE | 68123-5019 | Sarpy | NE06935 | Active | 76681 | 1996 | Fulton Boilerworks | FTNT - FT Vertical Tubeless | Boiler Room | PROC - Process Steam | 3/31/2026
Thomas Elementary | 11221 Northridge Dr | Gretna | NE | 68028-6935 | Sarpy | NE01969 | Active | 40050 | 2004 | Aerco International | FTVT - Firetube Vertical TB | BOILER ROOM | HWHT - Hot Water Heat | 7/31/2026
Thomas Elementary | 11221 Northridge Dr | Gretna | NE | 68028-6935 | Sarpy | NE01970 | Active | 40058 | 2004 | Aerco International | FTVT - Firetube Vertical TB | BOILER ROOM | HWHT - Hot Water Heat | 7/31/2026
Thomas Elementary | 11221 Northridge Dr | Gretna | NE | 68028-6935 | Sarpy | NE01971 | Scrapped/Junked | 112668 | 2004 | Pvi | CHWH - ASME/Fired Water Heater | BOILER ROOM | HWSD - Hot Water Dom/Potable | 7/31/2021
Thomas Elementary | 11221 Northridge Dr | Gretna | NE | 68028-6935 | Sarpy | NE01972 | Scrapped/Junked | 104814 | 2004 | Cleveland Range | FTVT - Firetube Vertical TB | KITCHEN | 0021 - Steam Supp Cooker/Kettle | 7/31/2019
Thomas Elementary | 11221 Northridge Dr | Gretna | NE | 68028-6935 | Sarpy | NE01973 | Active | 72194 | 2004 | Cleveland Range | FTVT - Firetube Vertical TB | KITCHEN | COOK - Cooker/Kettle | 7/31/2026
Thomas Elementary | 11221 Northridge Dr | Gretna | NE | 68028-6935 | Sarpy | NE27860 | Scrapped/Junked | 125201 | 2017 | Cleveland Range | FTVT - Firetube Vertical TB | KITCHEN | 0021 - Steam Supp Cooker/Kettle | 7/31/2023
Thomas Elementary | 11221 Northridge Dr | Gretna | NE | 68028-6935 | Sarpy | NE41021 | Active | 168342 | 2020 | Pvi | CHWH - ASME/Fired Water Heater | BOILER ROOM | HWSD - Hot Water Dom/Potable | 7/31/2026
Gretna High School | 11335 S 204th St | Gretna | NE | 68028-7871 | Sarpy | NE06081 | Active | 14365 | 2004 | Precision | ELWH - Electric Water Heater | SOUTH MECH ROOM | HWSD - Hot Water Dom/Potable | 7/31/2026
Gretna High School | 11335 S 204th St | Gretna | NE | 68028-7871 | Sarpy | NE20619 | Scrapped/Junked | 130422 | 1996 | Raypak | CPFT - Horiz Cpr Fin Boiler | BOILER ROOM | HWHT - Hot Water Heat | 7/31/2016
Gretna High School | 11335 S 204th St | Gretna | NE | 68028-7871 | Sarpy | NE20620 | Scrapped/Junked | 130421 | 1996 | Raypak | CPFT - Horiz Cpr Fin Boiler | BOILER ROOM | HWHT - Hot Water Heat | 7/31/2022
Gretna High School | 11335 S 204th St | Gretna | NE | 68028-7871 | Sarpy | NE21270 | Scrapped/Junked | 86854 | 1995 | PVI Industries | CHWH - ASME/Fired Water Heater | BOILER ROOM | HWSD - Hot Water Dom/Potable | 7/31/2019
Gretna High School | 11335 S 204th St | Gretna | NE | 68028-7871 | Sarpy | NE26574 | Active | 75080 | 2016 | Aerco | FTVT - Firetube Vertical TB | BOILER ROOM | HWHT - Hot Water Heat | 7/31/2026
Gretna High School | 11335 S 204th St | Gretna | NE | 68028-7871 | Sarpy | NE26577 | Active | 62586 | 2012 | Aerco | FTVT - Firetube Vertical TB | New Wing Mech | HWHT - Hot Water Heat | 7/31/2026
Gretna High School | 11335 S 204th St | Gretna | NE | 68028-7871 | Sarpy | NE26578 | Active | 62587 | 2012 | Aerco | FTVT - Firetube Vertical TB | New Wing Mech | HWHT - Hot Water Heat | 7/31/2026
Gretna High School | 11335 S 204th St | Gretna | NE | 68028-7871 | Sarpy | NE27955 | Active | 81585 | 2018 | PVI Industries | CHWH - ASME/Fired Water Heater | Boiler Room | HWSD - Hot Water Dom/Potable | 7/31/2026
Gretna High School | 11335 S 204th St | Gretna | NE | 68028-7871 | Sarpy | NE41833 | Active | 91936 | 2022 | Aerco | FTVT - Firetube Vertical TB | Mechanical Room | HWHT - Hot Water Heat | 7/31/2026
Peterbilt of Omaha | 11502 Wickersham Blvd | Gretna | NE | 68028 | Sarpy | NE43956 | Active | 439365 | 2025 | Lochinvar | FTVT - Firetube Vertical TB | MEZZANINE BOILER ROOM | GLYC - Glycol Bldg Heat Sys | 3/31/2027
Peterbilt of Omaha | 11502 Wickersham Blvd | Gretna | NE | 68028 | Sarpy | NE43957 | Active | 439372 | 2025 | Lochinvar | FTVT - Firetube Vertical TB | MEZZANINE BOILER ROOM | GLYC - Glycol Bldg Heat Sys | 3/31/2027
Peterbilt of Omaha | 11502 Wickersham Blvd | Gretna | NE | 68028 | Sarpy | NE43974 | Active | 5219 | 2024 | Axeman-Anderson/Engergylog | FTHT - Firetube Horizontal | Boiler Room | GLYC - Glycol Bldg Heat Sys | 3/31/2027
Peterbilt of Omaha | 11502 Wickersham Blvd | Gretna | NE | 68028 | Sarpy | NE43975 | Active | 5234 | 2024 | Axeman-Anderson/Engergylog | FTHT - Firetube Horizontal | Boiler Room | GLYC - Glycol Bldg Heat Sys | 3/31/2027
Peterbilt of Omaha | 11502 Wickersham Blvd | Gretna | NE | 68028 | Sarpy | NE43976 | Active | 5275 | 2025 | Axeman-Anderson/Engergylog | FTHT - Firetube Horizontal | Boiler Room | GLYC - Glycol Bldg Heat Sys | 3/31/2027
Bubbles Car Wash | 11533 S 31St St | Bellevue | NE | 68123 | Sarpy | NE25224 | Out of Service | 199370 | 2011 | Lochinvar | WTSS - Watertube SS Steel | mech room | HWHF - Hot Water Heat-Floor | 7/31/2023
Bubbles Car Wash | 11533 S 31St St | Bellevue | NE | 68123 | Sarpy | NE40798 | Scrapped/Junked | 71897 | 1988 | RAYP | CPFT - Horiz Cpr Fin Boiler | BOILER ROOM | HWHF - Hot Water Heat-Floor | 7/31/2014
Culligan Water | 11615 Centennial Rd | La Vista | NE | 68128-5508 | Sarpy | NE41010 | Scrapped/Junked | 498728 | 2020 | Lochinvar | WTSS - Watertube SS Steel | Production Area | HWSD - Hot Water Dom/Potable | 4/30/2024
Gretna Middle School | 11705 S 216th St | Gretna | NE | 68028-4729 | Sarpy | NE02586 | Scrapped/Junked | 120601 | 2007 | Pvi | CHWH - ASME/Fired Water Heater | BOILER ROOM | HWSD - Hot Water Dom/Potable | 7/31/2023
Gretna Middle School | 11705 S 216th St | Gretna | NE | 68028-4729 | Sarpy | NE02587 | Scrapped/Junked | 46371 | 2007 | Aerco International | FTVT - Firetube Vertical TB | BOILER ROOM | HWHT - Hot Water Heat | 7/31/2011
Gretna Middle School | 11705 S 216th St | Gretna | NE | 68028-4729 | Sarpy | NE02588 | Active | 46370 | 2007 | Aerco International | FTVT - Firetube Vertical TB | BOILER ROOM | HWHT - Hot Water Heat | 7/31/2026
Gretna Middle School | 11705 S 216th St | Gretna | NE | 68028-4729 | Sarpy | NE02589 | Scrapped/Junked | 46372 | 2007 | Aerco International | FTVT - Firetube Vertical TB | BOILER ROOM | HWHT - Hot Water Heat | 7/31/2011
Gretna Middle School | 11705 S 216th St | Gretna | NE | 68028-4729 | Sarpy | NE18110 | Scrapped/Junked | 8062 | 1994 | ALES | FTVT - Firetube Vertical TB | BOILER ROOM | HWHT - Hot Water Heat | 7/31/2007
Gretna Middle School | 11705 S 216th St | Gretna | NE | 68028-4729 | Sarpy | NE18111 | Scrapped/Junked | 8057 | 1994 | ALDRICH/LES | FTVT - Firetube Vertical TB | BOILER ROOM | HWHT - Hot Water Heat | 7/31/2007
Gretna Middle School | 11705 S 216th St | Gretna | NE | 68028-4729 | Sarpy | NE18112 | Scrapped/Junked | 8058 | 1994 | ALDRICH/LES | FTVT - Firetube Vertical TB | BOILER ROOM | HWHT - Hot Water Heat | 7/31/2007
Gretna Middle School | 11705 S 216th St | Gretna | NE | 68028-4729 | Sarpy | NE18780 | Active | 54072 | 2009 | Aerco International | FTVT - Firetube Vertical TB | BOILER ROOM | HWHT - Hot Water Heat | 7/31/2026
Gretna Middle School | 11705 S 216th St | Gretna | NE | 68028-4729 | Sarpy | NE18781 | Active | 54073 | 2009 | Aerco International | FTVT - Firetube Vertical TB | BOILER ROOM | HWHT - Hot Water Heat | 7/31/2026
Gretna Middle School | 11705 S 216th St | Gretna | NE | 68028-4729 | Sarpy | NE19514 | Scrapped/Junked | 8273 | 1995 | ALDRICH/LES | FTVT - Firetube Vertical TB | BOILER ROOM | HWHT - Hot Water Heat | 7/31/2007
Gretna Middle School | 11705 S 216th St | Gretna | NE | 68028-4729 | Sarpy | NE32228 | Scrapped/Junked | 4300 | 1970 | SELLERS | FT - Firetube Boiler | BOILER ROOM | HWSD - Hot Water Dom/Potable | 7/31/2007
Gretna Middle School | 11705 S 216th St | Gretna | NE | 68028-4729 | Sarpy | NE37014 | Scrapped/Junked | 20365 | 1985 | BRYANT | WT - Water Tube Boiler | BOILER ROOM | HWHT - Hot Water Heat | 7/31/2007
Gretna Middle School | 11705 S 216th St | Gretna | NE | 68028-4729 | Sarpy | NE42304 | Active | 301782 | 2022 | A. O. SMITH | CHWH - ASME/Fired Water Heater | Boiler Room | HWSD - Hot Water Dom/Potable | 7/31/2026
Gretna Middle School | 11705 S 216th St | Gretna | NE | 68028-4729 | Sarpy | NE42305 | Active | 285223 | 2022 | A. O. SMITH | CHWH - ASME/Fired Water Heater | Boiler Room | HWSD - Hot Water Dom/Potable | 7/31/2026
Ashbury Elementary | 11740 S 120th Ave | Papillion | NE | 68046-5899 | Sarpy | NE41003 | Active | 22317 | 2019 | Lochinvar | ELBL - Electric Boiler | Mechanical Room | HWHT - Hot Water Heat | 3/31/2026
General Concrete | 11741 Centennial Rd Ste 100 | La Vista | NE | 68128-5580 | Sarpy | NE42677 | Active | 254169 | 2021 | Lochinvar | FTVT - Firetube Vertical TB | Boiler Room | GLFH - Glycol Floor Heat System | 5/31/2026
BELLEVUE MAYTAG | 11806 S 25th St | Bellevue | NE | 68123-1523 | SARPY | NE19742 | Exempt 1999 LB-66 |  | 1995 | AO SMITH | AHWH - ANSI/Fired Water Htr |  | HWSD - Hot Water Dom/Potable | 5/31/1999
BELLEVUE MAYTAG | 11806 S 25th St | Bellevue | NE | 68123-1523 | SARPY | NE19743 | Exempt 1999 LB-66 |  | 1995 | AO SMITH | AHWH - ANSI/Fired Water Htr |  | HWSD - Hot Water Dom/Potable | 5/31/1999
Anderson Grove Elementary | 11820 S 37th St | Bellevue | NE | 68123-1233 | Sarpy | NE11945 | Scrapped/Junked | 4266 | 1985 | Aldrich | FTVT - Firetube Vertical TB | BOILER ROOM | HWHT - Hot Water Heat | 7/31/2020
Anderson Grove Elementary | 11820 S 37th St | Bellevue | NE | 68123-1233 | Sarpy | NE11947 | Scrapped/Junked | 4262 | 1985 | Aldrich | FTVT - Firetube Vertical TB | BOILER ROOM | HWHT - Hot Water Heat | 7/31/2020
Anderson Grove Elementary | 11820 S 37th St | Bellevue | NE | 68123-1233 | Sarpy | NE11948 | Scrapped/Junked | 4259 | 1985 | Aldrich | FTVT - Firetube Vertical TB | BOILER ROOM | HWHT - Hot Water Heat | 7/31/2020
Anderson Grove Elementary | 11820 S 37th St | Bellevue | NE | 68123-1233 | Sarpy | NE11949 | Scrapped/Junked | 4264 | 1985 | Aldrich | FTVT - Firetube Vertical TB | BOILER ROOM | HWHT - Hot Water Heat | 7/31/2020
Anderson Grove Elementary | 11820 S 37th St | Bellevue | NE | 68123-1233 | Sarpy | NE11951 | Scrapped/Junked | 4272 | 1985 | Aldrich | FTVT - Firetube Vertical TB | BOILER ROOM | HWHT - Hot Water Heat | 7/31/2020
Anderson Grove Elementary | 11820 S 37th St | Bellevue | NE | 68123-1233 | Sarpy | NE28322 | Active | 7167 | 2019 | Riello | WT - Water Tube Boiler | Boiler Room | HWHT - Hot Water Heat | 7/31/2026
Anderson Grove Elementary | 11820 S 37th St | Bellevue | NE | 68123-1233 | Sarpy | NE28323 | Active | 7160 | 2019 | Riello | WT - Water Tube Boiler | Boiler Room | HWHT - Hot Water Heat | 7/31/2026
Anderson Grove Elementary | 11820 S 37th St | Bellevue | NE | 68123-1233 | Sarpy | NE28324 | Active | 7164 | 2019 | Riello | WT - Water Tube Boiler | Boiler Room | HWHT - Hot Water Heat | 7/31/2026
Anderson Grove Elementary | 11820 S 37th St | Bellevue | NE | 68123-1233 | Sarpy | NE28325 | Active | 7168 | 2019 | Riello | WT - Water Tube Boiler | Boiler Room | HWHT - Hot Water Heat | 7/31/2026
Hayes Mechanical | 11825 Olive St | La Vista | NE | 68128 | Sarpy | NE26987 | Active | 386600 | 2016 | Laars | WTSS - Watertube SS Steel | Mech. Room | HWHF - Hot Water Heat-Floor | 5/31/2027
Thrasher Company | 11844 Valley Ridge Dr | La Vista | NE | 68128 | Sarpy | NE27663 | Active | 83541 | 2017 | Lochinvar | FTVT - Firetube Vertical TB | Mezzanine | HWHT - Hot Water Heat | 6/30/2026
Thrasher Company | 11844 Valley Ridge Dr | La Vista | NE | 68128 | Sarpy | NE27664 | Active | 82893 | 2017 | Lochinvar | FTVT - Firetube Vertical TB | Mezzanine | HWHT - Hot Water Heat | 6/30/2026
Lucky Bucket Brewing | 11941 Centennial Rd Ste 1 | La Vista | NE | 68128-5623 | Sarpy | NE14671 | Active | 54779 | 2009 | PM LATTNER MFR COMPANY | FTVT - Firetube Vertical TB | BOILER ROOM | PROC - Process Steam | 8/31/2026
Pinnacle Bank | 1200 Golden Gate Dr | Papillion | NE | 68046-2838 | Sarpy | NE13176 | Active | 205087 | 2008 | Lochinvar | CPFT - Horiz Cpr Fin Boiler | BOILER ROOM | HWHT - Hot Water Heat | 10/31/2026
Pinnacle Bank | 1200 Golden Gate Dr | Papillion | NE | 68046-2838 | Sarpy | NE16294 | Scrapped/Junked |  | 1974 | KEWANEE | FTFB - Firetube-Firebox Boiler | BOILER ROOM | HWHT - Hot Water Heat | 1/31/2008
Belleaire Elementary | 1200 W Mission Ave | Bellevue | NE | 68005-3950 | Sarpy | NE08851 | Scrapped/Junked | 9479 | 2001 | Hurst | FTWB - FTS Marine Wet Back | BOILER ROOM | STHT - Steam-Heat | 7/31/2019
Belleaire Elementary | 1200 W Mission Ave | Bellevue | NE | 68005-3950 | Sarpy | NE09750 | Scrapped/Junked | 9480 | 2001 | Hurst | FTWB - FTS Marine Wet Back | BOILER ROOM | STHT - Steam-Heat | 7/31/2019
Belleaire Elementary | 1200 W Mission Ave | Bellevue | NE | 68005-3950 | Sarpy | NE32051 | Scrapped/Junked |  | 1952 | Kewannee | FT - Firetube Boiler | BOILER ROOM | STHT - Steam-Heat | 7/31/2002
Belleaire Elementary | 1200 W Mission Ave | Bellevue | NE | 68005-3950 | Sarpy | NE32052 | Scrapped/Junked |  | 1952 | KEWANEE | FTFB - Firetube-Firebox Boiler |  | STHT - Steam-Heat | 7/31/1989
Belleaire Elementary | 1200 W Mission Ave | Bellevue | NE | 68005-3950 | Sarpy | NE33523 | Scrapped/Junked |  | 1967 | KEWANEE | FTFB - Firetube-Firebox Boiler | BOILER ROOM | STHT - Steam-Heat | 7/31/2001
Chap Elementary School | 1201 Gregg Rd | Bellevue | NE | 68005-4964 | Sarpy | NE32190 | Scrapped/Junked | n/a | 1971 | Kewanee | FTFB - Firetube-Firebox Boiler | BOILER ROOM | HWHT - Hot Water Heat | 7/31/2021
Saunders Archery Company | 1208 Applewood Dr | Papillion | NE | 68046-4778 | Sarpy | NE07783 | Scrapped/Junked | 155753 | 1999 | Raypak | CPFT - Horiz Cpr Fin Boiler | BOILER ROOM | HWHT - Hot Water Heat | 3/31/2023
Saunders Archery Company | 1208 Applewood Dr | Papillion | NE | 68046-4778 | Sarpy | NE11530 | Scrapped/Junked |  | 1991 | WEIL MCLAIN |  | TOP OF OFFICES | HWHT - Hot Water Heat | 1/1/1900
Sarpy County Jail | 1208 Golden Gate Dr | Papillion | NE | 68046-2838 | Sarpy | NE02514 | Scrapped/Junked | 206557 | 2004 | Lochinvar | CPFT - Horiz Cpr Fin Boiler | JAIL MECH ROOM | HWSD - Hot Water Dom/Potable | 9/30/2012
Sarpy County Jail | 1208 Golden Gate Dr | Papillion | NE | 68046-2838 | Sarpy | NE16831 | Out of Service | 64582 | 1988 | Raypak | CPFT - Horiz Cpr Fin Boiler | JAIL PENTHOUSE | HWSD - Hot Water Dom/Potable | 9/30/2014
Sarpy County Jail | 1208 Golden Gate Dr | Papillion | NE | 68046-2838 | Sarpy | NE16832 | Scrapped/Junked | 64583 | 1988 | Raypak | CPFT - Horiz Cpr Fin Boiler | JAIL PENTHOUSE | HWHT - Hot Water Heat | 7/31/2015
Sarpy County Jail | 1208 Golden Gate Dr | Papillion | NE | 68046-2838 | Sarpy | NE16833 | Scrapped/Junked | 64584 | 1988 | RAYPAK INC, CALIFORNIA | CPFT - Horiz Cpr Fin Boiler | UTILITY ROOM JAIL | HWSD - Hot Water Dom/Potable | 9/30/2004
Sarpy County Jail | 1208 Golden Gate Dr | Papillion | NE | 68046-2838 | Sarpy | NE22581 | Scrapped/Junked | 167659 | 2012 | State Industries | CHWH - ASME/Fired Water Heater | Jail Mech Room | HWSD - Hot Water Dom/Potable | 7/31/2020
Sarpy County Jail | 1208 Golden Gate Dr | Papillion | NE | 68046-2838 | Sarpy | NE22582 | Scrapped/Junked | 167663 | 2012 | State Industries | CHWH - ASME/Fired Water Heater | Jail Mech Room | HWSD - Hot Water Dom/Potable | 7/31/2025
Sarpy County Jail | 1208 Golden Gate Dr | Papillion | NE | 68046-2838 | Sarpy | NE22583 | Scrapped/Junked | 167699 | 2012 | State Industries | CHWH - ASME/Fired Water Heater | Jail Mech Room | HWSD - Hot Water Dom/Potable | 7/31/2025
Sarpy County Jail | 1208 Golden Gate Dr | Papillion | NE | 68046-2838 | Sarpy | NE22584 | Scrapped/Junked | 167697 | 2012 | State Industries | CHWH - ASME/Fired Water Heater | Jail Mech Room | HWSD - Hot Water Dom/Potable | 7/31/2025
Sarpy County Jail | 1208 Golden Gate Dr | Papillion | NE | 68046-2838 | Sarpy | NE25727 | Scrapped/Junked | 70019 | 2014 | Aerco | FTVT - Firetube Vertical TB | Upstaris Mech. Room | HWHT - Hot Water Heat | 7/31/2025
Sarpy County Jail | 1208 Golden Gate Dr | Papillion | NE | 68046-2838 | Sarpy | NE25728 | Scrapped/Junked | 70020 | 2014 | Aerco | FTVT - Firetube Vertical TB | Upstaris Mech. Room | HWHT - Hot Water Heat | 7/31/2025
Sarpy County Jail | 1208 Golden Gate Dr | Papillion | NE | 68046-2838 | Sarpy | NE28763 | Scrapped/Junked | 263241 | 2019 | State Industries | CHWH - ASME/Fired Water Heater | Jail Mech Room | HWSD - Hot Water Dom/Potable | 7/31/2025
Sarpy County Correctional Center | 1208 Golden Gate Dr | Papillion | NE | 68046-2838 | Sarpy | NE42080 | Active | 378680 | 2021 | Lochinvar | FTVT - Firetube Vertical TB | Boiler Room | HWHT - Hot Water Heat | 7/31/2026
Sarpy County Correctional Center | 1208 Golden Gate Dr | Papillion | NE | 68046-2838 | Sarpy | NE42081 | Active | 378377 | 2021 | Lochinvar | FTVT - Firetube Vertical TB | Boiler Room | HWHT - Hot Water Heat | 7/31/2026
Sarpy County Correctional Center | 1208 Golden Gate Dr | Papillion | NE | 68046-2838 | Sarpy | NE42082 | Active | 375610 | 2021 | Lochinvar | FTVT - Firetube Vertical TB | Boiler Room | HWHT - Hot Water Heat | 7/31/2026
Sarpy County Correctional Center | 1208 Golden Gate Dr | Papillion | NE | 68046-2838 | Sarpy | NE42083 | Active | 529738 | 2021 | Lochinvar | WTSS - Watertube SS Steel | Boiler Room | HWSD - Hot Water Dom/Potable | 7/31/2026
Sarpy County Correctional Center | 1208 Golden Gate Dr | Papillion | NE | 68046-2838 | Sarpy | NE42084 | Active | 529739 | 2021 | Lochinvar | WTSS - Watertube SS Steel | Boiler Room | HWSD - Hot Water Dom/Potable | 7/31/2026
Sarpy County Correctional Center | 1208 Golden Gate Dr | Papillion | NE | 68046-2838 | Sarpy | NE42085 | Active | 537052 | 2021 | Lochinvar | WTSS - Watertube SS Steel | Boiler Room | HWSD - Hot Water Dom/Potable | 7/31/2026
Sarpy County Courthouse | 1210 Golden Gate Dr | Papillion | NE | 68046-2839 | Sarpy | NE06632 | Active | 13121 | 2003 | ALES | FTFB - Firetube-Firebox Boiler | N BOILER ROOM | STHT - Steam-Heat | 3/31/2027
Sarpy County Courthouse | 1210 Golden Gate Dr | Papillion | NE | 68046-2839 | Sarpy | NE06633 | Active | 13758 | 2004 | ALES | FTFB - Firetube-Firebox Boiler | N BOILER ROOM | STHT - Steam-Heat | 3/31/2027
Sarpy County Courthouse | 1210 Golden Gate Dr | Papillion | NE | 68046-2839 | Sarpy | NE09420 | Scrapped/Junked | n/a | 1980 | Kewanee | FTFB - Firetube-Firebox Boiler | S BOILER ROOM | HWHT - Hot Water Heat | 3/31/2016
Sarpy County Courthouse | 1210 Golden Gate Dr | Papillion | NE | 68046-2839 | Sarpy | NE09421 | Scrapped/Junked |  | 1971 | KEWANEE | FT - Firetube Boiler | N BOILER ROOM | STHT - Steam-Heat | 9/30/2004
Sarpy County Courthouse | 1210 Golden Gate Dr | Papillion | NE | 68046-2839 | Sarpy | NE09422 | Scrapped/Junked | n/a | 1980 | Kewanee | FTFB - Firetube-Firebox Boiler | S BOILER ROOM | HWHT - Hot Water Heat | 3/31/2016
Sarpy County Courthouse | 1210 Golden Gate Dr | Papillion | NE | 68046-2839 | Sarpy | NE09444 | Scrapped/Junked |  | 1971 | KEWANEE | FT - Firetube Boiler | N BOILER ROOM | STHT - Steam-Heat | 9/30/2004
Sarpy County Courthouse | 1210 Golden Gate Dr | Papillion | NE | 68046-2839 | Sarpy | NE13388 | Active | 16539 | 2007 | ALDRICH/LES | FTVT - Firetube Vertical TB | Admin bldg | HWHT - Hot Water Heat | 3/31/2027
Sarpy County Courthouse | 1210 Golden Gate Dr | Papillion | NE | 68046-2839 | Sarpy | NE13389 | Active | 16545 | 2007 | ALDRICH/LES | FTVT - Firetube Vertical TB | ADMIN WING BOILER ROOM | HWHT - Hot Water Heat | 3/31/2027
Sarpy County Courthouse | 1210 Golden Gate Dr | Papillion | NE | 68046-2839 | Sarpy | NE13390 | Active | 16543 | 2007 | ALDRICH/LES | FTVT - Firetube Vertical TB | Admin bldg | HWHT - Hot Water Heat | 3/31/2027
Sarpy County Courthouse | 1210 Golden Gate Dr | Papillion | NE | 68046-2839 | Sarpy | NE16987 | Scrapped/Junked | 51073 | 1988 | RHEEM MANUFACTURING CO | CHWH - ASME/Fired Water Heater | N BOILER ROOM | HWSD - Hot Water Dom/Potable | 9/30/2007
Sarpy County Courthouse | 1210 Golden Gate Dr | Papillion | NE | 68046-2839 | Sarpy | NE26052 | Active | N/A | 2014 | Aerco | CALU - Cast Aluminum | Boiler Room | HWHT - Hot Water Heat | 3/31/2027
Sarpy County Courthouse | 1210 Golden Gate Dr | Papillion | NE | 68046-2839 | Sarpy | NE26053 | Active | N/A | 2014 | Aerco | CALU - Cast Aluminum | South Boiler Room | HWHT - Hot Water Heat | 3/31/2027
Sarpy County Courthouse | 1210 Golden Gate Dr | Papillion | NE | 68046-2839 | Sarpy | NE26054 | Active | N/A | 2014 | Aerco | CALU - Cast Aluminum | Boiler Room | HWHT - Hot Water Heat | 3/31/2027
OPPD Papillion Service Cen | 1210 W 6th St | Papillion | NE | 68046-3034 | Sarpy | NE22101 | Scrapped/Junked | NA | 1994 | POLY | ELWH - Electric Water Heater | MECH ROOM | HWSD - Hot Water Dom/Potable | 12/31/2021
OPPD Papillion Service Cen | 1210 W 6th St | Papillion | NE | 68046-3034 | Sarpy | NE22102 | Exempt 1999 LB-66 |  | 1967 | PVI INDUSTRIES | ELWH - Electric Water Heater |  | HWSD - Hot Water Dom/Potable | 7/31/2000
Liberty Packaging | 12118 S 150th St | Papillion | NE | 68138-4429 | Sarpy | NE28301 | Out of Service | 23711 | 2019 | Hurst | FTSM - FTS Marine Dry Back | Boiler Room | PROC - Process Steam | 9/30/2024
Liberty Packaging | 12118 S 150th St | Papillion | NE | 68138-4429 | Sarpy | NE43407 | Active | 26582 | 2024 | Hurst | FTWB - FTS Marine Wet Back | Boiler Room | PROC - Process Steam | 6/30/2026
Birchcrest Elementary | 1212 Fairfax Rd | Bellevue | NE | 68005-3125 | Sarpy | NE18944 | Scrapped/Junked | 8294 | 1995 | ALES | FTVT - Firetube Vertical TB | BOILER ROOM | HWHT - Hot Water Heat | 7/31/2019
Birchcrest Elementary | 1212 Fairfax Rd | Bellevue | NE | 68005-3125 | Sarpy | NE18945 | Scrapped/Junked | 8295 | 1995 | ALES | FTVT - Firetube Vertical TB | BOILER ROOM | HWHT - Hot Water Heat | 7/31/2019
Birchcrest Elementary | 1212 Fairfax Rd | Bellevue | NE | 68005-3125 | Sarpy | NE18946 | Scrapped/Junked | 8296 | 1995 | ALES | FTVT - Firetube Vertical TB | BOILER ROOM | HWHT - Hot Water Heat | 7/31/2019
City Hall | 122 E 3rd St | Papillion | NE | 68046-2365 | Sarpy | NE22784 | Scrapped/Junked | N/A | 2010 | Peerless | CI - Cast Iron | Basement | STHT - Steam-Heat | 10/31/2021
City Hall | 122 E 3rd St | Papillion | NE | 68046-2365 | Sarpy | NE37751 | Inactive |  | 1922 | PACIFIC | FT - Firetube Boiler | BASEMENT | STHT - Steam-Heat | 11/30/1990
City Hall | 122 E 3rd St | Papillion | NE | 68046-2365 | Sarpy | NE37752 | Scrapped/Junked | none | 1984 | Peerless | CI - Cast Iron | BASEMENT BOILER ROOM | STHT - Steam-Heat | 1/31/2012
First Presbyterian Church | 1220 Bellevue Blvd S | Bellevue | NE | 68005-2722 | Sarpy | NE15267 | Scrapped/Junked | N/A | 1958 | Kewanee | FTFB - Firetube-Firebox Boiler | Boiler Room | HWHT - Hot Water Heat | 9/30/2013
First Presbyterian Church | 1220 Bellevue Blvd S | Bellevue | NE | 68005-2722 | Sarpy | NE20049 | Exempt 1999 LB-66 |  | 1972 | RUUD | AHWH - ANSI/Fired Water Htr | BOILER ROOM | HWSD - Hot Water Dom/Potable | 9/30/1999
St Matthew School | 12210 S 36th St | Bellevue | NE | 68123-1210 | Sarpy | NE25601 | Active | 47602 | 1998 | AOSM | CHWH - ASME/Fired Water Heater | The Commons Mech Room | HWSD - Hot Water Dom/Potable | 9/30/2026
St Matthew School | 12210 S 36th St | Bellevue | NE | 68123-1210 | Sarpy | NE25602 | Active | 43752 | 1998 | AOSM | CHWH - ASME/Fired Water Heater | BLDG #4 | HWSD - Hot Water Dom/Potable | 9/30/2026
St Matthew School | 12210 S 36th St | Bellevue | NE | 68123-1210 | Sarpy | NE25605 | Active | 10043 | 1998 | ALES | FTNF - Firetube Flueless | The Commons Mech Room | HWHT - Hot Water Heat | 9/30/2026
St Matthew School | 12210 S 36th St | Bellevue | NE | 68123-1210 | Sarpy | NE34641 | Scrapped/Junked | N/A | 1964 | AMRA | CI - Cast Iron | BLDG 1 | HWHT - Hot Water Heat | 9/30/2021
St Matthew School | 12210 S 36th St | Bellevue | NE | 68123-1210 | Sarpy | NE34642 | Active | N/A | 1968 | AMRA | CI - Cast Iron | BUILDING 2 | HWHT - Hot Water Heat | 9/30/2026
St Matthew School | 12210 S 36th St | Bellevue | NE | 68123-1210 | Sarpy | NE34643 | Active | N/A | 1966 | AMRA | CI - Cast Iron | BUILDING 3 | HWHT - Hot Water Heat | 9/30/2026
St Matthew School | 12210 S 36th St | Bellevue | NE | 68123-1210 | Sarpy | NE41517 | Active | 380178 | 2021 | Lochinvar | CPFT - Horiz Cpr Fin Boiler | Building 1 | HWHT - Hot Water Heat | 9/30/2026
Patriarch Distillers | 12251 Cary Cir | La Vista | NE | 68128-5614 | Sarpy | NE26320 | Scrapped/Junked | 19683 | 2016 | Aldrich | FTHT - Firetube Horizontal | Production Floor | 0023 - Water Heated Cooker | 8/31/2024
Hampton Inn & Suites | 12331 Southport Pkwy | La Vista | NE | 68128-2386 | Sarpy | NE07958 | Scrapped/Junked | 111925 | 2007 | AOSM | CHWH - ASME/Fired Water Heater | BOILER ROOM | HWSD - Hot Water Dom/Potable | 5/31/2019
Hampton Inn & Suites | 12331 Southport Pkwy | La Vista | NE | 68128-2386 | Sarpy | NE07959 | Scrapped/Junked | 11927 | 2007 | AOSM | CHWH - ASME/Fired Water Heater | BOILER ROOM | HWSD - Hot Water Dom/Potable | 5/31/2019
Hampton Inn & Suites | 12331 Southport Pkwy | La Vista | NE | 68128-2386 | Sarpy | NE07960 | Inactive | 111923 | 2007 | AOSM | CHWH - ASME/Fired Water Heater | BOILER ROOM | HWSD - Hot Water Dom/Potable | 5/31/2022
Hampton Inn & Suites | 12331 Southport Pkwy | La Vista | NE | 68128-2386 | Sarpy | NE07961 | Active | 1111930 | 2007 | AOSM | CHWH - ASME/Fired Water Heater | BOILER ROOM | HWSD - Hot Water Dom/Potable | 5/31/2026
Hampton Inn & Suites | 12331 Southport Pkwy | La Vista | NE | 68128-2386 | Sarpy | NE26979 | Exempt | 260140 | 2006 | Raypak | CPPH - Ansi Cpr Fin Pool Heater | pool mech room | IPHT - Indoor Pool Heater | 5/31/2017
Hampton Inn & Suites | 12331 Southport Pkwy | La Vista | NE | 68128-2386 | Sarpy | NE26980 | Exempt | 262210 | 2007 | Raypak | CPPH - Ansi Cpr Fin Pool Heater | pool mech room | IPHT - Indoor Pool Heater | 5/31/2017
Hampton Inn & Suites | 12331 Southport Pkwy | La Vista | NE | 68128-2386 | Sarpy | NE26981 | Active | 25991 | 2006 | Lochinvar | WTSS - Watertube SS Steel | Pool Mech. Room | HWCA - Hotwater to Coil Htexchgr | 5/31/2026
Hampton Inn & Suites | 12331 Southport Pkwy | La Vista | NE | 68128-2386 | Sarpy | NE27967 | Active | 232141 | 2017 | AOSM | CHWH - ASME/Fired Water Heater | BOILER ROOM | HWSD - Hot Water Dom/Potable | 5/31/2026
Hampton Inn & Suites | 12331 Southport Pkwy | La Vista | NE | 68128-2386 | Sarpy | NE27968 | Active | 232137 | 2017 | AOSM | CHWH - ASME/Fired Water Heater | BOILER ROOM | HWSD - Hot Water Dom/Potable | 5/31/2026
Gretna Crossing YMCA | 12358 S 208th Ave | Gretna | NE | 68028 | Sarpy | NE42414 | Active | 9061 | 2022 | Americ HFTC Fulton | ELBL - Electric Boiler | Spa Mechanical Room | SAUN - Sauna Steam Room Heat | 9/30/2026
Gretna Crossing YMCA | 12358 S 208th Ave | Gretna | NE | 68028 | Sarpy | NE42415 | Active | N/A | 2019 | Aerco | CALU - Cast Aluminum | Mechanical Room | HWHT - Hot Water Heat | 9/30/2026
Gretna Crossing YMCA | 12358 S 208th Ave | Gretna | NE | 68028 | Sarpy | NE42416 | Active | 168341 | 2020 | PVI Industries | CHWH - ASME/Fired Water Heater | Mechanical Room | HWSD - Hot Water Dom/Potable | 9/30/2026
Gretna Crossing YMCA | 12358 S 208th Ave | Gretna | NE | 68028 | Sarpy | NE42417 | Active | 186743 | 2020 | PVI Industries | CHWH - ASME/Fired Water Heater | Mechanical Room | HWSD - Hot Water Dom/Potable | 9/30/2026
Gretna Crossing YMCA | 12358 S 208th Ave | Gretna | NE | 68028 | Sarpy | NE42418 | Active | 109259 | 2019 | Lochinvar | FTVT - Firetube Vertical TB | Pool Mech Room | IPHT - Indoor Pool Heater | 9/30/2026
Colonial Pointe Apartments | 12418 Constitution Cir Bldg 11 | Bellevue | NE | 68123 | Sarpy | NE24117 | Active | 241618 | 2012 | Lochinvar | CPFH - Copper Fin Water Heater | Mech. Room | HWSD - Hot Water Dom/Potable | 9/30/2027
Fort Crook Elementary | 12501 S 25th St | Bellevue | NE | 68123-5526 | Sarpy | NE12096 | Active | 38814 | 2003 | Aerco International | FTVT - Firetube Vertical TB | MECH ROOM | HWHT - Hot Water Heat | 7/31/2026
Fort Crook Elementary | 12501 S 25th St | Bellevue | NE | 68123-5526 | Sarpy | NE12097 | Active | 38813 | 2003 | Aerco International | FTVT - Firetube Vertical TB | MECH ROOM | HWHT - Hot Water Heat | 7/31/2026
Fort Crook Elementary | 12501 S 25th St | Bellevue | NE | 68123-5526 | Sarpy | NE18947 | Exempt 1999 LB-66 |  | 1990 | AO SMITH | AHWH - ANSI/Fired Water Htr | BOILER ROOM | HWSD - Hot Water Dom/Potable | 7/31/1999
Fort Crook Elementary | 12501 S 25th St | Bellevue | NE | 68123-5526 | Sarpy | NE18948 | Exempt 1999 LB-66 |  | 1984 | RUUD | AHWH - ANSI/Fired Water Htr |  | HWSD - Hot Water Dom/Potable | 7/31/1999
Fort Crook Elementary | 12501 S 25th St | Bellevue | NE | 68123-5526 | Sarpy | NE32072 | Scrapped/Junked |  | 1962 | KEWANEE | FT - Firetube Boiler | BOILER ROOM | HWHT - Hot Water Heat | 7/31/2003
Fort Crook Elementary | 12501 S 25th St | Bellevue | NE | 68123-5526 | Sarpy | NE32073 | Scrapped/Junked |  | 1962 | Kewannee | FT - Firetube Boiler | BOILER ROOM | HWHT - Hot Water Heat | 7/31/2003
Eastern NE Veterans Home | 12505 Harrison Tull Dr | Bellevue | NE | 68123-1836 | Sarpy | NE07541 | Active | 3451 | 2006 | Hurst | FTFB - Firetube-Firebox Boiler | BOILER ROOM | HWHT - Hot Water Heat | 12/31/2026
Eastern NE Veterans Home | 12505 Harrison Tull Dr | Bellevue | NE | 68123-1836 | Sarpy | NE07542 | Active | 3453 | 2006 | Hurst | FTFB - Firetube-Firebox Boiler | BOILER ROOM | HWHT - Hot Water Heat | 12/31/2026
Eastern NE Veterans Home | 12505 Harrison Tull Dr | Bellevue | NE | 68123-1836 | Sarpy | NE07543 | Active | 3452 | 2006 | Hurst | FTFB - Firetube-Firebox Boiler | BOILER ROOM | HWHT - Hot Water Heat | 12/31/2026
Eastern NE Veterans Home | 12505 Harrison Tull Dr | Bellevue | NE | 68123-1836 | Sarpy | NE07962 | Active | 101040 | 2006 | Fulton | CHWH - ASME/Fired Water Heater | BOILER ROOM | HWSD - Hot Water Dom/Potable | 12/31/2026
Eastern NE Veterans Home | 12505 Harrison Tull Dr | Bellevue | NE | 68123-1836 | Sarpy | NE07963 | Active | 101039 | 2006 | Fulton | CHWH - ASME/Fired Water Heater | BOILER ROOM | HWSD - Hot Water Dom/Potable | 12/31/2026
Eastern NE Veterans Home | 12505 Harrison Tull Dr | Bellevue | NE | 68123-1836 | Sarpy | NE42616 | Active | 387878 | 2022 | Lochinvar | FTVT - Firetube Vertical TB | New Addition Boiler Room | HWHT - Hot Water Heat | 12/31/2026
Eastern NE Veterans Home | 12505 Harrison Tull Dr | Bellevue | NE | 68123-1836 | Sarpy | NE42617 | Active | 387879 | 2022 | Lochinvar | FTVT - Firetube Vertical TB | New Addition Boiler Room | HWHT - Hot Water Heat | 12/31/2026
Project Raven | 12506 S 150th St | Springfield | NE | 68059-4500 | Sarpy | NE28343 | Out of Service | 36938 | 1983 | Kewanee | FTHT - Firetube Horizontal | Portable | PHPS - Portable High PSI Steam | 10/31/2020
Project Raven | 12506 S 150th St | Springfield | NE | 68059-4500 | Sarpy | NE42628 | Scrapped/Junked | 19277 | 1983 | Cleaver Brooks | FTHT - Firetube Horizontal | Portable | PHPS - Portable High PSI Steam | 4/30/2025
Embassy Suites | 12520 Westport Pkwy | La Vista | NE | 68128-5603 | Sarpy | NE10155 | Active | 264693 | 2007 | Raypak | CPFT - Horiz Cpr Fin Boiler | MECH ROOM | HWHT - Hot Water Heat | 2/28/2026
Embassy Suites | 12520 Westport Pkwy | La Vista | NE | 68128-5603 | Sarpy | NE10156 | Active | 264694 | 2007 | Raypak | CPFT - Horiz Cpr Fin Boiler | MECH ROOM | HWHT - Hot Water Heat | 2/28/2026
Embassy Suites | 12520 Westport Pkwy | La Vista | NE | 68128-5603 | Sarpy | NE13162 | Scrapped/Junked | 16646 | 2007 | AOSM | CPFH - Copper Fin Water Heater | BOILER ROOM | HWSD - Hot Water Dom/Potable | 2/28/2021
Embassy Suites | 12520 Westport Pkwy | La Vista | NE | 68128-5603 | Sarpy | NE13163 | Scrapped/Junked | 18829 | 2007 | AO SMITH | CPFH - Copper Fin Water Heater | BOILER ROOM | HWSD - Hot Water Dom/Potable | 2/28/2018
Embassy Suites | 12520 Westport Pkwy | La Vista | NE | 68128-5603 | Sarpy | NE13164 | Active | 17933 | 2007 | AOSM | CPFH - Copper Fin Water Heater | BOILER ROOM | HWSD - Hot Water Dom/Potable | 2/28/2026
Embassy Suites | 12520 Westport Pkwy | La Vista | NE | 68128-5603 | Sarpy | NE13165 | Active | 119808 | 2007 | AOSM | CHWH - ASME/Fired Water Heater | BOILER ROOM | HWSD - Hot Water Dom/Potable | 2/28/2022
Embassy Suites | 12520 Westport Pkwy | La Vista | NE | 68128-5603 | Sarpy | NE27254 | Active | 307324 | 2017 | AO SMITH | CPFH - Copper Fin Water Heater | BOILER ROOM | HWSD - Hot Water Dom/Potable | 2/28/2026
Embassy Suites | 12520 Westport Pkwy | La Vista | NE | 68128-5603 | Sarpy | NE28519 | Scrapped/Junked | 347416 | 2019 | Lochinvar | CPFH - Copper Fin Water Heater | BOILER ROOM | HWSD - Hot Water Dom/Potable | 2/28/2026
Embassy Suites | 12520 Westport Pkwy | La Vista | NE | 68128-5603 | Sarpy | NE43458 | Active | 434783 | 2025 | Lochinvar | CPFH - Copper Fin Water Heater | BOILER ROOM | HWSD - Hot Water Dom/Potable | 2/28/2025
Courtyard | 12560 Westport Pkwy | La Vista | NE | 68128-5610 | Sarpy | NE14110 | Active | 209314 | 2008 | LOCHINVAR | CPFH - Copper Fin Water Heater | BOILER ROOM | HWSD - Hot Water Dom/Potable | 2/28/2026
Courtyard | 12560 Westport Pkwy | La Vista | NE | 68128-5610 | Sarpy | NE14111 | Active | 209315 | 2008 | LOCHINVAR | CPFH - Copper Fin Water Heater | BOILER ROOM | HWSD - Hot Water Dom/Potable | 2/28/2026
Courtyard | 12560 Westport Pkwy | La Vista | NE | 68128-5610 | Sarpy | NE14112 | Active | 209316 | 2008 | LOCHINVAR | CPFH - Copper Fin Water Heater | BOILER ROOM | HWSD - Hot Water Dom/Potable | 2/28/2026
Courtyard | 12560 Westport Pkwy | La Vista | NE | 68128-5610 | Sarpy | NE14113 | Active | 82352 | 2008 | BRADFORD-WHITE | CHWH - ASME/Fired Water Heater | BOILER ROOM | HWSD - Hot Water Dom/Potable | 2/28/2027
Church Of Holy Spirit | 1305 Thomas Dr | Bellevue | NE | 68005-2973 | Sarpy | NE12085 | Active | 12702 | 2003 | Les Inc/Aldrich Co | FTFB - Firetube-Firebox Boiler | BASEMENT MECH RM | HWHT - Hot Water Heat | 2/28/2027
Hickory Hills Elementary | 1307 Rogers Dr | Papillion | NE | 68046-6143 | Sarpy | NE11928 | Scrapped/Junked | 4268 | 1985 | Aldrich | FTVT - Firetube Vertical TB | BOILER ROOM | HWHT - Hot Water Heat | 7/31/2017
Hickory Hills Elementary | 1307 Rogers Dr | Papillion | NE | 68046-6143 | Sarpy | NE11933 | Scrapped/Junked | 4265 | 1985 | Aldrich | FTVT - Firetube Vertical TB | BOILER ROOM | HWHT - Hot Water Heat | 7/31/2022
Hickory Hills Elementary | 1307 Rogers Dr | Papillion | NE | 68046-6143 | Sarpy | NE11934 | Scrapped/Junked | 4251 | 1985 | Aldrich | FTVT - Firetube Vertical TB | BOILER ROOM | HWHT - Hot Water Heat | 7/31/2022
Hickory Hills Elementary | 1307 Rogers Dr | Papillion | NE | 68046-6143 | Sarpy | NE11940 | Scrapped/Junked | 4260 | 1985 | Aldrich | FTVT - Firetube Vertical TB | BOILER ROOM | HWHT - Hot Water Heat | 7/31/2017
Hickory Hills Elementary | 1307 Rogers Dr | Papillion | NE | 68046-6143 | Sarpy | NE11941 | Scrapped/Junked | 4270 | 1985 | Aldrich | FTVT - Firetube Vertical TB | BOILER ROOM | HWHT - Hot Water Heat | 7/31/2020
Hickory Hills Elementary | 1307 Rogers Dr | Papillion | NE | 68046-6143 | Sarpy | NE11942 | Scrapped/Junked | 4261 | 1985 | Aldrich | FTVT - Firetube Vertical TB | BOILER ROOM | HWHT - Hot Water Heat | 7/31/2020
Hickory Hills Elementary | 1307 Rogers Dr | Papillion | NE | 68046-6143 | Sarpy | NE11943 | Scrapped/Junked | 4263 | 1985 | Aldrich | FTVT - Firetube Vertical TB | BOILER ROOM | HWHT - Hot Water Heat | 7/31/2022
Hickory Hills Elementary | 1307 Rogers Dr | Papillion | NE | 68046-6143 | Sarpy | NE11946 | Scrapped/Junked | 4267 | 1985 | Aldrich | FTVT - Firetube Vertical TB | BOILER ROOM | HWHT - Hot Water Heat | 7/31/2022
Hickory Hills Elementary | 1307 Rogers Dr | Papillion | NE | 68046-6143 | Sarpy | NE11950 | Scrapped/Junked | 4274 | 1985 | Aldrich | FTVT - Firetube Vertical TB | BOILER ROOM | HWHT - Hot Water Heat | 7/31/2023
Hickory Hills Elementary | 1307 Rogers Dr | Papillion | NE | 68046-6143 | Sarpy | NE41877 | Active | 15217 | 2021 | Riello | WT - Water Tube Boiler | Mechanical Room | HWHT - Hot Water Heat | 10/31/2026
Hickory Hills Elementary | 1307 Rogers Dr | Papillion | NE | 68046-6143 | Sarpy | NE41878 | Active | 15453 | 2021 | Riello | WT - Water Tube Boiler | Mechanical Room | HWHT - Hot Water Heat | 10/31/2026
Hickory Hills Elementary | 1307 Rogers Dr | Papillion | NE | 68046-6143 | Sarpy | NE41879 | Active | 15454 | 2021 | Riello | WT - Water Tube Boiler | Mechanical Room | HWHT - Hot Water Heat | 10/31/2026
Hickory Hills Elementary | 1307 Rogers Dr | Papillion | NE | 68046-6143 | Sarpy | NE41880 | Active | 15452 | 2021 | Riello | WT - Water Tube Boiler | Mechanical Room | HWHT - Hot Water Heat | 10/31/2026
Sara Lee Fresh Bakery | 1310 Fort Crook Rd N | Bellevue | NE | 68005-4239 | Sarpy | NE08252 | Inactive | 27046 | 1988 | AO SMITH | CHWH - ASME/Fired Water Heater | Mezzanine | HWSD - Hot Water Dom/Potable | 1/31/2025
Sara Lee Fresh Bakery | 1310 Fort Crook Rd N | Bellevue | NE | 68005-4239 | Sarpy | NE08253 | Inactive | 27047 | 1988 | AO SMITH | CHWH - ASME/Fired Water Heater | Mezzanine | HWSD - Hot Water Dom/Potable | 1/31/2022
Sara Lee Fresh Bakery | 1310 Fort Crook Rd N | Bellevue | NE | 68005-4239 | Sarpy | NE15331 | Inactive | 67058 | 1988 | Cleaver Brooks | FTSM - FTS Marine Dry Back | Boiler room | PROC - Process Steam | 1/31/2024
Sara Lee Fresh Bakery | 1310 Fort Crook Rd N | Bellevue | NE | 68005-4239 | Sarpy | NE23244 | Inactive | 50031 | 1998 | Kewanee | FT - Firetube Boiler | Boiler room | PROC - Process Steam | 1/31/2024
Leonard Lawrence Elementary | 13204 S 29th St | Bellevue | NE | 68123-1928 | Sarpy | NE34695 | Scrapped/Junked | 37770 | 1984 | Kewanee | FTFB - Firetube-Firebox Boiler | BOILER ROOM | HWHT - Hot Water Heat | 7/31/2020
Leonard Lawrence Elementary | 13204 S 29th St | Bellevue | NE | 68123-1928 | Sarpy | NE34697 | Scrapped/Junked | 37771 | 1984 | Kewanee | FTFB - Firetube-Firebox Boiler | BOILER ROOM | HWHT - Hot Water Heat | 7/31/2020
Westmont Elementary | 13210 Glenn St | Springfield | NE | 68059 | Sarpy | NE19704 | Scrapped/Junked | n/a | 1977 | Bryan | ELBL - Electric Boiler | BOILER ROOM | HWHT - Hot Water Heat | 1/31/2017
Westmont Elementary | 13210 Glenn St | Springfield | NE | 68059 | Sarpy | NE19705 | Scrapped/Junked | n/a | 1977 | Bryan | ELBL - Electric Boiler | BOILER ROOM | HWHT - Hot Water Heat | 1/31/2017
Westmont Elementary | 13210 Glenn St | Springfield | NE | 68059 | Sarpy | NE21228 | Scrapped/Junked | 9158 | 1977 | AOSM | ELWH - Electric Water Heater | BOILER ROOM | HWSD - Hot Water Dom/Potable | 1/31/2017
Westmont Elementary | 13210 Glenn St | Springfield | NE | 68059 | Sarpy | NE26507 | Active | 330625 | 2014 | Lochinvar | WTSS - Watertube SS Steel | Upstairs Mech. Room | HHHP - Hotwater Heat & Heat Pump | 1/31/2027
Sarpy County VA | 1330 Jersey St | Papillion | NE | 68046-7109 | Sarpy | NE42638 | Active | 2077 | 2022 | Riello | WTSS - Watertube SS Steel | Mechanical Room | HWHT - Hot Water Heat | 4/30/2027
Sarpy County VA | 1330 Jersey St | Papillion | NE | 68046-7109 | Sarpy | NE42639 | Active | 2074 | 2022 | Riello | WTSS - Watertube SS Steel | Mechanical Room | HWHT - Hot Water Heat | 4/30/2027
Sarpy County VA | 1330 Jersey St | Papillion | NE | 68046-7109 | Sarpy | NE42640 | Active | 1825 | 2022 | Riello | WTSS - Watertube SS Steel | Mechanical Room | HWHT - Hot Water Heat | 4/30/2027
Sarpy County VA | 1330 Jersey St | Papillion | NE | 68046-7109 | Sarpy | NE42641 | Active | 1823 | 2022 | Riello | WTSS - Watertube SS Steel | Mechanical Room | HWHT - Hot Water Heat | 4/30/2027
Apartments at the Lux 96 | 1341 W 6th St | Papillion | NE | 68046-3033 | Sarpy | NE28811 | Active | 35535 | 2020 | PENTAIR | FT - Firetube Boiler | West Pool | OPHT - Outdoor Pool Heater | 7/31/2026
Apartments at the Lux 96 | 1341 W 6th St | Papillion | NE | 68046-3033 | Sarpy | NE28812 | Scrapped/Junked | 25983 | 2017 | PENTAIR | FT - Firetube Boiler | East Pool | OPHT - Outdoor Pool Heater | 7/31/2023
Apartments at the Lux 96 | 1341 W 6th St | Papillion | NE | 68046-3033 | Sarpy | NE43501 | Active | 44610 | 2023 | PENTAIR | FT - Firetube Boiler | East Pool | OPHT - Outdoor Pool Heater | 7/31/2024
Lewis & Clark Middle School | 13502 S 38th St | Bellevue | NE | 68123-6220 | Sarpy | NE17980 | Active | N/A | 2008 | Aerco | CALU - Cast Aluminum | Boiler Room | HHHP - Hotwater Heat & Heat Pump | 7/31/2026
Rasmussen at META | 13805 Silicon Prairie Plz | Springfield | NE | 68059 | Sarpy | NE43717 | Active | 20496 | 2018 | Cleaver Brooks | FTSM - FTS Marine Dry Back | Portable Boiler | PROC - Process Steam | 9/30/2026
Rasmussen at META | 13805 Silicon Prairie Plz | Springfield | NE | 68059 | Sarpy | NE43718 | Active | 22338 | 2022 | Cleaver Brooks | FTSM - FTS Marine Dry Back | Portable Boiler | PROC - Process Steam | 9/30/2026
Nebco Inc | 13831 Chalco Valley Pkwy | Omaha | NE | 68138-6101 | Sarpy | NE18813 | Active | 57 | 1996 | RUSC | WT - Water Tube Boiler | BOILER ROOM | HWHT - Hot Water Heat | 4/30/2026
Nebco Inc | 13831 Chalco Valley Pkwy | Omaha | NE | 68138-6101 | Sarpy | NE18814 | Active | 58 | 1996 | RUSC | WT - Water Tube Boiler | BOILER ROOM | HWHT - Hot Water Heat | 4/30/2026
Midlands Carrier Transicold | 13986 Valley Ridge Dr | Omaha | NE | 68138-4450 | Sarpy | NE24570 | Active | 18871 | 2013 | Aldrich | FTVT - Firetube Vertical TB | Boiler Room | HWHF - Hot Water Heat-Floor | 2/28/2027
Midlands Carrier Transicold | 13986 Valley Ridge Dr | Omaha | NE | 68138-4450 | Sarpy | NE24571 | Scrapped/Junked | 14149 | 2005 | Aldrich | FTVT - Firetube Vertical TB | Boiler Room | HWHF - Hot Water Heat-Floor | 2/28/2020
Midlands Carrier Transicold | 13986 Valley Ridge Dr | Omaha | NE | 68138-4450 | Sarpy | NE27981 | Active | 150 | 2018 | Les Inc/Aldrich Co | FTVT - Firetube Vertical TB | Boiler Room | HWHF - Hot Water Heat-Floor | 2/28/2027
Bellevue Christian Center | 1400 Harvell Dr | Bellevue | NE | 68005-3153 | Sarpy | NE43055 | Active | 4803 | 2001 | Rbi | CPFT - Horiz Cpr Fin Boiler | Mechanical Room | HWHT - Hot Water Heat | 2/28/2026
Twin Ridge Elementary | 1400 Sunbury Dr | Bellevue | NE | 68005-2962 | Sarpy | NE27294 | Active | 77195 | 2017 | Aerco | FTVT - Firetube Vertical TB | Boiler Room | HWHT - Hot Water Heat | 12/31/2026
Twin Ridge Elementary | 1400 Sunbury Dr | Bellevue | NE | 68005-2962 | Sarpy | NE27295 | Active | 77176 | 2017 | Aerco | FTVT - Firetube Vertical TB | Boiler Room | HWHT - Hot Water Heat | 12/31/2026
Twin Ridge Elementary | 1400 Sunbury Dr | Bellevue | NE | 68005-2962 | Sarpy | NE32069 | Scrapped/Junked | n/a | 1964 | Kewanee | FTSM - FTS Marine Dry Back | BOILER ROOM | HWHT - Hot Water Heat | 7/31/2017
Twin Ridge Elementary | 1400 Sunbury Dr | Bellevue | NE | 68005-2962 | Sarpy | NE33522 | Scrapped/Junked | n/a | 1969 | Kewanee | FTSM - FTS Marine Dry Back | BOILER ROOM | HWHT - Hot Water Heat | 7/31/2017
Colonial Pointe Apartment | 14007 Williamsburg Ct Bldg 2 | Bellevue | NE | 68123-4867 | Sarpy | NE14689 | Active | 217926 | 2009 | LOCHINVAR | CPFH - Copper Fin Water Heater | MECH ROOM | HWSD - Hot Water Dom/Potable | 9/30/2027
Bellevue East High School | 1401 High School Dr | Bellevue | NE | 68005-3275 | Sarpy | NE06515 | Scrapped/Junked | 15095 | 2004 | PREC | ELBL - Electric Boiler | HOT ROOM | STHX - Steam to HWSD Heat Exchanger | 7/31/2012
Bellevue East High School | 1401 High School Dr | Bellevue | NE | 68005-3275 | Sarpy | NE06516 | Scrapped/Junked | 11945 | 2004 | Rbi | WT - Water Tube Boiler | ABOVE POOL | IPHT - Indoor Pool Heater | 7/31/2019
Bellevue East High School | 1401 High School Dr | Bellevue | NE | 68005-3275 | Sarpy | NE16961 | Scrapped/Junked | 128549 | 1994 | TELE | CPFT - Horiz Cpr Fin Boiler | BOILER ROOM | HWSD - Hot Water Dom/Potable | 7/31/2015
Bellevue East High School | 1401 High School Dr | Bellevue | NE | 68005-3275 | Sarpy | NE21448 | Scrapped/Junked | 19688 | 2011 | Precision | ELBL - Electric Boiler | Hot Room | STHX - Steam to HWSD Heat Exchanger | 7/31/2019
Bellevue East High School | 1401 High School Dr | Bellevue | NE | 68005-3275 | Sarpy | NE25974 | Scrapped/Junked | 274375 | 2013 | Heat Transfer Products Inc. | WTSS - Watertube SS Steel | BOILER ROOM | HWSD - Hot Water Dom/Potable | 7/31/2019
Bellevue East High School | 1401 High School Dr | Bellevue | NE | 68005-3275 | Sarpy | NE27936 | Scrapped/Junked | 323128 | 2018 | Lochinvar | CPPH - Ansi Cpr Fin Pool Heater | Pool Mech Room | IPHT - Indoor Pool Heater | 7/31/2019
Bellevue East High School | 1401 High School Dr | Bellevue | NE | 68005-3275 | Sarpy | NE32058 | Scrapped/Junked | n/a | 1961 | Kewanee | FTSM - FTS Marine Dry Back | BOILER ROOM | STHT - Steam-Heat | 7/31/2019
Bellevue East High School | 1401 High School Dr | Bellevue | NE | 68005-3275 | Sarpy | NE32059 | Scrapped/Junked | na | 1961 | Kewanee | FTSM - FTS Marine Dry Back | BOILER ROOM | STHT - Steam-Heat | 7/31/2019
Bellevue East High School | 1401 High School Dr | Bellevue | NE | 68005-3275 | Sarpy | NE32060 | Scrapped/Junked | na | 1962 | Kewanee | FTSM - FTS Marine Dry Back | BOILER ROOM | STHT - Steam-Heat | 7/31/2018
Bertha Barber Elementary | 1402 Main St | Bellevue | NE | 68005-5812 | Sarpy | NE24376 | Scrapped/Junked | n/a | 1999 | Peerless | CI - Cast Iron | BOILER ROOM | STHT - Steam-Heat | 7/31/2013
Bertha Barber Elementary | 1402 Main St | Bellevue | NE | 68005-5812 | Sarpy | NE25158 | Active | 65186 | 2013 | Aerco | FTVT - Firetube Vertical TB | mech room | HWHT - Hot Water Heat | 7/31/2026
Bertha Barber Elementary | 1402 Main St | Bellevue | NE | 68005-5812 | Sarpy | NE25159 | Active | 65187 | 2013 | Aerco | FTVT - Firetube Vertical TB | mech room | HWHT - Hot Water Heat | 7/31/2026
Bertha Barber Elementary | 1402 Main St | Bellevue | NE | 68005-5812 | Sarpy | NE32074 | Scrapped/Junked |  | 1956 | KEWANEE | FT - Firetube Boiler | BERTHA BARBER | STHT - Steam-Heat | 7/31/2000
Bertha Barber Elementary | 1402 Main St | Bellevue | NE | 68005-5812 | Sarpy | NE34588 | Scrapped/Junked | 29842 | 1977 | Kewanee | FTFB - Firetube-Firebox Boiler | BOILER ROOM | STHT - Steam-Heat | 7/31/2013
Tommys Car Wash | 1402 S Washington St | Papillion | NE | 68046-4121 | Sarpy | NE41844 | Active | 272030 | 2021 | Lochinvar | FTVT - Firetube Vertical TB | Mechanical Room | HWFG - Hotwater Heat Floor-Glycl | 9/30/2026
Tommys Car Wash | 1402 S Washington St | Papillion | NE | 68046-4121 | Sarpy | NE41845 | Active | 272031 | 2021 | Lochinvar | FTVT - Firetube Vertical TB | Mechanical Room | HWFG - Hotwater Heat Floor-Glycl | 9/30/2026
Tommys Car Wash | 1402 S Washington St | Papillion | NE | 68046-4121 | Sarpy | NE41846 | Active | 257855 | 2021 | PVI Industries | CHWH - ASME/Fired Water Heater | Upstairs Mechanical Room | HWSD - Hot Water Dom/Potable | 9/30/2026
Fairview Elementary | 14110 Tregaron Dr | Bellevue | NE | 68123-3724 | Sarpy | NE00707 | Scrapped/Junked | 32930 | 1999 | Aerco International | COBL - Coil Type Boiler | MECH ROOM | HWHT - Hot Water Heat | 7/31/2023
Fairview Elementary | 14110 Tregaron Dr | Bellevue | NE | 68123-3724 | Sarpy | NE00708 | Scrapped/Junked | 32941 | 1999 | Aerco International | COBL - Coil Type Boiler | MECH RM | HWHT - Hot Water Heat | 7/31/2023
Fairview Elementary | 14110 Tregaron Dr | Bellevue | NE | 68123-3724 | Sarpy | NE00709 | Active | 34634 | 2000 | CRNF | COOK - Fired Cooker | KITCHEN | COOK - Cooker/Kettle | 7/31/2026
Xenova | 14184 S 220th St | Gretna | NE | 68028-5080 | Sarpy | NE41407 | Active | 59320 | 2021 | Lattner Boiler Co | FTNT - FT Vertical Tubeless | Mechanical Room | PROC - Process Steam | 11/30/2026
Colonial Pointe Apartment | 14204 Williamsburg Ct Bldg 1 | Bellevue | NE | 68123-4870 | Sarpy | NE17027 | Active | 222099 | 2009 | Lochinvar | CPFH - Copper Fin Water Heater | Mech room | HWSD - Hot Water Dom/Potable | 9/30/2027
Colonial Pointe Apartments | 14205 Constitution Cir Bldg 7 | Bellevue | NE | 68123-6861 | Sarpy | NE22896 | Active | 245060 | 2012 | Lochinvar | CPFH - Copper Fin Water Heater | Mech. Room | HWSD - Hot Water Dom/Potable | 9/30/2027
Colonial Pointe Apartments | 14210 Constitution Cir Bldg 8 | Bellevue | NE | 68123-6856 | Sarpy | NE24123 | Active | 247732 | 2013 | Lochinvar | CPFH - Copper Fin Water Heater | Mech room | HWSD - Hot Water Dom/Potable | 9/30/2027
Colonial Pointe Apartments | 14213 Constituiton Cir Bldg 9 | Bellevue | NE | 68123-4805 | Sarpy | NE22798 | Active | 241620 | 2012 | Lochinvar | CPFH - Copper Fin Water Heater | mech room | HWSD - Hot Water Dom/Potable | 9/30/2027
Colonial Pointe Apartment | 14214 Williamsburg Ct Bldg 6 | Bellevue | NE | 68123-4859 | Sarpy | NE22565 | Active | 238872 | 2012 | Lochinvar | CPFH - Copper Fin Water Heater | 14214 Williamsburg Ct. | HWSD - Hot Water Dom/Potable | 9/30/2027
Colonial Pointe Apartment | 14219 Constitution Cir Bldg 10 | Bellevue | NE | 68123 | Sarpy | NE22797 | Active | 240100 | 2012 | Lochinvar | CPFH - Copper Fin Water Heater | mech room | HWSD - Hot Water Dom/Potable | 9/30/2027
Watkins Concrete | 14306 Giles Rd | Omaha | NE | 68138-3605 | Sarpy | NE10726 | Inactive | 13608 | 1948 | KEWANEE | FTSM - FTS Marine Dry Back | BOILER ROOM | PROC - Process Steam | 2/28/1989
Watkins Concrete | 14306 Giles Rd | Omaha | NE | 68138-3605 | Sarpy | NE11984 | Active | 48344 | 1980 | CLEA | FTSM - FTS Marine Dry Back | BOILER ROOM | PROC - Process Steam | 3/31/2026
Watkins Concrete | 14306 Giles Rd | Omaha | NE | 68138-3605 | Sarpy | NE11985 | Active | 48459 | 1980 | Cleaver Brooks | FTSM - FTS Marine Dry Back | BOILER ROOM | PROC - Process Steam | 3/31/2026
SUPER 8 MOTEL | 14355 S HWY 31 EXIT 432 | GRETNA | NE | 68028-6336 | SARPY | NE40713 | Scrapped/Junked |  | 1991 | COMFORT ZONE | CPFT - Horiz Cpr Fin Boiler | POOL ROOM | IPHT - Indoor Pool Heater | 5/31/2006
SUPER 8 MOTEL | 14355 S HWY 31 EXIT 432 | GRETNA | NE | 68028-6336 | SARPY | NE40714 | Exempt 1999 LB-66 |  | 1996 | AO SMITH | AHWH - ANSI/Fired Water Htr | LAUNDRY ROOM | HWSD - Hot Water Dom/Potable | 4/30/2000
SUPER 8 MOTEL | 14355 S HWY 31 EXIT 432 | GRETNA | NE | 68028-6336 | SARPY | NE40715 | Exempt 1999 LB-66 |  | 1996 | AO SMITH | AHWH - ANSI/Fired Water Htr | LAUNDRY ROOM | HWSD - Hot Water Dom/Potable | 4/30/2000
Darling International Inc | 14401 S 5th St | Bellevue | NE | 68123 | Sarpy | NE11845 | Out of Service | 1544 | 1972 | Nebraska Boiler | WT - Water Tube Boiler | Power House | PROC - Process Steam | 10/31/2013
Darling International Inc | 14401 S 5th St | Bellevue | NE | 68123 | Sarpy | NE14047 | Out of Service | 1758 | 1977 | Nebraska Boiler | WT - Water Tube Boiler | Power House | PROC - Process Steam | 10/31/2022
Darling International Inc | 14401 S 5th St | Bellevue | NE | 68123 | Sarpy | NE14939 | Active | 8054 | 1989 | Johnston Boiler Co. | FTWB - FTS Marine Wet Back | Boiler Room | PROC - Process Steam | 10/31/2026
Darling International Inc | 14401 S 5th St | Bellevue | NE | 68123 | Sarpy | NE23809 | Out of Service | 1624 | 1966 | Superior Boilerworks | FT - Firetube Boiler | Boiler Room | PROC - Process Steam | 10/31/2014
Darling International Inc | 14401 S 5th St | Bellevue | NE | 68123 | Sarpy | NE24565 | Active | 18037 | 2012 | Hurst | FTSM - FTS Marine Dry Back | boiler room | PROC - Process Steam | 10/31/2026
Darling International Inc | 14401 S 5th St | Bellevue | NE | 68123 | Sarpy | NE42046 | Active | 936 | 2021 | Victory | FTHT - Firetube Horizontal | Boiler Room | PROC - Process Steam | 10/31/2026
Tornado Wash | 14420 Echo Hills Dr | La Vista | NE | 68138 | Sarpy | NE06063 | Active | 230597 | 2005 | Raypak | CPFT - Horiz Cpr Fin Boiler | MECH ROOM | HWHF - Hot Water Heat-Floor | 3/31/2027
Tornado Wash | 14420 Echo Hills Dr | La Vista | NE | 68138 | Sarpy | NE06064 | Scrapped/Junked | 227620 | 2004 | RAYP | CPFH - Copper Fin Water Heater | MECH ROOM | HWSP - Hot Water Non Potable Supply | 3/31/2009
Werner Enterprises | 14507 Frontier Rd | Omaha | NE | 68138-3808 | Sarpy | NE01532 | Active | 4192 | 2000 | Fulton | FTUT - Firetube U-Tube Vert | TRAINING CENTER #9 | HWHT - Hot Water Heat | 2/28/2027
Werner Enterprises | 14507 Frontier Rd | Omaha | NE | 68138-3808 | Sarpy | NE01533 | Active | 4187 | 2000 | Fulton | FTUT - Firetube U-Tube Vert | TRAINING CENTER #10 | HWHT - Hot Water Heat | 2/28/2027
Werner Enterprises | 14507 Frontier Rd | Omaha | NE | 68138-3808 | Sarpy | NE10679 | Active | 92887 | 2003 | Fulton | FTUT - Firetube U-Tube Vert | PENTHOUSE #1 | HWHT - Hot Water Heat | 2/28/2027
Werner Enterprises | 14507 Frontier Rd | Omaha | NE | 68138-3808 | Sarpy | NE24337 | Scrapped/Junked | 60203 | 1998 | WEBEN JARCO | COBL - Coil Type Boiler | PENTHOUSE #1 | HWHT - Hot Water Heat | 1/31/2003
Werner Enterprises | 14507 Frontier Rd | Omaha | NE | 68138-3808 | Sarpy | NE24338 | Out of Service | 60198 | 1998 | Weben-Jarco | COBL - Coil Type Boiler | PENTHOUSE #2 | HWHT - Hot Water Heat | 2/28/2011
Werner Enterprises | 14507 Frontier Rd | Omaha | NE | 68138-3808 | Sarpy | NE24339 | Scrapped/Junked | 60197 | 1998 | Weben-Jarco | COBL - Coil Type Boiler | PENTHOUSE #3 | HWHT - Hot Water Heat | 2/28/2019
Werner Enterprises | 14507 Frontier Rd | Omaha | NE | 68138-3808 | Sarpy | NE24340 | Scrapped/Junked | 61117 | 1998 | Weben-Jarco | COBL - Coil Type Boiler | PENTHOUSE #4 | HWHT - Hot Water Heat | 2/28/2019
Werner Enterprises | 14507 Frontier Rd | Omaha | NE | 68138-3808 | Sarpy | NE24341 | Scrapped/Junked | 43460 | 1998 | AOSM | CHWH - ASME/Fired Water Heater | PENTHOUSE | HWSP - Hot Water Non Potable Supply | 2/28/2010
Werner Enterprises | 14507 Frontier Rd | Omaha | NE | 68138-3808 | Sarpy | NE24342 | Scrapped/Junked | 43459 | 1998 | AO SMITH | CHWH - ASME/Fired Water Heater | PENTHOUSE | HWSP - Hot Water Non Potable Supply | 2/28/2006
Werner Enterprises | 14507 Frontier Rd | Omaha | NE | 68138-3808 | Sarpy | NE27922 | Active | 5585 | 2018 | Riello | WT - Water Tube Boiler | Penthouse | HWHT - Hot Water Heat | 2/28/2027
Werner Enterprises | 14507 Frontier Rd | Omaha | NE | 68138-3808 | Sarpy | NE27923 | Active | 5588 | 2018 | Riello | WT - Water Tube Boiler | Penthouse | HWHT - Hot Water Heat | 2/28/2027
Werner Enterprises | 14507 Frontier Rd | Omaha | NE | 68138-3808 | Sarpy | NE27924 | Active | 5586 | 2018 | Riello | WT - Water Tube Boiler | Penthouse | HWHT - Hot Water Heat | 2/28/2027
Werner Enterprises | 14507 Frontier Rd | Omaha | NE | 68138-3808 | Sarpy | NE42143 | Active | 476339 | 2019 | Lochinvar | WTSS - Watertube SS Steel | Cafeteria upstairs | HWHS - Hotwater Heat Sidewalks | 2/28/2027
MCL Construction | 14558 Portal Cir | Omaha | NE | 68138-3501 | Sarpy | NE42349 | Active | 556803 | 2022 | Lochinvar | WT - Water Tube Boiler | Arena Mechanical Room | HWHT - Hot Water Heat | 6/30/2026
MCL Construction | 14558 Portal Cir | Omaha | NE | 68138-3501 | Sarpy | NE42350 | Active | 556800 | 2022 | Lochinvar | WT - Water Tube Boiler | Arena Mechanical Room | HWHT - Hot Water Heat | 6/30/2026
MCL Construction | 14558 Portal Cir | Omaha | NE | 68138-3501 | Sarpy | NE42362 | Active | 463349 | 2019 | Lochinvar | WTSS - Watertube SS Steel | Main Office Boiler Room | HWHT - Hot Water Heat | 6/30/2026
MCL Construction | 14558 Portal Cir | Omaha | NE | 68138-3501 | Sarpy | NE42363 | Active | 463353 | 2019 | Lochinvar | WTSS - Watertube SS Steel | Main Office Boiler Room | HWHT - Hot Water Heat | 6/30/2026
Platteview Jr/Sr High | 14801 S 108th St | Springfield | NE | 68059-4925 | Sarpy | NE06420 | Active | 12936 | 2003 | ALES | FTVT - Firetube Vertical TB | NEW MECH ROOM | HWHT - Hot Water Heat | 1/31/2027
Platteview Jr/Sr High | 14801 S 108th St | Springfield | NE | 68059-4925 | Sarpy | NE06421 | Active | 12935 | 2003 | ALES | FTVT - Firetube Vertical TB | NEW MECH ROOM | HWHT - Hot Water Heat | 1/31/2027
Platteview Jr/Sr High | 14801 S 108th St | Springfield | NE | 68059-4925 | Sarpy | NE20118 | Scrapped/Junked | 12803 | 1979 | Bryan | ELBL - Electric Boiler | JR BOILER ROOM | HWHT - Hot Water Heat | 1/31/2019
Platteview Jr/Sr High | 14801 S 108th St | Springfield | NE | 68059-4925 | Sarpy | NE20119 | Scrapped/Junked | 12082 | 1979 | Bryan | ELBL - Electric Boiler | JR/HI BOILER ROOM | HWHT - Hot Water Heat | 1/31/2019
Platteview Jr/Sr High | 14801 S 108th St | Springfield | NE | 68059-4925 | Sarpy | NE21229 | Exempt 1999 LB-66 | 4810 | 1979 | STATE INDUSTRIES | ELWH - Electric Water Heater |  | HWSD - Hot Water Dom/Potable | 5/31/1999
Platteview Jr/Sr High | 14801 S 108th St | Springfield | NE | 68059-4925 | Sarpy | NE21230 | Scrapped/Junked | 4162 | 1994 | VULCAN HART | ELBL - Electric Boiler | KITCHEN | 0021 - Steam Supp Cooker/Kettle | 1/31/2012
Platteview Jr/Sr High | 14801 S 108th St | Springfield | NE | 68059-4925 | Sarpy | NE31558 | Active | n/a | 1960 | TITUSVILLE | FT - Firetube Boiler | BOILER ROOM | HWHT - Hot Water Heat | 1/31/2027
Platteview Jr/Sr High | 14801 S 108th St | Springfield | NE | 68059-4925 | Sarpy | NE31559 | Active | n/a | 1960 | TITUSVILLE | FTSM - FTS Marine Dry Back | BOILER ROOM | HWHT - Hot Water Heat | 1/31/2027
Platteview Jr/Sr High | 14801 S 108th St | Springfield | NE | 68059-4925 | Sarpy | NE35311 | Active | 92077 | 1987 | Teledyne Laars | CPFT - Horiz Cpr Fin Boiler | BOILER ROOM | HWSD - Hot Water Dom/Potable | 1/31/2027
Baxter Ford South | 14810 Crest Road | Omaha | NE | 68138 | Sarpy | NE28933 | Active | 128125 | 2019 | Lochinvar | FTVT - Firetube Vertical TB | Mechanical Room | GLFH - Glycol Floor Heat System | 9/30/2026
Fireball Group LLC | 14865 Gold Coast Rd | Omaha | NE | 68138-6000 | Sarpy | NE41823 | Active | 285785 | 2021 | A O Smith | CHWH - ASME/Fired Water Heater | Mechanical Room | HWSD - Hot Water Dom/Potable | 7/31/2026
Fireball Group LLC | 14865 Gold Coast Rd | Omaha | NE | 68138-6000 | Sarpy | NE41824 | Active | 285931 | 2021 | A O Smith | CHWH - ASME/Fired Water Heater | Mechanical Room | HWSD - Hot Water Dom/Potable | 7/31/2026
H & H Jeep Dodge Ram | 14920 Crest Rd | Omaha | NE | 68138-4432 | Sarpy | NE43446 | Active | 356132 | 2019 | Lochinvar | FTVT - Firetube Vertical TB | Mezzanine | HWHF - Hot Water Heat-Floor | 7/31/2026
COLUMBAN FATHERS | 1500 CALHOUN | ST COLUMBANS | NE | 68056 | SARPY | NE16280 | Scrapped/Junked |  | 1962 | PACIFIC | FT - Firetube Boiler | OFFICE BLDG | STHT - Steam-Heat | 5/31/2000
COLUMBAN FATHERS | 1500 CALHOUN | ST COLUMBANS | NE | 68056 | SARPY | NE16281 | Inactive |  | 1962 | RITE ENGINEERING | WT - Water Tube Boiler |  | HWHT - Hot Water Heat | 5/31/1998
COLUMBAN FATHERS | 1500 CALHOUN | ST COLUMBANS | NE | 68056 | SARPY | NE16282 | Inactive |  | 1962 | WEIL MCLAIN |  | ST MARY'S BLDG | STHT - Steam-Heat | 5/31/2003
COLUMBAN FATHERS | 1500 CALHOUN | ST COLUMBANS | NE | 68056 | SARPY | NE16283 | Inactive |  | 1962 | RITE ENGINEERING | WT - Water Tube Boiler |  | HWSD - Hot Water Dom/Potable | 5/31/1998
COLUMBAN FATHERS | 1500 CALHOUN | ST COLUMBANS | NE | 68056 | SARPY | NE16284 | Inactive |  | 1962 | FITZGIBBONS | FT - Firetube Boiler |  | STHT - Steam-Heat | 5/31/1994
City of Bellevue Office | 1500 Wall St | Bellevue | NE | 68005-3675 | Sarpy | NE29031 | Active | 88086 | 2020 | Aerco | FTVT - Firetube Vertical TB | Upstairs Boiler Room | HWHT - Hot Water Heat | 11/30/2026
H & H Shine Shop | 15005 Crest Rd | Papillion | NE | 68138-4498 | Sarpy | NE42073 | Active | 277836 | 2022 | PVI Industries | CHWH - ASME/Fired Water Heater | Mechanical Room | HWSP - Hot Water Non Potable Supply | 12/31/2026
H & H Shine Shop | 15005 Crest Rd | Papillion | NE | 68138-4498 | Sarpy | NE42074 | Active | 541895 | 2021 | Laars | WTSS - Watertube SS Steel | Wash Bay Mech. Room | HWHF - Hot Water Heat-Floor | 12/31/2026
Bellevue West High School | 1501 Thurston Ave | Bellevue | NE | 68123-2498 | Sarpy | NE00711 | Scrapped/Junked | 33753 | 2000 | Aerco International | FTVT - Firetube Vertical TB | WEST MECH ROOM | HWHT - Hot Water Heat | 7/31/2023
Bellevue West High School | 1501 Thurston Ave | Bellevue | NE | 68123-2498 | Sarpy | NE00712 | Scrapped/Junked | 54730 | 2000 | Aerco International | FTVT - Firetube Vertical TB | WEST MECH ROOM | HWHT - Hot Water Heat | 7/31/2022
Bellevue West High School | 1501 Thurston Ave | Bellevue | NE | 68123-2498 | Sarpy | NE01407 | Active | 33761 | 2000 | Aerco International | FTCH - Firetube Coil Htxchn | EAST MECH ROOM | HWHT - Hot Water Heat | 7/31/2026
Bellevue West High School | 1501 Thurston Ave | Bellevue | NE | 68123-2498 | Sarpy | NE01408 | Active | 33754 | 2000 | Aerco International | FTCH - Firetube Coil Htxchn | EAST MECH ROOM | HWHT - Hot Water Heat | 7/31/2026
Bellevue West High School | 1501 Thurston Ave | Bellevue | NE | 68123-2498 | Sarpy | NE06533 | Active | 96144 | 2005 | AOSM | CHWH - ASME/Fired Water Heater | BOYS LOCKER ROOM | HWSD - Hot Water Dom/Potable | 7/31/2026
Bellevue West High School | 1501 Thurston Ave | Bellevue | NE | 68123-2498 | Sarpy | NE06534 | Active | 95822 | 2005 | AOSM | CHWH - ASME/Fired Water Heater | BOYS LOCKER ROOM | HWSD - Hot Water Dom/Potable | 7/31/2026
Bellevue West High School | 1501 Thurston Ave | Bellevue | NE | 68123-2498 | Sarpy | NE09900 | Scrapped/Junked | 7812 | 2003 | Rbi | VCPF - Vert Cpr Fin Blr | POOL BOILER RM | IPHT - Indoor Pool Heater | 7/31/2008
Bellevue West High School | 1501 Thurston Ave | Bellevue | NE | 68123-2498 | Sarpy | NE10558 | Scrapped/Junked | 37368 | 2002 | Aerco International | FTCH - Firetube Coil Htxchn | T-Dome | HWSD - Hot Water Dom/Potable | 7/31/2025
Bellevue West High School | 1501 Thurston Ave | Bellevue | NE | 68123-2498 | Sarpy | NE13133 | Scrapped/Junked | 283143 | 2008 | Raypak | WT - Water Tube Boiler | POOL ROOM | IPHT - Indoor Pool Heater | 7/31/2022
Bellevue West High School | 1501 Thurston Ave | Bellevue | NE | 68123-2498 | Sarpy | NE18906 | Inactive | 46502 | 1976 | AOSM | CHWH - ASME/Fired Water Heater | BOYS LOCKER ROOM | HWSD - Hot Water Dom/Potable | 7/31/2010
Bellevue West High School | 1501 Thurston Ave | Bellevue | NE | 68123-2498 | Sarpy | NE18907 | Scrapped/Junked | 47375 | 1976 | AO SMITH | CHWH - ASME/Fired Water Heater | BOYS LOCKER ROOM | HWSD - Hot Water Dom/Potable | 7/31/2006
Bellevue West High School | 1501 Thurston Ave | Bellevue | NE | 68123-2498 | Sarpy | NE18908 | Scrapped/Junked | 47347 | 1976 | AOSM | CHWH - ASME/Fired Water Heater | BOYS LOCKER ROOM | HWSD - Hot Water Dom/Potable | 7/31/2009
Bellevue West High School | 1501 Thurston Ave | Bellevue | NE | 68123-2498 | Sarpy | NE18909 | Inactive | 47348 | 1976 | AO SMITH | CHWH - ASME/Fired Water Heater | BOYS LOCKER ROOM | HWSD - Hot Water Dom/Potable | 7/31/2010
Bellevue West High School | 1501 Thurston Ave | Bellevue | NE | 68123-2498 | Sarpy | NE18910 | Scrapped/Junked | 47351 | 1976 | A. O. Smith | CHWH - ASME/Fired Water Heater | BOYS LOCKER ROOM | HWSD - Hot Water Dom/Potable | 7/31/2002
Bellevue West High School | 1501 Thurston Ave | Bellevue | NE | 68123-2498 | Sarpy | NE18911 | Active | 9760 | 1990 | AOSM | CHWH - ASME/Fired Water Heater | N GYM STG | HWSD - Hot Water Dom/Potable | 7/31/2026
Bellevue West High School | 1501 Thurston Ave | Bellevue | NE | 68123-2498 | Sarpy | NE18912 | Active | 9756 | 1990 | AOSM | CHWH - ASME/Fired Water Heater | N GYM STG | HWSD - Hot Water Dom/Potable | 7/31/2026
Bellevue West High School | 1501 Thurston Ave | Bellevue | NE | 68123-2498 | Sarpy | NE19748 | Exempt 1999 LB-66 |  | 1976 | AO SMITH | AHWH - ANSI/Fired Water Htr |  | HWSD - Hot Water Dom/Potable | 7/31/1999
Bellevue West High School | 1501 Thurston Ave | Bellevue | NE | 68123-2498 | Sarpy | NE23851 | Scrapped/Junked | 86163 | 1998 | TELEDYNE LAARS | CPFT - Horiz Cpr Fin Boiler | BOILER ROOM | HWSD - Hot Water Dom/Potable | 7/31/2003
Bellevue West High School | 1501 Thurston Ave | Bellevue | NE | 68123-2498 | Sarpy | NE24180 | Active | 63267 | 2012 | Aerco International | FTVT - Firetube Vertical TB | MECH ROOM | HWHT - Hot Water Heat | 7/31/2026
Bellevue West High School | 1501 Thurston Ave | Bellevue | NE | 68123-2498 | Sarpy | NE24181 | Active | 63266 | 2012 | Aerco International | FTVT - Firetube Vertical TB | MECH ROOM | HWHT - Hot Water Heat | 7/31/2026
Bellevue West High School | 1501 Thurston Ave | Bellevue | NE | 68123-2498 | Sarpy | NE32333 | Inactive | 7102 | 1979 | TELEDYNE LAARS | WT - Water Tube Boiler | WEST SENIOR HI | HWSD - Hot Water Dom/Potable | 7/31/1999
Bellevue West High School | 1501 Thurston Ave | Bellevue | NE | 68123-2498 | Sarpy | NE41466 | Active | 379551 | 2021 | Lochinvar | CPPH - Ansi Cpr Fin Pool Heater | POOL ROOM | IPHT - Indoor Pool Heater | 7/31/2025
Bellevue West High School | 1501 Thurston Ave | Bellevue | NE | 68123-2498 | Sarpy | NE42265 | Active | 95636 | 2023 | Aerco International | FTVT - Firetube Vertical TB | MECH ROOM | HWHT - Hot Water Heat | 7/31/2026
Bellevue West High School | 1501 Thurston Ave | Bellevue | NE | 68123-2498 | Sarpy | NE42266 | Active | 95637 | 2023 | Aerco International | FTVT - Firetube Vertical TB | MECH ROOM | HWHT - Hot Water Heat | 7/31/2026
Flying J Travel Plaza | 15010 S HWY 31 | Gretna | NE | 68028-6311 | Sarpy | NE06406 | Scrapped/Junked | 65108 | 2005 | Ajax | COBL - Coil Type Boiler | BOILER ROOM | HWSD - Hot Water Dom/Potable | 7/31/2014
Flying J Travel Plaza | 15010 S HWY 31 | Gretna | NE | 68028-6311 | Sarpy | NE25164 | Scrapped/Junked | 256797 | 2013 | Lochinvar | WTSS - Watertube SS Steel | Boiler Room | HWSD - Hot Water Dom/Potable | 7/31/2018
FLYING J TRAVEL PLAZA | 15010 S HWY 31 | OMAHA | NE | 68028-6311 | SARPY | NE21402 | Scrapped/Junked | 39830 | 2000 | ACE BUEHLER | COBL - Coil Type Boiler | BOILER ROOM | HWSD - Hot Water Dom/Potable | 7/31/2004
Vacant Bldg | 1502 Cornhusker Hwy | Bellevue | NE | 68123 | Sarpy | NE18724 | Scrapped/Junked | 136700 | 1995 | Teledyne Laars | CPFT - Horiz Cpr Fin Boiler | CAR WASH BLDG | HWSP - Hot Water Non Potable Supply | 2/28/2014
Vacant Bldg | 1502 Cornhusker Hwy | Bellevue | NE | 68123 | Sarpy | NE18725 | Inactive | 50627 | 1995 | Teledyne Laars | CPFT - Horiz Cpr Fin Boiler | CAR WASH BLDG | HWSP - Hot Water Non Potable Supply | 2/28/2011
IHOP Restaurant | 1503 Cornhusker Rd | Bellevue | NE | 68123-4419 | Sarpy | NE01534 | Scrapped/Junked | 86021 | 2000 | RHEEM | CHWH - ASME/Fired Water Heater | SOUTH BOILER ROOM | HWSD - Hot Water Dom/Potable | 1/31/2012
Hillcrest Shadow Lake | 1507 E Gold Coast Rd | Papillion | NE | 68046-4722 | Sarpy | NE28678 | Active | 102219 | 2019 | PVI Industries | CHWH - ASME/Fired Water Heater | Mechanical Room | HWSD - Hot Water Dom/Potable | 1/31/2026
Hillcrest Shadow Lake | 1507 E Gold Coast Rd | Papillion | NE | 68046-4722 | Sarpy | NE28679 | Active | 101355 | 2019 | PVI Industries | CHWH - ASME/Fired Water Heater | Mechanical Room | HWSD - Hot Water Dom/Potable | 1/31/2026
Hillcrest Shadow Lake | 1507 E Gold Coast Rd | Papillion | NE | 68046-4722 | Sarpy | NE28680 | Active | 94064 | 2019 | PVI Industries | CHWH - ASME/Fired Water Heater | Mechanical Room | HWSD - Hot Water Dom/Potable | 1/31/2026
Hillcrest Shadow Lake | 1507 E Gold Coast Rd | Papillion | NE | 68046-4722 | Sarpy | NE30320 | Scrapped/Junked | 5914 | 1989 | STEEL PRODUCTS | FT - Firetube Boiler | BOILER ROOM | STHT - Steam-Heat | 6/30/2001
Hillcrest Shadow Lake | 1507 E Gold Coast Rd | Papillion | NE | 68046-4722 | Sarpy | NE30323 | Scrapped/Junked | N/A | 1977 | Weil-Mcclain | CI - Cast Iron | BOILER ROOM | HWHT - Hot Water Heat | 3/31/2020
Hillcrest Shadow Lake | 1507 E Gold Coast Rd | Papillion | NE | 68046-4722 | Sarpy | NE30670 | Exempt 1999 LB-66 |  | 1993 | RHEEM MANUFACTURING CO | AHWH - ANSI/Fired Water Htr |  | HWSD - Hot Water Dom/Potable | 6/30/2000
Hillcrest Shadow Lake | 1507 E Gold Coast Rd | Papillion | NE | 68046-4722 | Sarpy | NE30671 | Exempt 1999 LB-66 |  | 1993 | RHEEM MANUFACTURING CO | AHWH - ANSI/Fired Water Htr |  | HWSD - Hot Water Dom/Potable | 6/30/2000
Hillcrest Shadow Lake | 1507 E Gold Coast Rd | Papillion | NE | 68046-4722 | Sarpy | NE30672 | Exempt 1999 LB-66 |  | 1992 | A. O. Smith | AHWH - ANSI/Fired Water Htr |  | HWSD - Hot Water Dom/Potable | 6/30/2000
Colonial Pointe Apartment | 1507 Independence Ln Bldg 5 | Bellevue | NE | 68123-4906 | Sarpy | NE21449 | Active | 234351 | 2011 | Lochinvar | CPFH - Copper Fin Water Heater | 1501 Independence Ln | HWSD - Hot Water Dom/Potable | 9/30/2027
Bellevue Public Safety Bldg | 1510 Wall St | Bellevue | NE | 68005-3686 | Sarpy | NE24690 | Active | 64918 | 2013 | Aerco | FTVT - Firetube Vertical TB | Mech. Room | GLYC - Glycol Bldg Heat Sys | 5/31/2027
Bellevue Public Safety Bldg | 1510 Wall St | Bellevue | NE | 68005-3686 | Sarpy | NE24691 | Active | 65145 | 2013 | Aerco | FTVT - Firetube Vertical TB | Mech. Room | GLYC - Glycol Bldg Heat Sys | 5/31/2027
Golden Corral Restaurant | 1511 Gregg Rd | Bellevue | NE | 68123-4073 | Sarpy | NE00713 | Scrapped/Junked | 137816 | 1996 | TELE | CPFT - Horiz Cpr Fin Boiler | Equipment Room | HWSD - Hot Water Dom/Potable | 10/31/2011
Golden Corral Restaurant | 1511 Gregg Rd | Bellevue | NE | 68123-4073 | Sarpy | NE02369 | Exempt | 12320 | 1992 | TAYLOR-WHARTON | UTNK - Unfired Vertical Tank | KITCHEN | 0041 - CO2 Dispensing | 10/31/2006
Golden Corral Restaurant | 1511 Gregg Rd | Bellevue | NE | 68123-4073 | Sarpy | NE20575 | Scrapped/Junked | 288707 | 2011 | Laars | CPFH - Copper Fin Water Heater | Kitchen Back Room | HWSD - Hot Water Dom/Potable | 9/30/2023
The Parker | 1512 Bristol St | Papillion | NE | 68046-3441 | Sarpy | NE42676 | Active | 45272 | 2023 | PENTAIR | WT - Water Tube Boiler | Pool Shed | OPHT - Outdoor Pool Heater | 5/31/2024
Clearwell and Accessory Building | 15390 S 87th St | Papillion | NE | 68046 | Sarpy | NE43580 | Active | 434431 | 2023 | PVI/AIC | CHWH - ASME/Fired Water Heater | Mezzanine | HWDP - Hotwater Heat & Dom Supply | 8/31/2027
Casey's | 15611 Harrison St | Omaha | NE | 68136-1010 | Sarpy | NE06065 | Out of Service | 174450 | 2000 | Teledyne Laars | CPFT - Horiz Cpr Fin Boiler | MECH ROOM | HWSP - Hot Water Non Potable Supply | 2/28/2019
Rotella Bakery | 15640 Sunburst Dr | Papillion | NE | 68046 | Sarpy | NE43751 | Active | 27232 | 2025 | Hurst | FT - Firetube Boiler | Boiler Room | PROC - Process Steam | 10/24/2026
City of Omaha-Papio Creek Water Plant | 15705 Harlan Lewis Rd | Bellevue | NE | 68123-5728 | Sarpy | NE01360 | Active | 26959 | 1975 | Kewanee | FTWB - FTS Marine Wet Back | BOILER ROOM | PROC - Process Steam | 9/30/2025
City of Omaha-Papio Creek Water Plant | 15705 Harlan Lewis Rd | Bellevue | NE | 68123-5728 | Sarpy | NE01361 | Active | 26960 | 1975 | Kewanee | FTWB - FTS Marine Wet Back | BOILER ROOM | PROC - Process Steam | 9/30/2025
City of Omaha-Papio Creek Water Plant | 15705 Harlan Lewis Rd | Bellevue | NE | 68123-5728 | Sarpy | NE01362 | Inactive | 51782 | 1975 | DELTAK | WT - Water Tube Boiler | BOILER ROOM | PROC - Process Steam | 6/30/1996
City of Omaha-Papio Creek Water Plant | 15705 Harlan Lewis Rd | Bellevue | NE | 68123-5728 | Sarpy | NE01363 | Inactive | 58 | 1975 | DELTAK | WT - Water Tube Boiler | BOILER ROOM | PROC - Process Steam | 6/30/1996
City of Omaha-Papio Creek Water Plant | 15705 Harlan Lewis Rd | Bellevue | NE | 68123-5728 | Sarpy | NE01368 | Active | 33710 | 1980 | Kewanee | FTWB - FTS Marine Wet Back | BOILER ROOM | PROC - Process Steam | 9/30/2026
City of Omaha-Papio Creek Water Plant | 15705 Harlan Lewis Rd | Bellevue | NE | 68123-5728 | Sarpy | NE15383 | Scrapped/Junked | 18595 | 2009 | Lochinvar | ELBL - Electric Boiler | Lower Level Mech. Rm. | HWHT - Hot Water Heat | 9/30/2019
City of Omaha-Papio Creek Water Plant | 15705 Harlan Lewis Rd | Bellevue | NE | 68123-5728 | Sarpy | NE25682 | Active | 19993 | 2014 | Hurst | FTSM - FTS Marine Dry Back | Boiler Room | PROC - Process Steam | 9/30/2025
City of Omaha-Papio Creek Water Plant | 15705 Harlan Lewis Rd | Bellevue | NE | 68123-5728 | Sarpy | NE41085 | Active | 22590 | 2020 | Lochinvar | ELBL - Electric Boiler | Mechanical Room | HWHT - Hot Water Heat | 9/30/2026
City of Omaha-Papio Creek Water Plant | 15705 Harlan Lewis Rd | Bellevue | NE | 68123-5728 | Sarpy | NE41086 | Active | 22285 | 2019 | Lochinvar | ELBL - Electric Boiler | Mechanical Room | HWHT - Hot Water Heat | 9/30/2026
Colonial Pointe Apartment | 1607 Independence Ln Bldg 4 | Bellevue | NE | 68123-4706 | Sarpy | NE20568 | Scrapped/Junked | 232313 | 2011 | Lochinvar | CPFH - Copper Fin Water Heater | mech room | HWSD - Hot Water Dom/Potable | 9/30/2025
Tidal Wave Auto Spa | 16170 Stevens Point Cir | Gretna | NE | 68028-6978 | Sarpy | NE42155 | Active | 343997 | 2022 | Lochinvar | FTVT - Firetube Vertical TB | Mechanical Room | GLFH - Glycol Floor Heat System | 3/31/2027
Tidal Wave Auto Spa | 16170 Stevens Point Cir | Gretna | NE | 68028-6978 | Sarpy | NE42156 | Active | 343892 | 2022 | Lochinvar | FTVT - Firetube Vertical TB | Mechanical Room | GLFH - Glycol Floor Heat System | 3/31/2027
Cornerstone Christian School | 16405 Clay St | Bellevue | NE | 68123-3640 | Sarpy | NE31557 | Active | n/a | 1953 | Kewanee | FTFB - Firetube-Firebox Boiler | BOILER ROOM | HWHT - Hot Water Heat | 1/31/2027
Gorilla Wash | 16550 Harrison St | Omaha | NE | 68136 | Sarpy | NE12042 | Active | 213991 | 2003 | Raypak | CPFT - Horiz Cpr Fin Boiler | EQUIPMENT ROOM | HWHT - Hot Water Heat | 3/31/2027
MegaSaver | 16808 Audrey St | Omaha | NE | 68136-3109 | Sarpy | NE06068 | Inactive | 220407 | 2004 | Raypak | CPFT - Horiz Cpr Fin Boiler | MECH ROOM | HWHF - Hot Water Heat-Floor | 1/31/2019
Palisades Elementary School | 16820 Chutney Dr | Gretna | NE | 68028 | Sarpy | NE02582 | Active | 45676 | 2006 | Aerco International | FTVT - Firetube Vertical TB | BOILER ROOM | HWHT - Hot Water Heat | 7/31/2026
Palisades Elementary School | 16820 Chutney Dr | Gretna | NE | 68028 | Sarpy | NE02583 | Scrapped/Junked | 45677 | 2006 | Aerco International | FTVT - Firetube Vertical TB | BOILER ROOM | HWHT - Hot Water Heat | 7/31/2019
Palisades Elementary School | 16820 Chutney Dr | Gretna | NE | 68028 | Sarpy | NE02592 | Active | 120190 | 2006 | Pvi | CHWH - ASME/Fired Water Heater | BOILER ROOM | HWSD - Hot Water Dom/Potable | 7/31/2026
Palisades Elementary School | 16820 Chutney Dr | Gretna | NE | 68028 | Sarpy | NE02593 | Scrapped/Junked | 110504 | 2007 | Cleveland Range | FTVT - Firetube Vertical TB | KITCHEN | 0021 - Steam Supp Cooker/Kettle | 7/31/2012
Palisades Elementary School | 16820 Chutney Dr | Gretna | NE | 68028 | Sarpy | NE02594 | Active | 84844 | 2007 | Cleveland Range | FTVT - Firetube Vertical TB | KITCHEN | 0021 - Steam Supp Cooker/Kettle | 7/31/2026
Palisades Elementary School | 16820 Chutney Dr | Gretna | NE | 68028 | Sarpy | NE27863 | Active | 80817 | 2018 | Aerco International | FTVT - Firetube Vertical TB | BOILER ROOM | HWHT - Hot Water Heat | 7/31/2026
Vacant Building | 16869 Audrey St | Omaha | NE | 68136-3178 | Sarpy | NE27656 | Scrapped/Junked | 63168 | 2017 | Parker Ind | WT - Water Tube Boiler | MECANICAL ROOM | PROC - Process Steam | 5/31/2019
Patriot Elementary School | 1701 Hardwood Dr | Papillion | NE | 68046-4502 | Sarpy | NE13398 | Active | 17429 | 2007 | PRECISION BOILERS | ELBL - Electric Boiler | BOILER ROOM | HWHT - Hot Water Heat | 7/31/2026
Colonial Pointe Apartment | 1707 Independence Ln Bldg 3 | Bellevue | NE | 68123-4894 | Sarpy | NE16077 | Active | 222847 | 2009 | Lochinvar | CPFT - Horiz Cpr Fin Boiler | Mech Room | HWSD - Hot Water Dom/Potable | 9/30/2027
Lighthouse Care Center | 17600 Arbor St | Omaha | NE | 68130-4682 | SARPY | NE12636 | Scrapped/Junked | 125643 | 2008 | AO SMITH | CHWH - ASME/Fired Water Heater | EQUIPMENT ROOM | HWSD - Hot Water Dom/Potable | 1/31/2019
Lighthouse Care Center | 17600 Arbor St | Omaha | NE | 68130-4682 | SARPY | NE12637 | Scrapped/Junked | 125516 | 2008 | AO SMITH | CHWH - ASME/Fired Water Heater | EQUIP ROOM EC-123 | HWSD - Hot Water Dom/Potable | 1/31/2019
Lighthouse Care Center | 17600 Arbor St | Omaha | NE | 68130-4682 | SARPY | NE12638 | Scrapped/Junked | 125642 | 2008 | AO SMITH | CHWH - ASME/Fired Water Heater | EQUIP ROOM | HWSD - Hot Water Dom/Potable | 1/31/2019
City of Omaha-Civic Auditorium | 1804 Capital Ave | Omaha | NE |  | Sarpy | NE37337 | Scrapped/Junked | n/a | 1954 | NATI | FTFB - Firetube-Firebox Boiler | BOILER ROOM | STHT - Steam-Heat | 9/30/2014
City of Omaha-Civic Auditorium | 1804 Capital Ave | Omaha | NE |  | Sarpy | NE37340 | Scrapped/Junked | n/a | 1954 | NATI | FT - Firetube Boiler | BASEMENT | STHT - Steam-Heat | 9/30/2014
City of Omaha-Civic Auditorium | 1804 Capital Ave | Omaha | NE |  | Sarpy | NEW | Out of Service | 173297 | 2013 | AO SMITH | CHWH - ASME/Fired Water Heater | Basement | HWSD - Hot Water Dom/Potable | 9/30/2013
BILL RUFFNER | 1806 Lindy Ln | Bellevue | NE | 68005-4531 | SARPY | NE01146 | Inactive |  | 1916 | J.I. CASE | HOBB - Hobby/Antique Boiler | PORTABLE | 0024 - Antique Steam Tractor | 7/31/1992
Gretna East High School | 18102 Lincoln Rd | Omaha | NE | 68136 | Sarpy | NE42163 | Active | 90139 | 2021 | Aerco | FTVT - Firetube Vertical TB | Boiler Room | HWHT - Hot Water Heat | 7/31/2026
Gretna East High School | 18102 Lincoln Rd | Omaha | NE | 68136 | Sarpy | NE42164 | Active | 89807 | 2021 | Aerco | FTVT - Firetube Vertical TB | Boiler Room | HWHT - Hot Water Heat | 7/31/2026
Gretna East High School | 18102 Lincoln Rd | Omaha | NE | 68136 | Sarpy | NE42165 | Active | 89806 | 2021 | Aerco | FTVT - Firetube Vertical TB | Boiler Room | HWHT - Hot Water Heat | 7/31/2026
Gretna East High School | 18102 Lincoln Rd | Omaha | NE | 68136 | Sarpy | NE42166 | Active | 89887 | 2021 | Aerco | FTVT - Firetube Vertical TB | Boiler Room | HWHT - Hot Water Heat | 7/31/2026
Gretna East High School | 18102 Lincoln Rd | Omaha | NE | 68136 | Sarpy | NE42341 | Active | 193712 | 2020 | PVI Industries | CHWH - ASME/Fired Water Heater | Boiler Room | HWSD - Hot Water Dom/Potable | 7/31/2026
Gretna East High School | 18102 Lincoln Rd | Omaha | NE | 68136 | Sarpy | NE42342 | Active | 193721 | 2020 | PVI Industries | CHWH - ASME/Fired Water Heater | Boiler Room | HWSD - Hot Water Dom/Potable | 7/31/2026
Days Inn | 1811 Hillcrest Dr | Bellevue | NE | 68005-3662 | Sarpy | NE11328 | Inactive | 204615 | 2003 | RayPak Inc, California | CPFH - Copper Fin Water Heater | MAINT ROOM | IPHT - Indoor Pool Heater | 2/28/2005
Days Inn | 1811 Hillcrest Dr | Bellevue | NE | 68005-3662 | Sarpy | NE11335 | Scrapped/Junked | 83377 | 2004 | Unknown | CHWH - ASME/Fired Water Heater | MAINT ROOM | HWSD - Hot Water Dom/Potable | 8/31/2006
Great Adventures Water Resort | 1811 Hillcrest Dr | Bellevue | NE | 68005-3662 | Sarpy | NE09194 | Inactive | 103096 | 2006 | AOSM | CHWH - ASME/Fired Water Heater | MECHANICAL ROOM | HWSD - Hot Water Dom/Potable | 8/31/2008
Great Adventures Water Resort | 1811 Hillcrest Dr | Bellevue | NE | 68005-3662 | Sarpy | NE40684 | Scrapped/Junked | 70488 | 1995 | RHEEM MANUFACTURING CO | CHWH - ASME/Fired Water Heater | MAINT ROOM | HWSD - Hot Water Dom/Potable | 2/28/2005
Great Adventures Water Resort | 1811 Hillcrest Dr | Bellevue | NE | 68005-3662 | Sarpy | NE40685 | Inactive | 57931/32 | 1991 | RHEE | AHWH - ANSI/Fired Water Htr | MAINT ROOM | HWSD - Hot Water Dom/Potable | 8/31/2009
Great Adventures Water Resort | 1811 Hillcrest Dr | Bellevue | NE | 68005-3662 | Sarpy | NE40712 | Scrapped/Junked |  | 1991 | COMFORT ZONE | WT - Water Tube Boiler | MAINT ROOM | HWHT - Hot Water Heat | 8/31/2000
Great Adventures Water Resort | 1811 Hillcrest Dr | Bellevue | NE | 68005-3662 | Sarpy | NE40882 | Scrapped/Junked |  | 1998 | HAYWARD | CPFT - Horiz Cpr Fin Boiler | MAINT ROOM / POOL | IPHT - Indoor Pool Heater | 8/31/2003
Bellevue Ready Mixed Concrete | 1820 Hwy 370 | Bellevue | NE | 68123-1594 | Sarpy | NE14078 | Scrapped/Junked | 25239 | 1972 | Kewannee | FTWB - FTS Marine Wet Back | Boiler Room | PROC - Process Steam | 9/30/2021
Aspen Creek Middle School | 18414 Summit Dr | Gretna | NE | 68136 | Sarpy | NE27230 | Active | 75788 | 2016 | Aerco | FTVT - Firetube Vertical TB | Boiler room | HWHT - Hot Water Heat | 7/31/2026
Aspen Creek Middle School | 18414 Summit Dr | Gretna | NE | 68136 | Sarpy | NE27231 | Active | 75787 | 2016 | Aerco | FTVT - Firetube Vertical TB | Boiler room | HWHT - Hot Water Heat | 7/31/2026
Aspen Creek Middle School | 18414 Summit Dr | Gretna | NE | 68136 | Sarpy | NE27232 | Active | 71495 | 2016 | PVI Industries | CHWH - ASME/Fired Water Heater | Boiler room | HWSD - Hot Water Dom/Potable | 7/31/2026
Aspen Creek Middle School | 18414 Summit Dr | Gretna | NE | 68136 | Sarpy | NE27233 | Active | 70628 | 2016 | PVI Industries | CHWH - ASME/Fired Water Heater | Boiler room | HWSD - Hot Water Dom/Potable | 7/31/2026
Columban Fathers | 1902 Calhoun St | Bellevue | NE | 68005 | Sarpy | NE08386 | Active | 10935 | 2000 | ALES | FTFB - Firetube-Firebox Boiler | OFFICE BLDG | STHT - Steam-Heat | 5/31/2027
Columban Fathers | 1902 Calhoun St | Bellevue | NE | 68005 | Sarpy | NE16903 | Active | n/a | 1992 | Weil-Mcclain | CI - Cast Iron | RESID BLDG. | STHT - Steam-Heat | 5/31/2027
Columban Fathers | 1902 Calhoun St | Bellevue | NE | 68005 | Sarpy | NE23815 | Scrapped/Junked | 9597 | 1998 | ALES | FTVT - Firetube Vertical TB | RESIDENCE/BELLEVUE | HWHT - Hot Water Heat | 5/31/2020
Columban Fathers | 1902 Calhoun St | Bellevue | NE | 68005 | Sarpy | NE23816 | Scrapped/Junked | 9576 | 1998 | ALES | CHWH - ASME/Fired Water Heater | RESIDENCE/BELLEVUE | HWSD - Hot Water Dom/Potable | 5/31/2011
Giles Creek Middle School | 19075 Giles Rd | Gretna | NE | 68136 | Sarpy | NE43134 | Active | 96227 | 2023 | Aerco | FTNT - FT Vertical Tubeless | Mechanical Room | GLYC - Glycol Bldg Heat Sys | 7/31/2026
Giles Creek Middle School | 19075 Giles Rd | Gretna | NE | 68136 | Sarpy | NE43135 | Active | 96224 | 2023 | Aerco | FTNT - FT Vertical Tubeless | Mechanical Room | GLYC - Glycol Bldg Heat Sys | 7/31/2026
Giles Creek Middle School | 19075 Giles Rd | Gretna | NE | 68136 | Sarpy | NE43136 | Active | 96609 | 2023 | Aerco | FTNT - FT Vertical Tubeless | Mechanical Room | GLYC - Glycol Bldg Heat Sys | 7/31/2026
Giles Creek Middle School | 19075 Giles Rd | Gretna | NE | 68136 | Sarpy | NE43137 | Active | 441704 | 2023 | PVI Industries | WTHW - Watertube Wtr Heater | Mechanical Room | HWHT - Hot Water Heat | 7/31/2026
Giles Creek Middle School | 19075 Giles Rd | Gretna | NE | 68136 | Sarpy | NE43138 | Active | 257923 | 2021 | PVI Industries | WTHW - Watertube Wtr Heater | Mechanical Room | HWHT - Hot Water Heat | 7/31/2026
Whitetail Elementary | 19110 Greenleaf St | Gretna | NE | 68136-1209 | Sarpy | NE22267 | Active | 133834 | 2012 | PVI Industries | FTVT - Firetube Vertical TB | Mech. Room | HWSD - Hot Water Dom/Potable | 7/31/2026
Whitetail Elementary | 19110 Greenleaf St | Gretna | NE | 68136-1209 | Sarpy | NE22268 | Active | 58966 | 2011 | Aerco | FTVT - Firetube Vertical TB | Mech. Room | HWHT - Hot Water Heat | 7/31/2026
Whitetail Elementary | 19110 Greenleaf St | Gretna | NE | 68136-1209 | Sarpy | NE22269 | Active | 58388 | 2011 | Aerco | FTVT - Firetube Vertical TB | Mech. Room | HWHT - Hot Water Heat | 7/31/2026
Whitetail Elementary | 19110 Greenleaf St | Gretna | NE | 68136-1209 | Sarpy | NE22270 | Active | 103148 | 2011 | Cleveland | COOK - Fired Cooker | Kitchen | COOK - Cooker/Kettle | 7/31/2026
Harvest Hills Elementary | 19125 Fir St | Gretna | NE | 68028-3593 | Sarpy | NE41056 | Active | 88148 | 2020 | Aerco | FTVT - Firetube Vertical TB | Mechanical Room | HWHT - Hot Water Heat | 7/31/2026
Harvest Hills Elementary | 19125 Fir St | Gretna | NE | 68028-3593 | Sarpy | NE41057 | Active | 88195 | 2020 | Aerco | FTVT - Firetube Vertical TB | Mechanical Room | HWHT - Hot Water Heat | 7/31/2026
Harvest Hills Elementary | 19125 Fir St | Gretna | NE | 68028-3593 | Sarpy | NE41058 | Active | 149817 | 2020 | PVI Industries | CHWH - ASME/Fired Water Heater | Mechanical Room | HWSD - Hot Water Dom/Potable | 7/31/2026
Reeder Elementary School | 19202 Chandler St | Gretna | NE | 68028-4256 | Sarpy | NE06194 | Active | 224578 | 2004 | Raypak | CPFH - Copper Fin Water Heater | MECH ROOM | HWSD - Hot Water Dom/Potable | 8/31/2026
Reeder Elementary School | 19202 Chandler St | Gretna | NE | 68028-4256 | Sarpy | NE06195 | Active | 92825 | 2004 | A O Smith | CHWH - ASME/Fired Water Heater | MECH ROOM | HWSD - Hot Water Dom/Potable | 8/31/2026
Reeder Elementary School | 19202 Chandler St | Gretna | NE | 68028-4256 | Sarpy | NE06196 | Active | 17377 | 2004 | Vulcan | COOK - Fired Cooker | KITCHEN | COOK - Cooker/Kettle | 8/31/2026
McDonald's | 19413 Oakmont Dr | Gretna | NE | 68028-7040 | Sarpy | NE43133 | Active | 284012 | 2021 | Lochinvar | FTSS - Firetube Stainless Steel | Storage Shed | GLFH - Glycol Floor Heat System | 1/31/2027
Bellbrook Community Bldg | 19653 Chandler St | Gretna | NE | 68028-4257 | Sarpy | NE06693 | Active | 239717 | 2005 | Raypak | CPFH - Copper Fin Water Heater | CLUB HOUSE | OPHT - Outdoor Pool Heater | 6/30/2025
St Columbkille School | 200 E 6th St | Papillion | NE | 68046-2250 | Sarpy | NE15277 | Inactive |  | 1980 | WEIL MCLAIN |  | RECTORY | STHT - Steam-Heat | 3/31/2001
St Columbkille School | 200 E 6th St | Papillion | NE | 68046-2250 | Sarpy | NE23806 | Active | 9328 | 1997 | Les Inc/Aldrich Co | FTVT - Firetube Vertical TB | BOILER ROOM | HWHT - Hot Water Heat | 3/31/2027
St Columbkille School | 200 E 6th St | Papillion | NE | 68046-2250 | Sarpy | NE23807 | Active | 9327 | 1997 | Les Inc/Aldrich Co | FTVT - Firetube Vertical TB | BOILER ROOM | HWHT - Hot Water Heat | 3/31/2027
St Columbkille School | 200 E 6th St | Papillion | NE | 68046-2250 | Sarpy | NE23808 | Active | 9329 | 1997 | Les Inc/Aldrich Co | FTVT - Firetube Vertical TB | BOILER ROOM | HWHT - Hot Water Heat | 3/31/2027
St Columbkille School | 200 E 6th St | Papillion | NE | 68046-2250 | Sarpy | NE32106 | Inactive |  | 1956 | US RADIATOR |  | BOILER ROOM | STHT - Steam-Heat | 3/31/1998
St Columbkille School | 200 E 6th St | Papillion | NE | 68046-2250 | Sarpy | NE37512 | Scrapped/Junked | n/a | 1960 | American Standard | CI - Cast Iron | BOILER ROOM | HWHT - Hot Water Heat | 3/31/2019
Titan Springs Apartments | 2003 Longview St | Papillion | NE | 68133-2500 | Sarpy | NE27655 | Inactive | 447114 | 2017 | Raypak | CPPH - Ansi Cpr Fin Pool Heater | Pool Mech. Room | OPHT - Outdoor Pool Heater | 5/31/2018
Ruby Tuesday #7234 | 2008 Cornhusker Rd | Bellevue | NE | 68123-4422 | Sarpy | NE05967 | Exempt | 143072 | 2002 | MVE/CHART IND | UTNK - Unfired Vertical Tank | KITCHEN | 0041 - CO2 Dispensing | 1/31/2007
Ruby Tuesday #7234 | 2008 Cornhusker Rd | Bellevue | NE | 68123-4422 | Sarpy | NE10387 | Scrapped/Junked | 72788 | 2002 | AOSM | CHWH - ASME/Fired Water Heater | Mechanical Room | HWSD - Hot Water Dom/Potable | 10/31/2019
Tidal Wave Car Wash | 2008 Cornhusker Rd | Bellevue | NE | 68123-4422 | Sarpy | NE41065 | Active | 14412 | 2020 | Riello | WT - Water Tube Boiler | Mechanical Room | GLFH - Glycol Floor Heat System | 8/31/2026
Tidal Wave Car Wash | 2008 Cornhusker Rd | Bellevue | NE | 68123-4422 | Sarpy | NE41066 | Active | 14438 | 2020 | Riello | WT - Water Tube Boiler | Mechanical Room | GLFH - Glycol Floor Heat System | 8/31/2026
FNBO - 702110H | 2008 Pratt Ave | Bellevue | NE | 68123-5095 | Sarpy | NE25644 | Scrapped/Junked | 130483 | 1996 | RAYP | CPFT - Horiz Cpr Fin Boiler | BASEMENT | HWHT - Hot Water Heat | 2/28/2016
FNBO - 702110H | 2008 Pratt Ave | Bellevue | NE | 68123-5095 | Sarpy | NE26261 | Active | 405908 | 2015 | Raypak | CPFT - Horiz Cpr Fin Boiler | Basement Mech. Room | HWHT - Hot Water Heat | 3/31/2027
Gretna Public Works | 20090 Husker Dr | Gretna | NE | 68028 | Sarpy | NE28133 | Active | 423009 | 2018 | Laars | WTSS - Watertube SS Steel | Mezzanine | HWHT - Hot Water Heat | 2/28/2027
Famous Dave's | 2015 Pratt Ave | Bellevue | NE | 68123-6052 | Sarpy | NE10391 | Scrapped/Junked | 10196880 | 2001 | Lochinvar | CPFH - Copper Fin Water Heater | MECH RM | HWSD - Hot Water Dom/Potable | 1/31/2012
bldg torn down | 2016 Cornhusker Rd | Bellevue | NE | 68123-4422 | Sarpy | NE05968 | Exempt | 142805 | 2002 | MVE/CHART IND | UTNK - Unfired Vertical Tank | MECH ROOM | 0041 - CO2 Dispensing | 1/31/2007
bldg torn down | 2016 Cornhusker Rd | Bellevue | NE | 68123-4422 | Sarpy | NE10386 | Scrapped/Junked | 72208 | 2002 | AOSM | CHWH - ASME/Fired Water Heater | MECH RM | HWSD - Hot Water Dom/Potable | 1/31/2013
Concrete Supply | 20382 Patton St | Gretna | NE | 68028-8052 | Sarpy | NE21431 | Inactive | 3471 | 2011 | SIOUX | COBL - Coil Type Boiler | Mech. Room | HWSP - Hot Water Non Potable Supply | 1/31/2020
Concrete Supply | 20382 Patton St | Gretna | NE | 68028-8052 | Sarpy | NE21432 | Inactive | 3467 | 2011 | SIOUX | COBL - Coil Type Boiler | Mech. Room | HWSP - Hot Water Non Potable Supply | 1/31/2020
Concrete Supply | 20382 Patton St | Gretna | NE | 68028-8052 | Sarpy | NE21433 | Inactive | 3468 | 2011 | SIOUX | COBL - Coil Type Boiler | Mech. Room | HWSP - Hot Water Non Potable Supply | 1/31/2020
Jeff's Wash & Glo Car Wash | 209 Galvin Rd N | Bellevue | NE | 68005-4852 | Sarpy | NE02501 | Inactive |  | 2003 | PALOMA | COBL - Coil Type Boiler | MECH ROOM | HWHF - Hot Water Heat-Floor | 1/1/1900
Jeff's Wash & Glo Car Wash | 209 Galvin Rd N | Bellevue | NE | 68005-4852 | Sarpy | NE05978 | Out of Service | 1370 | 2004 | NTI | COBL - Coil Type Boiler | MECH ROOM | HWHT - Hot Water Heat | 10/31/2009
Jeff's Wash & Glo Car Wash | 209 Galvin Rd N | Bellevue | NE | 68005-4852 | Sarpy | NE05979 | Out of Service | 1379 | 2004 | NTI | COBL - Coil Type Boiler | MECH ROOM | HWHT - Hot Water Heat | 10/31/2009
Jeff's Wash & Glo Car Wash | 209 Galvin Rd N | Bellevue | NE | 68005-4852 | Sarpy | NE09538 | Scrapped/Junked |  | 1986 | PALOMA | COWH - Coil Type Water Heater | MECHANICAL ROOM | HWHT - Hot Water Heat | 10/31/2004
Avery Elementary School | 2107 Avery Rd E | Bellevue | NE | 68005-4617 | Sarpy | NE16872 | Scrapped/Junked | 7152 | 1992 | ALES | FTVT - Firetube Vertical TB | BOILER ROOM | HWHT - Hot Water Heat | 7/31/2018
Avery Elementary School | 2107 Avery Rd E | Bellevue | NE | 68005-4617 | Sarpy | NE16873 | Scrapped/Junked | 7153 | 1992 | ALES | FTVT - Firetube Vertical TB | BOILER ROOM | HWHT - Hot Water Heat | 7/31/2018
Avery Elementary School | 2107 Avery Rd E | Bellevue | NE | 68005-4617 | Sarpy | NE27854 | Active | 80296 | 2018 | Aerco | FTVT - Firetube Vertical TB | MECH ROOM | HWHT - Hot Water Heat | 8/31/2026
Avery Elementary School | 2107 Avery Rd E | Bellevue | NE | 68005-4617 | Sarpy | NE27855 | Active | 80550 | 2018 | Aerco | FTVT - Firetube Vertical TB | MECH ROOM | HWHT - Hot Water Heat | 8/31/2026
Church Of Christ Church | 2111 Kimberly St | Bellevue | NE | 68005-3529 | Sarpy | NE37591 | Inactive | n/a | 1965 | Peerless | CI - Cast Iron | BOILER ROOM | HWHT - Hot Water Heat | 3/31/2017
CARRIAGE CLEANERS | 2112 Franklin St | Bellevue | NE | 68005-5058 | SARPY | NE03320 | Inactive | 14148 | 1981 | BRYAN STEAM LLC | WT - Water Tube Boiler | BOILER ROOM | PROC - Process Steam | 7/31/1995
CARRIAGE CLEANERS | 2112 Franklin St | Bellevue | NE | 68005-5058 | SARPY | NE13512 | Inactive | 41394 | 1982 | FULTON BOILERWORKS | FT - Firetube Boiler | BOILER ROOM | PROC - Process Steam | 7/31/1994
CARRIAGE CLEANERS | 2112 Franklin St | Bellevue | NE | 68005-5058 | SARPY | NE15615 | Inactive | 554 | 1960 | SUPERIOR BOILERWORKS | FT - Firetube Boiler | PRODUCT AREA | PROC - Process Steam | 7/31/1995
Schramm Education Center | 21502 W Highway 31 | Gretna | NE | 68028-7264 | Sarpy | NE27915 | Active | 271654 | 2017 | AIC Tuchom | FTVT - Firetube Vertical TB | Boiler Room | HWHT - Hot Water Heat | 12/31/2025
Schramm Education Center | 21502 W Highway 31 | Gretna | NE | 68028-7264 | Sarpy | NE27916 | Active | 271653 | 2017 | AIC Tuchom | FTVT - Firetube Vertical TB | Boiler Room | HWHT - Hot Water Heat | 12/31/2025
Mulhall's Greenhouse | 21888 Fairview Rd | Gretna | NE | 68028-6375 | Sarpy | NE14157 | Active | 19998 | 2007 | RBI, DIV OF MESTEK CANADA | CPFH - Copper Fin Water Heater | SW CORNER | HWHT - Hot Water Heat | 3/31/2027
Mission Middle School | 2202 Washington St | Bellevue | NE | 68005-5257 | Sarpy | NE01423 | Scrapped/Junked | 8037 | 2000 | HURS | FTWB - FTS Marine Wet Back | BOILER ROOM | HWHT - Hot Water Heat | 7/31/2009
Mission Middle School | 2202 Washington St | Bellevue | NE | 68005-5257 | Sarpy | NE15264 | Scrapped/Junked | 41927 | 1989 | KEWANEE | FT - Firetube Boiler |  | HWHT - Hot Water Heat | 7/31/2000
Mission Middle School | 2202 Washington St | Bellevue | NE | 68005-5257 | Sarpy | NE15381 | Active | 53252 | 2009 | Aerco | FTVT - Firetube Vertical TB | Lower New Addition | GLYC - Glycol Bldg Heat Sys | 7/31/2026
Mission Middle School | 2202 Washington St | Bellevue | NE | 68005-5257 | Sarpy | NE15382 | Active | 53253 | 2009 | Aerco | FTVT - Firetube Vertical TB | Mech. Rm. | GLYC - Glycol Bldg Heat Sys | 7/31/2025
Mission Middle School | 2202 Washington St | Bellevue | NE | 68005-5257 | Sarpy | NE19739 | Exempt 1999 LB-66 |  | 1979 | AO SMITH | AHWH - ANSI/Fired Water Htr |  | HWSD - Hot Water Dom/Potable | 7/31/1999
Mission Middle School | 2202 Washington St | Bellevue | NE | 68005-5257 | Sarpy | NE19740 | Exempt 1999 LB-66 |  | 1981 | RUUD | AHWH - ANSI/Fired Water Htr |  | HWSD - Hot Water Dom/Potable | 9/30/1999
Mission Middle School | 2202 Washington St | Bellevue | NE | 68005-5257 | Sarpy | NE24377 | Scrapped/Junked |  | 1999 | BURN | CI - Cast Iron | BOILER ROOM | STHT - Steam-Heat | 7/31/2009
Mission Middle School | 2202 Washington St | Bellevue | NE | 68005-5257 | Sarpy | NE24378 | Scrapped/Junked |  | 1999 | BURN | CI - Cast Iron | BOILER ROOM | STHT - Steam-Heat | 7/31/2009
Mission Middle School | 2202 Washington St | Bellevue | NE | 68005-5257 | Sarpy | NE32064 | Scrapped/Junked |  | 1936 | KEWANEE | FTLO - Firetube Locomotive Type |  | STHT - Steam-Heat | 7/31/1999
Mission Middle School | 2202 Washington St | Bellevue | NE | 68005-5257 | Sarpy | NE32065 | Scrapped/Junked |  | 1948 | KEWANEE | FTLO - Firetube Locomotive Type | MISSION JR HI | STHT - Steam-Heat | 7/31/1999
ONE HOUR MARTINIZING | 2209 Capehart Rd | Bellevue | NE | 68123-2026 | SARPY | NE03321 | Scrapped/Junked | 1150 | 1982 | WILLIAMS & DAVIS BOILERS | FT - Firetube Boiler | BOILER ROOM | PROC - Process Steam | 5/31/2001
CAR WASH | 2213 Lincoln Rd | Bellevue | NE | 68005-3907 | SARPY | NE00176 | Scrapped/Junked |  | 1972 | RAYPAK INC, CALIFORNIA | COBL - Coil Type Boiler | SOUTH BLDG | HWHF - Hot Water Heat-Floor | 3/31/2005
CAR WASH | 2213 Lincoln Rd | Bellevue | NE | 68005-3907 | SARPY | NE00177 | Scrapped/Junked |  | 1974 | RAYPAK INC, CALIFORNIA | COBL - Coil Type Boiler | NORTH BLDG | HWHF - Hot Water Heat-Floor | 11/30/2006
ONE HOUR MARTINIZING | 2301 Lincoln Rd | Bellevue | NE | 68005-3941 | SARPY | NE04063 | Inactive | 8789 | 1976 | BRYAN STEAM LLC | WT - Water Tube Boiler | BOILER ROOM | PROC - Process Steam | 6/30/2005
Pilgrim Lutheran Church-BMIC#428572 | 2311 Fairview Rd | Bellevue | NE | 68123-5318 | Sarpy | NE23841 | Scrapped/Junked | 92475 | 1997 | Pvi | FT - Firetube Boiler | Boiler Room | HWHT - Hot Water Heat | 11/30/2017
Pilgrim Lutheran Church-BMIC#428572 | 2311 Fairview Rd | Bellevue | NE | 68123-5318 | Sarpy | NE23842 | Scrapped/Junked | 92451 | 1997 | Pvi | FT - Firetube Boiler | Boiler Room | HWHT - Hot Water Heat | 11/30/2017
Pilgrim Lutheran Church-BMIC#428572 | 2311 Fairview Rd | Bellevue | NE | 68123-5318 | Sarpy | NE23843 | Exempt 1999 LB-66 |  | 1997 | AO SMITH | AHWH - ANSI/Fired Water Htr | BOILER ROOM | HWSD - Hot Water Dom/Potable | 4/30/2000
Pilgrim Lutheran Church-BMIC#428572 | 2311 Fairview Rd | Bellevue | NE | 68123-5318 | Sarpy | NE26747 | Active | 989 | 2016 | Fontecal SpA | WTSS - Watertube SS Steel | Boiler Rm | HWHT - Hot Water Heat | 2/28/2027
Pilgrim Lutheran Church-BMIC#428572 | 2311 Fairview Rd | Bellevue | NE | 68123-5318 | Sarpy | NE26748 | Active | 991 | 2016 | Fontecal SpA | WTSS - Watertube SS Steel | Boiler Rm | HWHT - Hot Water Heat | 2/28/2027
Pilgrim Lutheran Church-BMIC#428572 | 2311 Fairview Rd | Bellevue | NE | 68123-5318 | Sarpy | NE26749 | Active | 990 | 2016 | Fontecal SpA | WTSS - Watertube SS Steel | Boiler Rm | HWHT - Hot Water Heat | 2/28/2027
Big Rig Repair | 23188 Highway 6 | Gretna | NE | 68028-6348 | Sarpy | NE23890 | Scrapped/Junked | 146028 | 2002 | Lochinvar | CPFT - Horiz Cpr Fin Boiler | Boiler Room | HWHF - Hot Water Heat-Floor | 3/31/2015
Big Rig Repair | 23188 Highway 6 | Gretna | NE | 68028-6348 | Sarpy | NE24973 | Scrapped/Junked | 278068 | 2013 | Lochinvar/Gianonni | WTSS - Watertube SS Steel | Utility Room | HWHF - Hot Water Heat-Floor | 11/30/2022
Big Rig Repair | 23188 Highway 6 | Gretna | NE | 68028-6348 | Sarpy | NE42050 | Active | 461455 | 2019 | Apex | WTSS - Watertube SS Steel | Boiler Room | HWHF - Hot Water Heat-Floor | 12/31/2026
Midlands Bible Baptist | 2407 Chandler Rd E | Bellevue | NE | 68005-4103 | Sarpy | NE14551 | Active | n/a | 1968 | Fitzgibbons | FTFB - Firetube-Firebox Boiler | BASEMENT | HWHT - Hot Water Heat | 5/31/2027
Bellevue Medical Center | 2500 Bellevue Medical Center Dr | Bellevue | NE | 68123-1591 | Sarpy | NE15375 | Active | 16515 | 2008 | Superior Boiler Works | FTWB - FTS Marine Wet Back | East Garden level | STHT - Steam-Heat | 11/30/2026
Bellevue Medical Center | 2500 Bellevue Medical Center Dr | Bellevue | NE | 68123-1591 | Sarpy | NE15376 | Scrapped/Junked | 6949 | 2008 | Fintube Tech. | ECON - Boiler Economizer | East Garden Level | ECON - Boiler Economizer | 11/30/2018
Bellevue Medical Center | 2500 Bellevue Medical Center Dr | Bellevue | NE | 68123-1591 | Sarpy | NE15377 | Active | 16516 | 2008 | Superior Boiler Works | FTWB - FTS Marine Wet Back | East Garden level | STHT - Steam-Heat | 11/30/2026
Bellevue Medical Center | 2500 Bellevue Medical Center Dr | Bellevue | NE | 68123-1591 | Sarpy | NE15378 | Inactive | 6947 | 2008 | Fintube Tech. | ECON - Boiler Economizer | East Garden Level | ECON - Boiler Economizer | 11/30/2019
Bellevue Medical Center | 2500 Bellevue Medical Center Dr | Bellevue | NE | 68123-1591 | Sarpy | NE15379 | Active | 16518 | 2008 | Superior Boiler Works | FTWB - FTS Marine Wet Back | East Garden level | STHT - Steam-Heat | 11/30/2026
Bellevue Medical Center | 2500 Bellevue Medical Center Dr | Bellevue | NE | 68123-1591 | Sarpy | NE15380 | Out of Service | 6948 | 2008 | Fintube Tech. | ECON - Boiler Economizer | East Garden Level | ECON - Boiler Economizer | 11/30/2017
West Hampton Park/Bldg #29 | 2616 N 192nd Ct | Omaha | NE | 68022 | Sarpy | NE08101 | Active | 196186 | 2007 | Lochinvar | CHWH - ASME/Fired Water Heater | MECH ROOM #29 | HWDP - Hotwater Heat & Dom Supply | 6/30/2026
West Hampton Park/Bldg 27 | 2630 N 192nd Ct | Omaha | NE | 68022 | Sarpy | NE07650 | Active | 193989 | 2007 | Lochinvar | CHWH - ASME/Fired Water Heater | MECH ROOM | HWSD - Hot Water Dom/Potable | 6/30/2026
West Hampton Park/Bldg 26 | 2644 N 192nd Ct | Omaha | NE | 68022 | Sarpy | NE07649 | Active | 185340 | 2006 | Lochinvar | CHWH - ASME/Fired Water Heater | MECH ROOM | HWSD - Hot Water Dom/Potable | 6/30/2026
Lied Activity Center | 2700 Arboretum Dr | Bellevue | NE | 68005-3592 | Sarpy | NE07352 | Scrapped/Junked | 2348 | 2001 | PENT | CPFT - Horiz Cpr Fin Boiler | POOL MECH ROOM | IPHT - Indoor Pool Heater | 7/31/2009
Lied Activity Center | 2700 Arboretum Dr | Bellevue | NE | 68005-3592 | Sarpy | NE07353 | Scrapped/Junked | 74958 | 2002 | state | CHWH - ASME/Fired Water Heater | GYM EQUIP ROOM | HWSD - Hot Water Dom/Potable | 7/31/2021
Lied Activity Center | 2700 Arboretum Dr | Bellevue | NE | 68005-3592 | Sarpy | NE07354 | Scrapped/Junked | 74249 | 2002 | state | CHWH - ASME/Fired Water Heater | GYM EQUIP ROOM | HWSD - Hot Water Dom/Potable | 7/31/2021
Lied Activity Center | 2700 Arboretum Dr | Bellevue | NE | 68005-3592 | Sarpy | NE14690 | Out of Service | 53197 | 2007 | LOCHINVAR | SSCH - SS Coil Water Heater | POOL MECH ROOM | IPHT - Indoor Pool Heater | 7/31/2020
Lied Activity Center | 2700 Arboretum Dr | Bellevue | NE | 68005-3592 | Sarpy | NE26241 | Active | 288428 | 2016 | LOCHINVAR | CPFT - Horiz Cpr Fin Boiler | Outside | HWHT - Hot Water Heat | 7/31/2026
Lied Activity Center | 2700 Arboretum Dr | Bellevue | NE | 68005-3592 | Sarpy | NE28677 | Active | 115129 | 2019 | Lochinvar | FTVT - Firetube Vertical TB | Pool Mech Room | IPHT - Indoor Pool Heater | 7/31/2026
Lemay Elementary | 2726 Kennedy Blvd | Bellevue | NE | 68123-1701 | Sarpy | NE19750 | Exempt 1999 LB-66 |  | 1991 | STATE INDUSTRIES | AHWH - ANSI/Fired Water Htr |  | HWSD - Hot Water Dom/Potable | 7/31/1999
Lemay Elementary | 2726 Kennedy Blvd | Bellevue | NE | 68123-1701 | Sarpy | NE25156 | Active | 65381 | 2013 | Aerco | VTTB - Vertical Tube Bundle | boiler room | HWHT - Hot Water Heat | 7/31/2026
Lemay Elementary | 2726 Kennedy Blvd | Bellevue | NE | 68123-1701 | Sarpy | NE25157 | Active | 65382 | 2013 | Aerco | VTTB - Vertical Tube Bundle | boiler room | HWHT - Hot Water Heat | 7/31/2026
Lemay Elementary | 2726 Kennedy Blvd | Bellevue | NE | 68123-1701 | Sarpy | NE33531 | Scrapped/Junked | n/a | 1967 | Kewanee | FTFB - Firetube-Firebox Boiler | BOILER ROOM | HWHT - Hot Water Heat | 7/31/2013
Lemay Elementary | 2726 Kennedy Blvd | Bellevue | NE | 68123-1701 | Sarpy | NE33532 | Scrapped/Junked | n/a | 1967 | Kewanee | FTFB - Firetube-Firebox Boiler | BOILER ROOM | HWHT - Hot Water Heat | 7/31/2013
Mud Deodorization Plant | 27Th & Childs Rd | Bellevue | NE | 68147 | Sarpy | NE11617 | Inactive |  | 1979 | Peerless | CI - Cast Iron | Main Building | HWHT - Hot Water Heat | 10/31/2006
Peter Sarpy Elementary | 2908 Vandenberg Ave | Bellevue | NE | 68123-1604 | Sarpy | NE12098 | Inactive | 979 | 2003 | Hurst | FTFB - Firetube-Firebox Boiler | MECH ROOM | STHT - Steam-Heat | 7/31/2018
Peter Sarpy Elementary | 2908 Vandenberg Ave | Bellevue | NE | 68123-1604 | Sarpy | NE12099 | Inactive | 980 | 2003 | Hurst | FTFB - Firetube-Firebox Boiler | MECH ROOM | STHT - Steam-Heat | 7/31/2018
Peter Sarpy Elementary | 2908 Vandenberg Ave | Bellevue | NE | 68123-1604 | Sarpy | NE19755 | Exempt 1999 LB-66 |  | 1989 | AO SMITH | AHWH - ANSI/Fired Water Htr |  | HWSD - Hot Water Dom/Potable | 7/31/1999
Peter Sarpy Elementary | 2908 Vandenberg Ave | Bellevue | NE | 68123-1604 | Sarpy | NE32070 | Scrapped/Junked |  | 1960 | POWERMASTER | FT - Firetube Boiler | BOILER ROOM | STHT - Steam-Heat | 7/31/2003
Peter Sarpy Elementary | 2908 Vandenberg Ave | Bellevue | NE | 68123-1604 | Sarpy | NE32071 | Scrapped/Junked |  | 1960 | POWERMASTER | FT - Firetube Boiler | BOILER ROOM | STHT - Steam-Heat | 7/31/2003
Golden Hills Elementary | 2912 Coffey Ave | Bellevue | NE | 68123-1592 | Sarpy | NE18931 | Scrapped/Junked | 8375 | 1995 | ALES | FTVT - Firetube Vertical TB | BOILER ROOM | HWHT - Hot Water Heat | 7/31/2025
Golden Hills Elementary | 2912 Coffey Ave | Bellevue | NE | 68123-1592 | Sarpy | NE18932 | Scrapped/Junked | 8377 | 1995 | Aldrich | FTVT - Firetube Vertical TB | BOILER ROOM | HWHT - Hot Water Heat | 7/31/2025
Golden Hills Elementary | 2912 Coffey Ave | Bellevue | NE | 68123-1592 | Sarpy | NE18933 | Scrapped/Junked | 8376 | 1995 | Aldrich | FTVT - Firetube Vertical TB | BOILER ROOM | HWHT - Hot Water Heat | 7/31/2025
Golden Hills Elementary | 2912 Coffey Ave | Bellevue | NE | 68123-1592 | Sarpy | NE18934 | Scrapped/Junked | 52950 | 1995 | Lochinvar | CPFT - Horiz Cpr Fin Boiler | BOILER ROOM | HWSD - Hot Water Dom/Potable | 7/31/2013
Golden Hills Elementary | 2912 Coffey Ave | Bellevue | NE | 68123-1592 | Sarpy | NE43099 | Active | 420760 | 2024 | Lochinvar | FTVT - Firetube Vertical TB | Mechanical Room | GLYC - Glycol Bldg Heat Sys | 3/31/2027
Golden Hills Elementary | 2912 Coffey Ave | Bellevue | NE | 68123-1592 | Sarpy | NE43100 | Active | 417643 | 2024 | Lochinvar | FTVT - Firetube Vertical TB | Mechanical Room | GLYC - Glycol Bldg Heat Sys | 3/31/2027
Gretna City Pool | 300 Angus | Gretna | NE | 68028 | Sarpy | NE09829 | Inactive | 53041 | 1995 | Teledyne Laars | CPFT - Horiz Cpr Fin Boiler | PUMP HOUSE | OPHT - Outdoor Pool Heater | 6/30/2024
Two Springs Elementary | 3001 Spring Blvd | Bellevue | NE | 68123-2665 | Sarpy | NE18949 | Scrapped/Junked | 26057 | 1994 | Aerco International | FTCH - Firetube Coil Htxchn | BOILER ROOM | HWHT - Hot Water Heat | 7/31/2020
Two Springs Elementary | 3001 Spring Blvd | Bellevue | NE | 68123-2665 | Sarpy | NE18950 | Scrapped/Junked | 26016 | 1994 | Aerco International | FTCH - Firetube Coil Htxchn | BOILER ROOM | HWHT - Hot Water Heat | 7/31/2020
Apartment Building | 3008 Washington St | Bellevue | NE | 68005-5628 | Sarpy | NE06637 | Inactive | n/a | 1995 | Weil-Mcclain | CI - Cast Iron | BASEMENT | HWHT - Hot Water Heat | 4/30/2020
SOUTHGATE APARTMENTS | 3025 Kansas Dr | Bellevue | NE | 68005-4151 | SARPY | NE04446 | Exempt 1999 LB-66 |  | 1986 | AO SMITH | AHWH - ANSI/Fired Water Htr |  | HWSD - Hot Water Dom/Potable | 5/31/1994
SOUTHGATE APARTMENTS | 3025 Kansas Dr | Bellevue | NE | 68005-4151 | SARPY | NE04447 | Exempt 1999 LB-66 |  | 1974 | AO SMITH | AHWH - ANSI/Fired Water Htr |  | HWSD - Hot Water Dom/Potable | 5/31/1994
SOUTHGATE APARTMENTS | 3025 Kansas Dr | Bellevue | NE | 68005-4151 | SARPY | NE04449 | Exempt 1999 LB-66 |  | 1971 | AO SMITH | AHWH - ANSI/Fired Water Htr |  | HWSD - Hot Water Dom/Potable | 5/31/1994
Sunrise Motel | 303 Fort Crook Rd S | Bellevue | NE | 68005-2130 | Sarpy | NE40801 | Active | n/a | 1990 | AOSM | AHWH - ANSI/Fired Water Htr | LAUNDRY ROOM | HWSD - Hot Water Dom/Potable | 12/31/2026
KB's Food Shop | 304 S Washington St | Papillion | NE | 68046-2440 | Sarpy | NE08568 | Out of Service | 179888 | 2000 | Teledyne | CPFT - Horiz Cpr Fin Boiler | 1ST FLOOR/CAR WASH | HWSP - Hot Water Non Potable Supply | 2/28/2017
KB's Food Shop | 304 S Washington St | Papillion | NE | 68046-2440 | Sarpy | NE13405 | Exempt | 113229 | 2007 | RHEEM MANUFACTURING CO | CHWH - ASME/Fired Water Heater | BOILER ROOM | HWST - HW Storage Tank Unfired | 2/28/2011
KB's Food Shop | 304 S Washington St | Papillion | NE | 68046-2440 | Sarpy | NE25619 | Inactive | 130477 | 1999 | RAYP | WT - Water Tube Boiler | 1ST FLOOR/CAR WASH | HWHT - Hot Water Heat | 2/28/2009
Baymont Inn | 305 Fort Crook Rd N | Bellevue | NE | 68005-4648 | Sarpy | NE40802 | Scrapped/Junked | 52835 | 1995 | State Industries | CHWH - ASME/Fired Water Heater | POOL ROOM | HWSD - Hot Water Dom/Potable | 2/28/2021
Baymont Inn | 305 Fort Crook Rd N | Bellevue | NE | 68005-4648 | Sarpy | NE41028 | Active | 55258 | 1996 | State Industries | CHWH - ASME/Fired Water Heater | MECH ROOM | HWSD - Hot Water Dom/Potable | 3/31/2026
Big Johns Car Wash | 307 W Mission Ave | Bellevue | NE | 68005-5116 | Sarpy | NE00257 | Scrapped/Junked | 162708 | 1999 | Raypak | CPFT - Horiz Cpr Fin Boiler | EQUIP ROOM | HWSP - Hot Water Non Potable Supply | 3/31/2020
Big Johns Car Wash | 307 W Mission Ave | Bellevue | NE | 68005-5116 | Sarpy | NE00258 | Scrapped/Junked | 162665 | 1999 | Raypak | CPFT - Horiz Cpr Fin Boiler | EQUIP ROOM | HWHT - Hot Water Heat | 3/31/2021
Big Johns Car Wash | 307 W Mission Ave | Bellevue | NE | 68005-5116 | Sarpy | NE29197 | Active | 200755 | 2020 | Lochinvar | FTVT - Firetube Vertical TB | Mechanical Room | GLFH - Glycol Floor Heat System | 2/28/2027
Big Johns Car Wash | 307 W Mission Ave | Bellevue | NE | 68005-5116 | Sarpy | NE41553 | Active | 119847 | 2009 | RHEEM | CHWH - ASME/Fired Water Heater | Mechanical Room | HWSP - Hot Water Non Potable Supply | 2/28/2027
Village Inn Restaurant | 309 Fort Crook Rd N | Bellevue | NE | 68005-4648 | Sarpy | NE00769 | Scrapped/Junked | 39809 | 1991 | STATE INDUSTRIES | CHWH - ASME/Fired Water Heater | BOILER ROOM | HWSD - Hot Water Dom/Potable | 11/30/2001
Village Inn Restaurant | 309 Fort Crook Rd N | Bellevue | NE | 68005-4648 | Sarpy | NE08870 | Scrapped/Junked | 69717 | 2000 | STAT | CHWH - ASME/Fired Water Heater | BOILER ROOM | HWSD - Hot Water Dom/Potable | 9/30/2009
Immanuel Baptist Church | 312 W 20th Ave | Bellevue | NE | 68005-5019 | Sarpy | NE16890 | Scrapped/Junked | n/a | 1957 | Bryant | CI - Cast Iron | BOILER ROOM | HWHT - Hot Water Heat | 2/28/2019
Adams Park Comm Center | 3230 John Creighton Blvd | Omaha | NE |  | Sarpy | NE37327 | Scrapped/Junked | 23267 | 1975 | Pvi | AHWH - ANSI/Fired Water Htr | MEN'S LOCKER CLOSET | HWSD - Hot Water Dom/Potable | 9/30/2010
Adams Park Comm Center | 3230 John Creighton Blvd | Omaha | NE |  | Sarpy | NE37430 | Scrapped/Junked |  | 1975 | Pvi Industries | AHWH - ANSI/Fired Water Htr |  | HWSD - Hot Water Dom/Potable | 7/31/1999
St Paul's United Methodist Church- BMIC# 528655 | 324 S Jackson St | Papillion | NE | 68046-2402 | Sarpy | NE09837 | Active | 11603 | 2001 | Aldrich | FTFB - Firetube-Firebox Boiler | UPSTAIRS NEW ADD | HWHT - Hot Water Heat | 3/31/2027
Link Snacks Inc | 3302 Harlan Lewis Rd | Bellevue | NE | 68005-5660 | Sarpy | NE03295 | Out of Service | 17309 | 1968 | Cleaver Brooks | FTSM - FTS Marine Dry Back | BOILER ROOM | PROC - Process Steam | 2/28/2019
Hampton Inn | 3404 Samson Way | Bellevue | NE | 68123-4311 | Sarpy | NE13159 | Scrapped/Junked | 124877 | 2008 | AOSM | CHWH - ASME/Fired Water Heater | MECH ROOM | HWSD - Hot Water Dom/Potable | 10/31/2015
Hampton Inn | 3404 Samson Way | Bellevue | NE | 68123-4311 | Sarpy | NE13160 | Active | 125333 | 2008 | AOSM | CHWH - ASME/Fired Water Heater | MECH ROOM | HWSD - Hot Water Dom/Potable | 10/31/2026
Hampton Inn | 3404 Samson Way | Bellevue | NE | 68123-4311 | Sarpy | NE13161 | Scrapped/Junked | 280437 | 2008 | Raypak | CPPH - Ansi Cpr Fin Pool Heater | Pool Mech Room | IPHT - Indoor Pool Heater | 10/31/2021
Hampton Inn | 3404 Samson Way | Bellevue | NE | 68123-4311 | Sarpy | NE26100 | Active | 201924 | 2015 | State Industries | CHWH - ASME/Fired Water Heater | MECH ROOM | HWSD - Hot Water Dom/Potable | 10/31/2026
Hampton Inn | 3404 Samson Way | Bellevue | NE | 68123-4311 | Sarpy | NE41406 | Active | 503029 | 2017 | Raypak | CPPH - Ansi Cpr Fin Pool Heater | Pool Mech Room | IPHT - Indoor Pool Heater | 10/31/2026
Cass/Sarpy Industries | 3412 Hancock St | Bellevue | NE | 68005-5609 | Sarpy | NE11623 | Scrapped/Junked | n/a | 1978 | Peerless | CI - Cast Iron | BOILER ROOM | HWHT - Hot Water Heat | 1/31/2019
Gertrude Street Apartments | 3510 Gertrude St | Bellevue | NE | 68147-1264 | Sarpy | NE06730 | Scrapped/Junked | N/A | 1989 | Slant Fin | CPFT - Horiz Cpr Fin Boiler | LAUNDRY ROOM | HWHT - Hot Water Heat | 12/31/2015
Gertrude Street Apartments | 3510 Gertrude St | Bellevue | NE | 68147-1264 | Sarpy | NE10233 | Inactive | 17572 | 2006 | Rbi | CPFH - Copper Fin Water Heater | LAUNDRY ROOM | HWHT - Hot Water Heat | 12/31/2023
ONE JAKE'S PLACE | 3510 Gertrude St | Bellevue | NE | 68147-1264 | SARPY | NE06731 | Scrapped/Junked |  | 1989 | LOCHINVAR | CPFT - Horiz Cpr Fin Boiler | LAUNDRY ROOM | HWHT - Hot Water Heat | 12/31/2006
Thanksgiving Lutheran Church-BMIC#477216 | 3702 370 Plz | Bellevue | NE | 68123-1206 | Sarpy | NE08871 | Scrapped/Junked | 228473 | 2001 | WTRP | CPFT - Horiz Cpr Fin Boiler | NEW ADD-MECH ROOM RM133 | HWHT - Hot Water Heat | 12/31/2018
Thanksgiving Lutheran Church-BMIC#477216 | 3702 370 Plz | Bellevue | NE | 68123-1206 | Sarpy | NE08872 | Scrapped/Junked | 229294 | 2001 | WTRP | CPFT - Horiz Cpr Fin Boiler | NEW ADD-MECH ROOM RM133 | HWHT - Hot Water Heat | 12/31/2018
Thanksgiving Lutheran Church-BMIC#477216 | 3702 370 Plz | Bellevue | NE | 68123-1206 | Sarpy | NE08873 | Scrapped/Junked | 229297 | 2001 | WTRP | CPFT - Horiz Cpr Fin Boiler | NEW ADD-MECH ROOM RM133 | HWHT - Hot Water Heat | 12/31/2018
Thanksgiving Lutheran Church-BMIC#477216 | 3702 370 Plz | Bellevue | NE | 68123-1206 | Sarpy | NE27898 | Active | 208358 | 2016 | AIC Tuchom | FTVT - Firetube Vertical TB | NEW ADD-MECH ROOM RM133 | HWHT - Hot Water Heat | 11/30/2026
Thanksgiving Lutheran Church-BMIC#477216 | 3702 370 Plz | Bellevue | NE | 68123-1206 | Sarpy | NE27899 | Active | 208337 | 2016 | AIC Tuchom | FTVT - Firetube Vertical TB | NEW ADD-MECH ROOM RM133 | HWHT - Hot Water Heat | 11/30/2026
Thanksgiving Lutheran Church-BMIC#477216 | 3702 370 Plz | Bellevue | NE | 68123-1206 | Sarpy | NE27900 | Active | 211738 | 2016 | AIC Tuchom | FTVT - Firetube Vertical TB | NEW ADD-MECH ROOM RM133 | HWHT - Hot Water Heat | 11/30/2026
Gilder Elementary School | 3705 Chandler Rd W | Bellevue | NE | 68147-1123 | Sarpy | NE27263 | Active | 374090 | 2016 | Lochinvar | WTSS - Watertube SS Steel | Boiler Room | HWHT - Hot Water Heat | 12/31/2026
Gilder Elementary School | 3705 Chandler Rd W | Bellevue | NE | 68147-1123 | Sarpy | NE27264 | Active | 384603 | 2016 | Lochinvar | WTSS - Watertube SS Steel | Boiler Room | HWHT - Hot Water Heat | 12/31/2026
Gilder Elementary School | 3705 Chandler Rd W | Bellevue | NE | 68147-1123 | Sarpy | NE31164 | Scrapped/Junked | n/a | 1963 | Kewanee | FTFB - Firetube-Firebox Boiler | BOILER ROOM | STHT - Steam-Heat | 12/31/2018
Gilder Elementary School | 3705 Chandler Rd W | Bellevue | NE | 68147-1123 | Sarpy | NE31165 | Scrapped/Junked | n/a | 1963 | Kewanee | FTFB - Firetube-Firebox Boiler | BOILER ROOM | STHT - Steam-Heat | 12/31/2018
Courtyard Marriott | 3730 Raynor Pkwy | Bellevue | NE | 68123-6168 | Sarpy | NE26713 | Scrapped/Junked | 253710 | 2016 | Jandy | CPPH - Ansi Cpr Fin Pool Heater | Pool Mech Room | SPAJ - Spa/Jacuzzi Heater | 1/31/2019
Courtyard Marriott | 3730 Raynor Pkwy | Bellevue | NE | 68123-6168 | Sarpy | NE26714 | Scrapped/Junked | 253761 | 2016 | Jandy | CPPH - Ansi Cpr Fin Pool Heater | Pool Mech Room | SPAJ - Spa/Jacuzzi Heater | 1/31/2024
Courtyard Marriott | 3730 Raynor Pkwy | Bellevue | NE | 68123-6168 | Sarpy | NE26715 | Active | 213786 | 2016 | State Industries | CHWH - ASME/Fired Water Heater | Pool Mech. Room | HWSD - Hot Water Dom/Potable | 1/31/2028
Courtyard Marriott | 3730 Raynor Pkwy | Bellevue | NE | 68123-6168 | Sarpy | NE26716 | Active | 213741 | 2016 | State Industries | CHWH - ASME/Fired Water Heater | Pool Mech. Room | HWSD - Hot Water Dom/Potable | 1/31/2028
Courtyard Marriott | 3730 Raynor Pkwy | Bellevue | NE | 68123-6168 | Sarpy | NE26717 | Active | 213773 | 2016 | State Industries | CHWH - ASME/Fired Water Heater | Pool Mech. Room | HWSD - Hot Water Dom/Potable | 1/31/2028
Courtyard Marriott | 3730 Raynor Pkwy | Bellevue | NE | 68123-6168 | Sarpy | NE26718 | Active | 213760 | 2016 | State Industries | CHWH - ASME/Fired Water Heater | Pool Mech. Room | HWSD - Hot Water Dom/Potable | 1/31/2028
Courtyard Marriott | 3730 Raynor Pkwy | Bellevue | NE | 68123-6168 | Sarpy | NE27987 | Scrapped/Junked | 255781 | 2018 | Jandy | CPPH - Ansi Cpr Fin Pool Heater | Pool Mech Room | SPAJ - Spa/Jacuzzi Heater | 1/31/2024
Carriage Hill Elementary | 400 Cedardale Rd | Papillion | NE | 68046-2850 | Sarpy | NE11927 | Scrapped/Junked | 19510 | 1985 | Bryan | WT - Water Tube Boiler | BOILER ROOM | HWHT - Hot Water Heat | 7/31/2021
Carriage Hill Elementary | 400 Cedardale Rd | Papillion | NE | 68046-2850 | Sarpy | NE16950 | Scrapped/Junked | 7948 | 1994 | Aldrich | FTVT - Firetube Vertical TB | BOILER ROOM | HWHT - Hot Water Heat | 7/31/2021
Carriage Hill Elementary | 400 Cedardale Rd | Papillion | NE | 68046-2850 | Sarpy | NE16951 | Scrapped/Junked | 7941 | 1994 | Aldrich | FTVT - Firetube Vertical TB | BOILER ROOM | HWHT - Hot Water Heat | 7/31/2021
Carriage Hill Elementary | 400 Cedardale Rd | Papillion | NE | 68046-2850 | Sarpy | NE16952 | Scrapped/Junked | 7938 | 1994 | Aldrich | FTVT - Firetube Vertical TB | BOILER ROOM | HWHT - Hot Water Heat | 7/31/2021
Carriage Hill Elementary | 400 Cedardale Rd | Papillion | NE | 68046-2850 | Sarpy | NE16953 | Scrapped/Junked | 7940 | 1994 | Aldrich | FTVT - Firetube Vertical TB | BOILER ROOM | HWHT - Hot Water Heat | 7/31/2021
Carriage Hill Elementary | 400 Cedardale Rd | Papillion | NE | 68046-2850 | Sarpy | NE16954 | Scrapped/Junked | 32027 | 1994 | Lochinvar | CPFT - Horiz Cpr Fin Boiler | BOILER ROOM | HWSD - Hot Water Dom/Potable | 7/31/2012
Carriage Hill Elementary | 400 Cedardale Rd | Papillion | NE | 68046-2850 | Sarpy | NE42040 | Active | 11100 | 2020 | Riello | WT - Water Tube Boiler | Boiler Room | HWHT - Hot Water Heat | 7/31/2026
Carriage Hill Elementary | 400 Cedardale Rd | Papillion | NE | 68046-2850 | Sarpy | NE42041 | Active | 11101 | 2020 | Riello | WT - Water Tube Boiler | Boiler Room | HWHT - Hot Water Heat | 7/31/2026
Carriage Hill Elementary | 400 Cedardale Rd | Papillion | NE | 68046-2850 | Sarpy | NE42042 | Active | 11106 | 2020 | Riello | WT - Water Tube Boiler | Boiler Room | HWHT - Hot Water Heat | 7/31/2026
Carriage Hill Elementary | 400 Cedardale Rd | Papillion | NE | 68046-2850 | Sarpy | NE42043 | Active | 11431 | 2020 | Riello | WT - Water Tube Boiler | Boiler Room | HWHT - Hot Water Heat | 7/31/2026
Carriage Hill Elementary | 400 Cedardale Rd | Papillion | NE | 68046-2850 | Sarpy | NE42044 | Active | 11104 | 2020 | Riello | WT - Water Tube Boiler | Boiler Room | HWHT - Hot Water Heat | 7/31/2026
Carriage Hill Elementary | 400 Cedardale Rd | Papillion | NE | 68046-2850 | Sarpy | NE42045 | Active | 11105 | 2020 | Riello | WT - Water Tube Boiler | Boiler Room | HWHT - Hot Water Heat | 7/31/2026
College Park Apartments | 400 W 19th Ave | Bellevue | NE | 68005-3385 | Sarpy | NE01999 | Out of Service | N/A | 2005 | Peerless | CI - Cast Iron | BLDG #1 LOWER LEVEL | STHT - Steam-Heat | 10/31/2017
College Park Apartments | 400 W 19th Ave | Bellevue | NE | 68005-3385 | Sarpy | NE02000 | Inactive | N/A | 2005 | Peerless | CI - Cast Iron | BLDG# 2 LOWER LEVEL | STHT - Steam-Heat | 10/31/2018
College Park Apartments | 400 W 19th Ave | Bellevue | NE | 68005-3385 | Sarpy | NE03440 | Scrapped/Junked | 12582 | 1980 | BURNHAM COMM/INDUST | FTFB - Firetube-Firebox Boiler | BOILER ROOM | STHT - Steam-Heat | 2/28/2006
College Park Apartments | 400 W 19th Ave | Bellevue | NE | 68005-3385 | Sarpy | NE07226 | Inactive | N/A | 2005 | Peerless | CI - Cast Iron | BLDG# 3 LOWER LEVEL | STHT - Steam-Heat | 10/31/2015
College Park Apartments | 400 W 19th Ave | Bellevue | NE | 68005-3385 | Sarpy | NE40120 | Exempt 1999 LB-66 |  | 1996 | AO SMITH | AHWH - ANSI/Fired Water Htr |  | HWSD - Hot Water Dom/Potable | 5/31/2000
College Park Apartments | 400 W 19th Ave | Bellevue | NE | 68005-3385 | Sarpy | NE40121 | Exempt 1999 LB-66 |  | 1988 | AO SMITH | AHWH - ANSI/Fired Water Htr |  | HWSD - Hot Water Dom/Potable | 5/31/2000
Mud Platte River Plant | 4001 Laplatte Rd | Bellevue | NE | 68123-2931 | Sarpy | NE11575 | Scrapped/Junked | 3433 | 1966 | Kewannee | FT - Firetube Boiler | Boiler Room | STHT - Steam-Heat | 6/30/2012
Mud Platte River Plant | 4001 Laplatte Rd | Bellevue | NE | 68123-2931 | Sarpy | NE11576 | Scrapped/Junked | 3434 | 1966 | Kewannee | FT - Firetube Boiler | Boiler Room | STHT - Steam-Heat | 6/30/2012
Mud Platte River Plant | 4001 Laplatte Rd | Bellevue | NE | 68123-2931 | Sarpy | NE11875 | Scrapped/Junked | 2898 | 1989 | Chromalox | ELBL - Electric Boiler | Chem Lab | PROC - Process Steam | 6/30/2008
Mud Platte River Plant | 4001 Laplatte Rd | Bellevue | NE | 68123-2931 | Sarpy | NE12391 | Scrapped/Junked | 66382 | 2000 | Ajax | COBL - Coil Type Boiler | Basement | HWSD - Hot Water Dom/Potable | 10/31/2025
Mud Platte River Plant | 4001 Laplatte Rd | Bellevue | NE | 68123-2931 | Sarpy | NE22825 | Scrapped/Junked | 18644 | 2012 | Aldrich | FTFB - Firetube-Firebox Boiler | Boiler Room | GLYC - Glycol Bldg Heat Sys | 6/30/2015
Mud Platte River Plant | 4001 Laplatte Rd | Bellevue | NE | 68123-2931 | Sarpy | NE24646 | Scrapped/Junked | 18924 | 2013 | Aldrich | FT - Firetube Boiler | boiler room | HWHT - Hot Water Heat | 6/30/2015
Mud Platte River Plant | 4001 Laplatte Rd | Bellevue | NE | 68123-2931 | Sarpy | NE26045 | Scrapped/Junked | 19452 | 2015 | Aldrich | FTFB - Firetube-Firebox Boiler | Boiler Room | GLYC - Glycol Bldg Heat Sys | 10/31/2022
Mud Platte River Plant | 4001 Laplatte Rd | Bellevue | NE | 68123-2931 | Sarpy | NE26046 | Scrapped/Junked | 19451 | 2015 | Aldrich | FTFB - Firetube-Firebox Boiler | Boiler Room | GLYC - Glycol Bldg Heat Sys | 10/31/2022
Mud Platte River Plant | 4001 Laplatte Rd | Bellevue | NE | 68123-2931 | Sarpy | NE42001 | Active | 18864 | 2021 | Riello | WT - Water Tube Boiler | Boiler Room | GLYC - Glycol Bldg Heat Sys | 10/31/2026
Mud Platte River Plant | 4001 Laplatte Rd | Bellevue | NE | 68123-2931 | Sarpy | NE42002 | Active | 18851 | 2021 | Riello | WT - Water Tube Boiler | Boiler Room | GLYC - Glycol Bldg Heat Sys | 10/31/2026
Mud Platte River Plant | 4001 Laplatte Rd | Bellevue | NE | 68123-2931 | Sarpy | NE42003 | Active | 18873 | 2021 | Riello | WT - Water Tube Boiler | Boiler Room | GLYC - Glycol Bldg Heat Sys | 10/31/2026
Mud Platte River Plant | 4001 Laplatte Rd | Bellevue | NE | 68123-2931 | Sarpy | NE42004 | Active | 18840 | 2021 | Riello | WT - Water Tube Boiler | Boiler Room | GLYC - Glycol Bldg Heat Sys | 10/31/2026
Mud Platte River Plant | 4001 Laplatte Rd | Bellevue | NE | 68123-2931 | Sarpy | NE42005 | Active | 18850 | 2021 | Riello | WT - Water Tube Boiler | Boiler Room | GLYC - Glycol Bldg Heat Sys | 10/31/2026
Mud Platte River Plant | 4001 Laplatte Rd | Bellevue | NE | 68123-2931 | Sarpy | NE42006 | Active | 19059 | 2021 | Riello | WT - Water Tube Boiler | Boiler Room | GLYC - Glycol Bldg Heat Sys | 10/31/2026
Mud Platte River Plant | 4001 Laplatte Rd | Bellevue | NE | 68123-2931 | Sarpy | NE42007 | Active | 19058 | 2021 | Riello | WT - Water Tube Boiler | Boiler Room | GLYC - Glycol Bldg Heat Sys | 10/31/2026
Mud Platte River Plant | 4001 Laplatte Rd | Bellevue | NE | 68123-2931 | Sarpy | NE42008 | Active | 19056 | 2021 | Riello | WT - Water Tube Boiler | Boiler Room | GLYC - Glycol Bldg Heat Sys | 10/31/2026
Papillion-LaVista North High | 402 E Centennial Rd | Papillion | NE | 68046-2078 | Sarpy | NE10389 | Scrapped/Junked | 129031 | 2002 | WATER PIK TECH | CPFT - Horiz Cpr Fin Boiler | POOL ROOM | IPHT - Indoor Pool Heater | 7/31/2023
Papillion-LaVista North High | 402 E Centennial Rd | Papillion | NE | 68046-2078 | Sarpy | NE11963 | Scrapped/Junked | 2377 | 1982 | ALDRICH | FT - Firetube Boiler | BOILER ROOM | HWHT - Hot Water Heat | 7/31/2008
Papillion-LaVista North High | 402 E Centennial Rd | Papillion | NE | 68046-2078 | Sarpy | NE11964 | Scrapped/Junked | 2383 | 1982 | ALDRICH | FTVT - Firetube Vertical TB | BOILER ROOM | HWHT - Hot Water Heat | 7/31/2008
Papillion-LaVista North High | 402 E Centennial Rd | Papillion | NE | 68046-2078 | Sarpy | NE11965 | Scrapped/Junked | 2380 | 1982 | ALDRICH | FTVT - Firetube Vertical TB | BOILER ROOM | HWHT - Hot Water Heat | 7/31/2008
Papillion-LaVista North High | 402 E Centennial Rd | Papillion | NE | 68046-2078 | Sarpy | NE11966 | Scrapped/Junked | 2381 | 1982 | ALDRICH | FTVT - Firetube Vertical TB | BOILER ROOM | HWHT - Hot Water Heat | 7/31/2008
Papillion-LaVista North High | 402 E Centennial Rd | Papillion | NE | 68046-2078 | Sarpy | NE11967 | Scrapped/Junked | 2376 | 1982 | ALDRICH | FTVT - Firetube Vertical TB | BOILER ROOM | HWHT - Hot Water Heat | 7/31/2008
Papillion-LaVista North High | 402 E Centennial Rd | Papillion | NE | 68046-2078 | Sarpy | NE11968 | Scrapped/Junked | 2382 | 1982 | ALDRICH | FTVT - Firetube Vertical TB | BOILER ROOM | HWHT - Hot Water Heat | 7/31/2008
Papillion-LaVista North High | 402 E Centennial Rd | Papillion | NE | 68046-2078 | Sarpy | NE11969 | Scrapped/Junked | 2362 | 1982 | ALDRICH | FTVT - Firetube Vertical TB | BOILER ROOM | HWHT - Hot Water Heat | 7/31/2008
Papillion-LaVista North High | 402 E Centennial Rd | Papillion | NE | 68046-2078 | Sarpy | NE11970 | Scrapped/Junked | 2378 | 1985 | ALDRICH | FTVT - Firetube Vertical TB | BOILER ROOM | HWHT - Hot Water Heat | 7/31/2008
Papillion-LaVista North High | 402 E Centennial Rd | Papillion | NE | 68046-2078 | Sarpy | NE11971 | Scrapped/Junked | 2379 | 1982 | ALDRICH | FTVT - Firetube Vertical TB | BOILER ROOM | HWHT - Hot Water Heat | 7/31/2008
Papillion-LaVista North High | 402 E Centennial Rd | Papillion | NE | 68046-2078 | Sarpy | NE11972 | Scrapped/Junked | 4475 | 1982 | ALDRICH | FTVT - Firetube Vertical TB | BOILER ROOM | HWHT - Hot Water Heat | 7/31/2008
Papillion-LaVista North High | 402 E Centennial Rd | Papillion | NE | 68046-2078 | Sarpy | NE11973 | Scrapped/Junked | 4474 | 1982 | ALDRICH | FTVT - Firetube Vertical TB | BOILER ROOM | HWHT - Hot Water Heat | 7/31/2008
Papillion-LaVista North High | 402 E Centennial Rd | Papillion | NE | 68046-2078 | Sarpy | NE11974 | Scrapped/Junked | 4476 | 1982 | ALDRICH | FTVT - Firetube Vertical TB | BOILER ROOM | HWHT - Hot Water Heat | 7/31/2008
Papillion-LaVista North High | 402 E Centennial Rd | Papillion | NE | 68046-2078 | Sarpy | NE11975 | Scrapped/Junked | 4473 | 1982 | ALDRICH | FTVT - Firetube Vertical TB | BOILER ROOM | HWHT - Hot Water Heat | 7/31/2008
Papillion-LaVista North High | 402 E Centennial Rd | Papillion | NE | 68046-2078 | Sarpy | NE11976 | Scrapped/Junked | 4212 | 1985 | RUDD | AHWH - ANSI/Fired Water Htr | BOILER ROOM | HWSD - Hot Water Dom/Potable | 7/31/1999
Papillion-LaVista North High | 402 E Centennial Rd | Papillion | NE | 68046-2078 | Sarpy | NE13399 | Scrapped/Junked | 16909 | 2008 | ALDRICH/LES | FTVT - Firetube Vertical TB | NORTH BOILER ROOM | GLYC - Glycol Bldg Heat Sys | 7/31/2020
Papillion-LaVista North High | 402 E Centennial Rd | Papillion | NE | 68046-2078 | Sarpy | NE13400 | Active | 16908 | 2008 | ALDRICH/LES | FTVT - Firetube Vertical TB | NORTH BOILER ROOM | GLYC - Glycol Bldg Heat Sys | 7/31/2026
Papillion-LaVista North High | 402 E Centennial Rd | Papillion | NE | 68046-2078 | Sarpy | NE13401 | Inactive | 16910 | 2008 | ALDRICH/LES | FTVT - Firetube Vertical TB | NORTH BOILER ROOM | GLYC - Glycol Bldg Heat Sys | 7/31/2021
Papillion-LaVista North High | 402 E Centennial Rd | Papillion | NE | 68046-2078 | Sarpy | NE13402 | Active | 16903 | 2008 | ALDRICH/LES | FTVT - Firetube Vertical TB | NORTH BOILER ROOM | GLYC - Glycol Bldg Heat Sys | 7/31/2026
Papillion-LaVista North High | 402 E Centennial Rd | Papillion | NE | 68046-2078 | Sarpy | NE16819 | Scrapped/Junked | 6734 | 1990 | Aldrich | FTVT - Firetube Vertical TB | BOILER ROOM | HWHT - Hot Water Heat | 7/31/2020
Papillion-LaVista North High | 402 E Centennial Rd | Papillion | NE | 68046-2078 | Sarpy | NE16820 | Scrapped/Junked | 6730 | 1990 | Aldrich | FTVT - Firetube Vertical TB | BOILER ROOM | HWHT - Hot Water Heat | 7/31/2020
Papillion-LaVista North High | 402 E Centennial Rd | Papillion | NE | 68046-2078 | Sarpy | NE16821 | Scrapped/Junked | 6738 | 1990 | Aldrich | FTVT - Firetube Vertical TB | BOILER ROOM | HWHT - Hot Water Heat | 7/31/2020
Papillion-LaVista North High | 402 E Centennial Rd | Papillion | NE | 68046-2078 | Sarpy | NE16995 | Scrapped/Junked | 5132 | 1976 | TELEDYNE LAARS | CPFT - Horiz Cpr Fin Boiler | BOILER ROOM | HWHT - Hot Water Heat | 7/31/2003
Papillion-LaVista North High | 402 E Centennial Rd | Papillion | NE | 68046-2078 | Sarpy | NE16996 | Scrapped/Junked | 25364 | 1994 | AO SMITH | CHWH - ASME/Fired Water Heater | POOL | HWSD - Hot Water Dom/Potable | 7/31/2000
Papillion-LaVista North High | 402 E Centennial Rd | Papillion | NE | 68046-2078 | Sarpy | NE17564 | Active | 71077 | 2008 | Market Forge | COOK - Fired Cooker | Kitchen | STMK - Cooking Steam Kettle | 7/31/2026
Papillion-LaVista North High | 402 E Centennial Rd | Papillion | NE | 68046-2078 | Sarpy | NE17565 | Active | 129570 | 2010 | PVI Industries | FTHT - Firetube Horizontal | #524 Mech. Room | HWSD - Hot Water Dom/Potable | 7/31/2026
Papillion-LaVista North High | 402 E Centennial Rd | Papillion | NE | 68046-2078 | Sarpy | NE18901 | Scrapped/Junked | 26765 | 1994 | AOSM | CHWH - ASME/Fired Water Heater | POOL | HWSD - Hot Water Dom/Potable | 7/31/2013
Papillion-LaVista North High | 402 E Centennial Rd | Papillion | NE | 68046-2078 | Sarpy | NE18902 | Inactive |  | 1975 | CRANE | AHWH - ANSI/Fired Water Htr |  | HWSD - Hot Water Dom/Potable | 7/31/1996
Papillion-LaVista North High | 402 E Centennial Rd | Papillion | NE | 68046-2078 | Sarpy | NE18903 | Out of Service | 34435 | 1990 | State Industries | CHWH - ASME/Fired Water Heater | OLD GYM | HWSD - Hot Water Dom/Potable | 7/31/2017
Papillion-LaVista North High | 402 E Centennial Rd | Papillion | NE | 68046-2078 | Sarpy | NE18940 | Scrapped/Junked | 8299 | 1995 | Aldrich | FTVT - Firetube Vertical TB | BOILER ROOM | HWHT - Hot Water Heat | 7/31/2020
Papillion-LaVista North High | 402 E Centennial Rd | Papillion | NE | 68046-2078 | Sarpy | NE18941 | Scrapped/Junked | 8302 | 1995 | Aldrich | FTVT - Firetube Vertical TB | BOILER ROOM | HWHT - Hot Water Heat | 7/31/2020
Papillion-LaVista North High | 402 E Centennial Rd | Papillion | NE | 68046-2078 | Sarpy | NE18942 | Scrapped/Junked | 8301 | 1995 | Aldrich | FTVT - Firetube Vertical TB | BOILER ROOM | HWHT - Hot Water Heat | 7/31/2020
Papillion-LaVista North High | 402 E Centennial Rd | Papillion | NE | 68046-2078 | Sarpy | NE18943 | Scrapped/Junked | 122767 | 1995 | Raypak | CPFT - Horiz Cpr Fin Boiler | BOILER ROOM | HWHT - Hot Water Heat | 7/31/2016
Papillion-LaVista North High | 402 E Centennial Rd | Papillion | NE | 68046-2078 | Sarpy | NE20069 | Scrapped/Junked | 51340 | 1996 | MKTF | FT - Firetube Boiler | BOILER ROOM | 0021 - Steam Supp Cooker/Kettle | 7/31/2009
Papillion-LaVista North High | 402 E Centennial Rd | Papillion | NE | 68046-2078 | Sarpy | NE20096 | Inactive |  | 1990 | AO SMITH | AHWH - ANSI/Fired Water Htr | BOILER ROOM | HWSD - Hot Water Dom/Potable | 7/31/1999
Papillion-LaVista North High | 402 E Centennial Rd | Papillion | NE | 68046-2078 | Sarpy | NE23085 | Scrapped/Junked | 54124 | 2000 | AO SMITH | CHWH - ASME/Fired Water Heater | BOILER ROOM | HWSD - Hot Water Dom/Potable | 7/31/2015
Papillion-LaVista North High | 402 E Centennial Rd | Papillion | NE | 68046-2078 | Sarpy | NE26001 | Active | 210457 | 2015 | State Industries | CHWH - ASME/Fired Water Heater | Pool Pump room | HWSD - Hot Water Dom/Potable | 7/31/2026
Papillion-LaVista North High | 402 E Centennial Rd | Papillion | NE | 68046-2078 | Sarpy | NE28361 | Scrapped/Junked | 97508 | 1999 | Pvi | CHWH - ASME/Fired Water Heater | RM 524 | HWSD - Hot Water Dom/Potable | 7/31/2010
Papillion-LaVista North High | 402 E Centennial Rd | Papillion | NE | 68046-2078 | Sarpy | NE41067 | Active | 10184 | 2019 | Riello | WT - Water Tube Boiler | Boiler Room | HWHT - Hot Water Heat | 7/31/2026
Papillion-LaVista North High | 402 E Centennial Rd | Papillion | NE | 68046-2078 | Sarpy | NE41068 | Active | 10190 | 2019 | Riello | WT - Water Tube Boiler | Boiler Room | HWHT - Hot Water Heat | 7/31/2026
Papillion-LaVista North High | 402 E Centennial Rd | Papillion | NE | 68046-2078 | Sarpy | NE41069 | Active | 10179 | 2019 | Riello | WT - Water Tube Boiler | Boiler Room | HWHT - Hot Water Heat | 7/31/2026
Papillion-LaVista North High | 402 E Centennial Rd | Papillion | NE | 68046-2078 | Sarpy | NE41070 | Active | 10203 | 2020 | Riello | WT - Water Tube Boiler | Boiler Room | HWHT - Hot Water Heat | 7/31/2026
Papillion-LaVista North High | 402 E Centennial Rd | Papillion | NE | 68046-2078 | Sarpy | NE41071 | Active | 10201 | 2020 | Riello | WT - Water Tube Boiler | Boiler Room | HWHT - Hot Water Heat | 7/31/2026
Papillion-LaVista North High | 402 E Centennial Rd | Papillion | NE | 68046-2078 | Sarpy | NE41072 | Active | 10199 | 2020 | Riello | WT - Water Tube Boiler | Boiler Room | HWHT - Hot Water Heat | 7/31/2026
Papillion-LaVista North High | 402 E Centennial Rd | Papillion | NE | 68046-2078 | Sarpy | NE41073 | Active | 7465 | 2020 | Riello | WT - Water Tube Boiler | Boiler Room | HWHT - Hot Water Heat | 7/31/2026
Papillion-LaVista North High | 402 E Centennial Rd | Papillion | NE | 68046-2078 | Sarpy | NE41074 | Active | 7467 | 2020 | Riello | WT - Water Tube Boiler | Boiler Room | HWHT - Hot Water Heat | 7/31/2026
Papillion-LaVista North High | 402 E Centennial Rd | Papillion | NE | 68046-2078 | Sarpy | NE41075 | Active | 7466 | 2020 | Riello | WT - Water Tube Boiler | Boiler Room | HWHT - Hot Water Heat | 7/31/2026
Papillion-LaVista North High | 402 E Centennial Rd | Papillion | NE | 68046-2078 | Sarpy | NE42335 | Active | 518861 | 2021 | Raypak | FTVT - Firetube Vertical TB | Pool Mech Room | IPHT - Indoor Pool Heater | 7/31/2026
Papillion-LaVista North High | 402 E Centennial Rd | Papillion | NE | 68046-2078 | Sarpy | NE42875 | Active | 20817 | 2021 | ALDRICH/LES | FTVT - Firetube Vertical TB | NORTH BOILER ROOM | GLYC - Glycol Bldg Heat Sys | 7/31/2026
Dialysis Clinic Inc-Dci | 4112 Twin Creek Dr | Bellevue | NE | 68123-4083 | Sarpy | NE12398 | Active | 78416 | 2003 | State Industries | CHWH - ASME/Fired Water Heater | EQUIP ROOM | HWSD - Hot Water Dom/Potable | 2/28/2027
Papillion-LaVista Schools Central Office | 420 S Washington St | Papillion | NE | 68046-2667 | Sarpy | NE20091 | Active | 8711 | 1996 | Aldrich | FTVT - Firetube Vertical TB | BOILER ROOM | HWHT - Hot Water Heat | 7/31/2026
Papillion-LaVista Schools Central Office | 420 S Washington St | Papillion | NE | 68046-2667 | Sarpy | NE20092 | Scrapped/Junked | 8709 | 1996 | Aldrich | FTVT - Firetube Vertical TB | BOILER ROOM | HWHT - Hot Water Heat | 7/31/2023
Papillion-LaVista Schools Central Office | 420 S Washington St | Papillion | NE | 68046-2667 | Sarpy | NE20093 | Active | 8708 | 1996 | Aldrich | FTVT - Firetube Vertical TB | BOILER ROOM | HWHT - Hot Water Heat | 7/31/2026
Papillion-LaVista Schools Central Office | 420 S Washington St | Papillion | NE | 68046-2667 | Sarpy | NE27470 | Active | 19979 | 2017 | Aldrich | FTVT - Firetube Vertical TB | BOILER ROOM | HWHT - Hot Water Heat | 7/31/2026
WATKINS CONCRETE | 4215 R St | Omaha | NE | 68107-3105 | SARPY | NE11982 | Inactive |  | 1960 | SUPERIOR BOILERWORKS | FTSM - FTS Marine Dry Back |  | STHT - Steam-Heat | 11/30/1997
WATKINS CONCRETE | 4215 R St | Omaha | NE | 68107-3105 | SARPY | NE11983 | Inactive | 5468 | 1938 | KEWANEE | FTSM - FTS Marine Dry Back |  | PROC - Process Steam | 11/30/1997
Papillion Middle School | 423 S Washington St | Papillion | NE | 68046-2668 | Sarpy | NE02317 | Scrapped/Junked | 85584 | 2004 | AOSM | CHWH - ASME/Fired Water Heater | MEN'S LOCKER RM | HWSD - Hot Water Dom/Potable | 7/31/2021
Papillion Middle School | 423 S Washington St | Papillion | NE | 68046-2668 | Sarpy | NE16946 | Scrapped/Junked | 7929 | 1994 | ALDR | FTVT - Firetube Vertical TB | BOILER ROOM | HWHT - Hot Water Heat | 7/31/2012
Papillion Middle School | 423 S Washington St | Papillion | NE | 68046-2668 | Sarpy | NE16947 | Out of Service | 7926 | 1994 | Aldrich | FTVT - Firetube Vertical TB | BOILER ROOM | HWHT - Hot Water Heat | 7/31/2021
Papillion Middle School | 423 S Washington St | Papillion | NE | 68046-2668 | Sarpy | NE16948 | Scrapped/Junked | 7925 | 1994 | ALDR | FTVT - Firetube Vertical TB | BOILER ROOM | HWHT - Hot Water Heat | 7/31/2011
Papillion Middle School | 423 S Washington St | Papillion | NE | 68046-2668 | Sarpy | NE16949 | Scrapped/Junked | 39102 | 1994 | Lochinvar | CPFT - Horiz Cpr Fin Boiler | BOILER ROOM | HWSD - Hot Water Dom/Potable | 7/31/2012
Papillion Middle School | 423 S Washington St | Papillion | NE | 68046-2668 | Sarpy | NE18930 | Scrapped/Junked | 48862 | 1984 | A. O. Smith | CHWH - ASME/Fired Water Heater | BOYS LOCKER ROOM | HWSD - Hot Water Dom/Potable | 7/31/2000
Papillion Middle School | 423 S Washington St | Papillion | NE | 68046-2668 | Sarpy | NE19599 | Scrapped/Junked | 18186 | 2010 | Aldrich | FTVT - Firetube Vertical TB | BOILER ROOM | HWHT - Hot Water Heat | 7/31/2021
Papillion Middle School | 423 S Washington St | Papillion | NE | 68046-2668 | Sarpy | NE22252 | Scrapped/Junked | 18533 | 2011 | Aldrich | FTVT - Firetube Vertical TB | BOILER ROOM | HWHT - Hot Water Heat | 7/30/2016
Papillion Middle School | 423 S Washington St | Papillion | NE | 68046-2668 | Sarpy | NE23086 | Scrapped/Junked | 46693 | 1998 | AO SMITH | CHWH - ASME/Fired Water Heater | BOILER ROOM | HWSD - Hot Water Dom/Potable | 7/31/2004
Papillion Middle School | 423 S Washington St | Papillion | NE | 68046-2668 | Sarpy | NE26502 | Scrapped/Junked | 19700 | 2016 | Aldrich | FTVT - Firetube Vertical TB | Boiler Room | HWHT - Hot Water Heat | 7/31/2021
Papillion Middle School | 423 S Washington St | Papillion | NE | 68046-2668 | Sarpy | NE26503 | Active | 122033 | 2016 | Cleveland | KETT - Fired Kettle | Kitchen | COOK - Cooker/Kettle | 7/31/2026
Papillion Middle School | 423 S Washington St | Papillion | NE | 68046-2668 | Sarpy | NE26504 | Active | 66246 | 2001 | Groen | COOK - Fired Cooker | Kitchen | COOK - Cooker/Kettle | 7/31/2026
Papillion Middle School | 423 S Washington St | Papillion | NE | 68046-2668 | Sarpy | NE28952 | Active | 20341 | 2019 | Aldrich | FTVT - Firetube Vertical TB | Boiler Room | GLYC - Glycol Bldg Heat Sys | 7/31/2026
Papillion Middle School | 423 S Washington St | Papillion | NE | 68046-2668 | Sarpy | NE28953 | Active | 20342 | 2019 | Aldrich | FTVT - Firetube Vertical TB | Boiler Room | GLYC - Glycol Bldg Heat Sys | 7/31/2026
Papillion Middle School | 423 S Washington St | Papillion | NE | 68046-2668 | Sarpy | NE28954 | Active | 268451 | 2020 | AOSM | CHWH - ASME/Fired Water Heater | MEN'S LOCKER RM | HWSD - Hot Water Dom/Potable | 7/31/2026
Papillion Middle School | 423 S Washington St | Papillion | NE | 68046-2668 | Sarpy | NE34845 | Inactive | 59536 | 1986 | Cleaver Brooks | WT - Water Tube Boiler | BOILER RM | HWHT - Hot Water Heat | 7/31/2016
Papillion Middle School | 423 S Washington St | Papillion | NE | 68046-2668 | Sarpy | NE41887 | Active | 20577 | 2021 | Aldrich | FTVT - Firetube Vertical TB | Boiler Room | GLYC - Glycol Bldg Heat Sys | 7/31/2026
Fairfield Inn & Suites | 465 Olson Dr | Papillion | NE | 68046 | Sarpy | NE25191 | Active | 190685 | 2014 | AO SMITH | CHWH - ASME/Fired Water Heater | mech room | HWSD - Hot Water Dom/Potable | 9/30/2026
Fairfield Inn & Suites | 465 Olson Dr | Papillion | NE | 68046 | Sarpy | NE25192 | Active | 188600 | 2014 | AO SMITH | CHWH - ASME/Fired Water Heater | mech room | HWSD - Hot Water Dom/Potable | 9/30/2026
Fairfield Inn & Suites | 465 Olson Dr | Papillion | NE | 68046 | Sarpy | NE25193 | Active | 190680 | 2014 | AO SMITH | CHWH - ASME/Fired Water Heater | mech room | HWSD - Hot Water Dom/Potable | 9/30/2026
Fairfield Inn & Suites | 465 Olson Dr | Papillion | NE | 68046 | Sarpy | NE25194 | Active | 190698 | 2014 | AO SMITH | CHWH - ASME/Fired Water Heater | mech room | HWSD - Hot Water Dom/Potable | 9/30/2026
Bryan High School | 4700 Giles Rd | Bellevue | NE | 68157-2641 | Sarpy | NE04865 | Scrapped/Junked | 42503 | 1990 | Kewanee | FTFB - Firetube-Firebox Boiler | STADIUM | STHT - Steam-Heat | 12/31/2020
Bryan High School | 4700 Giles Rd | Bellevue | NE | 68157-2641 | Sarpy | NE28782 | Active | 20430 | 2020 | Aldrich | FTHT - Firetube Horizontal | Boiler Room | STHT - Steam-Heat | 6/30/2026
Bryan High School | 4700 Giles Rd | Bellevue | NE | 68157-2641 | Sarpy | NE31215 | Active | n/a | 1970 | Kewanee | FTSM - FTS Marine Dry Back | BOILER ROOM | STHT - Steam-Heat | 12/31/2026
Bryan High School | 4700 Giles Rd | Bellevue | NE | 68157-2641 | Sarpy | NE31216 | Active | n/a | 1970 | Kewanee | FTSM - FTS Marine Dry Back | BOILER ROOM | STHT - Steam-Heat | 12/31/2026
Neighborhood Car Wash | 4705 Giles Rd | Bellevue | NE | 68157-2665 | Sarpy | NE09537 | Inactive | N/A | 1979 | Aqua-Star | AHWH - ANSI/Fired Water Htr | MECHANICAL ROOM | GLFH - Glycol Floor Heat System | 2/28/2012
TJP CARWASH | 4917 Seward St | Omaha | NE | 68104-5070 | SARPY | NE18402 | Scrapped/Junked |  | 1986 | TELEDYNE LAARS | CPFT - Horiz Cpr Fin Boiler |  | HWHT - Hot Water Heat | 2/29/2000
TJP CARWASH | 4917 Seward St | Omaha | NE | 68104-5070 | SARPY | NE21935 | Exempt 1999 LB-66 |  | 1983 | RUUD | AHWH - ANSI/Fired Water Htr |  | HWSP - Hot Water Non Potable Supply | 2/29/2000
TJP CARWASH | 4917 Seward St | Omaha | NE | 68104-5070 | SARPY | NE25626 | Inactive | 68196 | 1999 | RAYPAK INC, CALIFORNIA | WT - Water Tube Boiler | 1ST FLOOR | HWHT - Hot Water Heat | 3/9/2001
Trumble Park Elementary | 500 Valley Rd | Papillion | NE | 68046-2585 | Sarpy | NE11926 | Scrapped/Junked | 19552 | 1985 | BRYAN STEAM LLC | WT - Water Tube Boiler | BOILER ROOM | HWHT - Hot Water Heat | 7/31/2000
Trumble Park Elementary | 500 Valley Rd | Papillion | NE | 68046-2585 | Sarpy | NE23077 | Scrapped/Junked | 10886 | 2000 | Aldrich | FTVT - Firetube Vertical TB | BOILER ROOM | HWHT - Hot Water Heat | 7/31/2025
Trumble Park Elementary | 500 Valley Rd | Papillion | NE | 68046-2585 | Sarpy | NE23078 | Scrapped/Junked | 10885 | 2000 | Aldrich | FTVT - Firetube Vertical TB | BOILER ROOM | HWHT - Hot Water Heat | 7/31/2025
Trumble Park Elementary | 500 Valley Rd | Papillion | NE | 68046-2585 | Sarpy | NE23079 | Scrapped/Junked | 10888 | 2000 | Aldrich | FTVT - Firetube Vertical TB | BOILER ROOM | HWHT - Hot Water Heat | 7/31/2025
Trumble Park Elementary | 500 Valley Rd | Papillion | NE | 68046-2585 | Sarpy | NE43712 | Active | 420075 | 2024 | Lochinvar | FTVT - Firetube Vertical TB | Boiler Room | HWHT - Hot Water Heat | 9/30/2026
Maranatha Fellowship-BMIC#455879 | 508 W 24th Ave | Bellevue | NE | 68005-5100 | Sarpy | NE16802 | Active | na | 1964 | Kewanee | FTFB - Firetube-Firebox Boiler | BOILER ROOM | HWHT - Hot Water Heat | 5/31/2026
St Patrick's Catholic Church | 508 W Angus St | Gretna | NE | 68028-4422 | Sarpy | NE08394 | Active | 10810 | 2000 | ALES | FTVT - Firetube Vertical TB | BASEMENT MECH ROOM | HWHT - Hot Water Heat | 4/30/2027
St Patrick's Catholic Church | 508 W Angus St | Gretna | NE | 68028-4422 | Sarpy | NE08395 | Active | 10808 | 2000 | ALES | FTVT - Firetube Vertical TB | BASEMENT MECH ROOM | HWHT - Hot Water Heat | 4/30/2027
HOUSE OF TUDOR | 510 Galvin Rd S | Bellevue | NE | 68005-2120 | SARPY | NE13753 | Inactive | 14176 | 1966 | FULTON BOILERWORKS | FT - Firetube Boiler | BOILER ROOM | PROC - Process Steam | 3/31/1989
Central Elementary School | 510 W 22nd Ave | Bellevue | NE | 68005-5052 | Sarpy | NE06750 | Scrapped/Junked | na | 2005 | SMIT | CI - Cast Iron | BOILER ROOM | STHT - Steam-Heat | 7/31/2019
Central Elementary School | 510 W 22nd Ave | Bellevue | NE | 68005-5052 | Sarpy | NE12089 | Scrapped/Junked | 1050 | 2003 | Hurst | FTWB - FTS Marine Wet Back | BOILER ROOM | STHT - Steam-Heat | 7/31/2019
Central Elementary School | 510 W 22nd Ave | Bellevue | NE | 68005-5052 | Sarpy | NE19738 | Exempt 1999 LB-66 |  | 1983 | RUUD | AHWH - ANSI/Fired Water Htr |  | HWSD - Hot Water Dom/Potable | 7/31/1999
Central Elementary School | 510 W 22nd Ave | Bellevue | NE | 68005-5052 | Sarpy | NE32061 | Scrapped/Junked |  | 1956 | KEWANEE | FT - Firetube Boiler | BOILER ROOM | STHT - Steam-Heat | 7/31/2003
Central Elementary School | 510 W 22nd Ave | Bellevue | NE | 68005-5052 | Sarpy | NE34593 | Scrapped/Junked | 31296 | 1978 | KEWANEE | FTFB - Firetube-Firebox Boiler | BOILER ROOM | STHT - Steam-Heat | 7/31/2006
Hillcrest Grand Lodge | 6021 Grand Lodge Ave | Papillion | NE | 68133-3206 | Sarpy | NE26059 | Active | 298534 | 2014 | Laars | WTSS - Watertube SS Steel | Boiler Room | HWSD - Hot Water Dom/Potable | 11/30/2026
Hillcrest Grand Lodge | 6021 Grand Lodge Ave | Papillion | NE | 68133-3206 | Sarpy | NE26060 | Active | 298522 | 2014 | Laars | WTSS - Watertube SS Steel | Boiler Room | HWSD - Hot Water Dom/Potable | 11/30/2026
Hillcrest Grand Lodge | 6021 Grand Lodge Ave | Papillion | NE | 68133-3206 | Sarpy | NE26061 | Active | 298530 | 2014 | Laars | WTSS - Watertube SS Steel | Boiler Room | HWSD - Hot Water Dom/Potable | 11/30/2026
Hillcrest Grand Lodge | 6021 Grand Lodge Ave | Papillion | NE | 68133-3206 | Sarpy | NE26062 | Scrapped/Junked | 253148 | 2015 | Jandy | CPPH - Ansi Cpr Fin Pool Heater | Pool Mech. Room | SPAJ - Spa/Jacuzzi Heater | 11/30/2020
Hillcrest Grand Lodge | 6021 Grand Lodge Ave | Papillion | NE | 68133-3206 | Sarpy | NE26063 | Scrapped/Junked | 253152 | 2015 | Jandy | CPPH - Ansi Cpr Fin Pool Heater | Pool Mech. Room | IPHT - Indoor Pool Heater | 11/30/2022
Hillcrest Grand Lodge | 6021 Grand Lodge Ave | Papillion | NE | 68133-3206 | Sarpy | NE41473 | Active | 30222 30223 | 2021 | PENTAIR | CPPH - Ansi Cpr Fin Pool Heater | Pool Mech Room | IPHT - Indoor Pool Heater | 11/30/2026
Hillcrest Grand Lodge | 6021 Grand Lodge Ave | Papillion | NE | 68133-3206 | Sarpy | NE41474 | Inactive | 257918 | 2020 | Jandy | CPPH - Ansi Cpr Fin Pool Heater | Pool Mechanical Room | IPHT - Indoor Pool Heater | 11/30/2024
Brookestone of Papillion | 610 S Polk St | Papillion | NE | 68046-2548 | Sarpy | NE05474 | Scrapped/Junked | 25181 | 1996 | WEBEN JARCO | COBL - Coil Type Boiler | BOILER ROOM | HWSD - Hot Water Dom/Potable | 4/30/2008
Brookestone of Papillion | 610 S Polk St | Papillion | NE | 68046-2548 | Sarpy | NE06502 | Scrapped/Junked | 71500 | 2005 | WEBJ | COBL - Coil Type Boiler | NEW MECH ROOM | HWSD - Hot Water Dom/Potable | 4/30/2016
Brookestone of Papillion | 610 S Polk St | Papillion | NE | 68046-2548 | Sarpy | NE07846 | Scrapped/Junked | 65357 | 2000 | WEBJ | COBL - Coil Type Boiler | BOILER ROOM | HWSD - Hot Water Dom/Potable | 4/30/2010
Brookestone of Papillion | 610 S Polk St | Papillion | NE | 68046-2548 | Sarpy | NE12205 | Scrapped/Junked | 72809 | 2007 | WEBJ | COBL - Coil Type Boiler | MECH ROOM | HWSP - Hot Water Non Potable Supply | 4/30/2016
Brookestone of Papillion | 610 S Polk St | Papillion | NE | 68046-2548 | Sarpy | NE15780 | Scrapped/Junked | 11549 | 2009 | Sellers Engineering | COBL - Coil Type Boiler | Boiler Room | HWSD - Hot Water Dom/Potable | 4/30/2017
Brookestone of Papillion | 610 S Polk St | Papillion | NE | 68046-2548 | Sarpy | NE25948 | Active | 307417 | 2014 | CAMUS | WTSS - Watertube SS Steel | Mech. Room 2 | HWSD - Hot Water Dom/Potable | 4/30/2027
Brookestone of Papillion | 610 S Polk St | Papillion | NE | 68046-2548 | Sarpy | NE25949 | Active | 58238 | 2015 | PVI Industries | FTUT - Firetube U-Tube Vert | Mech. Room 1 | HWSD - Hot Water Dom/Potable | 4/30/2027
Brookestone of Papillion | 610 S Polk St | Papillion | NE | 68046-2548 | Sarpy | NE26959 | Active | 70028 | 2016 | PVI Industries | FTUT - Firetube U-Tube Vert | Mech. Room 1 | HWSD - Hot Water Dom/Potable | 4/30/2027
Brookestone of Papillion | 610 S Polk St | Papillion | NE | 68046-2548 | Sarpy | NE39131 | Scrapped/Junked |  | 1988 | WEBEN JARCO | COBL - Coil Type Boiler | MACHINERY RM | HWSD - Hot Water Dom/Potable | 4/30/2001
Betz Elementary School | 615 W 27th Ave | Bellevue | NE | 68005-5319 | Sarpy | NE01530 | Scrapped/Junked | 7967 | 2000 | Hurst | FTWB - FTS Marine Wet Back | BOILER ROOM 216 | STHT - Steam-Heat | 7/31/2019
Betz Elementary School | 615 W 27th Ave | Bellevue | NE | 68005-5319 | Sarpy | NE01531 | Scrapped/Junked | 7968 | 2000 | Hurst | FTWB - FTS Marine Wet Back | BOILER ROOM 216 | STHT - Steam-Heat | 7/31/2019
Betz Elementary School | 615 W 27th Ave | Bellevue | NE | 68005-5319 | Sarpy | NE19741 | Exempt 1999 LB-66 |  | 1992 | RUUD | AHWH - ANSI/Fired Water Htr |  | HWSD - Hot Water Dom/Potable | 7/31/1999
Betz Elementary School | 615 W 27th Ave | Bellevue | NE | 68005-5319 | Sarpy | NE32053 | Scrapped/Junked |  | 1952 | KEWANEE | FT - Firetube Boiler |  | STHT - Steam-Heat | 7/31/2000
Betz Elementary School | 615 W 27th Ave | Bellevue | NE | 68005-5319 | Sarpy | NE32054 | Scrapped/Junked |  | 1952 | KEWANEE | FT - Firetube Boiler |  | STHT - Steam-Heat | 7/31/2000
Big John's Carwash | 6911 S 41st Ave | Bellevue | NE | 68147-1019 | Sarpy | NE00720 | Scrapped/Junked | n/a | 1982 | PEER | CI - Cast Iron | MECH ROOM | HWHF - Hot Water Heat-Floor | 2/28/2012
Big John's Carwash | 6911 S 41st Ave | Bellevue | NE | 68147-1019 | Sarpy | NE22564 | Active | 199373 | 2011 | Lochinvar | CPFT - Horiz Cpr Fin Boiler | Mech. Room | GLFH - Glycol Floor Heat System | 8/31/2026
Tornado Wash | 6920 S 108th St | La Vista | NE | 68128-5701 | Sarpy | NE00705 | Active | 127359 | 1995 | Raypak | CPFT - Horiz Cpr Fin Boiler | MECH ROOM | GLFH - Glycol Floor Heat System | 3/31/2027
Harrison Hills Apartments | 6925 S 115th Street Plz | La Vista | NE | 68128-4773 | Sarpy | NE06182 | Scrapped/Junked | 203829 | 2003 | Raypak | CHWH - ASME/Fired Water Heater | MECH ROOM | OPHT - Outdoor Pool Heater | 5/31/2019
Harrison Hills Apartments | 6925 S 115th Street Plz | La Vista | NE | 68128-4773 | Sarpy | NE06183 | Scrapped/Junked | 207351 | 2003 | Raypak | CHWH - ASME/Fired Water Heater | MECH ROOM | OPHT - Outdoor Pool Heater | 5/31/2020
Harrison Hills Apartments | 6925 S 115th Street Plz | La Vista | NE | 68128-4773 | Sarpy | NE28189 | Scrapped/Junked | 481187 | 2019 | Raypak | CHWH - ASME/Fired Water Heater | MECH ROOM | OPHT - Outdoor Pool Heater | 5/31/2026
Harrison Hills Apartments | 6925 S 115th Street Plz | La Vista | NE | 68128-4773 | Sarpy | NE41004 | Active | 516559 | 2021 | Raypak | CPPH - Ansi Cpr Fin Pool Heater | Pool Mech Room | OPHT - Outdoor Pool Heater | 5/31/2026
Harrison Hills Apartments | 6925 S 115th Street Plz | La Vista | NE | 68128-4773 | Sarpy | NE44218 | Active | 602952 | 2025 | Raypak | CPPH - Ansi Cpr Fin Pool Heater | Pool Mech Room | IPHT - Indoor Pool Heater | 5/31/2026
Nebraska Brewing Company HQ | 6946 S 108th St | La Vista | NE | 68128-5701 | Sarpy | NE25733 | Inactive | 19068 | 2013 | Aldrich | FTHT - Firetube Horizontal | Boiler Room | PROC - Process Steam | 4/30/2024
Rotella's Italian Bakery | 6949 S 108th St | La Vista | NE | 68128-5703 | Sarpy | NE05137 | Inactive | 6675 | 1961 | LEFFEL | FT - Firetube Boiler | 6901 S 108TH | PROC - Process Steam | 9/30/1989
Rotella's Italian Bakery | 6949 S 108th St | La Vista | NE | 68128-5703 | Sarpy | NE05138 | Scrapped/Junked | 17808 | 1954 | KEWANEE | FT - Firetube Boiler | BOILER ROOM | PROC - Process Steam | 8/31/2007
Rotella's Italian Bakery | 6949 S 108th St | La Vista | NE | 68128-5703 | Sarpy | NE05840 | Active | 49481 | 1998 | Kewanee | FTFB - Firetube-Firebox Boiler | South Blrm | PROC - Process Steam | 8/31/2026
Rotella's Italian Bakery | 6949 S 108th St | La Vista | NE | 68128-5703 | Sarpy | NE11643 | Active | 41691 | 1989 | Kewanee | FTFB - Firetube-Firebox Boiler | South Blrm | PROC - Process Steam | 8/31/2026
Rotella's Italian Bakery | 6949 S 108th St | La Vista | NE | 68128-5703 | Sarpy | NE11644 | Active | 4452 | 1989 | AO Smith | CHWH - ASME/Fired Water Heater | South EQUIP ROOM | HWSD - Hot Water Dom/Potable | 8/31/2026
Rotella's Italian Bakery | 6949 S 108th St | La Vista | NE | 68128-5703 | Sarpy | NE13170 | Active | 14526 | 2008 | HURST BOILER & WELDING CO | FTFB - Firetube-Firebox Boiler | South Blrm | PROC - Process Steam | 8/31/2026
Rotella's Italian Bakery | 6949 S 108th St | La Vista | NE | 68128-5703 | Sarpy | NE13391 | Active | 13221 | 2007 | HURST BOILER & WELDING CO | FTFB - Firetube-Firebox Boiler | NORTH BOILER PLANT | PROC - Process Steam | 8/31/2026
Rotella's Italian Bakery | 6949 S 108th St | La Vista | NE | 68128-5703 | Sarpy | NE13392 | Active | 13220 | 2007 | HURST BOILER & WELDING CO | FTFB - Firetube-Firebox Boiler | NORTH PLANT | PROC - Process Steam | 8/31/2026
Rotella's Italian Bakery | 6949 S 108th St | La Vista | NE | 68128-5703 | Sarpy | NE19572 | Active | 16899 | 2011 | Hurst | FTHT - Firetube Horizontal | East Boiler Room | PROC - Process Steam | 8/31/2026
Rotella's Italian Bakery | 6949 S 108th St | La Vista | NE | 68128-5703 | Sarpy | NE26092 | Active | 20610 | 2015 | Hurst | FTHT - Firetube Horizontal | New product bldg. | PROC - Process Steam | 8/31/2026
Education Srvc Unit #3 | 6949 S 110th St | La Vista | NE | 68128-5721 | Sarpy | NE18406 | Scrapped/Junked | 114324 | 1994 | Raypak | CPFT - Horiz Cpr Fin Boiler | 2ND FLOOR BOILER ROOM | HWHT - Hot Water Heat | 4/30/2017
Education Srvc Unit #3 | 6949 S 110th St | La Vista | NE | 68128-5721 | Sarpy | NE26962 | Active | 75665 | 2016 | Aerco | FTVT - Firetube Vertical TB | 2ND FLOOR BOILER ROOM #259 | HWHT - Hot Water Heat | 3/31/2027
The Brant at Gretna | 6991 S 178th Plz | Omaha | NE | 68136-1717 | Sarpy | NE41888 | Active | 8132 | 2021 | BOCK | CHWH - ASME/Fired Water Heater | Mechanical Room | HWSD - Hot Water Dom/Potable | 10/31/2026
The Brant at Gretna | 6991 S 178th Plz | Omaha | NE | 68136-1717 | Sarpy | NE41889 | Active | 8129 | 2021 | BOCK | CHWH - ASME/Fired Water Heater | Mechanical Room | HWSD - Hot Water Dom/Potable | 10/31/2026
Wake Robin Elementary | 700 Lincoln Rd | Bellevue | NE | 68005-2339 | Sarpy | NE18654 | Active | 55953 | 2010 | Aerco | FTVT - Firetube Vertical TB | Boiler Room | GLYC - Glycol Bldg Heat Sys | 7/31/2026
Wake Robin Elementary | 700 Lincoln Rd | Bellevue | NE | 68005-2339 | Sarpy | NE18655 | Active | 55954 | 2010 | Aerco | FTVT - Firetube Vertical TB | Boiler Room | GLYC - Glycol Bldg Heat Sys | 7/31/2026
Wake Robin Elementary | 700 Lincoln Rd | Bellevue | NE | 68005-2339 | Sarpy | NE19744 | Exempt 1999 LB-66 |  | 1990 | AO SMITH | AHWH - ANSI/Fired Water Htr |  | HWSD - Hot Water Dom/Potable | 7/31/1999
Wake Robin Elementary | 700 Lincoln Rd | Bellevue | NE | 68005-2339 | Sarpy | NE32068 | Scrapped/Junked |  | 1964 | KEWA | FTSM - FTS Marine Dry Back | BOILER ROOM | HWHT - Hot Water Heat | 7/31/2010
Wake Robin Elementary | 700 Lincoln Rd | Bellevue | NE | 68005-2339 | Sarpy | NE34549 | Scrapped/Junked |  | 1969 | KEWA | FTSM - FTS Marine Dry Back | BOILER ROOM | HWHT - Hot Water Heat | 7/31/2010
Tara Heights Elementary | 700 Tara Rd | Papillion | NE | 68046-2134 | Sarpy | NE16922 | Scrapped/Junked | 7700 | 1993 | Aldrich | FTVT - Firetube Vertical TB | BOILER ROOM | HWHT - Hot Water Heat | 7/31/2022
Tara Heights Elementary | 700 Tara Rd | Papillion | NE | 68046-2134 | Sarpy | NE16923 | Scrapped/Junked | 7707 | 1993 | Aldrich | FTVT - Firetube Vertical TB | BOILER ROOM | HWHT - Hot Water Heat | 7/31/2019
Tara Heights Elementary | 700 Tara Rd | Papillion | NE | 68046-2134 | Sarpy | NE16924 | Scrapped/Junked | 7705 | 1993 | Aldrich | FTVT - Firetube Vertical TB | BOILER ROOM | HWHT - Hot Water Heat | 7/31/2019
Tara Heights Elementary | 700 Tara Rd | Papillion | NE | 68046-2134 | Sarpy | NE16925 | Scrapped/Junked | 7702 | 1993 | Aldrich | FTVT - Firetube Vertical TB | BOILER ROOM | HWHT - Hot Water Heat | 7/31/2022
Tara Heights Elementary | 700 Tara Rd | Papillion | NE | 68046-2134 | Sarpy | NE16988 | Scrapped/Junked | 38019 | 1993 | Lochinvar | CPFT - Horiz Cpr Fin Boiler | BOILER ROOM | HWSD - Hot Water Dom/Potable | 7/31/2012
Tara Heights Elementary | 700 Tara Rd | Papillion | NE | 68046-2134 | Sarpy | NE27926 | Active | 20162 | 2018 | Aldrich | FTVT - Firetube Vertical TB | BOILER ROOM | HWHT - Hot Water Heat | 7/31/2026
Tara Heights Elementary | 700 Tara Rd | Papillion | NE | 68046-2134 | Sarpy | NE27927 | Active | 20163 | 2018 | Aldrich | FTVT - Firetube Vertical TB | BOILER ROOM | HWHT - Hot Water Heat | 7/31/2026
Tara Heights Elementary | 700 Tara Rd | Papillion | NE | 68046-2134 | Sarpy | NE41418 | Active | 6594 | 2019 | Riello | WT - Water Tube Boiler | Boiler Room | HWHT - Hot Water Heat | 7/31/2026
Tara Heights Elementary | 700 Tara Rd | Papillion | NE | 68046-2134 | Sarpy | NE41419 | Active | 6590 | 2019 | Riello | WT - Water Tube Boiler | Boiler Room | HWHT - Hot Water Heat | 7/31/2026
Streck Laboratories | 7002 S 109th St | La Vista | NE | 68128-5729 | Sarpy | NE06901 | Active | 42265 | 2005 | Aerco International | FTVT - Firetube Vertical TB | NEW ADDITION | HWSD - Hot Water Dom/Potable | 6/30/2026
Streck Laboratories | 7002 S 109th St | La Vista | NE | 68128-5729 | Sarpy | NE06902 | Active | 42266 | 2005 | Aerco International | FTVT - Firetube Vertical TB | NEW ADDITION | GLYC - Glycol Bldg Heat Sys | 6/30/2026
Streck Laboratories | 7002 S 109th St | La Vista | NE | 68128-5729 | Sarpy | NE06903 | Active | 42264 | 2005 | Aerco International | FTVT - Firetube Vertical TB | RND Mech Room E019 | GLYC - Glycol Bldg Heat Sys | 6/30/2026
Streck Laboratories | 7002 S 109th St | La Vista | NE | 68128-5729 | Sarpy | NE08426 | Active | 50558 | 1999 | Kewanee | FTWB - FTS Marine Wet Back | BOILER ROOM #1 | PROC - Process Steam | 6/30/2026
Streck Laboratories | 7002 S 109th St | La Vista | NE | 68128-5729 | Sarpy | NE08427 | Active | 50550 | 1999 | Kewanee | FTWB - FTS Marine Wet Back | BOILER ROOM #2 | PROC - Process Steam | 6/30/2026
Logan Fontenelle Middle | 701 Kayleen Dr | Bellevue | NE | 68005-2342 | Sarpy | NE12086 | Active | 38852 | 2003 | Aerco International | FTVT - Firetube Vertical TB | MECH ROOM | HWHT - Hot Water Heat | 7/31/2026
Logan Fontenelle Middle | 701 Kayleen Dr | Bellevue | NE | 68005-2342 | Sarpy | NE12087 | Active | 38851 | 2003 | Aerco International | FTVT - Firetube Vertical TB | MECH ROOM | HWHT - Hot Water Heat | 7/31/2026
Logan Fontenelle Middle | 701 Kayleen Dr | Bellevue | NE | 68005-2342 | Sarpy | NE12088 | Active | 38845 | 2003 | Aerco International | FTVT - Firetube Vertical TB | MECH ROOM | HWHT - Hot Water Heat | 7/31/2026
Logan Fontenelle Middle | 701 Kayleen Dr | Bellevue | NE | 68005-2342 | Sarpy | NE19745 | Exempt 1999 LB-66 |  | 1979 | RUUD | AHWH - ANSI/Fired Water Htr |  | HWSD - Hot Water Dom/Potable | 7/31/1999
Logan Fontenelle Middle | 701 Kayleen Dr | Bellevue | NE | 68005-2342 | Sarpy | NE19746 | Inactive |  | 1984 | RUUD | AHWH - ANSI/Fired Water Htr | SEED STG RM | HWSD - Hot Water Dom/Potable | 7/31/2001
Logan Fontenelle Middle | 701 Kayleen Dr | Bellevue | NE | 68005-2342 | Sarpy | NE32148 | Scrapped/Junked |  | 1965 | KEWANEE | FTSM - FTS Marine Dry Back | BOILER ROOM | HWHT - Hot Water Heat | 7/31/2003
Logan Fontenelle Middle | 701 Kayleen Dr | Bellevue | NE | 68005-2342 | Sarpy | NE34550 | Scrapped/Junked |  | 1966 | KEWANEE | FTSM - FTS Marine Dry Back | BOILER ROOM | HWHT - Hot Water Heat | 7/31/2003
Logan Fontenelle Middle | 701 Kayleen Dr | Bellevue | NE | 68005-2342 | Sarpy | NE34551 | Scrapped/Junked |  | 1966 | KEWANEE | FTSM - FTS Marine Dry Back | BOILER ROOM | HWHT - Hot Water Heat | 7/31/2003
Nebraska Beef/Heartland Meats | 7070 S 107th St | La Vista | NE | 68128-2937 | Sarpy | NE00370 | Active | 50860 | 2000 | Kewanee | FTWB - FTS Marine Wet Back | Boiler Room | PROC - Process Steam | 3/31/2027
Nebraska Beef Inc. | 7070 West 107th Street | LaVista | NE | 68128-2937 | Sarpy | NE00371 | Scrapped/Junked |  | 2000 | Kewannee |  | Boiler room | PROC - Process Steam | 9/30/2002
Baxter Volkswagen | 7108 S 124th Cir | Omaha | NE | 68138 | Sarpy | NE26024 | Active | 206075 | 2012 | Lochinvar | WTSS - Watertube SS Steel | Wash bay Mech. Rm. | GLFH - Glycol Floor Heat System | 10/31/2026
Baxter Volkswagen | 7108 S 124th Cir | Omaha | NE | 68138 | Sarpy | NE42708 | Active | 557466 | 2022 | Laars | WT - Water Tube Boiler | Mechanical Room | HWHF - Hot Water Heat-Floor | 10/31/2026
Aulner Car Wash | 713 Olson Dr | Papillion | NE | 68046-4784 | Sarpy | NE08869 | Active | 185259 | 2001 | Raypak | CPFT - Horiz Cpr Fin Boiler | MECH ROOM | HWHF - Hot Water Heat-Floor | 9/30/2026
Cobalt Credit Union | 7148 Towne Center Pkwy | Papillion | NE | 68046-2125 | Sarpy | NE24634 | Active | 254210 | 2013 | Lochinvar | WTSS - Watertube SS Steel | 1st floor Mech. | HWHT - Hot Water Heat | 3/31/2027
Target | 718 N Washington St | Papillion | NE | 68046-3910 | Sarpy | NE23603 | Exempt 1999 LB-66 |  | 1995 | A. O. Smith |  | Boiler Room |  | 8/31/2000
Target | 718 N Washington St | Papillion | NE | 68046-3910 | Sarpy | NE23604 | Exempt 1999 LB-66 |  | 1995 | A. O. Smith |  | Boiler Room |  | 8/31/2000
Target | 718 N Washington St | Papillion | NE | 68046-3910 | Sarpy | NE23605 | Exempt 1999 LB-66 |  | 1995 | A. O. Smith |  | Boiler Room |  | 8/31/2000
Walnut Creek Elementary | 720 Fenwick St | Papillion | NE | 68046-3122 | Sarpy | NE23080 | Active | 10615 | 1999 | Aldrich | FTVT - Firetube Vertical TB | BOILER ROOM | HWHT - Hot Water Heat | 7/31/2026
Walnut Creek Elementary | 720 Fenwick St | Papillion | NE | 68046-3122 | Sarpy | NE23081 | Scrapped/Junked | 10612 | 1999 | Aldrich | FTVT - Firetube Vertical TB | BOILER ROOM | HWHT - Hot Water Heat | 7/31/2014
Walnut Creek Elementary | 720 Fenwick St | Papillion | NE | 68046-3122 | Sarpy | NE23082 | Active | 10614 | 1999 | Aldrich | FTVT - Firetube Vertical TB | BOILER ROOM | HWHT - Hot Water Heat | 7/31/2026
Walnut Creek Elementary | 720 Fenwick St | Papillion | NE | 68046-3122 | Sarpy | NE23083 | Active | 10611 | 1999 | Aldrich | FTVT - Firetube Vertical TB | BOILER ROOM | HWHT - Hot Water Heat | 7/31/2026
Walnut Creek Elementary | 720 Fenwick St | Papillion | NE | 68046-3122 | Sarpy | NE23084 | Scrapped/Junked | 100836 | 1999 | Lochinvar | CPFT - Horiz Cpr Fin Boiler | BOILER ROOM | HWSD - Hot Water Dom/Potable | 7/31/2013
Walnut Creek Elementary | 720 Fenwick St | Papillion | NE | 68046-3122 | Sarpy | NE26501 | Active | 19071 | 2013 | Aldrich | FTVT - Firetube Vertical TB | BOILER ROOM | HWHT - Hot Water Heat | 7/31/2026
IHOP Restaurant | 7201 S 84th St | La Vista | NE | 68128-2130 | Sarpy | NE09986 | Scrapped/Junked | 84943 | 1999 | RHEEM | CHWH - ASME/Fired Water Heater | BOILER ROOM | HWSD - Hot Water Dom/Potable | 9/30/2014
Baxter Toyota | 7204 S 124th Cir | La Vista | NE | 68128-5608 | Sarpy | NE22888 | Active | 203258 | 2012 | Laars | WTSS - Watertube SS Steel | Upstairs Mech. Room | HWHT - Hot Water Heat | 4/30/2027
Baxter Toyota | 7204 S 124th Cir | La Vista | NE | 68128-5608 | Sarpy | NE22889 | Active | 205994 | 2012 | Laars | WTSS - Watertube SS Steel | Upstairs Mech. Room | HWHT - Hot Water Heat | 4/30/2027
Baxter Toyota | 7204 S 124th Cir | La Vista | NE | 68128-5608 | Sarpy | NE25573 | Out of Service | 6060 | 2001 | 0036 | FTFB - Firetube-Firebox Boiler | Upstairs Mech Room | HWHT - Hot Water Heat | 10/31/2010
Baxter Toyota | 7204 S 124th Cir | La Vista | NE | 68128-5608 | Sarpy | NE25574 | Scrapped/Junked | 11932 | 2002 | ALES | FTVT - Firetube Vertical TB | Upstairs Mech Room | HWHT - Hot Water Heat | 4/30/2022
Baxter Toyota | 7204 S 124th Cir | La Vista | NE | 68128-5608 | Sarpy | NE42622 | Active | 553655 | 2023 | Laars | WTSS - Watertube SS Steel | Upstairs Boiler Room | HWHT - Hot Water Heat | 4/30/2027
Pawnee Elementary School | 7301 S 48th St | Bellevue | NE | 68157-2209 | Sarpy | NE31178 | Active | n/a | 1965 | Kewanee | FTFB - Firetube-Firebox Boiler | BOILER ROOM | HWHT - Hot Water Heat | 12/31/2026
Pawnee Elementary School | 7301 S 48th St | Bellevue | NE | 68157-2209 | Sarpy | NE31179 | Active | n/a | 1965 | Kewanee | FTFB - Firetube-Firebox Boiler | BOILER ROOM | HWHT - Hot Water Heat | 12/31/2026
Charter West Bank | 7404 Olson Dr | Papillion | NE | 68046-4802 | Sarpy | NE22877 | Active | 63144 | 2012 | Trinity | FTRS - Ftube Rectangular Sh | Front Mech. Room | HWHS - Hotwater Heat Sidewalks | 2/28/2027
Vacant Building | 7474 Towne Center Pkwy Ste 101 | Papillion | NE | 68046-4805 | Sarpy | NE25734 | Inactive | 62966 | 2006 | SUSSMAN | ELBL - Electric Boiler | Upstairs Mech. Room | PROC - Process Steam | 4/30/2020
Olive Garden #6460 | 7506 Olson Dr | Papillion | NE | 68046-4801 | Sarpy | NE41467 | Active | 287651 | 2021 | A O Smith | CHWH - ASME/Fired Water Heater | Mechanical Room | HWSD - Hot Water Dom/Potable | 1/31/2028
St Bernadette's School | 7600 S 42nd St | Bellevue | NE | 68147-1773 | Sarpy | NE02094 | Active | 115584 | 1983 | GROEN/DIV OF DOVER IND | FPV - Fired Pressure Vessel | KITCHEN | COOK - Cooker/Kettle | 6/30/2027
St Bernadette's School | 7600 S 42nd St | Bellevue | NE | 68147-1773 | Sarpy | NE19757 | Exempt 1999 LB-66 |  | 1989 | AO SMITH | AHWH - ANSI/Fired Water Htr |  | HWSD - Hot Water Dom/Potable | 6/30/2000
St Bernadette's School | 7600 S 42nd St | Bellevue | NE | 68147-1773 | Sarpy | NE23178 | Exempt 1999 LB-66 |  | 1981 | STATE INDUSTRIES | AHWH - ANSI/Fired Water Htr | CHILD CARE | HWSD - Hot Water Dom/Potable | 6/30/2000
St Bernadette's School | 7600 S 42nd St | Bellevue | NE | 68147-1773 | Sarpy | NE23183 | Scrapped/Junked | 16933 | 1996 | AOSM | CHWH - ASME/Fired Water Heater | BOILER ROOM | HWSD - Hot Water Dom/Potable | 6/30/2025
St Bernadette's School | 7600 S 42nd St | Bellevue | NE | 68147-1773 | Sarpy | NE24682 | Active | 18997 | 2013 | Aldrich | FTHT - Firetube Horizontal | boiler room | HWHT - Hot Water Heat | 6/30/2027
St Bernadette's School | 7600 S 42nd St | Bellevue | NE | 68147-1773 | Sarpy | NE24683 | Active | 18999 | 2013 | Aldrich | FTHT - Firetube Horizontal | boiler room | HWHT - Hot Water Heat | 6/30/2027
St Bernadette's School | 7600 S 42nd St | Bellevue | NE | 68147-1773 | Sarpy | NE32713 | Scrapped/Junked | n/a | 1964 | Kewanee | FTFB - Firetube-Firebox Boiler | PARISH BOILER ROOM | HWHT - Hot Water Heat | 6/30/2014
St Bernadette's School | 7600 S 42nd St | Bellevue | NE | 68147-1773 | Sarpy | NE32714 | Scrapped/Junked | n/a | 1965 | Kewanee | FTFB - Firetube-Firebox Boiler | PARISH BOILER ROOM | HWHT - Hot Water Heat | 6/30/2014
St Bernadette's School | 7600 S 42nd St | Bellevue | NE | 68147-1773 | Sarpy | NE37614 | Inactive |  | 1968 | DAY & NIGHT | AHWH - ANSI/Fired Water Htr | BOILER ROOM | HWSD - Hot Water Dom/Potable | 6/30/1990
St Bernadette's School | 7600 S 42nd St | Bellevue | NE | 68147-1773 | Sarpy | NE37617 | Out of Service | n/a | 1968 | American Standard | CI - Cast Iron | BASEMENT | HWHT - Hot Water Heat | 6/30/2016
St Bernadette's School | 7600 S 42nd St | Bellevue | NE | 68147-1773 | Sarpy | NE37685 | Scrapped/Junked | 45791 | 1988 | CLVR | FTVT - Firetube Vertical TB | KITCHEN | 0021 - Steam Supp Cooker/Kettle | 6/30/2009
G Stanley Hall Elementary | 7600 S 72nd St | La Vista | NE | 68128-2658 | Sarpy | NE16989 | Scrapped/Junked | 8005 | 1994 | Aldrich | FTVT - Firetube Vertical TB | BOILER ROOM | HWHT - Hot Water Heat | 7/31/2020
G Stanley Hall Elementary | 7600 S 72nd St | La Vista | NE | 68128-2658 | Sarpy | NE16990 | Scrapped/Junked | 8006 | 1994 | Aldrich | FTVT - Firetube Vertical TB | BOILER ROOM | HWHT - Hot Water Heat | 7/31/2020
G Stanley Hall Elementary | 7600 S 72nd St | La Vista | NE | 68128-2658 | Sarpy | NE16991 | Scrapped/Junked | 8007 | 1994 | Aldrich | FTVT - Firetube Vertical TB | BOILER ROOM | HWHT - Hot Water Heat | 7/31/2020
G Stanley Hall Elementary | 7600 S 72nd St | La Vista | NE | 68128-2658 | Sarpy | NE16992 | Scrapped/Junked | 8008 | 1994 | Aldrich | FTVT - Firetube Vertical TB | BOILER ROOM | HWHT - Hot Water Heat | 7/31/2020
G Stanley Hall Elementary | 7600 S 72nd St | La Vista | NE | 68128-2658 | Sarpy | NE16993 | Scrapped/Junked | 46311 | 1994 | Lochinvar | CPFT - Horiz Cpr Fin Boiler | BOILER ROOM | HWSD - Hot Water Dom/Potable | 7/31/2013
G Stanley Hall Elementary | 7600 S 72nd St | La Vista | NE | 68128-2658 | Sarpy | NE41519 | Active | 9632 | 2019 | Riello | WT - Water Tube Boiler | Boiler Room | GLYC - Glycol Bldg Heat Sys | 2/28/2027
G Stanley Hall Elementary | 7600 S 72nd St | La Vista | NE | 68128-2658 | Sarpy | NE41520 | Active | 9630 | 2019 | Riello | WT - Water Tube Boiler | Boiler Room | GLYC - Glycol Bldg Heat Sys | 2/28/2027
G Stanley Hall Elementary | 7600 S 72nd St | La Vista | NE | 68128-2658 | Sarpy | NE41521 | Active | 9631 | 2019 | Riello | WT - Water Tube Boiler | Boiler Room | GLYC - Glycol Bldg Heat Sys | 2/28/2027
G Stanley Hall Elementary | 7600 S 72nd St | La Vista | NE | 68128-2658 | Sarpy | NE41522 | Active | 9640 | 2019 | Riello | WT - Water Tube Boiler | Boiler Room | GLYC - Glycol Bldg Heat Sys | 2/28/2027
Parkview Heights | 7609 S 89th St | La Vista | NE | 68128-2880 | Sarpy | NE11929 | Scrapped/Junked | 19891 | 1985 | BRYAN STEAM LLC | WT - Water Tube Boiler | BOILER ROOM | HWHT - Hot Water Heat | 7/31/2000
Parkview Heights | 7609 S 89th St | La Vista | NE | 68128-2880 | Sarpy | NE23071 | Scrapped/Junked | 10639 | 1999 | Aldrich | FTVT - Firetube Vertical TB | BOILER ROOM | HWHT - Hot Water Heat | 7/31/2025
Parkview Heights | 7609 S 89th St | La Vista | NE | 68128-2880 | Sarpy | NE23072 | Scrapped/Junked | 10636 | 1999 | Aldrich | FTVT - Firetube Vertical TB | BOILER ROOM | HWHT - Hot Water Heat | 7/31/2025
Parkview Heights | 7609 S 89th St | La Vista | NE | 68128-2880 | Sarpy | NE23073 | Scrapped/Junked | 10638 | 1999 | Aldrich | FTVT - Firetube Vertical TB | BOILER ROOM | HWHT - Hot Water Heat | 7/31/2025
Parkview Heights | 7609 S 89th St | La Vista | NE | 68128-2880 | Sarpy | NE43736 | Active | 420428 | 2024 | Lochinvar | FTVT - Firetube Vertical TB | BOILER ROOM | HWHT - Hot Water Heat | 9/30/2026
Springfield Elementary | 765 Main St | Springfield | NE | 68059-5700 | Sarpy | NE31594 | Scrapped/Junked | n/a | 1964 | Kewanee | FTFB - Firetube-Firebox Boiler | BOILER ROOM | HWHT - Hot Water Heat | 1/31/2023
Springfield Elementary | 765 Main St | Springfield | NE | 68059-5700 | Sarpy | NE31595 | Scrapped/Junked | n/a | 1964 | Kewanee | FTFB - Firetube-Firebox Boiler | BOILER ROOM | HWHT - Hot Water Heat | 1/31/2023
Daniel Gross High School | 7700 S 43rd St | Bellevue | NE | 68147-1706 | Sarpy | NE25651 | Active | 53163 | 2014 | PVI Industries | CHWH - ASME/Fired Water Heater | boiler room | HWSD - Hot Water Dom/Potable | 1/31/2026
Daniel Gross High School | 7700 S 43rd St | Bellevue | NE | 68147-1706 | Sarpy | NE25652 | Active | 51297 | 2014 | PVI Industries | CHWH - ASME/Fired Water Heater | boiler room | HWSD - Hot Water Dom/Potable | 1/31/2026
Daniel Gross High School | 7700 S 43rd St | Bellevue | NE | 68147-1706 | Sarpy | NE33305 | Scrapped/Junked | n/a | 1965 | Kewanee | FTSM - FTS Marine Dry Back | BOILER ROOM | HWHT - Hot Water Heat | 1/31/2022
Daniel Gross High School | 7700 S 43rd St | Bellevue | NE | 68147-1706 | Sarpy | NE33306 | Scrapped/Junked | n/a | 1965 | Kewanee | FTSM - FTS Marine Dry Back | BOILER ROOM | HWHT - Hot Water Heat | 1/31/2022
Daniel Gross High School | 7700 S 43rd St | Bellevue | NE | 68147-1706 | Sarpy | NE33307 | Inactive | 1540 | 1965 | SELL | FTSM - FTS Marine Dry Back | BOILER ROOM | HWHT - Hot Water Heat | 7/31/2014
Daniel Gross High School | 7700 S 43rd St | Bellevue | NE | 68147-1706 | Sarpy | NE41403 | Active | 368999 | 2021 | Lochinvar | FTVT - Firetube Vertical TB | Boiler Room | HWHT - Hot Water Heat | 1/31/2026
Daniel Gross High School | 7700 S 43rd St | Bellevue | NE | 68147-1706 | Sarpy | NE41404 | Active | 368279 | 2021 | Lochinvar | FTVT - Firetube Vertical TB | Boiler Room | HWHT - Hot Water Heat | 1/31/2026
Daniel Gross High School | 7700 S 43rd St | Bellevue | NE | 68147-1706 | Sarpy | NE41405 | Active | 369001 | 2021 | Lochinvar | FTVT - Firetube Vertical TB | Boiler Room | HWHT - Hot Water Heat | 1/31/2026
City Of LaVista Police Dept | 7701 S 96th St | La Vista | NE | 68128-3172 | Sarpy | NE12079 | Scrapped/Junked | 12682 | 2001 | Triad Boiler Systems Inc | FTVT - Firetube Vertical TB | Police Facility | HWHT - Hot Water Heat | 1/31/2019
City Of LaVista Police Dept | 7701 S 96th St | La Vista | NE | 68128-3172 | Sarpy | NE12080 | Scrapped/Junked | 12565 | 2001 | Triad Boiler Systems Inc | FTVT - Firetube Vertical TB | Police Facility | HWHT - Hot Water Heat | 1/31/2019
City Of LaVista Police Dept | 7701 S 96th St | La Vista | NE | 68128-3172 | Sarpy | NE27913 | Active | 4810 | 2018 | Riello | WTSS - Watertube SS Steel | Boiler Room | HWHT - Hot Water Heat | 12/31/2026
City Of LaVista Police Dept | 7701 S 96th St | La Vista | NE | 68128-3172 | Sarpy | NE27914 | Active | 4812 | 2018 | Riello | WTSS - Watertube SS Steel | Boiler Room | HWHT - Hot Water Heat | 12/31/2026
Beautiful Savior Lutheran Church-BMIC#469005 | 7706 S 96th St | La Vista | NE | 68128-3134 | Sarpy | NE12201 | Active | 85557 | 2006 | Patterson Kelley | WT - Water Tube Boiler | BOILER ROOM | GLYC - Glycol Bldg Heat Sys | 3/31/2026
Beautiful Savior Lutheran Church-BMIC#469005 | 7706 S 96th St | La Vista | NE | 68128-3134 | Sarpy | NE12202 | Active | 85558 | 2006 | Patterson Kelley | WT - Water Tube Boiler | BOILER ROOM | GLYC - Glycol Bldg Heat Sys | 3/31/2026
St. Charles Borromeo Catholic Church | 7790 S 192nd St | Gretna | NE | 68028-3542 | Sarpy | NE43939 | Active | 123621 | 2009 | Giannoni France | SSCO - SS Coil Boiler | Boiler Room | GLYC - Glycol Bldg Heat Sys | 2/28/2027
Chandler View Elementary | 7800 S 25th St | Bellevue | NE | 68147-2125 | Sarpy | NE05083 | Active | 7287 | 1992 | ALES | FTVT - Firetube Vertical TB | BOILER ROOM | HWHT - Hot Water Heat | 12/31/2026
Chandler View Elementary | 7800 S 25th St | Bellevue | NE | 68147-2125 | Sarpy | NE05084 | Active | 7285 | 1992 | ALES | FTVT - Firetube Vertical TB | BOILER ROOM | HWHT - Hot Water Heat | 12/31/2026
Chandler View Elementary | 7800 S 25th St | Bellevue | NE | 68147-2125 | Sarpy | NE05337 | Exempt 1999 LB-66 |  | 1968 | RUUD | AHWH - ANSI/Fired Water Htr |  | HWSD - Hot Water Dom/Potable | 6/30/2000
Chandler View Elementary | 7800 S 25th St | Bellevue | NE | 68147-2125 | Sarpy | NE05338 | Exempt 1999 LB-66 |  | 1968 | RUUD | AHWH - ANSI/Fired Water Htr |  | HWSD - Hot Water Dom/Potable | 6/30/2000
Chandler View Elementary | 7800 S 25th St | Bellevue | NE | 68147-2125 | Sarpy | NE05339 | Exempt 1999 LB-66 |  | 1968 | RUUD | AHWH - ANSI/Fired Water Htr |  | HWSD - Hot Water Dom/Potable | 6/30/2000
Chandler View Elementary | 7800 S 25th St | Bellevue | NE | 68147-2125 | Sarpy | NE05340 | Exempt 1999 LB-66 |  | 1968 | RUUD | AHWH - ANSI/Fired Water Htr |  | HWSD - Hot Water Dom/Potable | 5/31/1997
Chandler View Elementary | 7800 S 25th St | Bellevue | NE | 68147-2125 | Sarpy | NE08755 | Active | 11360 | 2001 | ALES | FTVT - Firetube Vertical TB | NEW BOILER ROOM | HWHT - Hot Water Heat | 12/31/2026
Chandler View Elementary | 7800 S 25th St | Bellevue | NE | 68147-2125 | Sarpy | NE08756 | Active | 71668 | 2001 | STAT | CHWH - ASME/Fired Water Heater | NEW BOILER ROOM | HWSD - Hot Water Dom/Potable | 12/31/2026
Chandler View Elementary | 7800 S 25th St | Bellevue | NE | 68147-2125 | Sarpy | NE08757 | Active | 71500 | 2001 | STAT | CHWH - ASME/Fired Water Heater | NEW BOILER ROOM | HWSD - Hot Water Dom/Potable | 12/31/2026
LaVista West Elementary | 7821 Terry Dr | La Vista | NE | 68128-3943 | Sarpy | NE11932 | Scrapped/Junked | 19892 | 1985 | BRYAN STEAM LLC | WT - Water Tube Boiler | BOILER ROOM | HWHT - Hot Water Heat | 7/31/2000
LaVista West Elementary | 7821 Terry Dr | La Vista | NE | 68128-3943 | Sarpy | NE23074 | Scrapped/Junked | 10871 | 2000 | Aldrich | FTVT - Firetube Vertical TB | BOILER ROOM | HWHT - Hot Water Heat | 7/31/2024
LaVista West Elementary | 7821 Terry Dr | La Vista | NE | 68128-3943 | Sarpy | NE23075 | Scrapped/Junked | 10872 | 2000 | Aldrich | FTVT - Firetube Vertical TB | BOILER ROOM | HWHT - Hot Water Heat | 7/31/2024
LaVista West Elementary | 7821 Terry Dr | La Vista | NE | 68128-3943 | Sarpy | NE23076 | Scrapped/Junked | 10873 | 2000 | Aldrich | FTVT - Firetube Vertical TB | BOILER ROOM | HWHT - Hot Water Heat | 7/31/2024
LaVista West Elementary | 7821 Terry Dr | La Vista | NE | 68128-3943 | Sarpy | NE43305 | Active | 419058 | 2024 | Lochinvar | FTVT - Firetube Vertical TB | Mechanical room | HWHT - Hot Water Heat | 4/30/2027
LaVista West Elementary | 7821 Terry Dr | La Vista | NE | 68128-3943 | Sarpy | NE43306 | Active | 419400 | 2024 | Lochinvar | FTVT - Firetube Vertical TB | Mechanical room | HWHT - Hot Water Heat | 4/30/2027
Corwin Toyota of Belleuve | 7851 S 19th Cir | Bellevue | NE | 68147-1623 | Sarpy | NE27281 | Active | 307585 | 2017 | Lochinvar | WT - Water Tube Boiler | mezzanine boiler room | HWHT - Hot Water Heat | 10/31/2026
Corwin Toyota of Belleuve | 7851 S 19th Cir | Bellevue | NE | 68147-1623 | Sarpy | NE27431 | Active | N/A | 2017 | Buderus | CI - Cast Iron | mezzanine boiler room | HWHF - Hot Water Heat-Floor | 10/31/2026
Chili's Grill & Bar | 7865 S 84th St | La Vista | NE | 68128-2444 | Sarpy | NE06053 | Scrapped/Junked | 65131 | 2004 | BRDW | CHWH - ASME/Fired Water Heater | MECH ROOM | HWSD - Hot Water Dom/Potable | 1/31/2013
Chili's Grill & Bar | 7865 S 84th St | La Vista | NE | 68128-2444 | Sarpy | NE24382 | Scrapped/Junked | 65773 | 1999 | STATE INDUSTRIES | CHWH - ASME/Fired Water Heater | BOILER ROOM | HWSD - Hot Water Dom/Potable | 2/28/2005
Chili's Grill & Bar | 7865 S 84th St | La Vista | NE | 68128-2444 | Sarpy | NE24556 | Scrapped/Junked | 102657 | 2013 | BRDW | CHWH - ASME/Fired Water Heater | MECH ROOM | HWSD - Hot Water Dom/Potable | 12/31/2019
Chili's Grill & Bar | 7865 S 84th St | La Vista | NE | 68128-2444 | Sarpy | NE26260 | Scrapped/Junked | 102665 | 2013 | BRDW | CHWH - ASME/Fired Water Heater | MECH ROOM | HWSD - Hot Water Dom/Potable | 3/31/2022
LaVista Middle School | 7900 Edgewood Blvd | La Vista | NE | 68128-2718 | SARPY | NE10390 | Scrapped/Junked | 63034 | 2002 | MARKET FORGE INDUSTRIES | FTSO - Ft Shell/No Tubes | KITCHEN | 0021 - Steam Supp Cooker/Kettle | 7/31/2008
LaVista Middle School | 7900 Edgewood Blvd | La Vista | NE | 68128-2718 | SARPY | NE13403 | Scrapped/Junked | 70731 | 2008 | MARKET FORGE INDUSTRIES | FT - Firetube Boiler | KITCHEN | 0021 - Steam Supp Cooker/Kettle | 7/31/2023
LaVista Middle School | 7900 Edgewood Blvd | La Vista | NE | 68128-2718 | SARPY | NE13404 | Scrapped/Junked | 70730 | 2008 | MARKET FORGE INDUSTRIES | FT - Firetube Boiler | KITCHEN | 0021 - Steam Supp Cooker/Kettle | 7/31/2023
LaVista Middle School | 7900 Edgewood Blvd | La Vista | NE | 68128-2718 | SARPY | NE16106 | Scrapped/Junked | 6599 | 1990 | Aldrich | FTVT - Firetube Vertical TB | BOILER ROOM | HWHT - Hot Water Heat | 7/31/2014
LaVista Middle School | 7900 Edgewood Blvd | La Vista | NE | 68128-2718 | SARPY | NE16107 | Scrapped/Junked | 6602 | 1990 | Aldrich | FTVT - Firetube Vertical TB | BOILER ROOM | HWHT - Hot Water Heat | 7/31/2014
LaVista Middle School | 7900 Edgewood Blvd | La Vista | NE | 68128-2718 | SARPY | NE16108 | Scrapped/Junked | 6603 | 1990 | Aldrich | FTVT - Firetube Vertical TB | BOILER ROOM | HWHT - Hot Water Heat | 7/31/2014
LaVista Middle School | 7900 Edgewood Blvd | La Vista | NE | 68128-2718 | SARPY | NE16109 | Scrapped/Junked | 6606 | 1990 | Aldrich | FTVT - Firetube Vertical TB | BOILER ROOM | HWHT - Hot Water Heat | 7/31/2014
LaVista Middle School | 7900 Edgewood Blvd | La Vista | NE | 68128-2718 | SARPY | NE16110 | Scrapped/Junked | 6604 | 1990 | Aldrich | FTVT - Firetube Vertical TB | BOILER ROOM | HWHT - Hot Water Heat | 7/31/2014
LaVista Middle School | 7900 Edgewood Blvd | La Vista | NE | 68128-2718 | SARPY | NE16822 | Scrapped/Junked | 12490 | 1990 | WEBEN JARCO | COBL - Coil Type Boiler | MECH-KITCHEN | HWSD - Hot Water Dom/Potable | 7/31/2018
LaVista Middle School | 7900 Edgewood Blvd | La Vista | NE | 68128-2718 | SARPY | NE16823 | Scrapped/Junked | 13949 | 1990 | WEBEN JARCO | COBL - Coil Type Boiler | MECH-KITCHEN | HWSD - Hot Water Dom/Potable | 7/31/2018
LaVista Middle School | 7900 Edgewood Blvd | La Vista | NE | 68128-2718 | SARPY | NE16824 | Scrapped/Junked | 13950 | 1990 | WEBEN JARCO | COBL - Coil Type Boiler | GYM | HWSD - Hot Water Dom/Potable | 7/31/2017
LaVista Middle School | 7900 Edgewood Blvd | La Vista | NE | 68128-2718 | SARPY | NE16825 | Scrapped/Junked | 13188 | 1989 | WEBEN JARCO | COBL - Coil Type Boiler | GIRLS EAST | HWSD - Hot Water Dom/Potable | 7/31/2025
LaVista Middle School | 7900 Edgewood Blvd | La Vista | NE | 68128-2718 | SARPY | NE20070 | Scrapped/Junked | 50677 | 1996 | MARKET FORGE INDUSTRIES | FT - Firetube Boiler | KITCHEN | 0021 - Steam Supp Cooker/Kettle | 7/31/2001
LaVista Middle School | 7900 Edgewood Blvd | La Vista | NE | 68128-2718 | SARPY | NE20071 | Scrapped/Junked | 50678 | 1996 | MARKET FORGE INDUSTRIES | FT - Firetube Boiler | KITCHEN | 0021 - Steam Supp Cooker/Kettle | 7/31/2002
LaVista Middle School | 7900 Edgewood Blvd | La Vista | NE | 68128-2718 | SARPY | NE25240 | Active | 265227 | 2014 | Lochinvar | FTFB - Firetube-Firebox Boiler | mech room | HWHT - Hot Water Heat | 7/31/2026
LaVista Middle School | 7900 Edgewood Blvd | La Vista | NE | 68128-2718 | SARPY | NE25241 | Active | 265229 | 2014 | Lochinvar | FTFB - Firetube-Firebox Boiler | mech room | HWHT - Hot Water Heat | 7/31/2026
LaVista Middle School | 7900 Edgewood Blvd | La Vista | NE | 68128-2718 | SARPY | NE25242 | Active | 264928 | 2014 | Lochinvar | FTFB - Firetube-Firebox Boiler | mech room | HWHT - Hot Water Heat | 7/31/2026
LaVista Middle School | 7900 Edgewood Blvd | La Vista | NE | 68128-2718 | SARPY | NE25650 | Scrapped/Junked | 66059 | 2004 | MARKET FORGE INDUSTRIES | FT - Firetube Boiler | KITCHEN | 0021 - Steam Supp Cooker/Kettle | 7/31/2008
LaVista Middle School | 7900 Edgewood Blvd | La Vista | NE | 68128-2718 | SARPY | NE26325 | Active | 115770 | 2014 | Cleveland | KETT - Fired Kettle | Kitchen | COOK - Cooker/Kettle | 7/31/2026
LaVista Middle School | 7900 Edgewood Blvd | La Vista | NE | 68128-2718 | SARPY | NE27673 | Active | 72511 | 2017 | PVI Industries | CHWH - ASME/Fired Water Heater | Boiler Room | HWSD - Hot Water Dom/Potable | 7/31/2026
LaVista Middle School | 7900 Edgewood Blvd | La Vista | NE | 68128-2718 | SARPY | NE27674 | Active | 73588 | 2016 | PVI Industries | CHWH - ASME/Fired Water Heater | Boiler Room | HWSD - Hot Water Dom/Potable | 7/31/2026
Bell Elementary School | 7909 Reed St | Papillion | NE | 68046-4431 | Sarpy | NE17566 | Active | 18188 | 2008 | Precision | ELBL - Electric Boiler | #116 Mech. Room | HWHT - Hot Water Heat | 7/31/2026
vacant | 8007 S 84th St | La Vista | NE | 68128-3304 | Sarpy | NE05810 | Scrapped/Junked | 125854 | 1995 | RAYP | CPFT - Horiz Cpr Fin Boiler | MECH ROOM | HWSP - Hot Water Non Potable Supply | 5/31/2016
vacant | 8007 S 84th St | La Vista | NE | 68128-3304 | Sarpy | NE05811 | Scrapped/Junked | 125835 | 1995 | RAYP | CPFT - Horiz Cpr Fin Boiler | MECH ROOM | HWHF - Hot Water Heat-Floor | 5/31/2016
Gretna Elementary School | 801 South St | Gretna | NE | 68028-7865 | Sarpy | NE18107 | Scrapped/Junked | 8063 | 1994 | ALES | FTVT - Firetube Vertical TB | BOILER ROOM | HWHT - Hot Water Heat | 7/31/2019
Gretna Elementary School | 801 South St | Gretna | NE | 68028-7865 | Sarpy | NE18108 | Scrapped/Junked | 8059 | 1994 | ALES | FTVT - Firetube Vertical TB | BOILER ROOM | HWHT - Hot Water Heat | 7/31/2017
Gretna Elementary School | 801 South St | Gretna | NE | 68028-7865 | Sarpy | NE18109 | Scrapped/Junked | 8060 | 1994 | ALES | FTVT - Firetube Vertical TB | BOILER ROOM | HWHT - Hot Water Heat | 7/31/2011
Gretna Elementary School | 801 South St | Gretna | NE | 68028-7865 | Sarpy | NE20600 | Scrapped/Junked | 18369 | 2011 | ALES | FTVT - Firetube Vertical TB | BOILER ROOM | HWHT - Hot Water Heat | 7/31/2019
Gretna Elementary School | 801 South St | Gretna | NE | 68028-7865 | Sarpy | NE26941 | Scrapped/Junked | 19862 | 2017 | ALES | FTVT - Firetube Vertical TB | BOILER ROOM | HWHT - Hot Water Heat | 7/31/2019
Gretna Elementary School | 801 South St | Gretna | NE | 68028-7865 | Sarpy | NE33700 | Scrapped/Junked |  | 1958 | CLEAVER BROOKS | FT - Firetube Boiler | ELEMENTARY | HWHT - Hot Water Heat | 7/31/1994
Gretna Elementary School | 801 South St | Gretna | NE | 68028-7865 | Sarpy | NE33701 | Scrapped/Junked |  | 1958 | CLEAVER BROOKS | FT - Firetube Boiler | ELEMENTARY | HWHT - Hot Water Heat | 7/31/1994
Gretna Elementary School | 801 South St | Gretna | NE | 68028-7865 | Sarpy | NE42306 | Active | 83417 | 2019 | Aerco | FTVT - Firetube Vertical TB | Boiler Room | HWHT - Hot Water Heat | 7/31/2026
Gretna Elementary School | 801 South St | Gretna | NE | 68028-7865 | Sarpy | NE42307 | Active | 83225 | 2019 | Aerco | FTVT - Firetube Vertical TB | Boiler Room | HWHT - Hot Water Heat | 7/31/2026
BAKER'S SUPERMARKET | 8010 S 84th St | La Vista | NE | 68128-3226 | SARPY | NE05648 | Exempt 1999 LB-66 |  | 1990 | STATE INDUSTRIES | AHWH - ANSI/Fired Water Htr |  | HWSD - Hot Water Dom/Potable | 1/31/2000
BAKER'S SUPERMARKET | 8010 S 84th St | La Vista | NE | 68128-3226 | SARPY | NE05649 | Exempt 1999 LB-66 |  | 1989 | AO SMITH | AHWH - ANSI/Fired Water Htr |  | HWSD - Hot Water Dom/Potable | 1/31/2000
Coreslab Structures (Omaha) Inc | 802 Allied Rd | Bellevue | NE | 68123-4107 | Sarpy | NE04690 | Inactive |  | 1966 | CLEAVER BROOKS | FT - Firetube Boiler | DOUBLE T | STHT - Steam-Heat | 11/30/1993
Coreslab Structures (Omaha) Inc | 802 Allied Rd | Bellevue | NE | 68123-4107 | Sarpy | NE04691 | Scrapped/Junked |  | 1964 | Cleaver & Brooks | FTSM - FTS Marine Dry Back | EAST DOUBLE T SHOP | STHT - Steam-Heat | 11/30/2005
Coreslab Structures (Omaha) Inc | 802 Allied Rd | Bellevue | NE | 68123-4107 | Sarpy | NE12140 | Scrapped/Junked | 3189 | 2009 | SIOU | COBL - Coil Type Boiler | BATCH PLANT | HWSP - Hot Water Non Potable Supply | 7/31/2014
Coreslab Structures (Omaha) Inc | 802 Allied Rd | Bellevue | NE | 68123-4107 | Sarpy | NE12141 | Out of Service | 3157 | 2008 | SIOU | COBL - Coil Type Boiler | BATCH PLANT | HWSP - Hot Water Non Potable Supply | 7/31/2015
Coreslab Structures (Omaha) Inc | 802 Allied Rd | Bellevue | NE | 68123-4107 | Sarpy | NE17231 | Scrapped/Junked | 158 | 1993 | SIOUX STEAM CLEANER CORP | COBL - Coil Type Boiler | BATCH | HWHT - Hot Water Heat | 11/30/2003
Coreslab Structures (Omaha) Inc | 802 Allied Rd | Bellevue | NE | 68123-4107 | Sarpy | NE17232 | Scrapped/Junked | 157 | 1993 | SIOUX STEAM CLEANER CORP | COBL - Coil Type Boiler | BATCH | HWHT - Hot Water Heat | 11/30/2003
Coreslab Structures (Omaha) Inc | 802 Allied Rd | Bellevue | NE | 68123-4107 | Sarpy | NE17446 | Scrapped/Junked | na | 1984 | BURN | CI - Cast Iron | BOILER ROOM | HWHT - Hot Water Heat | 7/31/2019
Coreslab Structures (Omaha) Inc | 802 Allied Rd | Bellevue | NE | 68123-4107 | Sarpy | NE17447 | Scrapped/Junked | na | 1984 | BURN | CI - Cast Iron | BOILER ROOM | HWHT - Hot Water Heat | 7/31/2019
Coreslab Structures (Omaha) Inc | 802 Allied Rd | Bellevue | NE | 68123-4107 | Sarpy | NE18711 | Active | 5336 | 1981 | Sellers | FTSM - FTS Marine Dry Back | BEAM PLANT | GLYC - Glycol Bldg Heat Sys | 12/31/2026
Coreslab Structures (Omaha) Inc | 802 Allied Rd | Bellevue | NE | 68123-4107 | Sarpy | NE19325 | Active | 14082 | 1973 | KEWA | FTSM - FTS Marine Dry Back | NEW BLR ROOM 5072 | PROC - Process Steam | 12/31/2026
Coreslab Structures (Omaha) Inc | 802 Allied Rd | Bellevue | NE | 68123-4107 | Sarpy | NE19326 | Scrapped/Junked | 9274 | 1997 | ALDR | FTFB - Firetube-Firebox Boiler | BEAM BLDG | GLYC - Glycol Bldg Heat Sys | 7/31/2019
Coreslab Structures (Omaha) Inc | 802 Allied Rd | Bellevue | NE | 68123-4107 | Sarpy | NE20152 | Scrapped/Junked | na | 1984 | BURN | CI - Cast Iron | BOILER ROOM | HWHT - Hot Water Heat | 7/31/2019
Coreslab Structures (Omaha) Inc | 802 Allied Rd | Bellevue | NE | 68123-4107 | Sarpy | NE20153 | Scrapped/Junked | na | 1984 | BURN | CI - Cast Iron | BOILER ROOM | HWHT - Hot Water Heat | 7/31/2019
Coreslab Structures (Omaha) Inc | 802 Allied Rd | Bellevue | NE | 68123-4107 | Sarpy | NE20154 | Scrapped/Junked | 4784 | 1983 | Ajax | WT - Water Tube Boiler | BOILER RM #B15 | GLYC - Glycol Bldg Heat Sys | 7/31/2019
Coreslab Structures (Omaha) Inc | 802 Allied Rd | Bellevue | NE | 68123-4107 | Sarpy | NE23833 | Out of Service | 9572 | 1998 | ALDR | FTFB - Firetube-Firebox Boiler | BOILER RM #5099 | GLYC - Glycol Bldg Heat Sys | 7/31/2015
Coreslab Structures (Omaha) Inc | 802 Allied Rd | Bellevue | NE | 68123-4107 | Sarpy | NE27458 | Scrapped/Junked | 3986 | 2014 | SIOUX | COBL - Coil Type Boiler | batch plant | HWSP - Hot Water Non Potable Supply | 7/31/2019
Coreslab Structures (Omaha) Inc | 802 Allied Rd | Bellevue | NE | 68123-4107 | Sarpy | NE28717 | Active | 4808 | 2018 | SIOUX | COBL - Coil Type Boiler | BATCH PLANT | HWSP - Hot Water Non Potable Supply | 12/31/2026
Coreslab Structures (Omaha) Inc | 802 Allied Rd | Bellevue | NE | 68123-4107 | Sarpy | NE28718 | Active | 20248 | 2019 | Aldrich | FT - Firetube Boiler | Beam Bldg | PROW - Process Hot Water | 12/31/2026
Coreslab Structures (Omaha) Inc | 802 Allied Rd | Bellevue | NE | 68123-4107 | Sarpy | NE28730 | Active | 39251 | 1985 | Kewanee | FTSM - FTS Marine Dry Back | Heavy BLDG | PROC - Process Steam | 12/31/2025
Coreslab Structures (Omaha) Inc | 802 Allied Rd | Bellevue | NE | 68123-4107 | Sarpy | NE28747 | Active | 19141 | 2019 | Superior Boiler Works | FTVT - Firetube Vertical TB | Out Building | HWHT - Hot Water Heat | 12/31/2026
Coreslab Structures (Omaha) Inc | 802 Allied Rd | Bellevue | NE | 68123-4107 | Sarpy | NE28748 | Active | 19137 | 2019 | Superior Boiler Works | FTVT - Firetube Vertical TB | Out Building | HWHT - Hot Water Heat | 12/31/2026
Coreslab Structures (Omaha) Inc | 802 Allied Rd | Bellevue | NE | 68123-4107 | Sarpy | NE28974 | Active | 19139 | 2019 | Superior Boiler Works | FTVT - Firetube Vertical TB | Out Building | HWHT - Hot Water Heat | 12/31/2026
Coreslab Structures (Omaha) Inc | 802 Allied Rd | Bellevue | NE | 68123-4107 | Sarpy | NE30621 | Inactive | 31043 | 1978 | KEWA | FTSM - FTS Marine Dry Back | DOUBLE T BLDG | PROC - Process Steam | 7/31/2019
Coreslab Structures (Omaha) Inc | 802 Allied Rd | Bellevue | NE | 68123-4107 | Sarpy | NE43779 | Active | 8350 | 2024 | Riello | WTSS - Watertube SS Steel | BUILDING 2 210 BED | GLFH - Glycol Floor Heat System | 12/31/2026
Coreslab Structures (Omaha) Inc | 802 Allied Rd | Bellevue | NE | 68123-4107 | Sarpy | NE43780 | Active | 8333 | 2024 | Riello | WTSS - Watertube SS Steel | BUILDING 2 210 BED | GLFH - Glycol Floor Heat System | 12/31/2026
Laundry World | 802 Tara Plz Ste 106 | Papillion | NE | 68046-2023 | Sarpy | NE28762 | Active | 299618 | 2020 | Laars | CPFT - Horiz Cpr Fin Boiler | Mechanical Room | HWSP - Hot Water Non Potable Supply | 4/30/2026
Melville Apartments | 806 W 23rd Ave | Bellevue | NE | 68005-5159 | Sarpy | NE06539 | Active | N/A | 1980 | Peerless | CI - Cast Iron | REAR OF BUILDING | HWHT - Hot Water Heat | 2/28/2027
GI Cleaners | 8066 S 84th St | La Vista | NE | 68128-3303 | Sarpy | NE06538 | Scrapped/Junked | 52694 | 2004 | PM LATTNER MFR COMPANY | FTNF - Firetube Flueless | BOILER ROOM | PROC - Process Steam | 9/30/2006
GI Cleaners | 8066 S 84th St | La Vista | NE | 68128-3303 | Sarpy | NE10224 | Active | 52938 | 2005 | Lattner | FTVT - Firetube Vertical TB | BOILER ROOM | PROC - Process Steam | 10/31/2026
GI Cleaners | 8066 S 84th St | La Vista | NE | 68128-3303 | Sarpy | NE16450 | Scrapped/Junked | 42783 | 1992 | PM LATTNER MFR COMPANY | FTNF - Firetube Flueless | BOILER ROOM | PROC - Process Steam | 7/31/2004
Faith Presby #0000004497 | 8100 Giles Rd | La Vista | NE | 68128-6049 | Sarpy | NE04687 | Scrapped/Junked |  | 1962 | AMERICAN STANDARD |  | BOILER ROOM | HWHT - Hot Water Heat | 4/30/2005
Faith Presby #0000004497 | 8100 Giles Rd | La Vista | NE | 68128-6049 | Sarpy | NE06636 | Active | n/a | 2005 | Peerless | CI - Cast Iron | BOILER ROOM | HWHT - Hot Water Heat | 11/30/2026
St Mary's Church | 811 W 23rd Ave | Bellevue | NE | 68005-5110 | Sarpy | NE20143 | Active | n/a | 1994 | Peerless | CI - Cast Iron | Rectory | HWHT - Hot Water Heat | 9/30/2026
St Mary's Church | 811 W 23rd Ave | Bellevue | NE | 68005-5110 | Sarpy | NE27881 | Active | 305518 | 2018 | Lochinvar | FTVT - Firetube Vertical TB | Boiler Room | HWHT - Hot Water Heat | 9/30/2026
St Mary's Church | 811 W 23rd Ave | Bellevue | NE | 68005-5110 | Sarpy | NE27882 | Active | 229324 | 2016 | Lochinvar | FTVT - Firetube Vertical TB | Boiler Room | HWHT - Hot Water Heat | 9/30/2026
St Mary's Church | 811 W 23rd Ave | Bellevue | NE | 68005-5110 | Sarpy | NE27883 | Active | 228030 | 2016 | Lochinvar | FTVT - Firetube Vertical TB | Boiler Room | HWHT - Hot Water Heat | 9/30/2026
St Mary's Church | 811 W 23rd Ave | Bellevue | NE | 68005-5110 | Sarpy | NE32057 | Scrapped/Junked | n/a | 1957 | Crane | CI - Cast Iron | BOILER ROOM | STHT - Steam-Heat | 9/30/2018
City Of Lavista Fire Station 4 | 8110 Park View Blvd | La Vista | NE | 68128-2132 | Sarpy | NE04944 | Scrapped/Junked | 47359 | 1977 | Bryan Steam LLC | WT - Water Tube Boiler | Mechanical room | HWHT - Hot Water Heat | 1/31/2026
City Of Lavista Community Center | 8116 Park View Blvd | La Vista | NE | 68128-2132 | Sarpy | NE05074 | Active | 7626 | 1993 | Aldrich | FTVT - Firetube Vertical TB | MECH ROOM | HWHT - Hot Water Heat | 1/31/2027
City Of Lavista Community Center | 8116 Park View Blvd | La Vista | NE | 68128-2132 | Sarpy | NE05075 | Active | 7625 | 1993 | Aldrich | FTVT - Firetube Vertical TB | MECH ROOM | HWHT - Hot Water Heat | 1/31/2027
City Of Lavista Community Center | 8116 Park View Blvd | La Vista | NE | 68128-2132 | Sarpy | NE05076 | Active | 7630 | 1993 | Aldrich | FTVT - Firetube Vertical TB | Blr Rm | HWHT - Hot Water Heat | 1/31/2027
City Of Lavista Community Center | 8116 Park View Blvd | La Vista | NE | 68128-2132 | Sarpy | NE05077 | Active | 7624 | 1993 | Aldrich | FTVT - Firetube Vertical TB | Blr Rm | HWHT - Hot Water Heat | 1/31/2027
City Of Lavista Community Center | 8116 Park View Blvd | La Vista | NE | 68128-2132 | Sarpy | NE05078 | Active | 50484 | 1993 | A O Smith | CHWH - ASME/Fired Water Heater | MECH ROOM | HWSD - Hot Water Dom/Potable | 1/31/2027
City Of Lavista Community Center | 8116 Park View Blvd | La Vista | NE | 68128-2132 | Sarpy | NE05079 | Active | 50396 | 1993 | A O Smith | CHWH - ASME/Fired Water Heater | MECH ROOM | HWSD - Hot Water Dom/Potable | 1/31/2027
Bellevue University | 812 Bruin Blvd | Bellevue | NE | 68005-3193 | Sarpy | NE01421 | Active | 10139 | 1999 | Aldrich | FTVT - Firetube Vertical TB | Riley Tech - 2ND FLOOR PENTHOUSE | HWHT - Hot Water Heat | 1/31/2027
Bellevue University | 812 Bruin Blvd | Bellevue | NE | 68005-3193 | Sarpy | NE01422 | Active | 10140 | 1999 | Aldrich | FTVT - Firetube Vertical TB | Riley Tech - 2ND FLOOR PENTHOUSE | HWHT - Hot Water Heat | 1/31/2027
Bellevue University | 812 Bruin Blvd | Bellevue | NE | 68005-3193 | Sarpy | NE13129 | Active | 14866 | 2006 | Les Inc/Aldrich Co | FTVT - Firetube Vertical TB | ESB - 2ND FL MECH ROOM | HWHT - Hot Water Heat | 1/31/2027
Bellevue University | 812 Bruin Blvd | Bellevue | NE | 68005-3193 | Sarpy | NE13130 | Active | 14868 | 2006 | Aldrich | FTVT - Firetube Vertical TB | ESB - 2ND FL MECH ROOM | HWHT - Hot Water Heat | 1/31/2027
Bellevue University | 812 Bruin Blvd | Bellevue | NE | 68005-3193 | Sarpy | NE13131 | Active | 14865 | 2006 | Aldrich | FTVT - Firetube Vertical TB | ESB - 2ND FL BOILER ROOM | HWHT - Hot Water Heat | 1/31/2027
Bellevue University | 812 Bruin Blvd | Bellevue | NE | 68005-3193 | Sarpy | NE13132 | Active | 14864 | 2006 | Aldrich | FTVT - Firetube Vertical TB | ESB BOILER ROOM | HWHT - Hot Water Heat | 1/31/2027
Bellevue University | 812 Bruin Blvd | Bellevue | NE | 68005-3193 | Sarpy | NE16706 | Scrapped/Junked | 34606 | 1980 | Kewanee | FTFB - Firetube-Firebox Boiler | Humanities Center | HWHT - Hot Water Heat | 1/31/2018
Bellevue University | 812 Bruin Blvd | Bellevue | NE | 68005-3193 | Sarpy | NE16708 | Scrapped/Junked | 39723 | 1986 | Kewanee | FTFB - Firetube-Firebox Boiler | STD Bldg - BOILER ROOM | HWHT - Hot Water Heat | 1/31/2018
Bellevue University | 812 Bruin Blvd | Bellevue | NE | 68005-3193 | Sarpy | NE17442 | Active | 7572 | 1993 | Aldrich | FTVT - Firetube Vertical TB | LCN - BOILER ROOM | HWHT - Hot Water Heat | 1/31/2027
Bellevue University | 812 Bruin Blvd | Bellevue | NE | 68005-3193 | Sarpy | NE17443 | Active | 7569 | 1993 | Aldrich | FTVT - Firetube Vertical TB | LCN - BOILER ROOM | HWHT - Hot Water Heat | 1/31/2027
Bellevue University | 812 Bruin Blvd | Bellevue | NE | 68005-3193 | Sarpy | NE17444 | Active | 7571 | 1993 | Aldrich | FTVT - Firetube Vertical TB | LCN - BOILER ROOM | HWHT - Hot Water Heat | 1/31/2027
Bellevue University | 812 Bruin Blvd | Bellevue | NE | 68005-3193 | Sarpy | NE17445 | Active | 7570 | 1993 | Aldrich | FTVT - Firetube Vertical TB | LCN - BOILER ROOM | HWHT - Hot Water Heat | 1/31/2027
Bellevue University | 812 Bruin Blvd | Bellevue | NE | 68005-3193 | Sarpy | NE21283 | Exempt 1999 LB-66 |  | 1997 | AO SMITH | AHWH - ANSI/Fired Water Htr |  | HWSD - Hot Water Dom/Potable | 7/31/1999
Bellevue University | 812 Bruin Blvd | Bellevue | NE | 68005-3193 | Sarpy | NE21462 | Active | 18073 | 2010 | Aldrich | FTVT - Firetube Vertical TB | ASB Penthouse | HWHT - Hot Water Heat | 1/31/2027
Bellevue University | 812 Bruin Blvd | Bellevue | NE | 68005-3193 | Sarpy | NE21463 | Active | 18074 | 2010 | Aldrich | FTVT - Firetube Vertical TB | ASB Penthouse | HWHT - Hot Water Heat | 1/31/2027
Bellevue University | 812 Bruin Blvd | Bellevue | NE | 68005-3193 | Sarpy | NE21464 | Active | 18075 | 2010 | Aldrich | FTVT - Firetube Vertical TB | ASB Penthouse | HWHT - Hot Water Heat | 1/31/2027
Bellevue University | 812 Bruin Blvd | Bellevue | NE | 68005-3193 | Sarpy | NE27284 | Active | 0 | 2017 | Aerco | CALU - Cast Aluminum | Student Center | HWHT - Hot Water Heat | 1/31/2027
Bellevue University | 812 Bruin Blvd | Bellevue | NE | 68005-3193 | Sarpy | NE27285 | Active | 0 | 2017 | Aerco | CALU - Cast Aluminum | Humanities Center | HWHT - Hot Water Heat | 1/31/2027
Bellevue University | 812 Bruin Blvd | Bellevue | NE | 68005-3193 | Sarpy | NE29077 | Active | 151254 | 2020 | PVI Industries | AHWH - ANSI/Fired Water Htr | Greenhouse Building | HWSD - Hot Water Dom/Potable | 1/31/2027
Bellevue University | 812 Bruin Blvd | Bellevue | NE | 68005-3193 | Sarpy | NE29078 | Active | 134584 | 2019 | Lochinvar | FTVT - Firetube Vertical TB | Greenhouse Building | HWHT - Hot Water Heat | 1/31/2027
Bellevue University | 812 Bruin Blvd | Bellevue | NE | 68005-3193 | Sarpy | NE29079 | Active | 353230 | 2019 | Lochinvar | FTVT - Firetube Vertical TB | Greenhouse Building | HWHT - Hot Water Heat | 1/31/2027
Bellevue University | 812 Bruin Blvd | Bellevue | NE | 68005-3193 | Sarpy | NE43307 | Active | 407268 | 2023 | Lochinvar | FTVT - Firetube Vertical TB | Field house | HWHT - Hot Water Heat | 1/31/2027
Bellevue University | 812 Bruin Blvd | Bellevue | NE | 68005-3193 | Sarpy | NE43308 | Active | 407269 | 2023 | Lochinvar | FTVT - Firetube Vertical TB | Field house | HWHT - Hot Water Heat | 1/31/2027
Cedarhurst Senior Living | 8140 S 97th Plz | La Vista | NE | 68128 | Sarpy | NE28295 | Active | 323728 | 2018 | Lochinvar | FTVT - Firetube Vertical TB | Mechanical Room | HWHT - Hot Water Heat | 9/30/2026
Cedarhurst Senior Living | 8140 S 97th Plz | La Vista | NE | 68128 | Sarpy | NE28296 | Active | 323727 | 2018 | Lochinvar | FTVT - Firetube Vertical TB | Mechanical Room | HWHT - Hot Water Heat | 9/30/2026
Papio Bay Water Park | 815 E Halleck St | Papillion | NE | 68046-3419 | Sarpy | NE22780 | Scrapped/Junked | 38972 | 1994 | Laars | CPFT - Horiz Cpr Fin Boiler | Pool Mech. Room | OPHT - Outdoor Pool Heater | 6/30/2025
Papio Bay Water Park | 815 E Halleck St | Papillion | NE | 68046-3419 | Sarpy | NE22781 | Active | 38973 | 1994 | Laars | CPFT - Horiz Cpr Fin Boiler | Pool Mech. Room | OPHT - Outdoor Pool Heater | 6/30/2026
Max I Walkers | 815 Tara Plz | Papillion | NE | 68046-2043 | Sarpy | NE04564 | Inactive | 24534 | 1978 | PARK | WT - Water Tube Boiler | BOILER ROOM | PROC - Process Steam | 5/31/2009
Bryan Middle School | 8210 S 42nd St | Bellevue | NE | 68147-1705 | Sarpy | NE04613 | Scrapped/Junked | 26554 | 1987 | MARKET FORGE INDUSTRIES | FT - Firetube Boiler | KITCHEN | 0021 - Steam Supp Cooker/Kettle | 12/31/2004
Bryan Middle School | 8210 S 42nd St | Bellevue | NE | 68147-1705 | Sarpy | NE27934 | Active | 79855 | 2017 | Aerco | FTVT - Firetube Vertical TB | Boiler Room | HWHT - Hot Water Heat | 1/31/2027
Bryan Middle School | 8210 S 42nd St | Bellevue | NE | 68147-1705 | Sarpy | NE27935 | Active | 79896 | 2017 | Aerco | FTVT - Firetube Vertical TB | Boiler Room | HWHT - Hot Water Heat | 1/31/2027
Bryan Middle School | 8210 S 42nd St | Bellevue | NE | 68147-1705 | Sarpy | NE28308 | Active | 340630 | 2019 | Lochinvar | CPPH - Ansi Cpr Fin Pool Heater | Pool Mech Room | IPHT - Indoor Pool Heater | 1/31/2027
Bryan Middle School | 8210 S 42nd St | Bellevue | NE | 68147-1705 | Sarpy | NE28309 | Active | 241959 | 2018 | State | CHWH - ASME/Fired Water Heater | Boiler Room | HWSD - Hot Water Dom/Potable | 1/31/2027
Bryan Middle School | 8210 S 42nd St | Bellevue | NE | 68147-1705 | Sarpy | NE28310 | Active | 241176 | 2018 | State | CHWH - ASME/Fired Water Heater | Boiler Room | HWSD - Hot Water Dom/Potable | 1/31/2027
Bryan Middle School | 8210 S 42nd St | Bellevue | NE | 68147-1705 | Sarpy | NE31162 | Scrapped/Junked | n/a | 1963 | Kewanee | FTFB - Firetube-Firebox Boiler | BOILER ROOM | STHT - Steam-Heat | 12/31/2019
Bryan Middle School | 8210 S 42nd St | Bellevue | NE | 68147-1705 | Sarpy | NE31163 | Scrapped/Junked | n/a | 1963 | Kewanee | FTFB - Firetube-Firebox Boiler | BOILER ROOM | STHT - Steam-Heat | 12/31/2018
Bryan Middle School | 8210 S 42nd St | Bellevue | NE | 68147-1705 | Sarpy | NE41052 | Active | 126379 | 2019 | US Boiler | FTVT - Firetube Vertical TB | Boiler Room | AHUH - Hot Water to Air Handler | 1/31/2027
Cedar Hollow Elementary | 8220 S 170th St | Omaha | NE | 68136-4319 | Sarpy | NE42728 | Active | 346479 | 2023 | PVI Industries | CHWH - ASME/Fired Water Heater | Boiler Room | HWSD - Hot Water Dom/Potable | 7/31/2026
Cedar Hollow Elementary | 8220 S 170th St | Omaha | NE | 68136-4319 | Sarpy | NE42729 | Active | 93672 | 2022 | Aerco | FTVT - Firetube Vertical TB | Boiler Room | HWHT - Hot Water Heat | 7/31/2026
Cedar Hollow Elementary | 8220 S 170th St | Omaha | NE | 68136-4319 | Sarpy | NE42730 | Active | 93671 | 2022 | Aerco | FTVT - Firetube Vertical TB | Boiler Room | HWHT - Hot Water Heat | 7/31/2026
CHI-La Vista Clinic | 8248 S 96th St | La Vista | NE | 68128-3126 | Sarpy | NE22566 | Active | 133346 | 2011 | PVI Industries | FTVT - Firetube Vertical TB | Boiler Room | HWHT - Hot Water Heat | 4/30/2027
CHI-La Vista Clinic | 8248 S 96th St | La Vista | NE | 68128-3126 | Sarpy | NE22567 | Active | 133347 | 2011 | PVI Industries | FTVT - Firetube Vertical TB | Boiler Room | HWHT - Hot Water Heat | 4/30/2027
CHI-La Vista Clinic | 8248 S 96th St | La Vista | NE | 68128-3126 | Sarpy | NE22568 | Active | 133348 | 2011 | PVI Industries | FTVT - Firetube Vertical TB | Boiler Room | HWHT - Hot Water Heat | 4/30/2027
CHI-La Vista Clinic | 8248 S 96th St | La Vista | NE | 68128-3126 | Sarpy | NE22569 | Exempt | 133354 | 2011 | PVI Industries | FTVT - Firetube Vertical TB | Boiler Room | HWSD - Hot Water Dom/Potable | 4/30/2025
CHI-La Vista Clinic | 8248 S 96th St | La Vista | NE | 68128-3126 | Sarpy | NE22570 | Exempt | 133353 | 2011 | PVI Industries | FTVT - Firetube Vertical TB | Boiler Room | HWSD - Hot Water Dom/Potable | 4/30/2025
Central Park Pavilion | 8303 Central Park Plaza | La Vista | NE | 68128 | Sarpy | NE42398 | Active | 301984 | 2023 | A O Smith | CHWH - ASME/Fired Water Heater | Mechanical Room | HWSD - Hot Water Dom/Potable | 8/31/2027
Caterpillar Claas | 8401 S 132nd St | Omaha | NE | 68138-5600 | Sarpy | NE08254 | Active | 88263 | 2001 | A O Smith | CHWH - ASME/Fired Water Heater | MECHANICAL ROOM | HWSD - Hot Water Dom/Potable | 7/31/2025
Caterpillar Claas | 8401 S 132nd St | Omaha | NE | 68138-5600 | Sarpy | NE08255 | Active | 88415 | 2001 | A O Smith | CHWH - ASME/Fired Water Heater | Janitor Closet | HWSD - Hot Water Dom/Potable | 7/31/2025
Max I Walkers | 8410 S 73rd Plz Ste 112 | Papillion | NE | 68046-1514 | Sarpy | NE05813 | Active | 57781 | 2007 | Parker | WT - Water Tube Boiler | 1ST FLOOR BOILER ROOM | PROC - Process Steam | 5/31/2027
Genesis Health Club | 845 Tara Plz | Papillion | NE | 68046-2043 | Sarpy | NE07661 | Inactive | 111948 | 2007 | STAT | CHWH - ASME/Fired Water Heater | POOL ROOM | HWSD - Hot Water Dom/Potable | 2/28/2024
Genesis Health Club | 845 Tara Plz | Papillion | NE | 68046-2043 | Sarpy | NE07662 | Scrapped/Junked | 112024 | 2007 | STAT | CHWH - ASME/Fired Water Heater | POOL ROOM | HWSD - Hot Water Dom/Potable | 2/28/2019
Genesis Health Club | 845 Tara Plz | Papillion | NE | 68046-2043 | Sarpy | NE07666 | Scrapped/Junked | 241943 | 2005 | RAYP | CPFT - Horiz Cpr Fin Boiler | POOL ROOM | IPHT - Indoor Pool Heater | 2/28/2013
Genesis Health Club | 845 Tara Plz | Papillion | NE | 68046-2043 | Sarpy | NE07667 | Scrapped/Junked | 2111 | 2001 | PENT | CPFT - Horiz Cpr Fin Boiler | POOL ROOM | HWSP - Hot Water Non Potable Supply | 2/28/2011
Genesis Health Club | 845 Tara Plz | Papillion | NE | 68046-2043 | Sarpy | NE12390 | Scrapped/Junked | 91359 | 2001 | AO SMITH | CHWH - ASME/Fired Water Heater | POOL EQUIP ROOM | HWSD - Hot Water Dom/Potable | 2/28/2007
Genesis Health Club | 845 Tara Plz | Papillion | NE | 68046-2043 | Sarpy | NE12393 | Scrapped/Junked | 49584 | 2001 | RRMS | ELBL - Electric Boiler | MEN'S LOCKER ROOM | SAUN - Sauna Steam Room Heat | 2/28/2016
Genesis Health Club | 845 Tara Plz | Papillion | NE | 68046-2043 | Sarpy | NE19567 | Active | 315416 | 2010 | Raypak | CPFT - Horiz Cpr Fin Boiler | POOL ROOM | IPHT - Indoor Pool Heater | 2/28/2027
Genesis Health Club | 845 Tara Plz | Papillion | NE | 68046-2043 | Sarpy | NE24569 | Active | 350501 | 2013 | Raypak | CPFT - Horiz Cpr Fin Boiler | POOL ROOM | IPHT - Indoor Pool Heater | 2/28/2027
Genesis Health Club | 845 Tara Plz | Papillion | NE | 68046-2043 | Sarpy | NE26097 | Active | 101831 | 2015 | SUSSMAN | ELBL - Electric Boiler | MEN'S LOCKER ROOM | SAUN - Sauna Steam Room Heat | 2/28/2027
INVERNESS APARTMENTS | 8501-8519 BIRCH DR | LA VISTA | NE | 68128-2414 | SARPY | NE20873 | Exempt 1999 LB-66 |  | 1979 | AO SMITH | AHWH - ANSI/Fired Water Htr |  | HWSD - Hot Water Dom/Potable | 10/31/1999
INVERNESS APARTMENTS | 8501-8519 BIRCH DR | LA VISTA | NE | 68128-2414 | SARPY | NE20874 | Exempt 1999 LB-66 |  | 1983 | RUUD | AHWH - ANSI/Fired Water Htr |  | HWSD - Hot Water Dom/Potable | 10/31/1999
INVERNESS APARTMENTS | 8501-8519 BIRCH DR | LA VISTA | NE | 68128-2414 | SARPY | NE20875 | Exempt 1999 LB-66 |  | 1989 | AO SMITH | AHWH - ANSI/Fired Water Htr |  | HWSD - Hot Water Dom/Potable | 10/31/1999
INVERNESS APARTMENTS | 8501-8519 BIRCH DR | LA VISTA | NE | 68128-2414 | SARPY | NE20876 | Exempt 1999 LB-66 |  | 1994 | AO SMITH | AHWH - ANSI/Fired Water Htr |  | HWSD - Hot Water Dom/Potable | 10/31/1999
INVERNESS APARTMENTS | 8501-8519 BIRCH DR | LA VISTA | NE | 68128-2414 | SARPY | NE20877 | Exempt 1999 LB-66 |  | 1988 | AO SMITH | AHWH - ANSI/Fired Water Htr |  | HWSD - Hot Water Dom/Potable | 10/31/1999
INVERNESS APARTMENTS | 8501-8519 BIRCH DR | LA VISTA | NE | 68128-2414 | SARPY | NE20878 | Exempt 1999 LB-66 |  | 1985 | CRANE | AHWH - ANSI/Fired Water Htr |  | HWSD - Hot Water Dom/Potable | 10/31/1999
INVERNESS APARTMENTS | 8501-8519 BIRCH DR | LA VISTA | NE | 68128-2414 | SARPY | NE20879 | Exempt 1999 LB-66 |  | 1985 | CRANE | AHWH - ANSI/Fired Water Htr |  | HWSD - Hot Water Dom/Potable | 10/31/1999
INVERNESS APARTMENTS | 8501-8519 BIRCH DR | LA VISTA | NE | 68128-2414 | SARPY | NE20880 | Exempt 1999 LB-66 |  | 1985 | CRANE | AHWH - ANSI/Fired Water Htr |  | HWSD - Hot Water Dom/Potable | 10/31/1999
Upchurch School | 8688 S 165th St | Omaha | NE | 68136-1355 | Sarpy | NE15776 | Active | 121734 | 2007 | A O Smith | CHWH - ASME/Fired Water Heater | Mech. Rm. east side | HWSD - Hot Water Dom/Potable | 8/31/2026
Inwood Apartments | 8703-8719 Brentwood Plz | La Vista | NE | 68128-4072 | Sarpy | NE20863 | Exempt 1999 LB-66 |  | 1990 | A. O. Smith | AHWH - ANSI/Fired Water Htr |  | HWSD - Hot Water Dom/Potable | 10/31/1999
Inwood Apartments | 8703-8719 Brentwood Plz | La Vista | NE | 68128-4072 | Sarpy | NE20864 | Exempt 1999 LB-66 |  | 1993 | A. O. Smith | AHWH - ANSI/Fired Water Htr |  | HWSD - Hot Water Dom/Potable | 10/31/1999
INWOOD APARTMENTS | 8703-8719 BRENTWOOD PLZ | LA VISTA | NE | 68128-4072 | SARPY | NE20865 | Exempt 1999 LB-66 |  | 1992 | AO SMITH | AHWH - ANSI/Fired Water Htr |  | HWSD - Hot Water Dom/Potable | 10/31/1999
INWOOD APARTMENTS | 8703-8719 BRENTWOOD PLZ | LA VISTA | NE | 68128-4072 | SARPY | NE20866 | Exempt 1999 LB-66 |  | 1984 | AO SMITH | AHWH - ANSI/Fired Water Htr |  | HWSD - Hot Water Dom/Potable | 10/31/1999
INWOOD APARTMENTS | 8703-8719 BRENTWOOD PLZ | LA VISTA | NE | 68128-4072 | SARPY | NE20867 | Exempt 1999 LB-66 |  | 1992 | AO SMITH | AHWH - ANSI/Fired Water Htr |  | HWSD - Hot Water Dom/Potable | 10/31/1999
INWOOD APARTMENTS | 8703-8719 BRENTWOOD PLZ | LA VISTA | NE | 68128-4072 | SARPY | NE20868 | Exempt 1999 LB-66 |  | 1992 | AO SMITH | AHWH - ANSI/Fired Water Htr |  | HWSD - Hot Water Dom/Potable | 10/31/1999
INWOOD APARTMENTS | 8703-8719 BRENTWOOD PLZ | LA VISTA | NE | 68128-4072 | SARPY | NE20869 | Scrapped/Junked |  | 1972 | RHEEM MANUFACTURING CO | AHWH - ANSI/Fired Water Htr |  | HWSD - Hot Water Dom/Potable | 10/31/1998
INWOOD APARTMENTS | 8703-8719 BRENTWOOD PLZ | LA VISTA | NE | 68128-4072 | SARPY | NE20870 | Exempt 1999 LB-66 |  | 1990 | AO SMITH | AHWH - ANSI/Fired Water Htr |  | HWSD - Hot Water Dom/Potable | 10/31/1999
INWOOD APARTMENTS | 8703-8719 BRENTWOOD PLZ | LA VISTA | NE | 68128-4072 | SARPY | NE20871 | Exempt 1999 LB-66 |  | 1994 | STATE INDUSTRIES | AHWH - ANSI/Fired Water Htr |  | HWSD - Hot Water Dom/Potable | 10/31/1999
INWOOD APARTMENTS | 8703-8719 BRENTWOOD PLZ | LA VISTA | NE | 68128-4072 | SARPY | NE20872 | Exempt 1999 LB-66 |  | 1985 | AO SMITH | AHWH - ANSI/Fired Water Htr |  | HWSD - Hot Water Dom/Potable | 10/31/1999
INWOOD APARTMENTS | 8703-8719 BRENTWOOD PLZ | LA VISTA | NE | 68128-4072 | SARPY | NE23811 | Exempt 1999 LB-66 |  | 1998 | RUUD | AHWH - ANSI/Fired Water Htr |  | HWSD - Hot Water Dom/Potable | 10/31/1999
Papio NRD Chalco Hills | 8901 S 154th Street | Omaha | NE | 68138 | Sarpy | NE27872 | Active | 263752 | 2017 | Lochinvar | FTVT - Firetube Vertical TB | Basement Mech. Room | HWHT - Hot Water Heat | 10/31/2026
Papio NRD Chalco Hills | 8901 S 154th Street | Omaha | NE | 68138 | Sarpy | NE27873 | Active | 300007 | 2018 | Lochinvar | FTVT - Firetube Vertical TB | Basement Mech. Room | HWHT - Hot Water Heat | 10/31/2026
St Mary's School | 903 W Mission Ave | Bellevue | NE | 68005-3944 | Sarpy | NE37687 | Scrapped/Junked | n/a | 1988 | Peerless | CI - Cast Iron | BOILER ROOM | HWHT - Hot Water Heat | 9/30/2019
MCC Sarpy Center/La Vista Public Library | 9110 Giles Rd | La Vista | NE | 68128-3081 | Sarpy | NE19549 | Active | 9752 | 1998 | Aldrich | FTVT - Firetube Vertical TB | Boiler Room | HWHT - Hot Water Heat | 3/31/2027
MCC Sarpy Center/La Vista Public Library | 9110 Giles Rd | La Vista | NE | 68128-3081 | Sarpy | NE19550 | Active | 9754 | 1998 | Aldrich | FT - Firetube Boiler | Boiler Room | HWHT - Hot Water Heat | 3/31/2027
Heimes Corp | 9144 S 147th St | Omaha | NE | 68138-3671 | Sarpy | NE00706 | Scrapped/Junked | n/a | 1999 | Peerless | CI - Cast Iron | UPSTAIRS | HWHT - Hot Water Heat | 2/28/2018
Heimes Corp | 9144 S 147th St | Omaha | NE | 68138-3671 | Sarpy | NE27874 | Active | 228039 | 2016 | Lochinvar | FTVT - Firetube Vertical TB | UPSTAIRS | HWHF - Hot Water Heat-Floor | 10/31/2026
JoJo's Carwash | 915 N Adams St | Papillion | NE | 68046-3020 | Sarpy | NE15777 | Scrapped/Junked | 95620 | 2005 | A O Smith | CHWH - ASME/Fired Water Heater | Mech. Room | HWSP - Hot Water Non Potable Supply | 12/31/2020
JoJo's Carwash | 915 N Adams St | Papillion | NE | 68046-3020 | Sarpy | NE19050 | Active | 155400 | 2010 | Lochinvar | COBL - Coil Type Boiler | Mech. Room | HWHF - Hot Water Heat-Floor | 12/31/2026
JoJo's Carwash | 915 N Adams St | Papillion | NE | 68046-3020 | Sarpy | NE24383 | Scrapped/Junked | 10973 | 1989 | WEBJ | COBL - Coil Type Boiler | MECHANICAL ROOM | HWSP - Hot Water Non Potable Supply | 2/28/2003
JoJo's Carwash | 915 N Adams St | Papillion | NE | 68046-3020 | Sarpy | NE24384 | Scrapped/Junked | 10982 | 1989 | Weben-Jarco | COBL - Coil Type Boiler | MECHANICAL ROOM | HWHF - Hot Water Heat-Floor | 12/31/2010
Omaha Auto Auction | 9201 S 144th St | Omaha | NE | 68138-3634 | Sarpy | NE16888 | Scrapped/Junked |  | 1988 | STATE INDUSTRIES | AHWH - ANSI/Fired Water Htr | KITCHEN | HWSD - Hot Water Dom/Potable | 3/31/2008
Omaha Auto Auction | 9201 S 144th St | Omaha | NE | 68138-3634 | Sarpy | NE16889 | Inactive | 65397 | 1988 | Raytherm/Raypak | CPFT - Horiz Cpr Fin Boiler | CAR WASH AREA | HWSP - Hot Water Non Potable Supply | 3/31/2007
Papillion Ready Mixed | 9305 S 97th St | Ralston | NE | 68128-3103 | Sarpy | NE04847 | Scrapped/Junked | 1 | 1978 | Hotsy | COWH - Coil Type Water Heater | Boiler Room | HWDP - Hotwater Heat & Dom Supply | 9/30/2018
Springfield Elementary | 940 Main St | Springfield | NE | 68059-5750 | Sarpy | NE41813 | Active | 152904 | 2021 | PVI Industries | CHWH - ASME/Fired Water Heater | Upstairs Mechanical Room | HWSD - Hot Water Dom/Potable | 9/30/2026
DISTRICT 3 FIRE STATION | 9400 S 36th St | Bellevue | NE | 68147-2210 | SARPY | NE09122 | Inactive |  | 1956 | KEWANEE | FT - Firetube Boiler | BOILER ROOM | HWHT - Hot Water Heat | 6/30/2005
Cracker Barrel #296 | 9409 S 142nd St | Omaha | NE | 68138-3640 | Sarpy | NE24349 | Scrapped/Junked | 61452 | 1998 | STAT | CHWH - ASME/Fired Water Heater | BOILER ROOM | HWSD - Hot Water Dom/Potable | 1/31/2012
Cracker Barrel #296 | 9409 S 142nd St | Omaha | NE | 68138-3640 | Sarpy | NE24350 | Scrapped/Junked | 61449 | 1998 | state | CHWH - ASME/Fired Water Heater | BOILER ROOM | HWSD - Hot Water Dom/Potable | 1/31/2014
Baymont by Windham | 9595 S 145th St | Omaha | NE | 68138-3626 | Sarpy | NE24600 | Out of Service | 18390 | 2013 | PENTAIR | CPFT - Horiz Cpr Fin Boiler | Pool Mech. Room | IPHT - Indoor Pool Heater | 2/28/2023
Sarpy County Juvenile Ctr | 9701 Portal Rd | Papillion | NE | 68128-3150 | Sarpy | NE10314 | Active | 11919 | 2002 | ALES | FTVT - Firetube Vertical TB | MECH ROOM | HWHT - Hot Water Heat | 3/31/2027
Sarpy County Juvenile Ctr | 9701 Portal Rd | Papillion | NE | 68128-3150 | Sarpy | NE10315 | Active | 11917 | 2002 | ALES | FTVT - Firetube Vertical TB | MECH ROOM | HWHT - Hot Water Heat | 3/31/2027
Sarpy County Juvenile Ctr | 9701 Portal Rd | Papillion | NE | 68128-3150 | Sarpy | NE10316 | Active | 11920 | 2002 | ALES | FTVT - Firetube Vertical TB | MECH ROOM | HWHT - Hot Water Heat | 3/31/2027
Sarpy County Juvenile Ctr | 9701 Portal Rd | Papillion | NE | 68128-3150 | Sarpy | NE10317 | Scrapped/Junked | 125228 | 2002 | WTRP | CPFT - Horiz Cpr Fin Boiler | MECH ROOM | HWSD - Hot Water Dom/Potable | 3/31/2019
Sarpy County Juvenile Ctr | 9701 Portal Rd | Papillion | NE | 68128-3150 | Sarpy | NE27925 | Active | 291935 | 2018 | Laars | CPFT - Horiz Cpr Fin Boiler | MECH ROOM | HWSD - Hot Water Dom/Potable | 3/31/2027
Cerris Systems | 9751 S 142nd St | Omaha | NE | 68138-3727 | Sarpy | NE19049 | Scrapped/Junked | 161892 | 2010 | Lochinvar | COBL - Coil Type Boiler | Upstairs Mech. Room | HWHT - Hot Water Heat | 12/31/2017
Cerris Systems | 9751 S 142nd St | Omaha | NE | 68138-3727 | Sarpy | NE27452 | Active | 387172 | 2016 | Lochinvar | WTSS - Watertube SS Steel | Upstairs Mech. Room | HWHT - Hot Water Heat | 1/31/2027
Casey's General Store | 9911 S 71st Ave | Papillion | NE | 68046 | Sarpy | NE26321 | Scrapped/Junked | 3734 | 2016 | E-Logic/Axeman Anderson | FT - Firetube Boiler | Mech. Room | HWFP - Floor Heat & Nonpotable | 7/31/2022
Casey's General Store | 9911 S 71st Ave | Papillion | NE | 68046 | Sarpy | NE26322 | Scrapped/Junked | 3733 | 2016 | E-Logic/Axeman Anderson | FT - Firetube Boiler | Mech. Room | HWFP - Floor Heat & Nonpotable | 7/31/2021
Casey's General Store | 9911 S 71st Ave | Papillion | NE | 68046 | Sarpy | NE26323 | Scrapped/Junked | 3727 | 2016 | E-Logic/Axeman Anderson | FT - Firetube Boiler | Mech. Room | HWFP - Floor Heat & Nonpotable | 7/31/2022
Casey's General Store | 9911 S 71st Ave | Papillion | NE | 68046 | Sarpy | NE26324 | Scrapped/Junked | 3735 | 2016 | E-Logic/Axeman Anderson | FT - Firetube Boiler | Mech. Room | HWFP - Floor Heat & Nonpotable | 7/31/2022
Casey's General Store | 9911 S 71st Ave | Papillion | NE | 68046 | Sarpy | NE41523 | Active | 528490 | 2021 | Lochinvar | WT - Water Tube Boiler | Mechanical Room | HWFP - Floor Heat & Nonpotable | 2/28/2025
Casey's General Store | 9911 S 71st Ave | Papillion | NE | 68046 | Sarpy | NE41524 | Active | 528492 | 2021 | Lochinvar | WT - Water Tube Boiler | Mechanical Room | HWFP - Floor Heat & Nonpotable | 2/28/2025
Portal Elementary School | 9920 Brentwood Dr | La Vista | NE | 68128-4240 | SARPY | NE10501 | Exempt 1999 LB-66 | 146814 | 2002 | LOCHINVAR | CPFT - Horiz Cpr Fin Boiler | MECH ROOM | HWSD - Hot Water Dom/Potable | 7/31/2007
Portal Elementary School | 9920 Brentwood Dr | La Vista | NE | 68128-4240 | SARPY | NE10502 | Active | 12160 | 2002 | ALES | FTVT - Firetube Vertical TB | MECH RM B3 | HWHT - Hot Water Heat | 7/31/2026
Portal Elementary School | 9920 Brentwood Dr | La Vista | NE | 68128-4240 | SARPY | NE10503 | Active | 12158 | 2002 | ALES | FTVT - Firetube Vertical TB | MECH RM B2 | HWHT - Hot Water Heat | 7/31/2026
Portal Elementary School | 9920 Brentwood Dr | La Vista | NE | 68128-4240 | SARPY | NE10504 | Active | 12157 | 2002 | ALES | FTVT - Firetube Vertical TB | MECH RM B1 | HWHT - Hot Water Heat | 7/31/2026
Lincoln View Elementary | 9922 Prospect St | Papillion | NE | 68046-7055 | Sarpy | NE43997 | Active | 24373 | 2025 | VPI PRECISION HOLDINGS | ELBL - Electric Boiler | Mechanical Room | GLYC - Glycol Bldg Heat Sys | 5/31/2027
Pcs Nitrogen Fertilizer | Cs 7354 - Hwy 75 | Bellevue | NE |  | Sarpy | NE18705 | Inactive | 12036 | 1977 | Redman Equip | WT - Water Tube Boiler | NEW ACID PLANT | PROC - Process Steam | 9/30/2000
PCS NITROGEN FERTILIZER | CS 7354 - HWY 75 | BELLEVUE | NE | 68005-1699 | SARPY | NE02601 | Inactive |  | 1953 | VOGT POWER INTERNATIONAL | WT - Water Tube Boiler | LA PLATTE | PROC - Process Steam | 10/31/1989
PCS NITROGEN FERTILIZER | CS 7354 - HWY 75 | BELLEVUE | NE | 68005-1699 | SARPY | NE02623 | Inactive | 11251 | 1953 | COMBUSTION ENG | WT - Water Tube Boiler | LA PLATTE | PROC - Process Steam | 9/30/2000
PCS NITROGEN FERTILIZER | CS 7354 - HWY 75 | BELLEVUE | NE | 68005-1699 | SARPY | NE03250 | Inactive | 16977 | 1964 | ECIN | WT - Water Tube Boiler | LA PLATTE | PROC - Process Steam | 9/30/2000
PCS NITROGEN FERTILIZER | CS 7354 - HWY 75 | BELLEVUE | NE | 68005-1699 | SARPY | NE03251 | Inactive | 4928 | 1964 | BROTHERS | WT - Water Tube Boiler | LA PLATTE | PROC - Process Steam | 9/30/2000
PCS NITROGEN FERTILIZER | CS 7354 - HWY 75 | BELLEVUE | NE | 68005-1699 | SARPY | NE03252 | Inactive | 11572 | 1964 | CRANE | WT - Water Tube Boiler | LA PLATTE | PROC - Process Steam | 9/30/2000
PCS NITROGEN FERTILIZER | CS 7354 - HWY 75 | BELLEVUE | NE | 68005-1699 | SARPY | NE03313 | Inactive | 2643 | 1977 | STRUTHERS | WT - Water Tube Boiler |  | PROC - Process Steam | 9/30/2000
PCS NITROGEN FERTILIZER | CS 7354 - HWY 75 | BELLEVUE | NE | 68005-1699 | SARPY | NE05749 | Exempt 1999 LB-66 |  | 1996 | VANGUARD | AHWH - ANSI/Fired Water Htr | MAIN MACH SHOP | HWSD - Hot Water Dom/Potable | 9/30/1999
PCS NITROGEN FERTILIZER | CS 7354 - HWY 75 | BELLEVUE | NE | 68005-1699 | SARPY | NE07809 | Inactive | 23502 | 1986 | YORK SHIPLEY | WT - Water Tube Boiler | PORTABLE BOILER | PROC - Process Steam | 9/30/2000
PCS NITROGEN FERTILIZER | CS 7354 - HWY 75 | BELLEVUE | NE | 68005-1699 | SARPY | NE14966 | Inactive | 12168 | 1989 | NOOTER/ERIKSEN | WT - Water Tube Boiler | NITRIC ACID | PROC - Process Steam | 9/30/2000
PCS NITROGEN FERTILIZER | CS 7354 - HWY 75 | BELLEVUE | NE | 68005-1699 | SARPY | NE14967 | Inactive |  | 1988 | RHEEM MANUFACTURING CO | AHWH - ANSI/Fired Water Htr | MAINT GARAGE | HWSD - Hot Water Dom/Potable | 9/30/2000
PCS NITROGEN FERTILIZER | CS 7354 - HWY 75 | BELLEVUE | NE | 68005-1699 | SARPY | NE18704 | Inactive | 202 | 1989 | REDMAN EQUIP | WT - Water Tube Boiler | NEW ACID PLANT | PROC - Process Steam | 9/30/2000
NPPD - KRAMER STATION | PO Box 306 | Bellevue | NE | 68005-0306 | SARPY | NE11057 | Inactive | 14990 | 1949 | BABCOCK & WILCOX | WT - Water Tube Boiler | BOILER ROOM | POWR - Power Generation | 6/30/1988
NPPD - KRAMER STATION | PO Box 306 | Bellevue | NE | 68005-0306 | SARPY | NE11058 | Inactive | 14989 | 1949 | BABCOCK & WILCOX | WT - Water Tube Boiler | BOILER ROOM | POWR - Power Generation | 6/30/1987
NPPD - KRAMER STATION | PO Box 306 | Bellevue | NE | 68005-0306 | SARPY | NE11059 | Inactive | 14988 | 1949 | BABCOCK & WILCOX | WT - Water Tube Boiler | BOILER ROOM | POWR - Power Generation | 6/30/1987
NPPD - KRAMER STATION | PO Box 306 | Bellevue | NE | 68005-0306 | SARPY | NE11076 | Inactive | 16435 | 1950 | BABCOCK & WILCOX | WT - Water Tube Boiler | BOILER ROOM | POWR - Power Generation | 4/30/1988
Ashland-Greenwood Primary School | 1010 N 17th Ave | Ashland | NE | 68003 | Saunders | NE42077 | Active | 383543 | 2022 | Lochinvar | FTVT - Firetube Vertical TB | Boiler Room | GLYC - Glycol Bldg Heat Sys | 12/31/2026
Ashland-Greenwood Primary School | 1010 N 17th Ave | Ashland | NE | 68003 | Saunders | NE42078 | Active | 384113 | 2022 | Lochinvar | FTVT - Firetube Vertical TB | Boiler Room | GLYC - Glycol Bldg Heat Sys | 12/31/2026
OLD WESTON PUBLIC SCHOOL | 103 SCHOOL ST | WESTON | NE | 68070 | SAUNDERS | NE30356 | Inactive |  | 1971 | AMERICAN STANDARD |  | BOILER ROOM | STHT - Steam-Heat | 3/31/2005
Insulfoam | 1057 Sunburst Ln | Mead | NE | 68041-4033 | Saunders | NE00468 | Inactive | 14479 | 2000 | SUPERIOR BOILERWORKS | FTSM - FTS Marine Dry Back | BOILER ROOM | PROC - Process Steam | 7/31/2004
Insulfoam | 1057 Sunburst Ln | Mead | NE | 68041-4033 | Saunders | NE03701 | Scrapped/Junked | 25660 | 1973 | KEWANEE | FT - Firetube Boiler | FIRST FLOOR | PROC - Process Steam | 5/31/1996
Insulfoam | 1057 Sunburst Ln | Mead | NE | 68041-4033 | Saunders | NE18437 | Inactive | 1735 | 1995 | CLEAVER BROOKS | FTSM - FTS Marine Dry Back | BOILER ROOM | PROC - Process Steam | 5/31/2001
Insulfoam | 1057 Sunburst Ln | Mead | NE | 68041-4033 | Saunders | NE22507 | Inactive | 8505 | 1997 | Cleaver Brooks | FTSM - FTS Marine Dry Back | BOILER ROOM | PROC - Process Steam | 2/28/2023
Insulfoam | 1057 Sunburst Ln | Mead | NE | 68041-4033 | Saunders | NE27009 | Active | 13264 | 2007 | Hurst | FTWB - FTS Marine Wet Back | Boiler Area | PROC - Process Steam | 7/31/2026
UNL-Eastern NE Research (Feed Mill) | 1071 County Road G | Ithaca | NE | 68033-2243 | Saunders | NE01236 | Scrapped/Junked | 345 | 1966 | Abco Industries | FTSM - FTS Marine Dry Back | Feed Mill | PROC - Process Steam | 12/31/2022
Cedar Bluffs School | 110 E Main St | Cedar Bluffs | NE | 68015-3128 | Saunders | NE17212 | Scrapped/Junked | n/a | 1990 | Peerless | CI - Cast Iron | BOILER ROOM | HWHT - Hot Water Heat | 2/28/2020
Cedar Bluffs School | 110 E Main St | Cedar Bluffs | NE | 68015-3128 | Saunders | NE20124 | Scrapped/Junked | 54925 | 1995 | Teledyne Laars | CPFT - Horiz Cpr Fin Boiler | BOILER ROOM | HWHT - Hot Water Heat | 2/28/2016
Cedar Bluffs School | 110 E Main St | Cedar Bluffs | NE | 68015-3128 | Saunders | NE20125 | Scrapped/Junked | 54924 | 1995 | Teledyne Laars | CPFT - Horiz Cpr Fin Boiler | BOILER ROOM | HWHT - Hot Water Heat | 2/28/2016
Cedar Bluffs School | 110 E Main St | Cedar Bluffs | NE | 68015-3128 | Saunders | NE20126 | Inactive |  | 1990 | RUUD | AHWH - ANSI/Fired Water Htr | MAIN STREET | HWSD - Hot Water Dom/Potable | 7/31/1998
Cedar Bluffs School | 110 E Main St | Cedar Bluffs | NE | 68015-3128 | Saunders | NE20127 | Exempt 1999 LB-66 |  | 1986 | RHEEM MANUFACTURING CO | AHWH - ANSI/Fired Water Htr |  | HWSD - Hot Water Dom/Potable | 7/31/1999
Cedar Bluffs School | 110 E Main St | Cedar Bluffs | NE | 68015-3128 | Saunders | NE23810 | Exempt 1999 LB-66 |  | 1998 | AO SMITH | WT - Water Tube Boiler |  | HWSD - Hot Water Dom/Potable | 7/31/1999
Cedar Bluffs School | 110 E Main St | Cedar Bluffs | NE | 68015-3128 | Saunders | NE26315 | Active | 209075 | 2016 | Lochinvar | FTVT - Firetube Vertical TB | MECH ROOM | HWHT - Hot Water Heat | 2/28/2027
Cedar Bluffs School | 110 E Main St | Cedar Bluffs | NE | 68015-3128 | Saunders | NE26316 | Active | 207217 | 2016 | Lochinvar | FTVT - Firetube Vertical TB | MECH ROOM | HWHT - Hot Water Heat | 2/28/2027
Mead High School | 114 N Vine St | Mead | NE | 68041-3206 | Saunders | NE02578 | Scrapped/Junked | 65430 | 1973 | GROE | COOK - Fired Cooker | KITCHEN | COOK - Cooker/Kettle | 12/31/2017
Mead High School | 114 N Vine St | Mead | NE | 68041-3206 | Saunders | NE18340 | Scrapped/Junked | n/a | 1990 | AO SMITH | AHWH - ANSI/Fired Water Htr | BOYS LOCKER ROOM | HWSD - Hot Water Dom/Potable | 12/31/2014
Mead High School | 114 N Vine St | Mead | NE | 68041-3206 | Saunders | NE18341 | Scrapped/Junked | 24402 | 1993 | AO SMITH | CHWH - ASME/Fired Water Heater | UPPER STAGE | HWSD - Hot Water Dom/Potable | 12/31/2014
Mead High School | 114 N Vine St | Mead | NE | 68041-3206 | Saunders | NE27460 | Active | 125916 | 2017 | Cleveland | COOK - Fired Cooker | KITCHEN | COOK - Cooker/Kettle | 12/31/2026
Raymond Central Ceresco Elementary School | 114 S 3rd St | Ceresco | NE | 68017-4080 | Saunders | NE00065 | Scrapped/Junked | 106209 | 1999 | Teledyne Laars | CPFT - Horiz Cpr Fin Boiler | PENTHOUSE | HWHT - Hot Water Heat | 7/31/2015
Raymond Central Ceresco Elementary School | 114 S 3rd St | Ceresco | NE | 68017-4080 | Saunders | NE25661 | Active | 308015 | 2014 | Lochinvar | WTSS - Watertube SS Steel | upstairs | HWHT - Hot Water Heat | 7/31/2026
ELEMENTARY SCHOOL | 114 S 3RD ST | CERESCO | NE | 68017-4080 | SAUNDERS | NE32767 | Inactive | 37175 | 1983 | KEWANEE | FT - Firetube Boiler | CERESCO | STHT - Steam-Heat | 7/31/2000
ELEMENTARY SCHOOL | 114 S 3RD ST | CERESCO | NE | 68017-4080 | SAUNDERS | NE32768 | Inactive | 37176 | 1983 | KEWANEE | FT - Firetube Boiler | CERESCO | STHT - Steam-Heat | 7/31/2000
Liberty House Wahoo | 1145 N Laurel St | Wahoo | NE | 68066-1244 | Saunders | NE39158 | Scrapped/Junked | 7608 | 1964 | KEWANEE | FTFB - Firetube-Firebox Boiler | BOILER ROOM | HWHT - Hot Water Heat | 6/30/2007
Liberty House Wahoo | 1145 N Laurel St | Wahoo | NE | 68066-1244 | Saunders | NE39195 | Scrapped/Junked | 79 | 1983 | WEBJ | COBL - Coil Type Boiler | BOILER ROOM | HWSD - Hot Water Dom/Potable | 6/30/2009
HAVEN HOUSE | 1145 N Laurel St | Wahoo | NE | 68066-1244 | SAUNDERS | NE05563 | Exempt 1999 LB-66 |  | 1991 | AO SMITH | AHWH - ANSI/Fired Water Htr |  | HWSD - Hot Water Dom/Potable | 8/31/2000
HAVEN HOUSE | 1145 N Laurel St | Wahoo | NE | 68066-1244 | SAUNDERS | NE05568 | Exempt 1999 LB-66 |  | 1994 | AO SMITH | AHWH - ANSI/Fired Water Htr |  | HWSD - Hot Water Dom/Potable | 8/31/2000
Mead Elementary School | 115 N Elm St | Mead | NE | 68041-3203 | Saunders | NE33480 | Active | n/a | 1963 | Kewanee | FTSM - FTS Marine Dry Back | BOILER ROOM | STHT - Steam-Heat | 12/31/2026
D & D Laundry | 120 W 5th St | Wahoo | NE | 68066-1852 | Saunders | NE23127 | Inactive | 37090 | 1993 | Lochinvar | CPFT - Horiz Cpr Fin Boiler | BOILER ROOM | HWSD - Hot Water Dom/Potable | 8/31/2012
D & D Laundry | 120 W 5th St | Wahoo | NE | 68066-1852 | Saunders | NE23128 | Inactive | 37091 | 1993 | Lochinvar | CPFT - Horiz Cpr Fin Boiler | BOILER ROOM | HWSD - Hot Water Dom/Potable | 8/31/2012
Yutan Jr/Sr High School | 1200 2nd St | Yutan | NE | 68073-3054 | Saunders | NE22511 | Active | NA | 1996 | Dunkirk | CI - Cast Iron | Roof | GLYC - Glycol Bldg Heat Sys | 10/31/2026
Yutan Jr/Sr High School | 1200 2nd St | Yutan | NE | 68073-3054 | Saunders | NE22512 | Active | NA | 1996 | Dunkirk | CI - Cast Iron | 1 Roof top unit | GLYC - Glycol Bldg Heat Sys | 10/31/2026
Yutan Jr/Sr High School | 1200 2nd St | Yutan | NE | 68073-3054 | Saunders | NE22513 | Active | NA | 1996 | Dunkirk | CI - Cast Iron | 2 Rooftop unit | GLYC - Glycol Bldg Heat Sys | 10/31/2026
Yutan Jr/Sr High School | 1200 2nd St | Yutan | NE | 68073-3054 | Saunders | NE22514 | Active | NA | 1996 | Dunkirk | CI - Cast Iron | 2 Rooftop Unit | GLYC - Glycol Bldg Heat Sys | 10/31/2026
Yutan Jr/Sr High School | 1200 2nd St | Yutan | NE | 68073-3054 | Saunders | NE22515 | Inactive |  | 1996 | DUNK | CI - Cast Iron | 4 Rooftop unit | HWHT - Hot Water Heat | 10/31/2006
Yutan Jr/Sr High School | 1200 2nd St | Yutan | NE | 68073-3054 | Saunders | NE22516 | Inactive |  | 1996 | DUNK | CI - Cast Iron | 4 Roof top unit | HWHT - Hot Water Heat | 10/31/2006
Yutan Jr/Sr High School | 1200 2nd St | Yutan | NE | 68073-3054 | Saunders | NE22517 | Active | NA | 1996 | Dunkirk | CI - Cast Iron | 3 Rooftop unit | GLYC - Glycol Bldg Heat Sys | 10/31/2026
Yutan Jr/Sr High School | 1200 2nd St | Yutan | NE | 68073-3054 | Saunders | NE22518 | Active | NA | 1996 | Dunkirk | CI - Cast Iron | 3 Roof top unit | GLYC - Glycol Bldg Heat Sys | 10/31/2026
YUTAN JR/SR HIGH SCHOOL | 1200 2nd St | Yutan | NE | 68073-3054 | SAUNDERS | NE22519 | Exempt 1999 LB-66 |  | 1992 | STATE INDUSTRIES | AHWH - ANSI/Fired Water Htr | BOILER ROOM | HWSD - Hot Water Dom/Potable | 8/31/1999
YUTAN JR/SR HIGH SCHOOL | 1200 2nd St | Yutan | NE | 68073-3054 | SAUNDERS | NE22520 | Exempt 1999 LB-66 |  | 1992 | STATE INDUSTRIES | AHWH - ANSI/Fired Water Htr | BOILER ROOM | HWSD - Hot Water Dom/Potable | 8/31/1999
YUTAN JR/SR HIGH SCHOOL | 1200 2nd St | Yutan | NE | 68073-3054 | SAUNDERS | NE22521 | Exempt 1999 LB-66 |  | 1996 | RUUD | AHWH - ANSI/Fired Water Htr | BOILER ROOM | HWSD - Hot Water Dom/Potable | 8/31/1999
Ashland-Greenwood Elementary School | 1200 Boyd St | Ashland | NE | 68003-1851 | Saunders | NE15228 | Scrapped/Junked |  | 1989 | Weil-Mcclain | CI - Cast Iron | BOILER ROOM | STHT - Steam-Heat | 12/31/2009
Ashland-Greenwood Elementary School | 1200 Boyd St | Ashland | NE | 68003-1851 | Saunders | NE15728 | Active | 16653 | 2009 | Aldrich | FTVT - Firetube Vertical TB | Boiler Room | GLYC - Glycol Bldg Heat Sys | 11/30/2026
Ashland-Greenwood Elementary School | 1200 Boyd St | Ashland | NE | 68003-1851 | Saunders | NE15729 | Active | 16659 | 2009 | Aldrich | FTVT - Firetube Vertical TB | Boiler Room | GLYC - Glycol Bldg Heat Sys | 11/30/2026
Ashland-Greenwood Elementary School | 1200 Boyd St | Ashland | NE | 68003-1851 | Saunders | NE15730 | Active | 17634 | 2009 | Aldrich | FTVT - Firetube Vertical TB | Boiler Room | GLYC - Glycol Bldg Heat Sys | 11/30/2026
Ashland-Greenwood Elementary School | 1200 Boyd St | Ashland | NE | 68003-1851 | Saunders | NE33265 | Inactive |  | 1960 | PETRO-PAC | FT - Firetube Boiler | GREENWOOD ELEM | STHT - Steam-Heat | 8/31/1986
Modern Cleaners | 127 W 6th St | Wahoo | NE | 68066-1646 | Saunders | NE01359 | Inactive | N/A | 1922 | LEFF | FT - Firetube Boiler | BASEMENT | PROC - Process Steam | 11/30/2015
St John Nepomucene | 130 N Front St | Weston | NE | 68070-4135 | Saunders | NE23826 | Active | n/a | 1998 | Peerless | CI - Cast Iron | BOILER ROOM | HWHT - Hot Water Heat | 1/31/2027
St John Nepomucene | 130 N Front St | Weston | NE | 68070-4135 | Saunders | NE23827 | Active | n/a | 1998 | Peerless | CI - Cast Iron | BOILER ROOM | HWHT - Hot Water Heat | 1/31/2027
St John Nepomucene | 130 N Front St | Weston | NE | 68070-4135 | Saunders | NE23828 | Active | n/a | 1998 | Peerless | CI - Cast Iron | BOILER ROOM | HWHT - Hot Water Heat | 1/31/2027
St John Nepomucene | 130 N Front St | Weston | NE | 68070-4135 | Saunders | NE34528 | Scrapped/Junked |  | 1954 | US RADIATOR |  | BOILER ROOM | HWHT - Hot Water Heat | 8/31/1998
SAUNDERS HOUSE | 1313 N Hackberry St | Wahoo | NE | 68066-1148 | SAUNDERS | NE21258 | Exempt 1999 LB-66 |  | 1996 | STATE INDUSTRIES | AHWH - ANSI/Fired Water Htr |  | HWSD - Hot Water Dom/Potable | 11/30/1999
SAUNDERS HOUSE | 1313 N Hackberry St | Wahoo | NE | 68066-1148 | SAUNDERS | NE21259 | Exempt 1999 LB-66 |  | 1996 | STATE INDUSTRIES | AHWH - ANSI/Fired Water Htr |  | HWSD - Hot Water Dom/Potable | 11/30/1999
AltEn, LLC | 1344 County Road 10 | Mead | NE | 68041-4036 | Saunders | NE07206 | Inactive | 138 | 2006 | Saskatoon | FTWB - FTS Marine Wet Back | boiler room | PROC - Process Steam | 11/30/2021
AltEn, LLC | 1344 County Road 10 | Mead | NE | 68041-4036 | Saunders | NE07207 | Inactive | 139 | 2006 | Saskatoon | FTWB - FTS Marine Wet Back | boiler room | PROC - Process Steam | 10/31/2008
AltEn, LLC | 1344 County Road 10 | Mead | NE | 68041-4036 | Saunders | NE24972 | Out of Service | 12533 | 1994 | Superior Boiler Works | FTWB - FTS Marine Wet Back | Outside | PROC - Process Steam | 11/30/2015
AltEn, LLC | 1344 County Road 10 | Mead | NE | 68041-4036 | Saunders | NE25657 | Inactive | 17417 | 2011 | Hurst | FTWB - FTS Marine Wet Back | Boiler Plant Bldg. | PROC - Process Steam | 11/30/2021
Champion Feeders LLC | 1344 County Road 10 | Mead | NE | 68041-4036 | Saunders | NE02793 | Scrapped/Junked | n/a | 1956 | Cleaver & Brooks | FTSM - FTS Marine Dry Back | Boiler House | PROC - Process Steam | 8/31/2017
Champion Feeders LLC | 1344 County Road 10 | Mead | NE | 68041-4036 | Saunders | NE02958 | Scrapped/Junked | 12522 | 1947 | Cleaver & Brooks | FTSM - FTS Marine Dry Back | Boiler House | PROC - Process Steam | 8/31/2017
Champion Feeders LLC | 1344 County Road 10 | Mead | NE | 68041-4036 | Saunders | NE25598 | Active | 4486 | 2000 | Cleaver Brooks | FTSM - FTS Marine Dry Back | Boiler Room | PROC - Process Steam | 8/31/2026
Wagner Business Group Inc | 136 Highway 6 | Ashland | NE | 68003-2150 | Saunders | NE07468 | Active | 267760 | 2007 | Raypak | CPFT - Horiz Cpr Fin Boiler | Mechanical room | GLFH - Glycol Floor Heat System | 2/28/2027
South Haven | 1400 Mark Dr | Wahoo | NE | 68066-4023 | Saunders | NE02098 | Scrapped/Junked | 70552 | 2003 | WEBJ | COBL - Coil Type Boiler | Mech Room | HWSD - Hot Water Dom/Potable | 10/31/2015
South Haven | 1400 Mark Dr | Wahoo | NE | 68066-4023 | Saunders | NE02301 | Active | 70442 | 2003 | WEBJ | COBL - Coil Type Boiler | Mech Room | HWSD - Hot Water Dom/Potable | 10/31/2025
South Haven | 1400 Mark Dr | Wahoo | NE | 68066-4023 | Saunders | NE25947 | Active | 330023 | 2014 | CAMUS | WTSS - Watertube SS Steel | Mech. Room | HWSD - Hot Water Dom/Potable | 10/31/2025
Farmers Merchant National Bank | 1501 Silver St | Ashland | NE | 68003-1847 | Saunders | NE06837 | Exempt |  | 2005 | PENTAIR POOL PRODUCTS | CPPH - Ansi Cpr Fin Pool Heater | MECH ROOM | IPHT - Indoor Pool Heater | 11/30/2007
Farmers Merchant National Bank | 1501 Silver St | Ashland | NE | 68003-1847 | Saunders | NE06838 | Exempt |  | 2005 | PENTAIR POOL PRODUCTS | CPPH - Ansi Cpr Fin Pool Heater | MECH ROOM | IPHT - Indoor Pool Heater | 11/30/2007
Farmers Merchant National Bank | 1501 Silver St | Ashland | NE | 68003-1847 | Saunders | NE07534 | Scrapped/Junked | 175172 | 2006 | Teledyne & Laars | CPFT - Horiz Cpr Fin Boiler | BASMENT | HWHT - Hot Water Heat | 12/31/2021
Wahoo Concrete Products Co | 1505 N Highway | Wahoo | NE | 68066 | Saunders | NE41548 | Active | 4644 | 2017 | SIOUX | COBL - Coil Type Boiler | Cement Plant | HWSP - Hot Water Non Potable Supply | 3/31/2027
First Congregational Church | 1542 Boyd St | Ashland | NE | 68003-1857 | SAUNDERS | NE08893 | Active | 11640 | 2001 | ALES | FTVT - Firetube Vertical TB | BASEMENT | HWHT - Hot Water Heat | 2/28/2027
First Congregational Church | 1542 Boyd St | Ashland | NE | 68003-1857 | SAUNDERS | NE14583 | Scrapped/Junked |  | 1962 | KEWANEE | FT - Firetube Boiler | BASEMENT | HWHT - Hot Water Heat | 5/31/2002
Darling Ingredients Inc | 1547 County Road 13 | Wahoo | NE | 68066-5530 | Saunders | NE02914 | Scrapped/Junked | 23057 | 1967 | Kewannee | FT - Firetube Boiler | Boiler area | PROC - Process Steam | 3/31/2006
Darling Ingredients Inc | 1547 County Road 13 | Wahoo | NE | 68066-5530 | Saunders | NE06727 | Active | 10361 | 2005 | Johnston Boiler Co. | FT - Firetube Boiler | Boiler House | PROC - Process Steam | 2/28/2027
Darling Ingredients Inc | 1547 County Road 13 | Wahoo | NE | 68066-5530 | Saunders | NE13874 | Scrapped/Junked | 22810 | 1966 | Kewannee | FT - Firetube Boiler | Boiler Room | PROC - Process Steam | 5/31/2006
Darling Ingredients Inc | 1547 County Road 13 | Wahoo | NE | 68066-5530 | Saunders | NE14099 | Scrapped/Junked | 6040 | 1974 | Johnston Boiler Co | FT - Firetube Boiler | Boiler House | PROC - Process Steam | 5/31/2020
Darling Ingredients Inc | 1547 County Road 13 | Wahoo | NE | 68066-5530 | Saunders | NE15029 | Out of Service | 9803 | 1999 | Cleaver & Brooks | FT - Firetube Boiler | Maintenance | PROC - Process Steam | 3/31/2015
Darling Ingredients Inc | 1547 County Road 13 | Wahoo | NE | 68066-5530 | Saunders | NE17622 | Scrapped/Junked | 23681 | 1969 | Kewannee | FT - Firetube Boiler | Boiler Room | PROC - Process Steam | 3/31/2006
Darling Ingredients Inc | 1547 County Road 13 | Wahoo | NE | 68066-5530 | Saunders | NE27859 | Active | 251 | 2016 | VICTORY ENERGY | FTWB - FTS Marine Wet Back | Boiler House | PROC - Process Steam | 5/31/2026
Darling Ingredients Inc | 1547 County Road 13 | Wahoo | NE | 68066-5530 | Saunders | NE28768 | Active | 724 | 2019 | VICTORY ENERGY | FTWB - FTS Marine Wet Back | Boiler House | PROC - Process Steam | 5/31/2026
DARLING INTERNATIONAL | 1547 CTY RD 13 | WAHOO | NE | 68066-5530 | SAUNDERS | NE02883 | Inactive | 20413 | 1959 | KEWANEE | FT - Firetube Boiler | BOILER ROOM | PROC - Process Steam | 3/31/2002
Wahoo Temple Craft Assoc | 161 E 5th St | Wahoo | NE | 68066-1922 | Saunders | NE02302 | Active | n/a | 2004 | DUNK | CI - Cast Iron | Boiler Room | HWHT - Hot Water Heat | 10/31/2026
Wahoo Temple Craft Assoc | 161 E 5th St | Wahoo | NE | 68066-1922 | Saunders | NE02303 | Active | n/a | 2004 | DUNK | CI - Cast Iron | Boiler Room | HWHT - Hot Water Heat | 10/31/2026
Wahoo Temple Craft Assoc | 161 E 5th St | Wahoo | NE | 68066-1922 | Saunders | NE02304 | Active | n/a | 2004 | DUNK | CI - Cast Iron | Boiler Room | HWHT - Hot Water Heat | 10/31/2026
Wahoo Temple Craft Assoc | 161 E 5th St | Wahoo | NE | 68066-1922 | Saunders | NE04051 | Scrapped/Junked | 13594 | 1938 | PACIFIC | FT - Firetube Boiler | BASEMENT | HWHT - Hot Water Heat | 10/31/2004
Oxbow Living Center | 1617 Bills Dr | Ashland | NE | 68003-1273 | Saunders | NE14167 | Scrapped/Junked | 130950 | 2009 | AO SMITH | CHWH - ASME/Fired Water Heater | MECHANICAL ROOM | HWSD - Hot Water Dom/Potable | 5/31/2022
Oxbow Living Center | 1617 Bills Dr | Ashland | NE | 68003-1273 | Saunders | NE14168 | Scrapped/Junked | 129344 | 2009 | AO SMITH | CHWH - ASME/Fired Water Heater | MECHANICAL ROOM | HWSD - Hot Water Dom/Potable | 5/31/2020
Oxbow Living Center | 1617 Bills Dr | Ashland | NE | 68003-1273 | Saunders | NE14169 | Scrapped/Junked | 129322 | 2009 | AO SMITH | CHWH - ASME/Fired Water Heater | MECH ROOM | HWSD - Hot Water Dom/Potable | 5/31/2022
Oxbow Living Center | 1617 Bills Dr | Ashland | NE | 68003-1273 | Saunders | NE14170 | Scrapped/Junked | 129318 | 2009 | AO SMITH | CHWH - ASME/Fired Water Heater | MECH ROOM | HWSD - Hot Water Dom/Potable | 5/31/2016
Oxbow Living Center | 1617 Bills Dr | Ashland | NE | 68003-1273 | Saunders | NE28712 | Active | 256585 | 2019 | AO SMITH | CHWH - ASME/Fired Water Heater | MECHANICAL ROOM | HWSD - Hot Water Dom/Potable | 5/31/2026
Oxbow Living Center | 1617 Bills Dr | Ashland | NE | 68003-1273 | Saunders | NE29042 | Active | 271888 | 2020 | State Industries | CHWH - ASME/Fired Water Heater | MECHANICAL ROOM | HWSD - Hot Water Dom/Potable | 5/31/2026
Oxbow Living Center | 1617 Bills Dr | Ashland | NE | 68003-1273 | Saunders | NE41036 | Active | 272975 | 2020 | AO SMITH | CHWH - ASME/Fired Water Heater | MECHANICAL ROOM | HWSD - Hot Water Dom/Potable | 5/31/2026
Meadows at Ashland | 1700 Furnas St | Ashland | NE | 68003-1254 | Saunders | NE00083 | Scrapped/Junked | 45081 | 1998 | AO SMITH | CHWH - ASME/Fired Water Heater | NORTH BOILER ROOM | HWSD - Hot Water Dom/Potable | 9/30/2006
Meadows at Ashland | 1700 Furnas St | Ashland | NE | 68003-1254 | Saunders | NE09055 | Scrapped/Junked | 108666 | 2006 | AOSM | CHWH - ASME/Fired Water Heater | NORTH BOILER RM | HWSD - Hot Water Dom/Potable | 9/30/2017
Meadows at Ashland | 1700 Furnas St | Ashland | NE | 68003-1254 | Saunders | NE09056 | Scrapped/Junked | 101115 | 2005 | AOSM | CHWH - ASME/Fired Water Heater | SOUTH BOILER RM | HWSD - Hot Water Dom/Potable | 9/30/2017
Meadows at Ashland | 1700 Furnas St | Ashland | NE | 68003-1254 | Saunders | NE18706 | Scrapped/Junked | 27193 | 1994 | AO SMITH | CHWH - ASME/Fired Water Heater | SOUTH BOILER RM | HWSD - Hot Water Dom/Potable | 9/30/2007
Meadows at Ashland | 1700 Furnas St | Ashland | NE | 68003-1254 | Saunders | NE22796 | Scrapped/Junked | 149503 | 2010 | A O Smith | CHWH - ASME/Fired Water Heater | Mech. Room | HWSD - Hot Water Dom/Potable | 9/30/2022
Meadows at Ashland | 1700 Furnas St | Ashland | NE | 68003-1254 | Saunders | NE23835 | Scrapped/Junked | 47403 | 1998 | AOSM | CHWH - ASME/Fired Water Heater | SOUTH BOILER RM | HWSD - Hot Water Dom/Potable | 9/30/2012
Meadows at Ashland | 1700 Furnas St | Ashland | NE | 68003-1254 | Saunders | NE37391 | Scrapped/Junked |  | 1971 | PEERLESS HEATER COMPANY |  | NORTH BOILER ROOM | HWHT - Hot Water Heat | 9/30/2006
Meadows at Ashland | 1700 Furnas St | Ashland | NE | 68003-1254 | Saunders | NE37392 | Scrapped/Junked |  | 1983 | AO SMITH | AHWH - ANSI/Fired Water Htr | BOILER ROOM | HWSD - Hot Water Dom/Potable | 3/31/2000
Meadows at Ashland | 1700 Furnas St | Ashland | NE | 68003-1254 | Saunders | NE37463 | Inactive |  | 1989 | AO SMITH | AHWH - ANSI/Fired Water Htr | SO. BLR RM | HWSD - Hot Water Dom/Potable | 3/31/1999
Meadows at Ashland | 1700 Furnas St | Ashland | NE | 68003-1254 | Saunders | NE41867 | Active | 292899 | 2022 | A O Smith | CHWH - ASME/Fired Water Heater | Main mech room 100 | HWSD - Hot Water Dom/Potable | 1/31/2027
Saunders Medical Center | 1760 County Road J | Wahoo | NE | 68066-4152 | Saunders | NE07264 | Active | 15741 | 2006 | ALES | FTVT - Firetube Vertical TB | Mech Room | HWHT - Hot Water Heat | 10/31/2026
Saunders Medical Center | 1760 County Road J | Wahoo | NE | 68066-4152 | Saunders | NE07265 | Active | 15740 | 2006 | ALES | FTVT - Firetube Vertical TB | Mech Room | HWHT - Hot Water Heat | 10/31/2026
Saunders Medical Center | 1760 County Road J | Wahoo | NE | 68066-4152 | Saunders | NE07266 | Active | 15742 | 2006 | ALES | FTVT - Firetube Vertical TB | Mech Room | HWHT - Hot Water Heat | 10/31/2026
Saunders Medical Center | 1760 County Road J | Wahoo | NE | 68066-4152 | Saunders | NE08688 | Scrapped/Junked | 15344 | 1999 | Chromalox | ELBL - Electric Boiler | STERILIZER ROOM | 0020 - Supp to Sterlizer/Autoclave | 10/31/2023
Saunders Medical Center | 1760 County Road J | Wahoo | NE | 68066-4152 | Saunders | NE13445 | Scrapped/Junked | 3484 | 2006 | Chromalox | ELBL - Electric Boiler | CENTRAL SUPPLY | STER - Sterilizer | 10/31/2017
Saunders Medical Center | 1760 County Road J | Wahoo | NE | 68066-4152 | Saunders | NE26960 | Active | 8562 | 2016 | Chromalox | ELBL - Electric Boiler | Sterile Room | STER - Sterilizer | 10/31/2026
Saunders Medical Center | 1760 County Road J | Wahoo | NE | 68066-4152 | Saunders | NE42337 | Active | 32464 | 2023 | Steris Corp | ELBL - Electric Boiler | Sterile Room | STER - Sterilizer | 10/31/2026
Ashland-Greenwood High | 1842 Furnas St | Ashland | NE | 68003-1219 | Saunders | NE16937 | Scrapped/Junked | 25897 | 1994 | AOSM | CHWH - ASME/Fired Water Heater | Boiler Room | HWSD - Hot Water Dom/Potable | 12/31/2015
Ashland-Greenwood High | 1842 Furnas St | Ashland | NE | 68003-1219 | Saunders | NE18783 | Scrapped/Junked | 144889 | 2010 | A O Smith | CHWH - ASME/Fired Water Heater | Upstairs AG | HWSD - Hot Water Dom/Potable | 11/30/2025
Ashland-Greenwood High | 1842 Furnas St | Ashland | NE | 68003-1219 | Saunders | NE18953 | Scrapped/Junked | 28633 | 1995 | AOSM | CHWH - ASME/Fired Water Heater | Ag Shop Loft | HWSD - Hot Water Dom/Potable | 12/31/2010
Ashland-Greenwood High | 1842 Furnas St | Ashland | NE | 68003-1219 | Saunders | NE18954 | Scrapped/Junked | 123886 | 1995 | Raypak | CPFT - Horiz Cpr Fin Boiler | Boiler Room | HWHT - Hot Water Heat | 12/31/2014
Ashland-Greenwood High | 1842 Furnas St | Ashland | NE | 68003-1219 | Saunders | NE37713 | Scrapped/Junked | 9999 | 1985 | Peerless | CI - Cast Iron | Old Boiler Room | HWHT - Hot Water Heat | 12/31/2014
First Bank of Nebraska | 201 E 5th St | Wahoo | NE | 68066-1924 | Saunders | NE34139 | Scrapped/Junked | N/A | 1978 | PEER | CI - Cast Iron | Basement Mech Room | HWHT - Hot Water Heat | 10/31/2020
Vacant Building | 201 Moravia | Prague | NE | 68050 | Saunders | NE13619 | Exempt | 17135 | 2008 | ALDRICH/LES | FTVT - Firetube Vertical TB | BOILER ROOM | STHT - Steam-Heat | 11/30/2017
Vacant Building | 201 Moravia | Prague | NE | 68050 | Saunders | NE34741 | Scrapped/Junked |  | 1971 | PEER | CI - Cast Iron | BOILER ROOM | STHT - Steam-Heat | 11/30/2008
Vacant Building | 201 Moravia | Prague | NE | 68050 | Saunders | NE34751 | Exempt | n/a | 1975 | Peerless | CI - Cast Iron | BOILER ROOM | HWHT - Hot Water Heat | 11/30/2017
Bishop Neumann High School | 202 S Linden St | Wahoo | NE | 68066-2057 | Saunders | NE20992 | Active | 160522 | 2010 | CAMUS | WTSS - Watertube SS Steel | Boiler Room | HWHT - Hot Water Heat | 11/30/2026
Bishop Neumann High School | 202 S Linden St | Wahoo | NE | 68066-2057 | Saunders | NE20993 | Active | 160545 | 2010 | CAMUS | WTSS - Watertube SS Steel | Boiler Room | HWHT - Hot Water Heat | 11/30/2026
Bishop Neumann High School | 202 S Linden St | Wahoo | NE | 68066-2057 | Saunders | NE34515 | Out of Service | n/a | 1963 | KEWA | FTSM - FTS Marine Dry Back | BOILER ROOM | HWHT - Hot Water Heat | 8/31/2011
Bishop Neumann High School | 202 S Linden St | Wahoo | NE | 68066-2057 | Saunders | NE34516 | Out of Service | n/a | 1963 | KEWA | FTSM - FTS Marine Dry Back | BOILER ROOM | HWHT - Hot Water Heat | 8/31/2011
Wash N Go | 203 S Chestnut St | Wahoo | NE | 68066-2005 | Saunders | NE40180 | Active | 84914 | 1998 | Lochinvar | CPFT - Horiz Cpr Fin Boiler | BOILER ROOM | GLFH - Glycol Floor Heat System | 4/30/2026
WAHOO WATER LTD | 203 S Chestnut St | Wahoo | NE | 68066-2005 | SAUNDERS | NE40371 | Exempt 1999 LB-66 |  | 1997 | PALOMA | WTHW - Watertube Wtr Heater |  | HWSP - Hot Water Non Potable Supply | 10/31/1999
WAHOO WATER LTD | 203 S Chestnut St | Wahoo | NE | 68066-2005 | SAUNDERS | NE40372 | Exempt 1999 LB-66 |  | 1997 | PALOMA | WTHW - Watertube Wtr Heater |  | HWSP - Hot Water Non Potable Supply | 10/31/1999
Wahoo Elementary School | 2056 N Hackberry St | Wahoo | NE | 68066-5555 | Saunders | NE09873 | Active | 105204 | 2001 | Pvi | CHWH - ASME/Fired Water Heater | Boiler Room | HWSD - Hot Water Dom/Potable | 10/31/2026
Wahoo Elementary School | 2056 N Hackberry St | Wahoo | NE | 68066-5555 | Saunders | NE09874 | Active | 106005 | 2001 | Pvi | FT - Firetube Boiler | Boiler Room | GLYC - Glycol Bldg Heat Sys | 10/31/2026
Wahoo Elementary School | 2056 N Hackberry St | Wahoo | NE | 68066-5555 | Saunders | NE09951 | Active | 106006 | 2001 | Pvi | FT - Firetube Boiler | Boiler Room | GLYC - Glycol Bldg Heat Sys | 10/31/2026
Camp Ashland | 220 County Road A | Ashland | NE | 68003-6044 | Saunders | NE28905 | Active | 20475 | 2020 | ALES | FTVT - Firetube Vertical TB | BLDG 506, MECH ROOM | HWHT - Hot Water Heat | 5/31/2027
Camp Ashland | 220 County Road A | Ashland | NE | 68003-6044 | Saunders | NE28906 | Active | 20474 | 2020 | ALES | FTVT - Firetube Vertical TB | BLDG 506, MECH ROOM | HWHT - Hot Water Heat | 5/31/2027
Camp Ashland | 220 County Road A | Ashland | NE | 68003-6044 | Saunders | NE40052 | Scrapped/Junked |  | 1989 | STAT | AHWH - ANSI/Fired Water Htr | MECH ROOM | HWSD - Hot Water Dom/Potable | 5/31/2010
Camp Ashland | 220 County Road A | Ashland | NE | 68003-6044 | Saunders | NE40053 | Scrapped/Junked | 24176 | 1994 | AOSM | COBL - Coil Type Boiler | BLDG 501, MECH ROOM | HWSD - Hot Water Dom/Potable | 5/31/2024
Camp Ashland | 220 County Road A | Ashland | NE | 68003-6044 | Saunders | NE40054 | Scrapped/Junked | 26341 | 1994 | AOSM | COBL - Coil Type Boiler | BLDG 502, MECH ROOM | HWSD - Hot Water Dom/Potable | 5/31/2024
Camp Ashland | 220 County Road A | Ashland | NE | 68003-6044 | Saunders | NE40055 | Active | 24177 | 1994 | AOSM | COBL - Coil Type Boiler | BLDG 503, MECH ROOM | HWSD - Hot Water Dom/Potable | 5/31/2027
Camp Ashland | 220 County Road A | Ashland | NE | 68003-6044 | Saunders | NE40056 | Active | 24310 | 1994 | AOSM | COBL - Coil Type Boiler | BLDG 504, MECH ROOM | HWSD - Hot Water Dom/Potable | 5/31/2027
Camp Ashland | 220 County Road A | Ashland | NE | 68003-6044 | Saunders | NE40057 | Active | 26334 | 1994 | AOSM | COBL - Coil Type Boiler | BLDG 505, MECH ROOM | HWSD - Hot Water Dom/Potable | 5/31/2027
Camp Ashland | 220 County Road A | Ashland | NE | 68003-6044 | Saunders | NE40058 | Active | 26474 | 1995 | AOSM | COBL - Coil Type Boiler | BLDG 506, MECH ROOM | HWSD - Hot Water Dom/Potable | 5/31/2027
Camp Ashland | 220 County Road A | Ashland | NE | 68003-6044 | Saunders | NE40059 | Scrapped/Junked | 8254 | 1995 | ALES | FTVT - Firetube Vertical TB | BLDG 506, MECH ROOM | HWHT - Hot Water Heat | 5/31/2021
Camp Ashland | 220 County Road A | Ashland | NE | 68003-6044 | Saunders | NE40060 | Scrapped/Junked | 8252 | 1995 | ALES | FTVT - Firetube Vertical TB | BLDG 506, MECH ROOM | HWHT - Hot Water Heat | 5/31/2021
Camp Ashland | 220 County Road A | Ashland | NE | 68003-6044 | Saunders | NE40061 | Active | 22853 | 1994 | AOSM | COBL - Coil Type Boiler | BLDG 507, MECH ROOM | HWSD - Hot Water Dom/Potable | 5/31/2027
Camp Ashland | 220 County Road A | Ashland | NE | 68003-6044 | Saunders | NE40062 | Active | 9126 | 1997 | ALES | FTVT - Firetube Vertical TB | BLDG 508, MECH ROOM | HWHT - Hot Water Heat | 5/31/2027
Camp Ashland | 220 County Road A | Ashland | NE | 68003-6044 | Saunders | NE40063 | Active | 9125 | 1997 | ALES | FTVT - Firetube Vertical TB | BLDG 508, MECH ROOM | HWHT - Hot Water Heat | 5/31/2027
Camp Ashland | 220 County Road A | Ashland | NE | 68003-6044 | Saunders | NE40064 | Active | 8253 | 1995 | ALES | FTVT - Firetube Vertical TB | BLDG 509, MECH ROOM | HWHT - Hot Water Heat | 5/31/2027
Camp Ashland | 220 County Road A | Ashland | NE | 68003-6044 | Saunders | NE40065 | Active | 8250 | 1995 | ALES | FTVT - Firetube Vertical TB | BLDG 509, MECH ROOM | HWHT - Hot Water Heat | 5/31/2027
Wahoo High School | 2201 N Locust St | Wahoo | NE | 68066-1093 | SAUNDERS | NE33923 | Scrapped/Junked | 22378 | 1974 | COPPERGLASS | FTVT - Firetube Vertical TB | BOILER ROOM | HWSD - Hot Water Dom/Potable | 12/31/2004
Wahoo High School | 2201 N Locust St | Wahoo | NE | 68066-1093 | SAUNDERS | NE33924 | Scrapped/Junked | 22377 | 1974 | COPPERGLASS | FTVT - Firetube Vertical TB | BOILER ROOM | HWSD - Hot Water Dom/Potable | 12/31/2004
Wahoo High School | 2201 N Locust St | Wahoo | NE | 68066-1093 | SAUNDERS | NE43186 | Active | 9970 | 2023 | Fulton | FT - Firetube Boiler | Boiler Room | GLYC - Glycol Bldg Heat Sys | 10/31/2026
Wahoo High School | 2201 N Locust St | Wahoo | NE | 68066-1093 | SAUNDERS | NE43187 | Active | 9964 | 2023 | Fulton | FT - Firetube Boiler | Boiler Room | GLYC - Glycol Bldg Heat Sys | 10/31/2026
Wahoo High School | 2201 N Locust St | Wahoo | NE | 68066-1093 | SAUNDERS | NE43188 | Active | 9969 | 2023 | Fulton | FT - Firetube Boiler | Boiler Room | GLYC - Glycol Bldg Heat Sys | 10/31/2026
Covered Wagon Scout Reservation Camps | 2911 County Road 15 | Cedar Bluffs | NE | 68015-3215 | Saunders | NE30481 | Active | 15264 | 1987 | TELE | CPFT - Horiz Cpr Fin Boiler | CAMP CEDAR POOL | OPHT - Outdoor Pool Heater | 6/30/2026
Covered Wagon Scout Reservation Camps | 2911 County Road 15 | Cedar Bluffs | NE | 68015-3215 | Saunders | NE30482 | Active | 11904 | 1987 | TELE | CPFT - Horiz Cpr Fin Boiler | CAMP CEDAR POOL | OPHT - Outdoor Pool Heater | 6/30/2026
Covered Wagon Scout Reservation Camps | 2911 County Road 15 | Cedar Bluffs | NE | 68015-3215 | Saunders | NE40111 | Inactive | 40757 | 1994 | TELE | CPFT - Horiz Cpr Fin Boiler | CAMP EAGLE POOL | OPHT - Outdoor Pool Heater | 6/30/2019
GREAT AMERICAN APPETIZERS | 300-600 E 5TH ST | WAHOO | NE | 68066-1926 | SAUNDERS | NE00071 | Inactive | 52864 | 1999 | AO SMITH | CHWH - ASME/Fired Water Heater | PLANT | HWSP - Hot Water Non Potable Supply | 5/31/2003
GREAT AMERICAN APPETIZERS | 300-600 E 5TH ST | WAHOO | NE | 68066-1926 | SAUNDERS | NE11739 | Inactive | 645 | 1961 | SUPERIOR BOILERWORKS | FT - Firetube Boiler |  | PROC - Process Steam | 5/31/1999
GREAT AMERICAN APPETIZERS | 300-600 E 5TH ST | WAHOO | NE | 68066-1926 | SAUNDERS | NE14538 | Scrapped/Junked |  | 1988 | AO SMITH | CHWH - ASME/Fired Water Heater | MECHANICAL ROOM | HWSD - Hot Water Dom/Potable | 5/31/2000
GREAT AMERICAN APPETIZERS | 300-600 E 5TH ST | WAHOO | NE | 68066-1926 | SAUNDERS | NE24322 | Inactive |  | 1999 | AO SMITH | CHWH - ASME/Fired Water Heater | PLANT | HWSP - Hot Water Non Potable Supply | 5/31/2003
GREAT AMERICAN APPETIZERS | 300-600 E 5TH ST | WAHOO | NE | 68066-1926 | SAUNDERS | NE40020 | Inactive | 1889 | 1997 | FULTON BOILERWORKS | COBL - Coil Type Boiler | MECHANICAL ROOM | 0022 - Oil Heater/HeatXfr | 5/31/2003
Wahoo Area Recreation | 310 N Linden St | Wahoo | NE | 68066-1957 | Saunders | NE13446 | Inactive | 16885 | 2008 | Aldrich | FTVT - Firetube Vertical TB | Boiler Room | HWDP - Hotwater Heat & Dom Supply | 6/30/2022
Wahoo Area Recreation | 310 N Linden St | Wahoo | NE | 68066-1957 | Saunders | NE40826 | Scrapped/Junked | 8539 | 1995 | Aldrich | FTVT - Firetube Vertical TB | Association | IPHT - Indoor Pool Heater | 6/30/2007
Wahoo Area Recreation | 310 N Linden St | Wahoo | NE | 68066-1957 | Saunders | NE40827 | Out of Service | 8534 | 1996 | Aldrich | FTVT - Firetube Vertical TB | Boiler Room | HWDP - Hotwater Heat & Dom Supply | 6/30/2016
Wahoo Area Recreation | 310 N Linden St | Wahoo | NE | 68066-1957 | Saunders | NE40828 | Active | 8540 | 1995 | Aldrich | FTVT - Firetube Vertical TB | Boiler Room | HWDP - Hotwater Heat & Dom Supply | 6/30/2026
Wahoo Area Recreation | 310 N Linden St | Wahoo | NE | 68066-1957 | Saunders | NE41468 | Active | 18505 | 2021 | Riello | WT - Water Tube Boiler | Pool Mechanical Room | HWCA - Hotwater to Coil Htexchgr | 6/30/2026
City of Wahoo/Parks & Rec | 310 N Linden St | Wahoo | NE | 68066-1957 | SAUNDERS | NE40825 | Exempt 1999 LB-66 |  | 1997 | AO SMITH | AHWH - ANSI/Fired Water Htr | MECH ROOM | HWSD - Hot Water Dom/Potable | 1/1/1900
Wahoo II Car Wash | 320 W A St | Wahoo | NE | 68066 | Saunders | NE02528 | Scrapped/Junked | N/A | 1999 | Weil-Mcclain | CI - Cast Iron | MECH ROOM | HWSP - Hot Water Non Potable Supply | 12/31/2016
Wahoo II Car Wash | 320 W A St | Wahoo | NE | 68066 | Saunders | NE24542 | Out of Service | 89635 | 2013 | Trinity | FTVT - Firetube Vertical TB | mech room | HWHF - Hot Water Heat-Floor | 12/31/2018
Ready Mix Concrete | 330 County Road B | Ashland | NE | 68003-6003 | Saunders | NE09749 | Out of Service | 120119 | 2000 | NATCO | CPFH - Copper Fin Water Heater | BOILER ROOM | HWSP - Hot Water Non Potable Supply | 3/31/2011
Wahoo Armory | 338 W 15th St | Wahoo | NE | 68066-1068 | Saunders | NE10287 | Active | 12163 | 2002 | ALDRICH COMPANY | FTVT - Firetube Vertical TB | BASEMENT | HWHT - Hot Water Heat | 10/31/2026
Wahoo Armory | 338 W 15th St | Wahoo | NE | 68066-1068 | Saunders | NE30064 | Scrapped/Junked |  | 1960 | KEWANEE | FT - Firetube Boiler | BASEMENT | HWHT - Hot Water Heat | 3/31/2003
First Northeast Bank of NE | 362 County Road 18 | Ceresco | NE | 68017-4071 | Saunders | NE05937 | Active | 11457 | 2004 | HTPI | COBL - Coil Type Boiler | MECH ROOM | HWHF - Hot Water Heat-Floor | 4/30/2026
City of Lincoln Horizonal Well Facility | 401 Highway 6 | Ashland | NE | 68003-2164 | Saunders | NE23272 | Active | 11548 | 1992 | Superior Boiler Works | FT - Firetube Boiler | Boileroom | HWHT - Hot Water Heat | 9/30/2026
City of Lincoln Horizonal Well Facility | 401 Highway 6 | Ashland | NE | 68003-2164 | Saunders | NE23273 | Active | 11547 | 1992 | Superior Boiler Works | FT - Firetube Boiler | Boileroom | HWHT - Hot Water Heat | 9/30/2026
Raymond Central Elementary School | 406 E 3rd St | Valparaiso | NE | 68065-5454 | Saunders | NE00068 | Active | 96572 | 1999 | Teledyne Laars | CPFT - Horiz Cpr Fin Boiler | BOILER ROOM | HWHT - Hot Water Heat | 7/31/2026
Wahoo Aquatic Center | 418 E 4th St | Wahoo | NE | 68066-1972 | Saunders | NE06900 | Active | 159576 | 2005 | Teledyne & Laars | CPFT - Horiz Cpr Fin Boiler | Equipment and pump area | OPHT - Outdoor Pool Heater | 6/30/2026
Saunders County Courthouse | 433 N Chestnut St | Wahoo | NE | 68066-1863 | Saunders | NE35251 | Inactive | 22950 | 1985 | Coates | ELBL - Electric Boiler | BOILER ROOM | HWHT - Hot Water Heat | 2/28/2018
CITY CIVIC/SENIOR CENTER | 605 N Broadway St | Wahoo | NE | 68066-1607 | SAUNDERS | NE16215 | Inactive |  | 1959 | KEWANEE | FT - Firetube Boiler |  | STHT - Steam-Heat | 6/30/1996
Raikes Farms | 660 County Road C | Ashland | NE | 68003-5540 | Saunders | NE25160 | Active | 17650 | 2014 | Superior | FTHT - Firetube Horizontal | boiler bldg | PROC - Process Steam | 7/31/2026
CALVIN OLSON | 681 Dale St | Ashland | NE | 68003-2129 | SAUNDERS | NE17203 | Exempt | 21336 | 1991 | LOCHINVAR | CPFT - Horiz Cpr Fin Boiler | BOILER ROOM | HWSD - Hot Water Dom/Potable | 6/30/2001
WESTWARD HIGH SCHOOL | 743 N Locust St | Wahoo | NE | 68066-1561 | SAUNDERS | NE04614 | Scrapped/Junked |  | 1965 | VULCAN | AHWH - ANSI/Fired Water Htr | BASEMENT | HWSD - Hot Water Dom/Potable | 7/31/2003
WESTWARD HIGH SCHOOL | 743 N Locust St | Wahoo | NE | 68066-1561 | SAUNDERS | NE31526 | Scrapped/Junked |  | 1955 | Pacific | FTSM - FTS Marine Dry Back | BASEMENT | HWHT - Hot Water Heat | 7/31/2003
WESTWARD HIGH SCHOOL | 743 N Locust St | Wahoo | NE | 68066-1561 | SAUNDERS | NE31550 | Scrapped/Junked |  | 1962 | KEWANEE | FTSM - FTS Marine Dry Back | BASEMENT | HWHT - Hot Water Heat | 7/31/2003
vacant bldg | 755 W 10th St | Wahoo | NE | 68066-1100 | Saunders | NE08849 | Scrapped/Junked | 22514 | 1993 | Loch | CPFT - Horiz Cpr Fin Boiler | CLINIC | HWHT - Hot Water Heat | 10/31/2008
Wahoo I Car Wash | 7Th & Linden | Wahoo | NE | 68066 | Saunders | NE02529 | Out of Service | 63690 | 1999 | State Industries | CHWH - ASME/Fired Water Heater | MECH ROOM | HWSP - Hot Water Non Potable Supply | 12/31/2021
Bldg Demolished | 805 W 10th St | Wahoo | NE | 68066-1102 | Saunders | NE06353 | Scrapped/Junked | 89896 | 2004 | AOSM | CHWH - ASME/Fired Water Heater | CARE CENTER | HWSD - Hot Water Dom/Potable | 10/31/2008
Bldg Demolished | 805 W 10th St | Wahoo | NE | 68066-1102 | Saunders | NE24905 | Scrapped/Junked | 775 | 1998 | Rbi | WT - Water Tube Boiler | BOILER ROOM | HWHT - Hot Water Heat | 10/31/2008
Bldg Demolished | 805 W 10th St | Wahoo | NE | 68066-1102 | Saunders | NE24906 | Scrapped/Junked | 778 | 1998 | Rbi | WT - Water Tube Boiler | BOILER ROOM | HWHT - Hot Water Heat | 10/31/2008
Bldg Demolished | 805 W 10th St | Wahoo | NE | 68066-1102 | Saunders | NE24907 | Scrapped/Junked | 777 | 1998 | Rbi | WT - Water Tube Boiler | BOILER ROOM | HWHT - Hot Water Heat | 10/31/2008
vacant | 805 W 10TH ST | WAHOO | NE | 68066 | SAUNDERS | NE11079 | Scrapped/Junked | 14617 | 1949 | KEWANEE | FT - Firetube Boiler | BOILER ROOM | STHT - Steam-Heat | 6/30/1998
vacant | 805 W 10TH ST | WAHOO | NE | 68066 | SAUNDERS | NE11080 | Scrapped/Junked |  | 1949 | KEWANEE | FT - Firetube Boiler | BOILER ROOM | STHT - Steam-Heat | 6/30/1999
Ashland Greenwood Middle School | 806 N 17th Avenue | Ashland | NE | 68003 | Saunders | NE42456 | Active | 277806 | 2021 | PVI Industries | CHWH - ASME/Fired Water Heater | Mechanical Room | HWSD - Hot Water Dom/Potable | 10/31/2026
Ashland Greenwood Middle School | 806 N 17th Avenue | Ashland | NE | 68003 | Saunders | NE42457 | Active | 303538 | 2021 | PVI Industries | CHWH - ASME/Fired Water Heater | Mechanical Room | HWSD - Hot Water Dom/Potable | 10/31/2026
Ashland Greenwood Middle School | 806 N 17th Avenue | Ashland | NE | 68003 | Saunders | NE42458 | Active | 382645 | 2022 | Lochinvar | FTVT - Firetube Vertical TB | Mechanical Room | GLYC - Glycol Bldg Heat Sys | 10/31/2026
Ashland Greenwood Middle School | 806 N 17th Avenue | Ashland | NE | 68003 | Saunders | NE42459 | Active | 380575 | 2022 | Lochinvar | FTVT - Firetube Vertical TB | Mechanical Room | GLYC - Glycol Bldg Heat Sys | 10/31/2026
UNL-Eastern NE Research Extension Cntr | 829 County Rd I | Ithaca | NE | 68033 | Saunders | NE11573 | Active | n/a | 1956 | Weil-Mcclain | CI - Cast Iron | Foundation Seed | STHT - Steam-Heat | 12/31/2026
Saunders County Care Cntr | 844 W 9Th St | Wahoo | NE | 68066-1519 | Saunders | NE17810 | Inactive | N/A | 1987 | AOSM | AHWH - ANSI/Fired Water Htr | CARE CENTER | HWSD - Hot Water Dom/Potable | 10/31/2007
Saunders County Care Cntr | 844 W 9Th St | Wahoo | NE | 68066-1519 | Saunders | NE17811 | Scrapped/Junked | N/A | 1985 | AO SMITH | AHWH - ANSI/Fired Water Htr |  | HWSD - Hot Water Dom/Potable | 10/31/2005
Saunders County Care Cntr | 844 W 9Th St | Wahoo | NE | 68066-1519 | Saunders | NE17812 | Scrapped/Junked |  | 1990 | AO SMITH | AHWH - ANSI/Fired Water Htr | CARE CENTER | HWSD - Hot Water Dom/Potable | 10/31/2005
Yutan Elementary School | 902 2nd St | Yutan | NE | 68073-3073 | Saunders | NE18432 | Active | 122765 | 1995 | Raytherm/Raypak | WT - Water Tube Boiler | Boiler Room | HWSD - Hot Water Dom/Potable | 10/31/2026
Yutan Elementary School | 902 2nd St | Yutan | NE | 68073-3073 | Saunders | NE18433 | Active | 8247 | 1995 | Aldrich | FT - Firetube Boiler | Boiler room | HWHT - Hot Water Heat | 10/31/2026
Yutan Elementary School | 902 2nd St | Yutan | NE | 68073-3073 | Saunders | NE18434 | Active | 8248 | 1995 | Aldrich | FT - Firetube Boiler | Boiler Room | HWHT - Hot Water Heat | 10/31/2026
Yutan Elementary School | 902 2nd St | Yutan | NE | 68073-3073 | Saunders | NE18435 | Active | 8249 | 1995 | Aldrich | FT - Firetube Boiler | Boiler Room | HWHT - Hot Water Heat | 10/31/2026
Yutan Elementary School | 902 2nd St | Yutan | NE | 68073-3073 | Saunders | NE18436 | Active | 8246 | 1995 | Aldrich | FT - Firetube Boiler | Boiler Room | HWHT - Hot Water Heat | 10/31/2026
UNL - ARDC | 940 Cty Rd I | Ithaca | NE | 68033 | Saunders | NE08259 | Inactive | 14876 | 1992 | SUSSMAN | ELBL - Electric Boiler | boiler room | PROC - Process Steam | 6/30/2011
Wahoo Heritage Inn | 950 N Chestnut St | Wahoo | NE | 68066-1665 | SAUNDERS | NE30888 | Exempt 1999 LB-66 |  | 1996 | AO SMITH | AHWH - ANSI/Fired Water Htr | LAUNDRY ROOM | HWSD - Hot Water Dom/Potable | 6/30/2000
Wahoo Heritage Inn | 950 N Chestnut St | Wahoo | NE | 68066-1665 | SAUNDERS | NE30889 | Exempt 1999 LB-66 |  | 1996 | AO SMITH | AHWH - ANSI/Fired Water Htr | LAUNDRY ROOM | HWSD - Hot Water Dom/Potable | 6/30/2000
First Presby #0000004493 | 981 W 15th St | Wahoo | NE | 68066-2101 | Saunders | NE17726 | Active | 8803 | 1996 | Les Inc/Aldrich Co | FTFB - Firetube-Firebox Boiler | Basement | HWHT - Hot Water Heat | 4/30/2026
FRED CASTAN | PO Box 133A | Yutan | NE | 68073-0133 | SAUNDERS | NE01379 | Inactive |  | 1923 | S.L.B. CO | FT - Firetube Boiler | PORTABLE | 0024 - Antique Steam Tractor | 12/31/1994
UN EXPERIMENTAL FARM MEAD | PO Box 163 | Mead | NE | 68041-0163 | SAUNDERS | NE14799 | Inactive |  | 1965 | KEWANEE | FT - Firetube Boiler | ENERGY FARM | PROC - Process Steam | 4/30/1994
BROWN & BROWN INC | PO Box 38 | Leshara | NE | 68064-0038 | SAUNDERS | NE04593 | Inactive | 3337 | 1983 | INDUSTRIAL | FT - Firetube Boiler | BOILER ROOM | PROC - Process Steam | 4/30/1987
DENNIS JOHNSON | PO Box 39 | Ceresco | NE | 68017-0039 | SAUNDERS | NE30305 | Inactive |  | 1926 | NICHOLS-SHEPARD | HOBB - Hobby/Antique Boiler | PORTABLE | 0024 - Antique Steam Tractor | 7/31/2004
DENNIS JOHNSON | PO Box 39 | Ceresco | NE | 68017-0039 | SAUNDERS | NE30308 | Inactive |  | 1912 | CASE | HOBB - Hobby/Antique Boiler | PORTABLE | 0024 - Antique Steam Tractor | 6/30/1991
DENNIS JOHNSON | PO Box 39 | Ceresco | NE | 68017-0039 | SAUNDERS | NE30411 | Inactive |  | 1919 | ILLINOIS | HOBB - Hobby/Antique Boiler | PORTABLE | 0024 - Antique Steam Tractor | 12/31/1997
DENNIS JOHNSON | PO Box 39 | Ceresco | NE | 68017-0039 | SAUNDERS | NE30451 | Inactive | n/a | 1918 | Aultman | HOBB - Hobby/Antique Boiler | PORTABLE | 0024 - Antique Steam Tractor | 5/31/2013
GIRMUS INC | RR 1 Box 20A | Ithaca | NE | 68033-9801 | SAUNDERS | NE35201 | Inactive | 60763 | 1986 | CLEAVER BROOKS | FT - Firetube Boiler | BASEMENT | 0038 - Portable LPS Boiler | 5/31/1995
AGRICULTURAL HALL | STATE FAIRGROUNDS | LINCOLN | NE | 68521 | SAUNDERS | NE06265 | Scrapped/Junked | N/A | 1983 | AO SMITH | AHWH - ANSI/Fired Water Htr | FOOD PLAZA | HWDP - Hotwater Heat & Dom Supply | 5/31/2010
AGRICULTURAL HALL | STATE FAIRGROUNDS | LINCOLN | NE | 68521 | SAUNDERS | NE06266 | Scrapped/Junked | N/A | 1988 | AO SMITH | CHWH - ASME/Fired Water Heater | KITCHEN | HWDP - Hotwater Heat & Dom Supply | 5/31/2010
Webber Furniture Inc | 1 W 27th St | Scottsbluff | NE | 69361-4367 | Scotts Bluff | NE09994 | Active | NA | 2002 | Peerless | CI - Cast Iron | BOILER ROOM | HWHT - Hot Water Heat | 3/31/2027
Webber Furniture Inc | 1 W 27th St | Scottsbluff | NE | 69361-4367 | Scotts Bluff | NE35490 | Scrapped/Junked |  | 1960 | Bryant Boiler | CI - Cast Iron | BOILER ROOM | HWHT - Hot Water Heat | 4/30/2003
Midwest PMS LLC | 100 Railroad | Minatare | NE | 69356 | Scotts Bluff | NE09993 | Active | 361 | 2002 | Hurst | FTWB - FTS Marine Wet Back | BOILER ROOM | PROC - Process Steam | 7/31/2026
MIDWEST PMS LLC | 100 RAILROAD | MINATARE | NE | 69356 | SCOTTS BLUFF | NE13976 | Inactive | 1255 | 1965 | SUPERIOR BOILERWORKS | FTSM - FTS Marine Dry Back | PLANT | PROC - Process Steam | 7/31/2003
Hi Performance Car Wash | 1002 Avenue I | Scottsbluff | NE | 69361-1305 | Scotts Bluff | NE24276 | Active | 23571 | 1981 | RAYP | CPFT - Horiz Cpr Fin Boiler | BOILER ROOM | HWHT - Hot Water Heat | 5/31/2027
Hi Performance Car Wash | 1002 Avenue I | Scottsbluff | NE | 69361-1305 | Scotts Bluff | NE25450 | Active | 106421 | 1999 | Lochinvar | CPFT - Horiz Cpr Fin Boiler | BOILER ROOM | HWSP - Hot Water Non Potable Supply | 5/31/2027
Brown Sheep Co Inc | 100662 County Road 16 | Mitchell | NE | 69357-2136 | Scotts Bluff | NE04499 | Scrapped/Junked | 13908 | 1965 | Cleaver & Brooks |  | BOILER ROOM | PROC - Process Steam | 5/31/2002
Brown Sheep Co Inc | 100662 County Road 16 | Mitchell | NE | 69357-2136 | Scotts Bluff | NE09992 | Inactive | 6801 | 2002 | Cleaver & Brooks | FT - Firetube Boiler | Boiler Room | PROC - Process Steam | 5/31/2011
Brown Sheep Co Inc | 100662 County Road 16 | Mitchell | NE | 69357-2136 | Scotts Bluff | NE12695 | Active | 10666 | 2007 | Johnson Boiler Co. | FTSM - FTS Marine Dry Back | NE BOILER ROOM | PROC - Process Steam | 4/30/2027
Gering Municipal Pool | 1025 P St | Gering | NE | 69341-2863 | Scotts Bluff | NE01674 | Scrapped/Junked | 13320 | 2003 | Teledyne Laars | CPFT - Horiz Cpr Fin Boiler | POOL MECH ROOM | OPHT - Outdoor Pool Heater | 6/30/2024
Gering Municipal Pool | 1025 P St | Gering | NE | 69341-2863 | Scotts Bluff | NE42845 | Active | 419872 | 2024 | Lochinvar | CPPH - Ansi Cpr Fin Pool Heater | Pool Shed | OPHT - Outdoor Pool Heater | 6/30/2026
SCOTTSBLUFF SOCIAL | 1030 10th St | Gering | NE | 69341-3237 | SCOTTS BLUFF | NE19886 | Inactive |  | 1995 | SLANT FIN |  | BOILER ROOM | HWHT - Hot Water Heat | 9/30/2005
Our Lady Of Guadalupe | 1102 12th Ave | Scottsbluff | NE | 69361-3760 | Scotts Bluff | NE14707 | Scrapped/Junked | N/A | 1967 | AMST | CI - Cast Iron | BOILER ROOM | HWHT - Hot Water Heat | 3/31/2026
Western NE Vets Home | 1102 W 42nd St | Scottsbluff | NE | 69361-4711 | Scotts Bluff | NE06435 | Scrapped/Junked | 10676 | 2003 | AOSM | CHWH - ASME/Fired Water Heater | KITCHEN MECH ROOM | HWSD - Hot Water Dom/Potable | 9/30/2012
Western NE Vets Home | 1102 W 42nd St | Scottsbluff | NE | 69361-4711 | Scotts Bluff | NE06450 | Scrapped/Junked | 89278 | 2004 | AOSM | CHWH - ASME/Fired Water Heater | SW MECH ROOM | HWSD - Hot Water Dom/Potable | 9/30/2012
Western NE Vets Home | 1102 W 42nd St | Scottsbluff | NE | 69361-4711 | Scotts Bluff | NE10636 | Scrapped/Junked | 37999 | 2002 | Aerco International | CHWH - ASME/Fired Water Heater | NORTH MECH ROOM | HWSD - Hot Water Dom/Potable | 9/30/2019
Western NE Vets Home | 1102 W 42nd St | Scottsbluff | NE | 69361-4711 | Scotts Bluff | NE10638 | Active | 739 | 2003 | Hurst | FTFB - Firetube-Firebox Boiler | BOILER ROOM | HWHT - Hot Water Heat | 9/30/2026
Western NE Vets Home | 1102 W 42nd St | Scottsbluff | NE | 69361-4711 | Scotts Bluff | NE21442 | Scrapped/Junked | 126656 | 2010 | RHEEM | CHWH - ASME/Fired Water Heater | Kitchen Mech. Room | HWSD - Hot Water Dom/Potable | 9/30/2018
Western NE Vets Home | 1102 W 42nd St | Scottsbluff | NE | 69361-4711 | Scotts Bluff | NE21443 | Scrapped/Junked | 129808 | 2011 | RHEEM | CHWH - ASME/Fired Water Heater | Laundry Mech. Room | HWSD - Hot Water Dom/Potable | 9/30/2017
Western NE Vets Home | 1102 W 42nd St | Scottsbluff | NE | 69361-4711 | Scotts Bluff | NE26857 | Scrapped/Junked | 223294 | 2016 | AOSM | CHWH - ASME/Fired Water Heater | Laundry Mech Room | HWSD - Hot Water Dom/Potable | 9/30/2026
Western NE Vets Home | 1102 W 42nd St | Scottsbluff | NE | 69361-4711 | Scotts Bluff | NE27334 | Active | 78779 | 2017 | Aerco | WTSS - Watertube SS Steel | Mechanical Room | HWSD - Hot Water Dom/Potable | 9/30/2026
Western NE Vets Home | 1102 W 42nd St | Scottsbluff | NE | 69361-4711 | Scotts Bluff | NE27592 | Active | 244452 | 2018 | AOSM | CHWH - ASME/Fired Water Heater | Kitchen mech room | HWSD - Hot Water Dom/Potable | 9/30/2026
Western NE Vets Home | 1102 W 42nd St | Scottsbluff | NE | 69361-4711 | Scotts Bluff | NE40182 | Active | 45316 | 1993 | Kewanee | FTFB - Firetube-Firebox Boiler | BOILER ROOM | HWHT - Hot Water Heat | 9/30/2026
Western NE Vets Home | 1102 W 42nd St | Scottsbluff | NE | 69361-4711 | Scotts Bluff | NE40183 | Active | 45315 | 1993 | Kewanee | FTFB - Firetube-Firebox Boiler | BOILER ROOM | HWHT - Hot Water Heat | 9/30/2026
Western NE Vets Home | 1102 W 42nd St | Scottsbluff | NE | 69361-4711 | Scotts Bluff | NE40184 | Scrapped/Junked | 4271 | 1985 | ALDRICH | FTVT - Firetube Vertical TB | BOILER ROOM | HWHT - Hot Water Heat | 10/31/2003
Western NE Vets Home | 1102 W 42nd St | Scottsbluff | NE | 69361-4711 | Scotts Bluff | NE40185 | Scrapped/Junked | 4273 | 1985 | ALDRICH | FTVT - Firetube Vertical TB | BOILER ROOM | HWHT - Hot Water Heat | 10/31/2003
Western NE Vets Home | 1102 W 42nd St | Scottsbluff | NE | 69361-4711 | Scotts Bluff | NE40186 | Scrapped/Junked | 8168 | 1995 | ALDRICH | FTVT - Firetube Vertical TB | BOILER ROOM | HWHT - Hot Water Heat | 10/31/2003
Western NE Vets Home | 1102 W 42nd St | Scottsbluff | NE | 69361-4711 | Scotts Bluff | NE40187 | Scrapped/Junked | 4373 | 1985 | ALDRICH | FTVT - Firetube Vertical TB | BOILER ROOM | HWSD - Hot Water Dom/Potable | 10/31/2003
Western NE Vets Home | 1102 W 42nd St | Scottsbluff | NE | 69361-4711 | Scotts Bluff | NE40188 | Scrapped/Junked | 4374 | 1985 | ALDRICH | FTVT - Firetube Vertical TB | BOILER ROOM | HWSD - Hot Water Dom/Potable | 10/31/2003
Western NE Vets Home | 1102 W 42nd St | Scottsbluff | NE | 69361-4711 | Scotts Bluff | NE43889 | Active | 332376 | 2025 | AOSM | CHWH - ASME/Fired Water Heater | Mech room | HWSD - Hot Water Dom/Potable | 9/30/2026
MINATARE HIGH SCHOOL | 1107 7TH ST | MINATARE | NE | 69356-3994 | SCOTTS BLUFF | NE18928 | Exempt 1999 LB-66 |  | 1985 | RHEEM MANUFACTURING CO | AHWH - ANSI/Fired Water Htr | GIRLS LOCKER ROOM | HWSD - Hot Water Dom/Potable | 9/30/1998
Minatare High School | 1107 E 7th St | Minatare | NE | 69356-3994 | Scotts Bluff | NE23505 | Exempt 1999 LB-66 |  | 1998 | State Ind. | AHWH - ANSI/Fired Water Htr | BOILER ROOM | HWSD - Hot Water Dom/Potable | 9/30/1999
Minatare High School | 1107 E 7th St | Minatare | NE | 69356-3994 | Scotts Bluff | NE23515 | Inactive | N/A | 1998 | Burnham | CI - Cast Iron | BOILER ROOM | STHT - Steam-Heat | 9/30/2025
Minatare High School | 1107 E 7th St | Minatare | NE | 69356-3994 | Scotts Bluff | NE23516 | Scrapped/Junked | N/A | 1998 | Burnham | CI - Cast Iron | BOILER ROOM | STHT - Steam-Heat | 9/30/2018
Minatare High School | 1107 E 7th St | Minatare | NE | 69356-3994 | Scotts Bluff | NE27598 | Active | N/A | 2018 | Burnham | CI - Cast Iron | Basement | STHT - Steam-Heat | 9/30/2026
Beverly Health Care | 111 W 36Th | Scottsbluff | NE | 69361-4636 | SCOTTS BLUFF | NE23583 | Scrapped/Junked | 51603 | 1999 | A. O. Smith | CHWH - ASME/Fired Water Heater | BOILER ROOM | HWSD - Hot Water Dom/Potable | 5/31/2003
Monument Healthcare | 111 W 36th St | Scottsbluff | NE | 69361-4636 | SCOTTS BLUFF | NE10438 | Scrapped/Junked | 73127 | 2002 | AOSM | CHWH - ASME/Fired Water Heater | BOILER ROOM | HWSD - Hot Water Dom/Potable | 5/31/2009
Monument Healthcare | 111 W 36th St | Scottsbluff | NE | 69361-4636 | SCOTTS BLUFF | NE15747 | Scrapped/Junked | 524 | 2008 | GSW | CHWH - ASME/Fired Water Heater | W. Boiler Room | HWSD - Hot Water Dom/Potable | 3/31/2018
Monument Healthcare | 111 W 36th St | Scottsbluff | NE | 69361-4636 | SCOTTS BLUFF | NE16623 | Active | n/a | 1962 | Weil-Mcclain | CI - Cast Iron | BOILER ROOM | HWHT - Hot Water Heat | 3/31/2026
Monument Healthcare | 111 W 36th St | Scottsbluff | NE | 69361-4636 | SCOTTS BLUFF | NE16788 | Scrapped/Junked | n/a | 1967 | Weil-Mcclain | CI - Cast Iron | BOILER ROOM | HWHT - Hot Water Heat | 3/31/2021
Monument Healthcare | 111 W 36th St | Scottsbluff | NE | 69361-4636 | SCOTTS BLUFF | NE18189 | Scrapped/Junked |  | 1994 | ANGWARD | AHWH - ANSI/Fired Water Htr |  | HWSD - Hot Water Dom/Potable | 5/31/2000
Monument Healthcare | 111 W 36th St | Scottsbluff | NE | 69361-4636 | SCOTTS BLUFF | NE18492 | Exempt 1999 LB-66 |  | 1994 | VANGUARD | AHWH - ANSI/Fired Water Htr | BOILER ROOM | HWSD - Hot Water Dom/Potable | 5/31/2000
Monument Healthcare | 111 W 36th St | Scottsbluff | NE | 69361-4636 | SCOTTS BLUFF | NE18493 | Exempt 1999 LB-66 |  | 1992 | VANGUARD | AHWH - ANSI/Fired Water Htr | BOILER ROOM | HWSD - Hot Water Dom/Potable | 5/31/2000
Monument Healthcare | 111 W 36th St | Scottsbluff | NE | 69361-4636 | SCOTTS BLUFF | NE18495 | Exempt 1999 LB-66 |  | 1995 | VANGUARD | AHWH - ANSI/Fired Water Htr | BOILER ROOM | HWSD - Hot Water Dom/Potable | 5/31/2000
Monument Healthcare | 111 W 36th St | Scottsbluff | NE | 69361-4636 | SCOTTS BLUFF | NE21110 | Exempt 1999 LB-66 |  | 1996 | VANGUARD | AHWH - ANSI/Fired Water Htr | BOILER ROOM | HWSD - Hot Water Dom/Potable | 5/31/2000
Monument Healthcare | 111 W 36th St | Scottsbluff | NE | 69361-4636 | SCOTTS BLUFF | NE21132 | Scrapped/Junked | 39018 | 1997 | AOSM | CHWH - ASME/Fired Water Heater | BOILER ROOM | HWSD - Hot Water Dom/Potable | 3/31/2014
Monument Healthcare | 111 W 36th St | Scottsbluff | NE | 69361-4636 | SCOTTS BLUFF | NE21133 | Scrapped/Junked | 39020 | 1997 | AO SMITH | CHWH - ASME/Fired Water Heater | BOILER ROOM | HWSD - Hot Water Dom/Potable | 5/31/2006
Monument Healthcare | 111 W 36th St | Scottsbluff | NE | 69361-4636 | SCOTTS BLUFF | NE25356 | Scrapped/Junked | 131207 | 2012 | Rheem/Ruud | AHWH - ANSI/Fired Water Htr | East Boiler Room | HWSD - Hot Water Dom/Potable | 3/31/2024
Monument Healthcare | 111 W 36th St | Scottsbluff | NE | 69361-4636 | SCOTTS BLUFF | NE29140 | Scrapped/Junked | 176625 | 2020 | NTI | COBL - Coil Type Boiler | Boiler room | HWHT - Hot Water Heat | 3/31/2024
Monument Healthcare | 111 W 36th St | Scottsbluff | NE | 69361-4636 | SCOTTS BLUFF | NE29141 | Scrapped/Junked | 176626 | 2020 | NTI | COBL - Coil Type Boiler | Boiler room | HWHT - Hot Water Heat | 3/31/2024
Monument Healthcare | 111 W 36th St | Scottsbluff | NE | 69361-4636 | SCOTTS BLUFF | NE42217 | Active | 216129 | 2021 | NTI | COBL - Coil Type Boiler | Boiler room | HWHT - Hot Water Heat | 3/31/2023
Monument Healthcare | 111 W 36th St | Scottsbluff | NE | 69361-4636 | SCOTTS BLUFF | NE42218 | Active | 343781 | 2021 | NTI | COBL - Coil Type Boiler | Boiler room | HWHT - Hot Water Heat | 3/31/2023
CIVIC CENTER MICROTEL | 1130 M St | Gering | NE | 69341-2836 | SCOTTS BLUFF | NE40078 | Exempt 1999 LB-66 |  | 1997 | STATE INDUSTRIES | AHWH - ANSI/Fired Water Htr | BOILER ROOM | HWSD - Hot Water Dom/Potable | 2/29/2000
CIVIC CENTER MICROTEL | 1130 M St | Gering | NE | 69341-2836 | SCOTTS BLUFF | NE40079 | Exempt 1999 LB-66 |  | 1997 | State Ind. | AHWH - ANSI/Fired Water Htr | BOILER ROOM | HWSD - Hot Water Dom/Potable | 2/29/2000
CIVIC CENTER MICROTEL | 1130 M St | Gering | NE | 69341-2836 | SCOTTS BLUFF | NE40080 | Exempt 1999 LB-66 |  | 1997 | State Ind. | AHWH - ANSI/Fired Water Htr | BOILER ROOM | HWSD - Hot Water Dom/Potable | 2/29/2000
Blue Prairie Brands | 1150 Rundell Rd | Gering | NE | 69341-3734 | Scotts Bluff | NE27310 | Inactive | 13767 | 1998 | Superior Boiler Works | FT - Firetube Boiler | Boiler Room | PROC - Process Steam | 12/31/2018
Platte Valley Bank Ops Center | 1213 E 20th St. | Scottsbluff | NE | 69361 | Scotts Bluff | NE43655 | Active | 424615 | 2024 | Lochinvar | CPFT - Horiz Cpr Fin Boiler | Boiler Room | HWHT - Hot Water Heat | 8/31/2026
Platte Valley Bank Ops Center | 1213 E 20th St. | Scottsbluff | NE | 69361 | Scotts Bluff | NE43656 | Active | 424351 | 2024 | Lochinvar | CPFT - Horiz Cpr Fin Boiler | Boiler Room | HWHT - Hot Water Heat | 8/31/2026
MINATARE FEED LOTS, INC. | 1214 4TH ST | MINATARE | NE | 69356-3961 | SCOTTS BLUFF | NE21154 | Inactive |  | 1916 | AMERICAN RADIATOR |  | BOILER ROOM | HWHT - Hot Water Heat | 4/30/2003
Dome Rock Manor | 1225 12th St | Gering | NE | 69341-3416 | Scotts Bluff | NE27348 | Out of Service | 76366 | 2003 | A O Smith | CHWH - ASME/Fired Water Heater | Mechanical Room | HWSD - Hot Water Dom/Potable | 4/30/2024
Dome Rock Manor | 1225 12th St | Gering | NE | 69341-3416 | Scotts Bluff | NE27349 | Active | 235185 | 2017 | A O Smith | CHWH - ASME/Fired Water Heater | Mechanical Room | HWSD - Hot Water Dom/Potable | 4/30/2026
Morrill City Pool | 125 Jirdon Ave | Morrill | NE | 69358-5022 | Scotts Bluff | NE17552 | Out of Service | 69438 | 2009 | Ajax | CPFH - Copper Fin Water Heater | Outside Building | OPHT - Outdoor Pool Heater | 6/30/2017
Morrill City Pool | 125 Jirdon Ave | Morrill | NE | 69358-5022 | Scotts Bluff | NE21118 | Scrapped/Junked | 48475 | 1996 | Ajax | WT - Water Tube Boiler | BOILER ROOM | OPHT - Outdoor Pool Heater | 5/31/2009
Morrill City Pool | 125 Jirdon Ave | Morrill | NE | 69358-5022 | Scotts Bluff | NE27512 | Active | 73713 | 2017 | Ace | COBL - Coil Type Boiler | Boiler Shed | OPHT - Outdoor Pool Heater | 6/30/2026
Wheatland Public School | 131008 Cty Rd 5 | Lyman | NE | 69352-1967 | SCOTTS BLUFF | NE33028 | Inactive | n/a | 1960 | AMST | CI - Cast Iron | BOILER ROOM | HWHT - Hot Water Heat | 2/28/2007
Roosevelt Elementary | 1312 9th Ave | Scottsbluff | NE | 69361-3790 | Scotts Bluff | NE00206 | Scrapped/Junked | 102659 | 1999 | Lochinvar | CPFT - Horiz Cpr Fin Boiler | boiler room | HWHT - Hot Water Heat | 3/31/2017
Roosevelt Elementary | 1312 9th Ave | Scottsbluff | NE | 69361-3790 | Scotts Bluff | NE00207 | Scrapped/Junked | 102924 | 1999 | Lochinvar | CPFT - Horiz Cpr Fin Boiler | boiler room | HWHT - Hot Water Heat | 3/31/2024
Roosevelt Elementary | 1312 9th Ave | Scottsbluff | NE | 69361-3790 | Scotts Bluff | NE05185 | Scrapped/Junked | 47239 | 1994 | STATE INDUSTRIES | CHWH - ASME/Fired Water Heater | BOILER ROOM | HWSD - Hot Water Dom/Potable | 6/30/2006
Roosevelt Elementary | 1312 9th Ave | Scottsbluff | NE | 69361-3790 | Scotts Bluff | NE26882 | Scrapped/Junked | 266007 | 1999 | Lochinvar | CPFT - Horiz Cpr Fin Boiler | boiler room | HWHT - Hot Water Heat | 3/31/2024
Roosevelt Elementary | 1312 9th Ave | Scottsbluff | NE | 69361-3790 | Scotts Bluff | NE42500 | Active | 402354 | 2023 | Lochinvar | CPFT - Horiz Cpr Fin Boiler | boiler room | HWHT - Hot Water Heat | 12/31/2026
Roosevelt Elementary | 1312 9th Ave | Scottsbluff | NE | 69361-3790 | Scotts Bluff | NE42501 | Active | 402431 | 2023 | Lochinvar | CPFT - Horiz Cpr Fin Boiler | boiler room | HWHT - Hot Water Heat | 12/31/2026
MODERN CLEANERS | 1362 Center Ave | Mitchell | NE | 69357-1446 | SCOTTS BLUFF | NE01213 | Inactive | 9956 | 1965 | PARKER BOILER CO | WT - Water Tube Boiler | PLANT | PROC - Process Steam | 8/31/2002
RC Scot Apartments | 1409 E 17th St | Scottsbluff | NE | 69361-3381 | Scotts Bluff | NE04893 | Scrapped/Junked | na | 1978 | Weil-Mcclain | CI - Cast Iron | BOILER ROOM | HWHT - Hot Water Heat | 4/30/2012
RC Scot Apartments | 1409 E 17th St | Scottsbluff | NE | 69361-3381 | Scotts Bluff | NE04894 | Scrapped/Junked | na | 1978 | Weil-Mcclain | CI - Cast Iron | BOILER ROOM | HWHT - Hot Water Heat | 4/30/2012
RC Scot Apartments | 1409 E 17th St | Scottsbluff | NE | 69361-3381 | Scotts Bluff | NE04895 | Scrapped/Junked | na | 1978 | Weil-Mcclain | CI - Cast Iron | BOILER ROOM | HWHT - Hot Water Heat | 4/30/2012
RC Scot Apartments | 1409 E 17th St | Scottsbluff | NE | 69361-3381 | Scotts Bluff | NE04896 | Scrapped/Junked | na | 1978 | Weil-Mcclain | CI - Cast Iron | BOILER ROOM | HWHT - Hot Water Heat | 4/30/2012
RC Scot Apartments | 1409 E 17th St | Scottsbluff | NE | 69361-3381 | Scotts Bluff | NE20286 | Exempt 1999 LB-66 |  | 1996 | AO SMITH | AHWH - ANSI/Fired Water Htr |  | HWSD - Hot Water Dom/Potable | 8/31/1999
RC Scot Apartments | 1409 E 17th St | Scottsbluff | NE | 69361-3381 | Scotts Bluff | NE20287 | Exempt 1999 LB-66 |  | 1988 | AO SMITH | AHWH - ANSI/Fired Water Htr |  | HWSD - Hot Water Dom/Potable | 8/31/1999
RC Scot Apartments | 1409 E 17th St | Scottsbluff | NE | 69361-3381 | Scotts Bluff | NE22048 | Active | 200252 | 2012 | Peerless | WTSS - Watertube SS Steel | Mech. Room | HWHT - Hot Water Heat | 2/28/2027
RC Scot Apartments | 1409 E 17th St | Scottsbluff | NE | 69361-3381 | Scotts Bluff | NE22049 | Active | 200245 | 2012 | Peerless | WTSS - Watertube SS Steel | Mech. Room | HWHT - Hot Water Heat | 2/28/2027
RC Scot Apartments | 1409 E 17th St | Scottsbluff | NE | 69361-3381 | Scotts Bluff | NE22050 | Active | 200240 | 2012 | Peerless | WTSS - Watertube SS Steel | Mech. Room #2 | HWHT - Hot Water Heat | 2/28/2027
RC Scot Apartments | 1409 E 17th St | Scottsbluff | NE | 69361-3381 | Scotts Bluff | NE22076 | Active | 200248 | 2012 | Peerless | WTSS - Watertube SS Steel | Mech. Room #2 | HWHT - Hot Water Heat | 2/28/2027
HERGERT MILLING INC | 1415 AVE B | SCOTTSBLUFF | NE | 69361 | SCOTTS BLUFF | NE00937 | Inactive | 474 | 1952 | NEBRASKA BOILER | WT - Water Tube Boiler |  | PROC - Process Steam | 6/30/1993
Fontenelle | 1424 4th Ave | Scottsbluff | NE | 69361-3239 | Scotts Bluff | NE00793 | Scrapped/Junked | N/A | 1950 | American Radiator | CI - Cast Iron | BASEMENT | STHT - Steam-Heat | 2/28/2011
Fontenelle | 1424 4th Ave | Scottsbluff | NE | 69361-3239 | Scotts Bluff | NE00794 | Scrapped/Junked | N/A | 1950 | American Radiator | CI - Cast Iron | BASEMENT | STHT - Steam-Heat | 2/28/2011
Fontenelle | 1424 4th Ave | Scottsbluff | NE | 69361-3239 | Scotts Bluff | NE26182 | Exempt | N/A | 2011 | Crow Boiler Company | CI - Cast Iron | Basement | HWHT - Hot Water Heat | 4/30/2019
Fontenelle | 1424 4th Ave | Scottsbluff | NE | 69361-3239 | Scotts Bluff | NE26183 | Exempt | N/A | 2011 | Smith Cast Iron | CI - Cast Iron | Basement | HWHT - Hot Water Heat | 4/30/2019
vacant building | 1432 10th St | Gering | NE | 69341-2817 | Scotts Bluff | NE35412 | Inactive | 1 | 1960 | Peerless | CI - Cast Iron | Basement | STHT - Steam-Heat | 5/31/2014
MITCHELL ELEMENTARY | 1439 13th Ave | Mitchell | NE | 69357-1533 | SCOTTS BLUFF | NE19388 | Exempt 1999 LB-66 |  | 1995 | STATE INDUSTRIES | AHWH - ANSI/Fired Water Htr |  | HWSD - Hot Water Dom/Potable | 6/30/1999
MITCHELL ELEMENTARY | 1439 13th Ave | Mitchell | NE | 69357-1533 | SCOTTS BLUFF | NE33033 | Scrapped/Junked |  | 1950 | AMERICAN STANDARD |  | ELEMENTARY | HWHT - Hot Water Heat | 6/30/1998
MITCHELL ELEMENTARY | 1439 13th Ave | Mitchell | NE | 69357-1533 | SCOTTS BLUFF | NE34837 | Scrapped/Junked | 36416 | 1982 | KEWANEE | FTFB - Firetube-Firebox Boiler | BOILER ROOM | HWHT - Hot Water Heat | 6/30/2004
Ahlers Bakery | 1446 10th St | Gering | NE | 69341-2817 | Scotts Bluff | NE35182 | Active | N/A | 1960 | Basmor | CI - Cast Iron | BASEMENT | HWHT - Hot Water Heat | 2/28/2026
Federated Church | 1451 Center Ave | Mitchell | NE | 69357-1476 | Scotts Bluff | NE16323 | Scrapped/Junked | N/A | 1952 | USRA | CI - Cast Iron | BASEMENT | HWHT - Hot Water Heat | 2/28/2012
Federated Church | 1451 Center Ave | Mitchell | NE | 69357-1476 | Scotts Bluff | NE20598 | Active | 6643 | 2010 | Allied | WT - Water Tube Boiler | Boiler Room | HWHT - Hot Water Heat | 10/31/2026
New Hope Assembly-BMIC#471784 | 1456 13th Ave | Mitchell | NE | 69357-1534 | Scotts Bluff | NE18491 | Active | N/A | 1996 | Valiant | CI - Cast Iron | BASEMENT | HWHT - Hot Water Heat | 11/30/2025
Gering High School | 1500 U St | Gering | NE | 69341-2049 | SCOTTS BLUFF | NE07368 | Inactive | 182447 | 2007 | Teledyne Laars | CPFT - Horiz Cpr Fin Boiler | BOILER ROOM | HWSD - Hot Water Dom/Potable | 5/31/2018
Gering High School | 1500 U St | Gering | NE | 69341-2049 | SCOTTS BLUFF | NE07369 | Inactive | 183123 | 2007 | Teledyne Laars | CPFT - Horiz Cpr Fin Boiler | BOILER ROOM | HWSD - Hot Water Dom/Potable | 5/31/2018
Gering High School | 1500 U St | Gering | NE | 69341-2049 | SCOTTS BLUFF | NE08589 | Scrapped/Junked | 18876 | 2002 | AO SMITH | CHWH - ASME/Fired Water Heater | BASEMENT BOILER RM | HWSD - Hot Water Dom/Potable | 6/30/2007
Gering High School | 1500 U St | Gering | NE | 69341-2049 | SCOTTS BLUFF | NE09192 | Inactive | 183848 | 2007 | Teledyne Laars | COWH - Coil Type Water Heater | BOILER ROOM | HWHT - Hot Water Heat | 5/31/2018
Gering High School | 1500 U St | Gering | NE | 69341-2049 | SCOTTS BLUFF | NE09193 | Inactive | 181885 | 2007 | Teledyne Laars | COWH - Coil Type Water Heater | BOILER ROOM | HWHT - Hot Water Heat | 5/31/2018
Gering High School | 1500 U St | Gering | NE | 69341-2049 | SCOTTS BLUFF | NE23556 | Scrapped/Junked | 44405 | 1998 | AO SMITH | CHWH - ASME/Fired Water Heater | BOILER ROOM | HWSD - Hot Water Dom/Potable | 7/31/2002
Gering High School | 1500 U St | Gering | NE | 69341-2049 | SCOTTS BLUFF | NE27596 | Active | 290039 | 2018 | Teledyne Laars | WT - Water Tube Boiler | BOILER ROOM | HWSD - Hot Water Dom/Potable | 5/31/2026
Gering High School | 1500 U St | Gering | NE | 69341-2049 | SCOTTS BLUFF | NE27597 | Out of Service | 290040 | 2018 | Teledyne Laars | WT - Water Tube Boiler | BOILER ROOM | HWSD - Hot Water Dom/Potable | 5/31/2023
Gering High School | 1500 U St | Gering | NE | 69341-2049 | SCOTTS BLUFF | NE27821 | Active | 290055 | 2018 | Laars | WT - Water Tube Boiler | Boiler Roon | HWHT - Hot Water Heat | 5/31/2026
Gering High School | 1500 U St | Gering | NE | 69341-2049 | SCOTTS BLUFF | NE27822 | Active | 290054 | 2018 | Laars | WT - Water Tube Boiler | Boiler Roon | HWHT - Hot Water Heat | 5/31/2026
Gering High School | 1500 U St | Gering | NE | 69341-2049 | SCOTTS BLUFF | NE31390 | Scrapped/Junked |  | 1964 | CLEAVER BROOKS | FT - Firetube Boiler | BOILER ROOM | HWHT - Hot Water Heat | 6/30/2007
Gering High School | 1500 U St | Gering | NE | 69341-2049 | SCOTTS BLUFF | NE31391 | Scrapped/Junked |  | 1964 | CLEAVER BROOKS | FT - Firetube Boiler | BOILER ROOM | HWHT - Hot Water Heat | 6/30/2007
Cirrus House | 1509 1st Ave | Scottsbluff | NE | 69361-3106 | Scotts Bluff | NE00890 | Scrapped/Junked | N/A | 2001 | Peerless | CI - Cast Iron | BASEMENT | STHT - Steam-Heat | 10/31/2017
Cirrus House | 1509 1st Ave | Scottsbluff | NE | 69361-3106 | Scotts Bluff | NE15142 | Scrapped/Junked |  | 1990 | PEERLESS HEATER COMPANY |  | BASEMENT | STHT - Steam-Heat | 11/30/2002
Cirrus House | 1509 1st Ave | Scottsbluff | NE | 69361-3106 | Scotts Bluff | NE26880 | Active | N/A | 2017 | Peerless | CI - Cast Iron | BASEMENT | STHT - Steam-Heat | 4/30/2027
Gering Cleaners | 1513 10Th St | Gering | NE | 69341-2818 | Scotts Bluff | NE18170 | Inactive | 43935 | 1994 | PARK | WT - Water Tube Boiler | BOILER ROOM | PROC - Process Steam | 11/30/2008
Bluffs Bakery | 1520 Broadway | Scottsbluff | NE | 69361-3167 | Scotts Bluff | NE43661 | Active | N/A | 1970 | American Radiator | CI - Cast Iron | Back Room | HWHT - Hot Water Heat | 8/31/2025
Office Building | 1600 10th St | Gering | NE | 69341-2457 | Scotts Bluff | NE15714 | Out of Service | n/a | 1977 | Burnham | CI - Cast Iron | BOILER ROOM PENTHOUSE | HWHT - Hot Water Heat | 9/30/2023
Geil Elementary | 1600 D St | Gering | NE | 69341-3900 | Scotts Bluff | NE08202 | Active | 4669 | 2006 | ALLI | WT - Water Tube Boiler | BOILER ROOM | HWHT - Hot Water Heat | 5/31/2026
Geil Elementary | 1600 D St | Gering | NE | 69341-3900 | Scotts Bluff | NE08203 | Active | 4670 | 2006 | ALLIED ENGINEERING | WT - Water Tube Boiler | BOILER ROOM | HWHT - Hot Water Heat | 5/31/2026
Geil Elementary | 1600 D St | Gering | NE | 69341-3900 | Scotts Bluff | NE34445 | Inactive |  | 1975 | KEWANEE | FTSM - FTS Marine Dry Back | BOILER ROOM | HWHT - Hot Water Heat | 6/30/2006
Western NE Community College | 1601 E 27th St | Scottsbluff | NE | 69361-1815 | Scotts Bluff | NE09226 | Active | 85786 | 2006 | PATK | WT - Water Tube Boiler | BOILER ROOM | HWHT - Hot Water Heat | 5/31/2026
Western NE Community College | 1601 E 27th St | Scottsbluff | NE | 69361-1815 | Scotts Bluff | NE09227 | Active | 85803 | 2007 | PATK | WT - Water Tube Boiler | BOILER ROOM | HWHT - Hot Water Heat | 5/31/2026
Western NE Community College | 1601 E 27th St | Scottsbluff | NE | 69361-1815 | Scotts Bluff | NE09228 | Scrapped/Junked | 85883 | 2007 | PATK | WT - Water Tube Boiler | BOILER ROOM | HWHT - Hot Water Heat | 5/31/2019
Western NE Community College | 1601 E 27th St | Scottsbluff | NE | 69361-1815 | Scotts Bluff | NE09229 | Inactive | 85919 | 2007 | PATK | WT - Water Tube Boiler | BOILER ROOM | HWHT - Hot Water Heat | 5/31/2022
Western NE Community College | 1601 E 27th St | Scottsbluff | NE | 69361-1815 | Scotts Bluff | NE09230 | Scrapped/Junked | 85805 | 2007 | PATK | WT - Water Tube Boiler | BOILER ROOM | HWHT - Hot Water Heat | 5/31/2017
Western NE Community College | 1601 E 27th St | Scottsbluff | NE | 69361-1815 | Scotts Bluff | NE09236 | Active | 16482 | 2007 | ALES | FTVT - Firetube Vertical TB | CONESTOGA 2ND FL BOILER ROOM | HWHT - Hot Water Heat | 5/31/2026
Western NE Community College | 1601 E 27th St | Scottsbluff | NE | 69361-1815 | Scotts Bluff | NE09237 | Active | 16483 | 2007 | ALES | FTVT - Firetube Vertical TB | CONESTOGA 2ND FL BOILER ROOM | HWHT - Hot Water Heat | 5/31/2026
Western NE Community College | 1601 E 27th St | Scottsbluff | NE | 69361-1815 | Scotts Bluff | NE14660 | Scrapped/Junked | 132173 | 2008 | AO SMITH | CHWH - ASME/Fired Water Heater | MAIN BUILDING BOILER ROOM | HWSD - Hot Water Dom/Potable | 5/31/2018
Western NE Community College | 1601 E 27th St | Scottsbluff | NE | 69361-1815 | Scotts Bluff | NE18466 | Scrapped/Junked | 1 | 1995 | Peerless | CI - Cast Iron | PIONEER HALL BASEMENT BOILER ROOM | HWHT - Hot Water Heat | 5/31/2026
Western NE Community College | 1601 E 27th St | Scottsbluff | NE | 69361-1815 | Scotts Bluff | NE18467 | Scrapped/Junked | 1 | 1995 | Peerless | CI - Cast Iron | PIONEER HALL BASEMENT BOILER ROOM | HWHT - Hot Water Heat | 5/31/2026
Western NE Community College | 1601 E 27th St | Scottsbluff | NE | 69361-1815 | Scotts Bluff | NE20047 | Scrapped/Junked | 88676 | 1996 | PVI INDUSTRIES | CHWH - ASME/Fired Water Heater | BOILER ROOM | HWSD - Hot Water Dom/Potable | 6/30/2002
Western NE Community College | 1601 E 27th St | Scottsbluff | NE | 69361-1815 | Scotts Bluff | NE20242 | Scrapped/Junked | 64913 | 1996 | TELE | CPFT - Horiz Cpr Fin Boiler | PIONEER HALL BASEMENT BOILER ROOM | HWSD - Hot Water Dom/Potable | 5/31/2026
Western NE Community College | 1601 E 27th St | Scottsbluff | NE | 69361-1815 | Scotts Bluff | NE20243 | Scrapped/Junked | 64912 | 1996 | TELE | CPFT - Horiz Cpr Fin Boiler | DORM BOILER ROOM | HWSD - Hot Water Dom/Potable | 5/31/2014
Western NE Community College | 1601 E 27th St | Scottsbluff | NE | 69361-1815 | Scotts Bluff | NE21029 | Scrapped/Junked |  | 2001 | AOSM | CHWH - ASME/Fired Water Heater | BOILER ROOM | HWSD - Hot Water Dom/Potable | 6/30/2009
Western NE Community College | 1601 E 27th St | Scottsbluff | NE | 69361-1815 | Scotts Bluff | NE24665 | Scrapped/Junked | 256645 | 2014 | Laars | CPFH - Copper Fin Water Heater | PIONEER HALL BASEMENT BOILER ROOM | HWSD - Hot Water Dom/Potable | 5/31/2026
Western NE Community College | 1601 E 27th St | Scottsbluff | NE | 69361-1815 | Scotts Bluff | NE26881 | Active | 98892 | 2017 | PATK | WT - Water Tube Boiler | BOILER ROOM | HWHT - Hot Water Heat | 5/31/2026
Western NE Community College | 1601 E 27th St | Scottsbluff | NE | 69361-1815 | Scotts Bluff | NE27347 | Scrapped/Junked | 2335223 | 2017 | A O Smith | CHWH - ASME/Fired Water Heater | Boiler Room | HWSD - Hot Water Dom/Potable | 5/31/2021
Western NE Community College | 1601 E 27th St | Scottsbluff | NE | 69361-1815 | Scotts Bluff | NE27847 | Active | 101037 | 2019 | Patterson Kelley | WT - Water Tube Boiler | Main building mechanical road | HWHT - Hot Water Heat | 5/31/2026
Western NE Community College | 1601 E 27th St | Scottsbluff | NE | 69361-1815 | Scotts Bluff | NE27848 | Active | 4908 | 2018 | Riello | WT - Water Tube Boiler | BOILER ROOM | HWHT - Hot Water Heat | 5/31/2026
Western NE Community College | 1601 E 27th St | Scottsbluff | NE | 69361-1815 | Scotts Bluff | NE27849 | Active | 4909 | 2018 | Riello | WT - Water Tube Boiler | BOILER ROOM | HWHT - Hot Water Heat | 5/31/2026
Western NE Community College | 1601 E 27th St | Scottsbluff | NE | 69361-1815 | Scotts Bluff | NE27850 | Active | 4930 | 2018 | Riello | WT - Water Tube Boiler | BOILER ROOM | HWHT - Hot Water Heat | 5/31/2026
Western NE Community College | 1601 E 27th St | Scottsbluff | NE | 69361-1815 | Scotts Bluff | NE28101 | Active | 4906 | 2018 | Riello | WT - Water Tube Boiler | BOILER ROOM | HWHT - Hot Water Heat | 5/31/2026
Western NE Community College | 1601 E 27th St | Scottsbluff | NE | 69361-1815 | Scotts Bluff | NE28102 | Active | 4921 | 2018 | Riello | WT - Water Tube Boiler | BOILER ROOM | HWHT - Hot Water Heat | 5/31/2026
Western NE Community College | 1601 E 27th St | Scottsbluff | NE | 69361-1815 | Scotts Bluff | NE28103 | Active | 4923 | 2018 | Riello | WT - Water Tube Boiler | BOILER ROOM | HWHT - Hot Water Heat | 5/31/2026
Western NE Community College | 1601 E 27th St | Scottsbluff | NE | 69361-1815 | Scotts Bluff | NE29151 | Scrapped/Junked | 275891 | 2020 | A O Smith | FT - Firetube Boiler | BOILER ROOM | HWSD - Hot Water Dom/Potable | 5/31/2023
Western NE Community College | 1601 E 27th St | Scottsbluff | NE | 69361-1815 | Scotts Bluff | NE34424 | Scrapped/Junked |  | 1969 | KEWANEE | FTFB - Firetube-Firebox Boiler | BOILER ROOM | GLYC - Glycol Bldg Heat Sys | 6/30/2006
Western NE Community College | 1601 E 27th St | Scottsbluff | NE | 69361-1815 | Scotts Bluff | NE34425 | Scrapped/Junked | 7062 | 1969 | KEWANEE | FTFB - Firetube-Firebox Boiler | BOILER ROOM | GLYC - Glycol Bldg Heat Sys | 6/30/2007
Western NE Community College | 1601 E 27th St | Scottsbluff | NE | 69361-1815 | Scotts Bluff | NE41690 | Scrapped/Junked | 291752 | 2022 | AO SMITH | UNK - Unknown | Boiler Room | HWSD - Hot Water Dom/Potable | 4/14/2025
Western NE Community College | 1601 E 27th St | Scottsbluff | NE | 69361-1815 | Scotts Bluff | NE43327 | Scrapped/Junked | 172764 | 2024 | RHEEM | AHWH - ANSI/Fired Water Htr | Boiler Room | HWSD - Hot Water Dom/Potable | 5/31/2026
Western NE Community College | 1601 E 27th St | Scottsbluff | NE | 69361-1815 | Scotts Bluff | NE43657 | Active | 8278 | 2024 | Riello | WTSS - Watertube SS Steel | Basement | HWHT - Hot Water Heat | 5/31/2026
Western NE Community College | 1601 E 27th St | Scottsbluff | NE | 69361-1815 | Scotts Bluff | NE43658 | Active | 8283 | 2024 | Riello | WTSS - Watertube SS Steel | Basement | HWHT - Hot Water Heat | 5/31/2026
Western NE Community College | 1601 E 27th St | Scottsbluff | NE | 69361-1815 | Scotts Bluff | NE43659 | Active | 8304 | 2024 | Riello | WTSS - Watertube SS Steel | Basement | HWHT - Hot Water Heat | 5/31/2026
Western NE Community College | 1601 E 27th St | Scottsbluff | NE | 69361-1815 | Scotts Bluff | NE43660 | Active | 8303 | 2024 | Riello | WTSS - Watertube SS Steel | Basement | HWHT - Hot Water Heat | 5/31/2026
Western NE Community College | 1601 E 27th St | Scottsbluff | NE | 69361-1815 | Scotts Bluff | NE43891 | Active | 612735 | 2024 | Raypak | CPFH - Copper Fin Water Heater | Mechanical Room | HWSD - Hot Water Dom/Potable | 5/31/2026
Western NE Community College | 1601 E 27th St | Scottsbluff | NE | 69361-1815 | Scotts Bluff | NE43892 | Active | 611987 | 2024 | Raypak | CPFH - Copper Fin Water Heater | Mechanical Room | HWSD - Hot Water Dom/Potable | 5/31/2026
Western NE Community College | 1601 E 27th St | Scottsbluff | NE | 69361-1815 | Scotts Bluff | NEW | Active | 172419 | 2024 | RHEEM | AHWH - ANSI/Fired Water Htr | Boiler Room | HWSD - Hot Water Dom/Potable | 5/19/2026
SCOTTSBLUFF LODGE #1367 | 1614 1st Ave | Scottsbluff | NE | 69361-3107 | SCOTTS BLUFF | NE18038 | Inactive | 6645 | 1960 | KEWANEE | FT - Firetube Boiler | BASEMENT | HWHT - Hot Water Heat | 5/31/2001
SCOTTSBLUFF LODGE #1367 | 1614 1st Ave | Scottsbluff | NE | 69361-3107 | SCOTTS BLUFF | NE20256 | Exempt 1999 LB-66 |  | 1984 | AMERICAN STANDARD | AHWH - ANSI/Fired Water Htr |  | HWSD - Hot Water Dom/Potable | 5/31/2000
SCOTTSBLUFF LODGE #1367 | 1614 1st Ave | Scottsbluff | NE | 69361-3107 | SCOTTS BLUFF | NE20257 | Exempt 1999 LB-66 |  | 1996 | RHEEM MANUFACTURING CO | AHWH - ANSI/Fired Water Htr |  | HWSD - Hot Water Dom/Potable | 5/31/2000
Hinns Home Furnishings | 1615 Broadway | Scottsbluff | NE | 69361-3153 | Scotts Bluff | NE30423 | Inactive |  | 1980 | GAFFERS/SATLER | AHWH - ANSI/Fired Water Htr | BASEMENT | HWSD - Hot Water Dom/Potable | 10/31/1993
Hinns Home Furnishings | 1615 Broadway | Scottsbluff | NE | 69361-3153 | Scotts Bluff | NE40050 | Inactive | 85 | 1997 | ALLI | WT - Water Tube Boiler | BASEMENT | HWHT - Hot Water Heat | 2/28/2009
Hinns Home Furnishings | 1615 Broadway | Scottsbluff | NE | 69361-3153 | Scotts Bluff | NE40051 | Inactive | 84 | 1997 | ALLI | WT - Water Tube Boiler | BASEMENT | HWHT - Hot Water Heat | 2/28/2010
US Bank Corp | 1620 Broadway | Scottsbluff | NE | 69361-3193 | Scotts Bluff | NE16816 | Inactive |  | 1988 | PEERLESS HEATER COMPANY |  | SOUTH BOILER ROOM | HWHT - Hot Water Heat | 11/30/2007
US Bank Corp | 1620 Broadway | Scottsbluff | NE | 69361-3193 | Scotts Bluff | NE16817 | Inactive |  | 1966 | NATU | CI - Cast Iron | NORTH BOILER ROOM | HWHT - Hot Water Heat | 11/30/2007
CHURCH OF JESUS CHRIST | 1623 4th Ave | Scottsbluff | NE | 69361-3204 | SCOTTS BLUFF | NE37690 | Scrapped/Junked |  | 1985 | BRYANT |  | BOILER ROOM | STHT - Steam-Heat | 2/29/2000
DOERINGS | 1625 Broadway | Scottsbluff | NE | 69361-3153 | SCOTTS BLUFF | NE16321 | Inactive |  | 1965 | AMERICAN RADIATOR |  | BASEMENT | HWHT - Hot Water Heat | 2/28/2003
Calvary Lutheran Church | 17 E 27th St | Scottsbluff | NE | 69361-4352 | Scotts Bluff | NE14352 | Active | n/a | 1962 | Crane | CI - Cast Iron | basement | HWHT - Hot Water Heat | 11/30/2026
VALLEY BANK | 1701 1st Ave | Scottsbluff | NE | 69361-2402 | SCOTTS BLUFF | NE21153 | Scrapped/Junked |  | 1967 | KEWANEE | FTFB - Firetube-Firebox Boiler | BASEMENT | HWHT - Hot Water Heat | 11/30/2002
Berean Bible Church-BMIC#407375 | 1701 Ave K | Scottsbluff | NE | 69361-2209 | Scotts Bluff | NE03936 | Active | n/a | 1970 | national crane | CI - Cast Iron | BOILER ROOM | HWHT - Hot Water Heat | 10/31/2026
Berean Bible Church-BMIC#407375 | 1701 Ave K | Scottsbluff | NE | 69361-2209 | Scotts Bluff | NE03965 | Active | n/a | 1965 | American Standard | CI - Cast Iron | BOILER ROOM | HWHT - Hot Water Heat | 10/31/2026
BAUMGARTNERS INC | 1705 Broadway | Scottsbluff | NE | 69361-2434 | SCOTTS BLUFF | NE35168 | Inactive |  | 1961 | AMERICAN STANDARD |  |  | STHT - Steam-Heat | 3/31/1993
Midwest Theater | 1707 Broadway | Scottsbluff | NE | 69361-2434 | Scotts Bluff | NE34245 | Inactive |  | 1979 | Peerless Heater Company | CI - Cast Iron | BOILER ROOM | STHT - Steam-Heat | 2/28/2006
PRESSED 4 TIME INC | 1709 1st Ave | Scottsbluff | NE | 69361-2402 | SCOTTS BLUFF | NE04906 | Inactive |  | 1989 | AO SMITH | AHWH - ANSI/Fired Water Htr | BOILER ROOM | HWSD - Hot Water Dom/Potable | 7/31/2005
PRESSED 4 TIME INC | 1709 1st Ave | Scottsbluff | NE | 69361-2402 | SCOTTS BLUFF | NE16797 | Inactive | 39511 | 1991 | PARKER BOILER CO | WT - Water Tube Boiler | BOILER ROOM | PROC - Process Steam | 7/31/2005
First Assembly Of God | 1709 E 27th St | Scottsbluff | NE | 69361-1816 | Scotts Bluff | NE18180 | Scrapped/Junked |  | 1994 | Valliant | CI - Cast Iron | 1709 E 27TH | HWHT - Hot Water Heat | 1/31/1999
First Assembly Of God | 1709 E 27th St | Scottsbluff | NE | 69361-1816 | Scotts Bluff | NE21165 | Scrapped/Junked |  | 1997 | BURNHAM COMM/INDUST |  | BOILER ROOM | HWHT - Hot Water Heat | 1/31/1999
ECKHARDT TAILORS | 1713 1st Ave | Scottsbluff | NE | 69361-2402 | SCOTTS BLUFF | NE11867 | Inactive | 11611 | 1975 | PARKER BOILER CO | WT - Water Tube Boiler | BOILER ROOM | PROC - Process Steam | 9/30/1990
WEST NEBRASKA ART CENTER | 1721 1st Ave | Scottsbluff | NE | 69361-2402 | SCOTTS BLUFF | NE31447 | Inactive |  | 1950 | BRYANT |  | BOILER ROOM | STHT - Steam-Heat | 1/31/1994
Office Building | 1721 Broadway | Scottsbluff | NE | 69361-2434 | Scotts Bluff | NE35593 | Out of Service | N/A | 1960 | USRA | CI - Cast Iron | BASEMENT | STHT - Steam-Heat | 3/31/2004
Westmoor Elementary | 1722 Ave K | Scottsbluff | NE | 69361-2215 | Scotts Bluff | NE00208 | Active | 10263 | 1999 | ALES | FTVT - Firetube Vertical TB | boiler room | HWHT - Hot Water Heat | 3/31/2027
Westmoor Elementary | 1722 Ave K | Scottsbluff | NE | 69361-2215 | Scotts Bluff | NE00209 | Active | 10262 | 1999 | ALES | FTVT - Firetube Vertical TB | boiler room | HWHT - Hot Water Heat | 3/31/2027
WESTMOOR ELEMENTARY | 1722 AVE K | SCOTTSBLUFF | NE | 69361-2215 | SCOTTS BLUFF | NE34043 | Scrapped/Junked |  | 1989 | BRADFORD-WHITE | AHWH - ANSI/Fired Water Htr | BOILER ROOM | HWSD - Hot Water Dom/Potable | 6/30/2001
Mitchell Care Center | 1723 23rd St | Mitchell | NE | 69357-1000 | Scotts Bluff | NE21157 | Active | 8653 | 1996 | ALES | FTVT - Firetube Vertical TB | BOILER ROOM | HWHT - Hot Water Heat | 12/31/2026
Mitchell Care Center | 1723 23rd St | Mitchell | NE | 69357-1000 | Scotts Bluff | NE21158 | Active | 8652 | 1996 | ALES | FTVT - Firetube Vertical TB | BOILER ROOM | HWHT - Hot Water Heat | 12/31/2026
Mitchell Care Center | 1723 23rd St | Mitchell | NE | 69357-1000 | Scotts Bluff | NE21159 | Scrapped/Junked | 128966 | 1996 | Raypak | COWH - Coil Type Water Heater | BOILER ROOM | HWSD - Hot Water Dom/Potable | 12/31/2011
Mitchell Care Center | 1723 23rd St | Mitchell | NE | 69357-1000 | Scotts Bluff | NE21160 | Scrapped/Junked | 129655 | 1996 | Raypak | COWH - Coil Type Water Heater | BOILER ROOM | HWSD - Hot Water Dom/Potable | 12/31/2011
Mitchell Care Center | 1723 23rd St | Mitchell | NE | 69357-1000 | Scotts Bluff | NE21490 | Active | 332777 | 2011 | Raypak | CPFH - Copper Fin Water Heater | Boiler Room | HWSD - Hot Water Dom/Potable | 12/31/2026
Mitchell Care Center | 1723 23rd St | Mitchell | NE | 69357-1000 | Scotts Bluff | NE35172 | Inactive |  | 1958 | PEERLESS HEATER COMPANY |  | BASEMENT | HWHT - Hot Water Heat | 3/31/1997
Scottsbluff County Jail | 1725 10th St | Gering | NE | 69341-2446 | SCOTTS BLUFF | NE16942 | Scrapped/Junked | 47028 | 1994 | STATE INDUSTRIES | CHWH - ASME/Fired Water Heater | BOILER ROOM | HWSD - Hot Water Dom/Potable | 9/30/2004
Scottsbluff County Jail | 1725 10th St | Gering | NE | 69341-2446 | SCOTTS BLUFF | NE21241 | Scrapped/Junked | N/A | 1997 | Weil-Mcclain | CI - Cast Iron | BOILER ROOM | HWHT - Hot Water Heat | 9/30/2011
Lincoln Elementary School | 1725 13th St | Gering | NE | 69341-4144 | Scotts Bluff | NE00807 | Inactive | N/A | 2000 | HBSM | CI - Cast Iron | BOILER ROOM | STHT - Steam-Heat | 6/30/2010
Lincoln Elementary School | 1725 13th St | Gering | NE | 69341-4144 | Scotts Bluff | NE22150 | Active | n/a | 2011 | Aerco | CALU - Cast Aluminum | Upstairs Mech Room | HWHT - Hot Water Heat | 5/31/2026
Lincoln Elementary School | 1725 13th St | Gering | NE | 69341-4144 | Scotts Bluff | NE22151 | Scrapped/Junked | n/a | 2011 | Aerco | CALU - Cast Aluminum | Upstairs Mech Room | HWHT - Hot Water Heat | 5/31/2019
Lincoln Elementary School | 1725 13th St | Gering | NE | 69341-4144 | Scotts Bluff | NE28429 | Active | NA | 2012 | Aerco | CALU - Cast Aluminum | Upstairs Mech Room | HWHT - Hot Water Heat | 5/31/2026
Lincoln Elementary School | 1725 13th St | Gering | NE | 69341-4144 | Scotts Bluff | NE31415 | Scrapped/Junked |  | 1950 | BRYANT |  | BOILER ROOM | STHT - Steam-Heat | 7/31/2001
Christ The King Church | 1730 N St | Gering | NE | 69341-2630 | Scotts Bluff | NE14723 | Active | n/a | 1980 | Weil-Mcclain | CI - Cast Iron | SHOWER | HWHT - Hot Water Heat | 9/30/2026
Christ The King Church | 1730 N St | Gering | NE | 69341-2630 | Scotts Bluff | NE14724 | Scrapped/Junked |  | 1980 | BURN | CI - Cast Iron | BASEMENT | HWHT - Hot Water Heat | 3/31/2009
Christ The King Church | 1730 N St | Gering | NE | 69341-2630 | Scotts Bluff | NE22810 | Active | N/A | 2009 | Peerless | CI - Cast Iron | Church Basement | HWHT - Hot Water Heat | 9/30/2026
Western Trails Sports | 1802 Broadway | Scottsbluff | NE | 69361-2458 | Scotts Bluff | NE09011 | Scrapped/Junked |  | 1982 | Peerless | CI - Cast Iron | Basement | STHT - Steam-Heat | 4/30/2008
Route 26 Camp Grounds | 180454 Hwy 26 | Scottsbluff | NE | 69361-5732 | Scotts Bluff | NE25438 | Inactive | 6507 | 1973 | Lochinvar | CPFT - Horiz Cpr Fin Boiler | BOILER ROOM | HWSD - Hot Water Dom/Potable | 8/31/2015
Chicory USA | 1818 E 7th St | Scottsbluff | NE | 69361-7737 | Scotts Bluff | NE02122 | Inactive | 6176 | 1955 | STEAMASTER | FTSM - FTS Marine Dry Back | BOILER ROOM | PROC - Process Steam | 6/30/2006
Chicory USA | 1818 E 7th St | Scottsbluff | NE | 69361-7737 | Scotts Bluff | NE06444 | Active | 8917 | 2004 | Cleaver Brooks | FTSM - FTS Marine Dry Back | BOILER ROOM | STHT - Steam-Heat | 8/31/2026
Mitchell High School | 1819 19Th Ave | Mitchell | NE | 69357-1112 | Scotts Bluff | NE21131 | Exempt 1999 LB-66 |  | 1996 | AO SMITH | AHWH - ANSI/Fired Water Htr |  | HWSD - Hot Water Dom/Potable | 9/30/1999
Mitchell High School | 1819 19Th Ave | Mitchell | NE | 69357-1112 | Scotts Bluff | NE23522 | Scrapped/Junked | 49617 | 1998 | KEWA | FTFB - Firetube-Firebox Boiler | BOILER ROOM HIGH SCHOOL | HWHT - Hot Water Heat | 9/30/2005
Mitchell High School | 1819 19Th Ave | Mitchell | NE | 69357-1112 | Scotts Bluff | NE23523 | Exempt 1999 LB-66 |  | 1998 | A. O. Smith | AHWH - ANSI/Fired Water Htr |  | HWSD - Hot Water Dom/Potable | 9/30/1999
Mitchell High School | 1819 19Th Ave | Mitchell | NE | 69357-1112 | Scotts Bluff | NE23524 | Exempt 1999 LB-66 |  | 1998 | AO SMITH | AHWH - ANSI/Fired Water Htr |  | HWHT - Hot Water Heat | 9/30/1999
Mitchell High School | 1819 19Th Ave | Mitchell | NE | 69357-1112 | Scotts Bluff | NE23525 | Exempt 1999 LB-66 |  | 1998 | AO SMITH | AHWH - ANSI/Fired Water Htr |  | HWHT - Hot Water Heat | 9/30/1999
Holiday Inn Express | 1821 Frontage Rd | Scottsbluff | NE | 69361-2789 | Scotts Bluff | NE14658 | Scrapped/Junked | 00527 | 2008 | G AND S | CHWH - ASME/Fired Water Heater | BOILER ROOM | HWSD - Hot Water Dom/Potable | 8/31/2022
Holiday Inn Express | 1821 Frontage Rd | Scottsbluff | NE | 69361-2789 | Scotts Bluff | NE22047 | Out of Service | 165668 | 2012 | American | CHWH - ASME/Fired Water Heater | BOILER ROOM | HWSD - Hot Water Dom/Potable | 8/31/2018
Holiday Inn Express | 1821 Frontage Rd | Scottsbluff | NE | 69361-2789 | Scotts Bluff | NE24168 | Scrapped/Junked | 171949 | 2012 | American | CHWH - ASME/Fired Water Heater | mech room | HWSD - Hot Water Dom/Potable | 8/31/2022
Holiday Inn Express | 1821 Frontage Rd | Scottsbluff | NE | 69361-2789 | Scotts Bluff | NE27535 | Active | 3532 | 2017 | American Standard | CHWH - ASME/Fired Water Heater | Boiler Room | HWSD - Hot Water Dom/Potable | 8/31/2026
Holiday Inn Express | 1821 Frontage Rd | Scottsbluff | NE | 69361-2789 | Scotts Bluff | NE40119 | Scrapped/Junked | 40395 | 1997 | AOSM | CHWH - ASME/Fired Water Heater | BOILER ROOM | HWSD - Hot Water Dom/Potable | 8/31/2013
Holiday Inn Express | 1821 Frontage Rd | Scottsbluff | NE | 69361-2789 | Scotts Bluff | NE40140 | Scrapped/Junked | 42204 | 1997 | AOSM | CHWH - ASME/Fired Water Heater | BOILER ROOM | HWSD - Hot Water Dom/Potable | 8/31/2011
Holiday Inn Express | 1821 Frontage Rd | Scottsbluff | NE | 69361-2789 | Scotts Bluff | NE40141 | Scrapped/Junked | 42203 | 1997 | AOSM | CHWH - ASME/Fired Water Heater | BOILER ROOM | HWSD - Hot Water Dom/Potable | 8/31/2009
Holiday Inn Express | 1821 Frontage Rd | Scottsbluff | NE | 69361-2789 | Scotts Bluff | NE41604 | Active | 154957 | 2018 | RHEEM | CHWH - ASME/Fired Water Heater | Mechanical Room | HWSD - Hot Water Dom/Potable | 8/31/2026
Holiday Inn Express | 1821 Frontage Rd | Scottsbluff | NE | 69361-2789 | Scotts Bluff | NE41605 | Active | 154965 | 2018 | RHEEM | CHWH - ASME/Fired Water Heater | Mechanical Room | HWSD - Hot Water Dom/Potable | 8/31/2026
Candlelight Inn | 1822 E 20th Pl | Scottsbluff | NE | 69361-2707 | Scotts Bluff | NE09370 | Scrapped/Junked | 106592 | 2006 | AOSM | CHWH - ASME/Fired Water Heater | BASEMENT | HWSD - Hot Water Dom/Potable | 9/30/2017
Candlelight Inn | 1822 E 20th Pl | Scottsbluff | NE | 69361-2707 | Scotts Bluff | NE18752 | Out of Service | 248219 | 2010 | Jandy | CPPH - Ansi Cpr Fin Pool Heater | Basement | OPHT - Outdoor Pool Heater | 9/30/2013
Candlelight Inn | 1822 E 20th Pl | Scottsbluff | NE | 69361-2707 | Scotts Bluff | NE23580 | Out of Service | 30098 | 1999 | AOSM | CHWH - ASME/Fired Water Heater | BASEMENT | HWSD - Hot Water Dom/Potable | 9/30/2013
Candlelight Inn | 1822 E 20th Pl | Scottsbluff | NE | 69361-2707 | Scotts Bluff | NE23581 | Scrapped/Junked |  | 1991 | AO SMITH | AHWH - ANSI/Fired Water Htr | BASEMENT | HWSD - Hot Water Dom/Potable | 3/31/2007
Candlelight Inn | 1822 E 20th Pl | Scottsbluff | NE | 69361-2707 | Scotts Bluff | NE23582 | Scrapped/Junked |  | 1989 | TELE | CPFT - Horiz Cpr Fin Boiler | BASEMENT | IPHT - Indoor Pool Heater | 9/30/2009
Flyover Brewery | 1824 Broadway | Scottsbluff | NE | 69361-2458 | Scotts Bluff | NE27513 | Active | 18699 | 2017 | Rite | CI - Cast Iron | Boiler Room | PROC - Process Steam | 6/30/2026
Flyover Brewery | 1824 Broadway | Scottsbluff | NE | 69361-2458 | Scotts Bluff | NE27536 | Active | 154192 | 2018 | RHEEM | CHWH - ASME/Fired Water Heater | Boiler Room | HWSD - Hot Water Dom/Potable | 6/30/2026
Scottsbluff Co Courthouse | 1825 10th St | Gering | NE | 69341-2444 | Scotts Bluff | NE09445 | Active | N/A | 1979 | HYDR | CI - Cast Iron | BOILER ROOM | HWHT - Hot Water Heat | 8/31/2026
Scottsbluff Co Courthouse | 1825 10th St | Gering | NE | 69341-2444 | Scotts Bluff | NE09452 | Scrapped/Junked | 27367 | 1976 | KEWA | FT - Firetube Boiler | BOILER ROOM | HWHT - Hot Water Heat | 9/30/2010
Scottsbluff Co Courthouse | 1825 10th St | Gering | NE | 69341-2444 | Scotts Bluff | NE20594 | Active | 25116 | 2010 | Rbi | VCPF - Vert Cpr Fin Blr | Boiler Room | HWHT - Hot Water Heat | 8/31/2026
Scottsbluff Co Courthouse | 1825 10th St | Gering | NE | 69341-2444 | Scotts Bluff | NE20595 | Active | 24909 | 2010 | Rbi | VCPF - Vert Cpr Fin Blr | Boiler Room | HWHT - Hot Water Heat | 8/31/2026
Scottsbluff Co Courthouse | 1825 10th St | Gering | NE | 69341-2444 | Scotts Bluff | NE39451 | Scrapped/Junked | 27363 | 1976 | KEWA | FT - Firetube Boiler | BOILER ROOM | HWHT - Hot Water Heat | 9/30/2010
Scottsbluff Co Courthouse | 1825 10th St | Gering | NE | 69341-2444 | Scotts Bluff | NE43893 | Active | 632587 | 2025 | Lochinvar | FTSS - Firetube Stainless Steel | Basement mech room | HWHT - Hot Water Heat | 8/31/2026
Scottsbluff Co Courthouse | 1825 10th St | Gering | NE | 69341-2444 | Scotts Bluff | NE43894 | Active | 630860 | 2024 | Lochinvar | FTSS - Firetube Stainless Steel | Basement mech room | HWHT - Hot Water Heat | 8/31/2026
Northfield Elementary | 1900 Flaten Ave | Gering | NE | 69341-1850 | Scotts Bluff | NE02337 | Active | 3265 | 2004 | ALLI | WT - Water Tube Boiler | BOILER ROOM | HWHT - Hot Water Heat | 5/31/2026
Northfield Elementary | 1900 Flaten Ave | Gering | NE | 69341-1850 | Scotts Bluff | NE34426 | Inactive |  | 1970 | KEWANEE | FT - Firetube Boiler | BOILER ROOM | HWHT - Hot Water Heat | 6/30/2004
Days Inn Motel | 1901 21st Ave | Scottsbluff | NE | 69361-2725 | SCOTTS BLUFF | NE00814 | Scrapped/Junked | 67800 | 2000 | STATE INDUSTRIES | CHWH - ASME/Fired Water Heater | BOILER ROOM | HWSD - Hot Water Dom/Potable | 12/31/2008
Days Inn Motel | 1901 21st Ave | Scottsbluff | NE | 69361-2725 | SCOTTS BLUFF | NE04703 | Scrapped/Junked |  | 1983 | RAYPAK INC, CALIFORNIA | CPFH - Copper Fin Water Heater | BOILER ROOM | HWSD - Hot Water Dom/Potable | 4/30/2003
Days Inn Motel | 1901 21st Ave | Scottsbluff | NE | 69361-2725 | SCOTTS BLUFF | NE09371 | Scrapped/Junked | 269468 | 2006 | Raypak | CPFT - Horiz Cpr Fin Boiler | BOILER ROOM | IPHT - Indoor Pool Heater | 12/31/2011
Days Inn Motel | 1901 21st Ave | Scottsbluff | NE | 69361-2725 | SCOTTS BLUFF | NE09372 | Scrapped/Junked | 108092 | 2006 | RHEEM | CHWH - ASME/Fired Water Heater | BOILER ROOM | HWSD - Hot Water Dom/Potable | 6/30/2012
Days Inn Motel | 1901 21st Ave | Scottsbluff | NE | 69361-2725 | SCOTTS BLUFF | NE15739 | Scrapped/Junked | 121660 | 2009 | RHEEM | CHWH - ASME/Fired Water Heater | Boiler Room | HWSD - Hot Water Dom/Potable | 6/30/2012
Days Inn Motel | 1901 21st Ave | Scottsbluff | NE | 69361-2725 | SCOTTS BLUFF | NE16618 | Scrapped/Junked |  | 1991 | AMERICAN STANDARD | AHWH - ANSI/Fired Water Htr | BOILER ROOM | HWSD - Hot Water Dom/Potable | 4/30/2000
Days Inn Motel | 1901 21st Ave | Scottsbluff | NE | 69361-2725 | SCOTTS BLUFF | NE21109 | Scrapped/Junked | 36926 | 1996 | AO SMITH | CHWH - ASME/Fired Water Heater | BOILER ROOM | HWSD - Hot Water Dom/Potable | 4/30/2003
Vacant Building | 190234 Carter Canyon Rd | Gering | NE | 69341-7533 | Scotts Bluff | NE18047 | Out of Service | N/A | 1993 | Slant Fin | CI - Cast Iron | BOILER ROOM | HWHT - Hot Water Heat | 5/31/2020
Vacant Building | 190234 Carter Canyon Rd | Gering | NE | 69341-7533 | Scotts Bluff | NE18048 | Out of Service | N/A | 1993 | Slant Fin | CI - Cast Iron | BOILER ROOM | HWHT - Hot Water Heat | 5/31/2020
Vacant Building | 190234 Carter Canyon Rd | Gering | NE | 69341-7533 | Scotts Bluff | NE18049 | Out of Service | N/A | 1993 | Slant Fin | CI - Cast Iron | BOILER ROOM | HWHT - Hot Water Heat | 5/31/2020
Vacant Building | 190234 Carter Canyon Rd | Gering | NE | 69341-7533 | Scotts Bluff | NE18050 | Out of Service | N/A | 1993 | Slant Fin | CI - Cast Iron | BOILER ROOM | HWHT - Hot Water Heat | 5/31/2020
Simon Contractors | 1914 W Overland | Scottsbluff | NE | 69361-3413 | Scotts Bluff | NE27820 | Active | 4575 | 2017 | SIOUX | WT - Water Tube Boiler | Cement Plant | PROW - Process Hot Water | 12/31/2026
Westmoor Pool | 1936 Avenue I | Scottsbluff | NE | 69361 | Scotts Bluff | NE01672 | Scrapped/Junked | 00152300 | 2003 | Lochinvar | CPFH - Copper Fin Water Heater | PUMP HOUSE | OPHT - Outdoor Pool Heater | 6/30/2014
Westmoor Pool | 1936 Avenue I | Scottsbluff | NE | 69361 | Scotts Bluff | NE01673 | Scrapped/Junked | 00152224 | 2003 | Lochinvar | CPFH - Copper Fin Water Heater | PUMP HOUSE | OPHT - Outdoor Pool Heater | 6/30/2014
Westmoor Pool | 1936 Avenue I | Scottsbluff | NE | 69361 | Scotts Bluff | NE25864 | Active | 278688 | 2015 | Lochinvar | CPFH - Copper Fin Water Heater | Pump Room | OPHT - Outdoor Pool Heater | 6/30/2026
Westmoor Pool | 1936 Avenue I | Scottsbluff | NE | 69361 | Scotts Bluff | NE25865 | Active | 276869 | 2015 | Lochinvar | CPFH - Copper Fin Water Heater | Pump Room | OPHT - Outdoor Pool Heater | 6/30/2026
Burlington Northern Santa Fe | 20 W Railway St | Scottsbluff | NE | 69361-3169 | Scotts Bluff | NE27532 | Active | 27532 | 2018 | Lochinvar | FTSS - Firetube Stainless Steel | Boiler Room | HWHT - Hot Water Heat | 10/31/2026
Burlington Northern Santa Fe | 20 W Railway St | Scottsbluff | NE | 69361-3169 | Scotts Bluff | NE35183 | Scrapped/Junked | NA | 1985 | Weil-Mcclain | CI - Cast Iron | Boiler Room | HWHT - Hot Water Heat | 3/31/2017
Salem Congregational Church-BMIC#478883 | 2001 7th Ave | Scottsbluff | NE | 69361-2105 | Scotts Bluff | NE35256 | Active | N/A | 1962 | Ajax | WT - Water Tube Boiler | BOILER ROOM | HWHT - Hot Water Heat | 3/31/2026
First United Methodist Church | 2002 4th Ave | Scottsbluff | NE | 69361-2033 | Scotts Bluff | NE15740 | Active | 80305 | 2009 | Lochinvar | SSCO - SS Coil Boiler | Boiler Room | HWHT - Hot Water Heat | 3/31/2026
First United Methodist Church | 2002 4th Ave | Scottsbluff | NE | 69361-2033 | Scotts Bluff | NE15741 | Active | 60886 | 2008 | Lochinvar | SSCO - SS Coil Boiler | Boiler Room | HWHT - Hot Water Heat | 3/31/2026
First United Methodist Church | 2002 4th Ave | Scottsbluff | NE | 69361-2033 | Scotts Bluff | NE15742 | Active | 79450 | 2009 | Lochinvar | SSCO - SS Coil Boiler | Boiler Room | HWHT - Hot Water Heat | 3/31/2026
First United Methodist Church | 2002 4th Ave | Scottsbluff | NE | 69361-2033 | Scotts Bluff | NE16427 | Scrapped/Junked |  | 1947 | KEWA | FT - Firetube Boiler | BOILER ROOM | HWHT - Hot Water Heat | 2/29/2008
Berean Fundamental Church-BMIC#430854 | 2002 Center Ave | Mitchell | NE | 69357-1030 | Scotts Bluff | NE35159 | Active | N/A | 1959 | AMST | CI - Cast Iron | BOILER ROOM | HWHT - Hot Water Heat | 2/28/2027
Longfellow Elementary | 2003 5th Ave | Scottsbluff | NE | 69361-2045 | Scotts Bluff | NE21014 | Exempt 1999 LB-66 |  | 1997 | AO SMITH | AHWH - ANSI/Fired Water Htr |  | HWSD - Hot Water Dom/Potable | 6/30/2000
Longfellow Elementary | 2003 5th Ave | Scottsbluff | NE | 69361-2045 | Scotts Bluff | NE23587 | Scrapped/Junked | 102645 | 1999 | Lochinvar | CPFT - Horiz Cpr Fin Boiler | boiler room | HWHT - Hot Water Heat | 3/31/2015
Longfellow Elementary | 2003 5th Ave | Scottsbluff | NE | 69361-2045 | Scotts Bluff | NE23588 | Out of Service | 102646 | 1999 | Lochinvar | CPFT - Horiz Cpr Fin Boiler | boiler room | HWHT - Hot Water Heat | 3/31/2021
Longfellow Elementary | 2003 5th Ave | Scottsbluff | NE | 69361-2045 | Scotts Bluff | NE26217 | Scrapped/Junked | 266300 | 1999 | Lochinvar | CPFT - Horiz Cpr Fin Boiler | boiler room | HWHT - Hot Water Heat | 3/31/2023
Longfellow Elementary | 2003 5th Ave | Scottsbluff | NE | 69361-2045 | Scotts Bluff | NE41355 | Active | 384015 | 2022 | Lochinvar | CPFT - Horiz Cpr Fin Boiler | Boiler room | HWHT - Hot Water Heat | 3/31/2027
Longfellow Elementary | 2003 5th Ave | Scottsbluff | NE | 69361-2045 | Scotts Bluff | NE41356 | Active | 384014 | 2022 | Lochinvar | CPFT - Horiz Cpr Fin Boiler | Boiler room | HWHT - Hot Water Heat | 3/31/2027
SCOTTSBLUFF COMFORT INN | 2018 DELTA DR | SCOTTSBLUFF | NE | 69361 | SCOTTS BLUFF | NE21182 | Exempt 1999 LB-66 |  | 1997 | AO SMITH | AHWH - ANSI/Fired Water Htr | LAUNDRY | HWSD - Hot Water Dom/Potable | 3/31/2000
SCOTTSBLUFF COMFORT INN | 2018 DELTA DR | SCOTTSBLUFF | NE | 69361 | SCOTTS BLUFF | NE21183 | Exempt 1999 LB-66 |  | 1991 | STATE INDUSTRIES | AHWH - ANSI/Fired Water Htr | LAUNDRY | HWSD - Hot Water Dom/Potable | 3/31/2000
Summit Christian College | 2025 21st St | Gering | NE | 69341-2309 | Scotts Bluff | NE06447 | Scrapped/Junked | N/A | 2005 | PEER | CI - Cast Iron | boiler room | HWHT - Hot Water Heat | 10/31/2015
Summit Christian College | 2025 21st St | Gering | NE | 69341-2309 | Scotts Bluff | NE06448 | Scrapped/Junked | 68516 | 2004 | WEBJ | COBL - Coil Type Boiler | boiler room | HWSD - Hot Water Dom/Potable | 10/31/2018
Summit Christian College | 2025 21st St | Gering | NE | 69341-2309 | Scotts Bluff | NE07678 | Inactive | 71793 | 2006 | WEBJ | COBL - Coil Type Boiler | boiler room | HWHT - Hot Water Heat | 10/31/2012
Summit Christian College | 2025 21st St | Gering | NE | 69341-2309 | Scotts Bluff | NE09014 | Scrapped/Junked |  | 1966 | NATIONAL U.S. |  | BOILER ROOM | HWHT - Hot Water Heat | 8/31/2006
Summit Christian College | 2025 21st St | Gering | NE | 69341-2309 | Scotts Bluff | NE10441 | Scrapped/Junked | 96006 | 2002 | WEBEN JARCO | COBL - Coil Type Boiler | BOILER ROOM | HWSD - Hot Water Dom/Potable | 8/31/2006
Summit Christian College | 2025 21st St | Gering | NE | 69341-2309 | Scotts Bluff | NE21017 | Scrapped/Junked | 59142 | 1998 | WEBEN JARCO | COBL - Coil Type Boiler | BOILER ROOM | HWSD - Hot Water Dom/Potable | 8/31/2003
Summit Christian College | 2025 21st St | Gering | NE | 69341-2309 | Scotts Bluff | NE21023 | Scrapped/Junked | 60279 | 1998 | WEBEN JARCO | COBL - Coil Type Boiler | BOILER ROOM | HWSD - Hot Water Dom/Potable | 8/31/2006
Summit Christian College | 2025 21st St | Gering | NE | 69341-2309 | Scotts Bluff | NE26164 | Active | 8304 | 2015 | Allied | WT - Water Tube Boiler | Equipment Room | HWHT - Hot Water Heat | 11/30/2026
Summit Christian College | 2025 21st St | Gering | NE | 69341-2309 | Scotts Bluff | NE26165 | Active | 8305 | 2015 | Allied | WT - Water Tube Boiler | Equipment Room | HWHT - Hot Water Heat | 11/30/2026
Mitchell City Pool | 2044 17th St | Mitchell | NE | 69357-1216 | Scotts Bluff | NE01901 | Active | 144945 | 2004 | Teledyne Laars | CPFT - Horiz Cpr Fin Boiler | BOILER ROOM | OPHT - Outdoor Pool Heater | 7/31/2026
Mitchell City Pool | 2044 17th St | Mitchell | NE | 69357-1216 | Scotts Bluff | NE18164 | Scrapped/Junked | 45655 | 1994 | ACE | WT - Water Tube Boiler | BOILER ROOM | OPHT - Outdoor Pool Heater | 6/30/2004
St Agnes School | 205 E 23rd St | Scottsbluff | NE | 69361-2026 | Scotts Bluff | NE21149 | Active | 87 | 1997 | Allied | WT - Water Tube Boiler | BOILER ROOM | HWHT - Hot Water Heat | 3/31/2027
Sinamco Mills | 206 Adams Ave | Morrill | NE | 69358-5023 | Scotts Bluff | NE01866 | Out of Service | 1201 | 1973 | Abco Industries | FT - Firetube Boiler | BOILER ROOM | PROC - Process Steam | 6/30/2015
Sinamco Mills | 206 Adams Ave | Morrill | NE | 69358-5023 | Scotts Bluff | NE02176 | Inactive | 1577 | 1967 | SELLERS | FTSM - FTS Marine Dry Back | BOILER ROOM | PROC - Process Steam | 6/30/2006
Sinamco Mills | 206 Adams Ave | Morrill | NE | 69358-5023 | Scotts Bluff | NE26918 | Out of Service | 10563 | 2017 | Williams & Davis | FT - Firetube Boiler | Boiler Room | PROC - Process Steam | 7/31/2023
THE RESIDENCY | 2100 Circle Dr | Scottsbluff | NE | 69361-1893 | SCOTTS BLUFF | NE21001 | Exempt 1999 LB-66 |  | 1996 | AO SMITH | AHWH - ANSI/Fired Water Htr | #8 MECH ROOM | HWSD - Hot Water Dom/Potable | 5/31/2000
THE RESIDENCY | 2100 Circle Dr | Scottsbluff | NE | 69361-1893 | SCOTTS BLUFF | NE21002 | Exempt 1999 LB-66 |  | 1993 | AO SMITH | AHWH - ANSI/Fired Water Htr | #8 MECH ROOM | HWSD - Hot Water Dom/Potable | 5/31/2000
THE RESIDENCY | 2100 Circle Dr | Scottsbluff | NE | 69361-1893 | SCOTTS BLUFF | NE21004 | Exempt 1999 LB-66 |  | 1996 | AO SMITH | AHWH - ANSI/Fired Water Htr | #5 MECH ROOM | HWSD - Hot Water Dom/Potable | 5/31/2000
THE RESIDENCY | 2100 Circle Dr | Scottsbluff | NE | 69361-1893 | SCOTTS BLUFF | NE21005 | Exempt 1999 LB-66 |  | 1996 | AO SMITH | AHWH - ANSI/Fired Water Htr | #5 MECH ROOM | HWSD - Hot Water Dom/Potable | 5/31/2000
THE RESIDENCY | 2100 Circle Dr | Scottsbluff | NE | 69361-1893 | SCOTTS BLUFF | NE21006 | Exempt 1999 LB-66 |  | 1994 | AO SMITH | AHWH - ANSI/Fired Water Htr | #4 MECH ROOM | HWSD - Hot Water Dom/Potable | 5/31/2000
THE RESIDENCY | 2100 Circle Dr | Scottsbluff | NE | 69361-1893 | SCOTTS BLUFF | NE21007 | Exempt 1999 LB-66 |  | 1994 | AO SMITH | AHWH - ANSI/Fired Water Htr | #4 MECH ROOM | HWSD - Hot Water Dom/Potable | 5/31/2000
THE RESIDENCY | 2100 Circle Dr | Scottsbluff | NE | 69361-1893 | SCOTTS BLUFF | NE21008 | Exempt 1999 LB-66 |  | 1993 | AO SMITH | AHWH - ANSI/Fired Water Htr | #2 EQUIP ROOM | HWSD - Hot Water Dom/Potable | 5/31/2000
THE RESIDENCY | 2100 Circle Dr | Scottsbluff | NE | 69361-1893 | SCOTTS BLUFF | NE21009 | Exempt 1999 LB-66 |  | 1993 | AO SMITH | AHWH - ANSI/Fired Water Htr | #2 EQUIP ROOM | HWSD - Hot Water Dom/Potable | 5/31/2000
THE RESIDENCY | 2100 Circle Dr | Scottsbluff | NE | 69361-1893 | SCOTTS BLUFF | NE21010 | Exempt 1999 LB-66 |  | 1997 | AO SMITH | AHWH - ANSI/Fired Water Htr | #8 MECH ROOM | HWSD - Hot Water Dom/Potable | 5/31/2000
Western Sugar Cooperative | 2100 E Overland | Scottsbluff | NE | 69361-7734 | Scotts Bluff | NE02152 | Inactive |  | 1967 | CLEA | FT - Firetube Boiler | BOILER ROOM | PROC - Process Steam | 6/30/2002
Western Sugar Cooperative | 2100 E Overland | Scottsbluff | NE | 69361-7734 | Scotts Bluff | NE02457 | Out of Service | 16585 | 1962 | Erie City Iron Works | WT - Water Tube Boiler | Boiler Room North #2 | PROC - Process Steam | 6/30/2023
Western Sugar Cooperative | 2100 E Overland | Scottsbluff | NE | 69361-7734 | Scotts Bluff | NE02458 | Out of Service | 16584 | 1962 | Erie City Iron Works | WT - Water Tube Boiler | Boiler Room South #1 | PROC - Process Steam | 6/30/2023
Western Sugar Cooperative | 2100 E Overland | Scottsbluff | NE | 69361-7734 | Scotts Bluff | NE27335 | Inactive | 521 | 2016 | Victory | WT - Water Tube Boiler | Outdoors | PROC - Process Steam | 12/31/2022
Western Sugar Cooperative | 2100 E Overland | Scottsbluff | NE | 69361-7734 | Scotts Bluff | NE41106 | Inactive | 235 | 2016 | VICTORY ENERGY | WT - Water Tube Boiler | Outdoors | ECON - Boiler Economizer | 7/28/2023
Western Sugar Cooperative | 2100 E Overland | Scottsbluff | NE | 69361-7734 | Scotts Bluff | NE41997 | Active | 2921 | 2021 | Eco | ECON - Boiler Economizer | Boiler Plant #B West | ECON - Boiler Economizer | 1/31/2026
Western Sugar Cooperative | 2100 E Overland | Scottsbluff | NE | 69361-7734 | Scotts Bluff | NE41998 | Active | 2923 | 2021 | Eco | ECON - Boiler Economizer | Boiler Plant #A East | ECON - Boiler Economizer | 1/31/2026
Western Sugar Cooperative | 2100 E Overland | Scottsbluff | NE | 69361-7734 | Scotts Bluff | NE41999 | Active | 25504 | 2022 | Babcock & Wilcox | WT - Water Tube Boiler | Boiler Plant #B West | PROC - Process Steam | 1/31/2026
Western Sugar Cooperative | 2100 E Overland | Scottsbluff | NE | 69361-7734 | Scotts Bluff | NE42000 | Active | 25505 | 2022 | Babcock & Wilcox | WT - Water Tube Boiler | Boiler Plant #A East | PROC - Process Steam | 1/31/2026
SCOTTSBLUFF SASH AND DOOR | 2101 AVE I | SCOTTSBLUFF | NE | 69361 | SCOTTS BLUFF | NE35411 | Inactive |  | 1965 | BRYANT |  | BOILER ROOM | STHT - Steam-Heat | 3/31/1991
Private Residence | 2102 Avenue A | Scottsbluff | NE | 69361-1935 | Scotts Bluff | NE35257 | Exempt | n/a | 1956 | American Standard | CI - Cast Iron | Basement | HWHT - Hot Water Heat | 3/31/2025
Private Residence | 2102 Avenue A | Scottsbluff | NE | 69361-1935 | Scotts Bluff | NE35258 | Exempt | n/a | 1956 | American Standard | CI - Cast Iron | BASEMENT | HWHT - Hot Water Heat | 3/31/2025
JOLLIFFE FUNERAL HOME | 2102 Broadway | Scottsbluff | NE | 69361-1904 | SCOTTS BLUFF | NE16320 | Inactive |  | 1925 | CAPITOL |  | BASEMENT | STHT - Steam-Heat | 3/31/2004
Monument Car Wash | 2202 14th Ave | Scottsbluff | NE | 69361-2792 | Scotts Bluff | NE40617 | Active | 125432 | 1995 | RAYP | CPFT - Horiz Cpr Fin Boiler | UTILITY ROOM | HWSP - Hot Water Non Potable Supply | 3/31/2026
Monument Car Wash | 2202 14th Ave | Scottsbluff | NE | 69361-2792 | Scotts Bluff | NE40618 | Active | 124433 | 1995 | RAYP | CPFT - Horiz Cpr Fin Boiler | UTILITY ROOM | HWSP - Hot Water Non Potable Supply | 3/31/2026
SCOTTSBLUFF SUPER 8 MOTEL | 2202 Delta Dr | Scottsbluff | NE | 69361-2768 | SCOTTS BLUFF | NE21176 | Exempt 1999 LB-66 |  | 1997 | RHEEM MANUFACTURING CO | AHWH - ANSI/Fired Water Htr | LAUNDRY | HWSD - Hot Water Dom/Potable | 3/31/2000
SCOTTSBLUFF SUPER 8 MOTEL | 2202 Delta Dr | Scottsbluff | NE | 69361-2768 | SCOTTS BLUFF | NE21181 | Exempt 1999 LB-66 |  | 1995 | STATE INDUSTRIES | AHWH - ANSI/Fired Water Htr | LAUNDRY | HWSD - Hot Water Dom/Potable | 3/31/2000
WESTERN VALLEY PROCESS | 2205 N 10TH ST | SCOTTSBLUFF | NE | 69361 | SCOTTS BLUFF | NE03678 | Inactive | 9551 | 1985 | SUPERIOR BOILERWORKS | FT - Firetube Boiler |  | PROC - Process Steam | 7/31/1994
Lincoln Heights School | 2214 Ave C | Scottsbluff | NE | 69361-1951 | Scotts Bluff | NE15743 | Scrapped/Junked | 17495 | 2009 | Aldrich | FTVT - Firetube Vertical TB | Boiler Room | HWHT - Hot Water Heat | 3/31/2019
Lincoln Heights School | 2214 Ave C | Scottsbluff | NE | 69361-1951 | Scotts Bluff | NE15744 | Scrapped/Junked | 17496 | 2009 | Aldrich | FTVT - Firetube Vertical TB | Boiler Room | HWHT - Hot Water Heat | 3/31/2019
Lincoln Heights School | 2214 Ave C | Scottsbluff | NE | 69361-1951 | Scotts Bluff | NE28430 | Active | 147455 | 2019 | Lochinvar | COBL - Coil Type Boiler | Basement | HWHT - Hot Water Heat | 3/31/2027
Lincoln Heights School | 2214 Ave C | Scottsbluff | NE | 69361-1951 | Scotts Bluff | NE28431 | Active | 135841 | 2019 | Lochinvar | COBL - Coil Type Boiler | Basement | HWHT - Hot Water Heat | 3/31/2027
Lincoln Heights School | 2214 Ave C | Scottsbluff | NE | 69361-1951 | Scotts Bluff | NE34437 | Scrapped/Junked |  | 1974 | BRYN | CI - Cast Iron | BOILER ROOM | STHT - Steam-Heat | 6/30/2009
St John's Lutheran Church | 2220 Broadway | Scottsbluff | NE | 69361-1970 | Scotts Bluff | NE35204 | Active | n/a | 1960 | AMST | CI - Cast Iron | BASEMENT | HWHT - Hot Water Heat | 1/31/2027
NURSING SCHOOL CARE CENTER | 223 W 36TH ST | SCOTTSBLUFF | NE | 69361 | SCOTTS BLUFF | NE16602 | Scrapped/Junked | 78 | 1991 | ENVIROTEC ENERGY SYSTEMS | WT - Water Tube Boiler | BOILER ROOM | HWHT - Hot Water Heat | 10/31/2000
Inland Truck Parts | 230377 Highland Rd | Scottsbluff | NE | 69361-7717 | Scotts Bluff | NE24114 | Scrapped/Junked | 150469 | 2011 | Columbia | WT - Water Tube Boiler | Boiler Room | HWHF - Hot Water Heat-Floor | 5/31/2022
Inland Truck Parts | 230377 Highland Rd | Scottsbluff | NE | 69361-7717 | Scotts Bluff | NE41181 | Active | 228355 | 2021 | AIC GDYNIA | FT - Firetube Boiler | BOILER ROOM | HWHT - Hot Water Heat | 12/31/2026
SCOTTSBLUFF JUNIOR HIGH | 2310 2ND AVE | SCOTTSBLUFF | NE | 69361 | SCOTTS BLUFF | NE05186 | Exempt 1999 LB-66 |  | 1990 | RUUD | AHWH - ANSI/Fired Water Htr | KITCHEN | HWSD - Hot Water Dom/Potable | 6/30/2000
SCOTTSBLUFF JUNIOR HIGH | 2310 2ND AVE | SCOTTSBLUFF | NE | 69361 | SCOTTS BLUFF | NE34008 | Scrapped/Junked |  | 1992 | BRADFORD-WHITE | AHWH - ANSI/Fired Water Htr | KITCHEN | HWSD - Hot Water Dom/Potable | 6/30/2002
Heritage Estates | 2325 Lodge Dr | Gering | NE | 69341-6825 | Scotts Bluff | NE05990 | Scrapped/Junked | 66462 | 2006 | Ajax | COBL - Coil Type Boiler | mech room #1 | HWSD - Hot Water Dom/Potable | 10/31/2024
Heritage Estates | 2325 Lodge Dr | Gering | NE | 69341-6825 | Scotts Bluff | NE05991 | Active | 66461 | 2006 | Ajax | COBL - Coil Type Boiler | mech room | HWSD - Hot Water Dom/Potable | 10/31/2026
Heritage Estates | 2325 Lodge Dr | Gering | NE | 69341-6825 | Scotts Bluff | NE43325 | Active | 572612 | 2022 | Lochinvar | FTSS - Firetube Stainless Steel | Mechanical room | HWHT - Hot Water Heat | 10/31/2026
Northfield Apartments | 2350 Five Rocks Rd | Gering | NE | 69341-6401 | Scotts Bluff | NE06449 | Scrapped/Junked | 99168 | 2003 | RHEEM MANUFACTURING CO | CHWH - ASME/Fired Water Heater | LOWER EQUIP ROOM | HWSD - Hot Water Dom/Potable | 5/31/2007
Northfield Apartments | 2350 Five Rocks Rd | Gering | NE | 69341-6401 | Scotts Bluff | NE07403 | Active | 109358 | 2006 | Ruud-Rheem | CHWH - ASME/Fired Water Heater | MECH ROOM | HWSD - Hot Water Dom/Potable | 5/31/2026
Northfield Apartments | 2350 Five Rocks Rd | Gering | NE | 69341-6401 | Scotts Bluff | NE07709 | Scrapped/Junked | 99168 | 2006 | Ruud-Rheem | CHWH - ASME/Fired Water Heater | LOWER EQUIP ROOM | HWSD - Hot Water Dom/Potable | 5/31/2015
Northfield Apartments | 2350 Five Rocks Rd | Gering | NE | 69341-6401 | Scotts Bluff | NE09010 | Scrapped/Junked |  | 1987 | AO SMITH | AHWH - ANSI/Fired Water Htr | NORTH WING | HWSD - Hot Water Dom/Potable | 5/31/1996
Northfield Apartments | 2350 Five Rocks Rd | Gering | NE | 69341-6401 | Scotts Bluff | NE19065 | Inactive | 121715 | 2009 | Ruud-Rheem | CHWH - ASME/Fired Water Heater | MECH ROOM | HWSD - Hot Water Dom/Potable | 5/31/2024
Northfield Apartments | 2350 Five Rocks Rd | Gering | NE | 69341-6401 | Scotts Bluff | NE21011 | Scrapped/Junked | 74169 | 1997 | RUUD | CHWH - ASME/Fired Water Heater | LOWER EQUIP ROOM | HWSD - Hot Water Dom/Potable | 5/31/2007
Northfield Apartments | 2350 Five Rocks Rd | Gering | NE | 69341-6401 | Scotts Bluff | NE21012 | Exempt 1999 LB-66 |  | 1988 | AO SMITH | AHWH - ANSI/Fired Water Htr | MAINT ROOM | HWSD - Hot Water Dom/Potable | 5/31/2000
Northfield Apartments | 2350 Five Rocks Rd | Gering | NE | 69341-6401 | Scotts Bluff | NE21013 | Exempt 1999 LB-66 |  | 1997 | AO SMITH | AHWH - ANSI/Fired Water Htr | MAINT ROOM | HWSD - Hot Water Dom/Potable | 5/31/2000
Northfield Apartments | 2350 Five Rocks Rd | Gering | NE | 69341-6401 | Scotts Bluff | NE21019 | Scrapped/Junked | 74000 | 1997 | RUUD | CHWH - ASME/Fired Water Heater | MECH ROOM | HWSD - Hot Water Dom/Potable | 5/31/2005
Northfield Apartments | 2350 Five Rocks Rd | Gering | NE | 69341-6401 | Scotts Bluff | NE21022 | Scrapped/Junked | 77735 | 1998 | Ruud-Rheem | CHWH - ASME/Fired Water Heater | MECH ROOM | HWSD - Hot Water Dom/Potable | 5/31/2010
Northfield Apartments | 2350 Five Rocks Rd | Gering | NE | 69341-6401 | Scotts Bluff | NE25852 | Active | 139064 | 2006 | Ruud-Rheem | CHWH - ASME/Fired Water Heater | MECH ROOM | HWSD - Hot Water Dom/Potable | 5/31/2026
Hergert Milling Inc | 2415 10th St | Gering | NE | 69341-2236 | Scotts Bluff | NE13484 | Inactive | 5093 | 1963 | York International | FT - Firetube Boiler | BOILER ROOM | PROC - Process Steam | 6/30/2006
Capri Motel | 2424 Avenue I | Scottsbluff | NE | 69361-1572 | Scotts Bluff | NE13917 | Out of Service | 81206 | 1999 | RHEEM | CHWH - ASME/Fired Water Heater | BOILER ROOM | HWDP - Hotwater Heat & Dom Supply | 4/30/2014
Capri Motel | 2424 Avenue I | Scottsbluff | NE | 69361-1572 | Scotts Bluff | NE17404 | Scrapped/Junked | n/a | 1992 | Slant Fin | CI - Cast Iron | mech room | HWHT - Hot Water Heat | 4/30/2023
Capri Motel | 2424 Avenue I | Scottsbluff | NE | 69361-1572 | Scotts Bluff | NE17405 | Inactive |  | 1992 | SLANT FIN |  |  | HWHT - Hot Water Heat | 10/31/2003
Capri Motel | 2424 Avenue I | Scottsbluff | NE | 69361-1572 | Scotts Bluff | NE25435 | Scrapped/Junked |  | 1984 | SLANT FIN |  | LAUNDRY BOILER ROOM | HWHT - Hot Water Heat | 4/30/2006
Capri Motel | 2424 Avenue I | Scottsbluff | NE | 69361-1572 | Scotts Bluff | NE25436 | Scrapped/Junked |  | 1977 | AMST | CI - Cast Iron | NORTH BUILDING | HWHT - Hot Water Heat | 4/30/2007
Capri Motel | 2424 Avenue I | Scottsbluff | NE | 69361-1572 | Scotts Bluff | NE25437 | Inactive |  | 1994 | VALLIANT |  | WEST BUILDING | HWHT - Hot Water Heat | 10/31/2004
Burlington Northern Shop | 2430 Avenue I | Scottsbluff | NE | 69361-1572 | Scotts Bluff | NE27823 | Scrapped/Junked | N/A | 1997 | Burnham | CI - Cast Iron | Boiler Room | HWHF - Hot Water Heat-Floor | 1/31/2024
Burlington Northern Shop | 2430 Avenue I | Scottsbluff | NE | 69361-1572 | Scotts Bluff | NE42846 | Active | 262127 | 2021 | Lochinvar | WTSS - Watertube SS Steel | Boiler Room | HWFP - Floor Heat & Nonpotable | 10/31/2026
Fusion Ranch | 250521 Skyport Dr | Scottsbluff | NE | 69361-6903 | Scotts Bluff | NE22811 | Inactive | 18438 | 2009 | Thermosteam | FTVT - Firetube Vertical TB | Boiler room | PROC - Process Steam | 10/31/2014
Fusion Ranch | 250521 Skyport Dr | Scottsbluff | NE | 69361-6903 | Scotts Bluff | NE25181 | Active | 17640 | 2014 | Superior | FTHT - Firetube Horizontal | boiler room | PROC - Process Steam | 8/31/2026
Scotts Bluff Cnty Detention Ctr | 2522 7th St | Gering | NE | 69341-2206 | Scotts Bluff | NE09189 | Scrapped/Junked | 45847 | 2006 | Aerco International | COBL - Coil Type Boiler | MECH ROOM | HWSD - Hot Water Dom/Potable | 9/30/2018
Scotts Bluff Cnty Detention Ctr | 2522 7th St | Gering | NE | 69341-2206 | Scotts Bluff | NE09190 | Scrapped/Junked | 45866 | 2006 | Aerco International | COBL - Coil Type Boiler | MECH ROOM | HWSD - Hot Water Dom/Potable | 9/30/2018
Scotts Bluff Cnty Detention Ctr | 2522 7th St | Gering | NE | 69341-2206 | Scotts Bluff | NE09191 | Out of Service | 45867 | 2006 | Aerco International | COBL - Coil Type Boiler | MECH ROOM | HWSD - Hot Water Dom/Potable | 9/30/2017
Scotts Bluff Cnty Detention Ctr | 2522 7th St | Gering | NE | 69341-2206 | Scotts Bluff | NE27533 | Active | 318479 | 2018 | Lochinvar | FTSS - Firetube Stainless Steel | Boiler Room | HWSD - Hot Water Dom/Potable | 8/31/2026
Scotts Bluff Cnty Detention Ctr | 2522 7th St | Gering | NE | 69341-2206 | Scotts Bluff | NE27534 | Active | 315815 | 2018 | Lochinvar | FTSS - Firetube Stainless Steel | Boiler Room | HWSD - Hot Water Dom/Potable | 8/31/2026
Bldg demolished | 2602 AVE I | SCOTTSBLUFF | NE | 69361-1576 | SCOTTS BLUFF | NE21188 | Scrapped/Junked | 30177 | 1987 | RAYPAK INC, CALIFORNIA | CPFT - Horiz Cpr Fin Boiler | BOILER ROOM | HWHT - Hot Water Heat | 10/31/2005
Bldg demolished | 2602 AVE I | SCOTTSBLUFF | NE | 69361-1576 | SCOTTS BLUFF | NE21189 | Scrapped/Junked | 57494 | 1987 | RAYPAK INC, CALIFORNIA | CPFT - Horiz Cpr Fin Boiler | BOILER ROOM | HWSP - Hot Water Non Potable Supply | 12/31/2003
Bluffs Junior High | 27 E 23rd St | Scottsbluff | NE | 69361-2063 | Scotts Bluff | NE23517 | Scrapped/Junked | 9819 | 1998 | ALES | FTVT - Firetube Vertical TB | BOILER ROOM | HWSD - Hot Water Dom/Potable | 3/31/2024
Bluffs Junior High | 27 E 23rd St | Scottsbluff | NE | 69361-2063 | Scotts Bluff | NE23518 | Inactive | 9816 | 1998 | ALES | FTVT - Firetube Vertical TB | BOILER ROOM | HWSD - Hot Water Dom/Potable | 3/31/2018
Bluffs Junior High | 27 E 23rd St | Scottsbluff | NE | 69361-2063 | Scotts Bluff | NE23519 | Scrapped/Junked | 9820 | 1998 | ALES | FTVT - Firetube Vertical TB | BOILER ROOM | HWHT - Hot Water Heat | 6/30/2009
Bluffs Junior High | 27 E 23rd St | Scottsbluff | NE | 69361-2063 | Scotts Bluff | NE23520 | Scrapped/Junked | 9814 | 1998 | ALES | FTVT - Firetube Vertical TB | BOILER ROOM | HWHT - Hot Water Heat | 6/30/2009
Bluffs Junior High | 27 E 23rd St | Scottsbluff | NE | 69361-2063 | Scotts Bluff | NE31322 | Scrapped/Junked | n/a | 1957 | AMST | CI - Cast Iron | kitchen | STHT - Steam-Heat | 6/30/2010
Bluffs Junior High | 27 E 23rd St | Scottsbluff | NE | 69361-2063 | Scotts Bluff | NE31342 | Scrapped/Junked | n/a | 1957 | GROE | COOK - Fired Cooker | kitchen | COOK - Cooker/Kettle | 6/30/2010
Bluffs Junior High | 27 E 23rd St | Scottsbluff | NE | 69361-2063 | Scotts Bluff | NE33783 | Scrapped/Junked | n/a | 1975 | AOSM | AHWH - ANSI/Fired Water Htr | east stadium | HWSD - Hot Water Dom/Potable | 3/31/2013
Bluffs Junior High | 27 E 23rd St | Scottsbluff | NE | 69361-2063 | Scotts Bluff | NE33784 | Scrapped/Junked | n/a | 1975 | AOSM | AHWH - ANSI/Fired Water Htr | east stadium | HWSD - Hot Water Dom/Potable | 3/31/2013
Bluffs Junior High | 27 E 23rd St | Scottsbluff | NE | 69361-2063 | Scotts Bluff | NE34044 | Scrapped/Junked | n/a | 1975 | AOSM | AHWH - ANSI/Fired Water Htr | east stadium | HWSD - Hot Water Dom/Potable | 3/31/2016
Bluffs Junior High | 27 E 23rd St | Scottsbluff | NE | 69361-2063 | Scotts Bluff | NE34433 | Out of Service | n/a | 1973 | Weil-Mcclain | CI - Cast Iron | east stadium | STHT - Steam-Heat | 3/31/2020
Bluffs Junior High | 27 E 23rd St | Scottsbluff | NE | 69361-2063 | Scotts Bluff | NE43326 | Active | 797 | 2024 | Les Inc/Aldrich Co | FTVT - Firetube Vertical TB | Boiler Room | HWHT - Hot Water Heat | 3/31/2025
Lake Minatare School | 280548 County Rd N # K | Minatare | NE | 69356-4102 | Scotts Bluff | NE16318 | Scrapped/Junked |  | 1990 | BRADFORD-WHITE | AHWH - ANSI/Fired Water Htr | BOILER ROOM | HWSD - Hot Water Dom/Potable | 4/30/2003
Lake Minatare School | 280548 County Rd N # K | Minatare | NE | 69356-4102 | Scotts Bluff | NE31733 | Scrapped/Junked | n/a | 1965 | Kewanee | FTFB - Firetube-Firebox Boiler | boiler room | HWHT - Hot Water Heat | 3/31/2015
Lake Minatare School | 280548 County Road K | Minatare | NE | 69356-4302 | Scotts Bluff | NE25805 | Active | N/A | 2012 | Aerco | CALU - Cast Aluminum | Boiler Room | HWHT - Hot Water Heat | 3/31/2027
Scottsbluff Armory | 2810 1st Ave | Scottsbluff | NE | 69361-4301 | Scotts Bluff | NE07085 | Active | 14800 | 2005 | Aldrich | FTHT - Firetube Horizontal | BOILER ROOM | STHT - Steam-Heat | 2/28/2027
Scottsbluff Armory | 2810 1st Ave | Scottsbluff | NE | 69361-4301 | Scotts Bluff | NE30091 | Scrapped/Junked |  | 1968 | BRYANT |  | BOILER ROOM | STHT - Steam-Heat | 2/28/2006
Splash Arena | 2813 2nd Ave | Scottsbluff | NE | 69361 | Scotts Bluff | NE22812 | Inactive | 128899 | 2001 | Lochinvar | CPFH - Copper Fin Water Heater | Outside of Pool Room/West Side of Bldg. | OPHT - Outdoor Pool Heater | 3/31/2016
Splash Arena | 2813 2nd Ave | Scottsbluff | NE | 69361 | Scotts Bluff | NE25835 | Out of Service | 141790 | 2014 | Rheem/Ruud | CHWH - ASME/Fired Water Heater | Mechanical Room | HWSD - Hot Water Dom/Potable | 4/30/2019
Smithfield Foods, Inc. | 2845 10th St | Gering | NE | 69341-2240 | Scotts Bluff | NE11741 | Inactive | 11977 | 1971 | York-Shipley | FT - Firetube Boiler | Boiler Room | PROC - Process Steam | 3/31/2006
Smithfield Foods, Inc. | 2845 10th St | Gering | NE | 69341-2240 | Scotts Bluff | NE13219 | Inactive | 5663 | 1965 | York-Shipley |  | Boiler Room | PROC - Process Steam | 3/31/2006
Legacy Of The Plains Museum | 2930 Old Oregon Trl | Gering | NE | 69341-8500 | Scotts Bluff | NE42776 | Active | N/A | 1920 | Minneapolis | HOBB - Hobby/Antique Boiler | Museum Grounds | 0024 - Antique Steam Tractor | 8/31/2026
Scottsbluff County Feeders | 30029 County Road 11 | Morrill | NE | 69358-2133 | Scotts Bluff | NE15703 | Out of Service | 11396 | 1991 | Superior Boilerworks | FTSM - FTS Marine Dry Back | Flaker House | PROC - Process Steam | 8/31/2024
First Baptist Church | 3009 Ave I | Scottsbluff | NE | 69361-4477 | Scotts Bluff | NE16322 | Active | n/a | 1961 | Crane | CI - Cast Iron | BASEMENT | HWHT - Hot Water Heat | 2/28/2026
Hampton Inn | 301 W Highway 26 | Scottsbluff | NE | 69361-0611 | Scotts Bluff | NE08602 | Scrapped/Junked | 89467 | 2001 | RHER | CHWH - ASME/Fired Water Heater | MECH ROOM | HWSD - Hot Water Dom/Potable | 3/31/2011
Hampton Inn | 301 W Highway 26 | Scottsbluff | NE | 69361-0611 | Scotts Bluff | NE08603 | Scrapped/Junked | 88756 | 2001 | RHEEM-RUUD | CHWH - ASME/Fired Water Heater | MECH ROOM "A" | HWSD - Hot Water Dom/Potable | 3/31/2008
Hampton Inn | 301 W Highway 26 | Scottsbluff | NE | 69361-0611 | Scotts Bluff | NE08604 | Scrapped/Junked | 88755 | 2001 | RHEEM-RUUD | CHWH - ASME/Fired Water Heater | MECH ROOM "A" | HWSD - Hot Water Dom/Potable | 3/31/2007
Hampton Inn | 301 W Highway 26 | Scottsbluff | NE | 69361-0611 | Scotts Bluff | NE09231 | Scrapped/Junked | 109916 | 2006 | RHEEM | CHWH - ASME/Fired Water Heater | BOILER ROOM | HWSD - Hot Water Dom/Potable | 3/31/2015
Hampton Inn | 301 W Highway 26 | Scottsbluff | NE | 69361-0611 | Scotts Bluff | NE14659 | Scrapped/Junked | 115481 | 2007 | RHEEM MANUFACTURING CO | CHWH - ASME/Fired Water Heater | MECH ROOM | HWSD - Hot Water Dom/Potable | 3/31/2015
Hampton Inn | 301 W Highway 26 | Scottsbluff | NE | 69361-0611 | Scotts Bluff | NE18000 | Scrapped/Junked | 6707 | 2005 | PENTAIR | CPPH - Ansi Cpr Fin Pool Heater | Pool Mech. Room | IPHT - Indoor Pool Heater | 3/31/2014
Hampton Inn | 301 W Highway 26 | Scottsbluff | NE | 69361-0611 | Scotts Bluff | NE18751 | Scrapped/Junked | 8964 | 2007 | PENTAIR | CPPH - Ansi Cpr Fin Pool Heater | Pool Mech. Room | IPHT - Indoor Pool Heater | 3/31/2014
Hampton Inn | 301 W Highway 26 | Scottsbluff | NE | 69361-0611 | Scotts Bluff | NE19067 | Scrapped/Junked | 125843 | 2010 | RHEEM MANUFACTURING CO | CHWH - ASME/Fired Water Heater | MECH ROOM | HWSD - Hot Water Dom/Potable | 3/31/2018
Hampton Inn | 301 W Highway 26 | Scottsbluff | NE | 69361-0611 | Scotts Bluff | NE24664 | Active | 16942 | 2013 | PENTAIR | CPPH - Ansi Cpr Fin Pool Heater | Pool Mech Rm | HWHP - Hot Water Heat & Nonpotable | 3/31/2026
Hampton Inn | 301 W Highway 26 | Scottsbluff | NE | 69361-0611 | Scotts Bluff | NE25355 | Scrapped/Junked | 138769 | 2014 | Rheem/Ruud | AHWH - ANSI/Fired Water Htr | Boiler Room | HWDP - Hotwater Heat & Dom Supply | 3/31/2024
Hampton Inn | 301 W Highway 26 | Scottsbluff | NE | 69361-0611 | Scotts Bluff | NE25836 | Scrapped/Junked | 17880 | 2013 | PENTAIR | CPPH - Ansi Cpr Fin Pool Heater | Pool Mech Rm | HWHP - Hot Water Heat & Nonpotable | 3/31/2020
Hampton Inn | 301 W Highway 26 | Scottsbluff | NE | 69361-0611 | Scotts Bluff | NE25837 | Scrapped/Junked | 125842 | 2010 | RHEEM | CHWH - ASME/Fired Water Heater | BOILER ROOM | HWSD - Hot Water Dom/Potable | 3/31/2019
Hampton Inn | 301 W Highway 26 | Scottsbluff | NE | 69361-0611 | Scotts Bluff | NE27346 | Scrapped/Junked | 224079 | 2016 | A O Smith | CHWH - ASME/Fired Water Heater | Boiler Room | HWSD - Hot Water Dom/Potable | 3/31/2023
Hampton Inn | 301 W Highway 26 | Scottsbluff | NE | 69361-0611 | Scotts Bluff | NE28205 | Active | 33222 | 2018 | PENTAIR | CPPH - Ansi Cpr Fin Pool Heater | Pool Mech Rm | HWHP - Hot Water Heat & Nonpotable | 3/31/2026
Hampton Inn | 301 W Highway 26 | Scottsbluff | NE | 69361-0611 | Scotts Bluff | NE28206 | Scrapped/Junked | 232054 | 2017 | A O Smith | CHWH - ASME/Fired Water Heater | Boiler Room | HWSD - Hot Water Dom/Potable | 3/31/2024
Summit Apartments | 305 E 16th St | Scottsbluff | NE | 69361-3103 | Scotts Bluff | NE33319 | Scrapped/Junked | 35560 | 1967 | CLEA | WT - Water Tube Boiler | BOILER ROOM | HWHT - Hot Water Heat | 10/31/2008
Scottsbluff High School | 315 E 27th St | Scottsbluff | NE | 69361-1762 | Scotts Bluff | NE00821 | Scrapped/Junked | 113025 | 2001 | TELE | COBL - Coil Type Boiler | POOL ROOM | IPHT - Indoor Pool Heater | 6/30/2009
Scottsbluff High School | 315 E 27th St | Scottsbluff | NE | 69361-1762 | Scotts Bluff | NE00823 | Scrapped/Junked | 92192 | 1999 | TELE | COBL - Coil Type Boiler | POOL ROOM | IPHT - Indoor Pool Heater | 6/30/2009
Scottsbluff High School | 315 E 27th St | Scottsbluff | NE | 69361-1762 | Scotts Bluff | NE01845 | Out of Service | 12759 | 2003 | ALES | FTFB - Firetube-Firebox Boiler | Main Mechanical Room | STHT - Steam-Heat | 3/31/2020
Scottsbluff High School | 315 E 27th St | Scottsbluff | NE | 69361-1762 | Scotts Bluff | NE01846 | Inactive | 12762 | 2003 | ALES | FTFB - Firetube-Firebox Boiler | Main Mechanical Room | STHT - Steam-Heat | 3/31/2024
Scottsbluff High School | 315 E 27th St | Scottsbluff | NE | 69361-1762 | Scotts Bluff | NE05182 | Scrapped/Junked |  | 1988 | BRADFORD-WHITE | AHWH - ANSI/Fired Water Htr | POOL | HWSD - Hot Water Dom/Potable | 6/30/2000
Scottsbluff High School | 315 E 27th St | Scottsbluff | NE | 69361-1762 | Scotts Bluff | NE23403 | Scrapped/Junked | 79010 | 1997 | TELEDYNE LAARS | WT - Water Tube Boiler | BOILER ROOM | HWHT - Hot Water Heat | 6/30/2001
Scottsbluff High School | 315 E 27th St | Scottsbluff | NE | 69361-1762 | Scotts Bluff | NE26494 | Active | 290484 | 2016 | Lochinvar | WT - Water Tube Boiler | Mechanical Room | GLYC - Glycol Bldg Heat Sys | 3/31/2027
Scottsbluff High School | 315 E 27th St | Scottsbluff | NE | 69361-1762 | Scotts Bluff | NE26495 | Active | 290477 | 2016 | Lochinvar | WT - Water Tube Boiler | Mechanical Room | GLYC - Glycol Bldg Heat Sys | 3/31/2027
Scottsbluff High School | 315 E 27th St | Scottsbluff | NE | 69361-1762 | Scotts Bluff | NE26496 | Active | 214970 | 2016 | A O Smith | CHWH - ASME/Fired Water Heater | Kitchen | HWSD - Hot Water Dom/Potable | 3/31/2027
Scottsbluff High School | 315 E 27th St | Scottsbluff | NE | 69361-1762 | Scotts Bluff | NE26497 | Active | 215056 | 2016 | A O Smith | CHWH - ASME/Fired Water Heater | Kitchen | HWSD - Hot Water Dom/Potable | 3/31/2027
Scottsbluff High School | 315 E 27th St | Scottsbluff | NE | 69361-1762 | Scotts Bluff | NE26498 | Active | 146221 | 2016 | RHEEM | CHWH - ASME/Fired Water Heater | Boys Locker Room | HWSP - Hot Water Non Potable Supply | 3/31/2027
Scottsbluff High School | 315 E 27th St | Scottsbluff | NE | 69361-1762 | Scotts Bluff | NE31324 | Scrapped/Junked |  | 1961 | KEWANEE | FT - Firetube Boiler | BOILER ROOM | STHT - Steam-Heat | 6/30/2004
Scottsbluff High School | 315 E 27th St | Scottsbluff | NE | 69361-1762 | Scotts Bluff | NE31325 | Scrapped/Junked |  | 1961 | KEWANEE | FT - Firetube Boiler | BOILER ROOM | STHT - Steam-Heat | 6/30/2004
Scottsbluff High School | 315 E 27th St | Scottsbluff | NE | 69361-1762 | Scotts Bluff | NE31341 | Scrapped/Junked |  | 1961 | Kewannee | FT - Firetube Boiler | BOILER ROOM | STHT - Steam-Heat | 6/30/2004
Scottsbluff High School | 315 E 27th St | Scottsbluff | NE | 69361-1762 | Scotts Bluff | NE31802 | Scrapped/Junked |  | 1985 | TELEDYNE LAARS | CPFT - Horiz Cpr Fin Boiler | SPLASH POOL | IPHT - Indoor Pool Heater | 6/30/2000
Scottsbluff High School | 315 E 27th St | Scottsbluff | NE | 69361-1762 | Scotts Bluff | NE34009 | Scrapped/Junked | 108145 | 1993 | RAYPAK INC, CALIFORNIA | CHWH - ASME/Fired Water Heater | BOILER ROOM | HWSD - Hot Water Dom/Potable | 6/30/2001
Scottsbluff High School | 315 W 27th St | Scottsbluff | NE | 69361-4309 | Scotts Bluff | NE00822 | Scrapped/Junked | 54352 | 2000 | AOSM | CHWH - ASME/Fired Water Heater | Indoor Splash Arena/SHS | HWSD - Hot Water Dom/Potable | 3/31/2015
Scottsbluff High School | 315 W 27th St | Scottsbluff | NE | 69361-4309 | Scotts Bluff | NE05183 | Scrapped/Junked | 29968 | 1996 | AOSM | CHWH - ASME/Fired Water Heater | Indoor Splash Arena/SHS | HWSD - Hot Water Dom/Potable | 3/31/2015
Scottsbluff High School | 315 W 27th St | Scottsbluff | NE | 69361-4309 | Scotts Bluff | NE05184 | Scrapped/Junked | 31010 | 1995 | AOSM | CHWH - ASME/Fired Water Heater | Indoor Splash Arena/SHS | HWSD - Hot Water Dom/Potable | 3/31/2015
Scottsbluff High School | 315 W 27th St | Scottsbluff | NE | 69361-4309 | Scotts Bluff | NE15745 | Out of Service | 298626 | 2009 | Raypak | CPPH - Ansi Cpr Fin Pool Heater | Indoor Splash Arena/SHS | IPHT - Indoor Pool Heater | 3/31/2018
Scottsbluff High School | 315 W 27th St | Scottsbluff | NE | 69361-4309 | Scotts Bluff | NE15746 | Out of Service | 298627 | 2009 | Raypak | CPPH - Ansi Cpr Fin Pool Heater | Indoor Splash Arena/SHS | IPHT - Indoor Pool Heater | 3/31/2018
Winner Circle Feedyard LLC | 320094 Granada Rd Hwy 26 East | Minatare | NE | 69356 | Scotts Bluff | NE18481 | Active | 11976 | 1993 | Superior Boiler Works | FTSM - FTS Marine Dry Back | BOILER ROOM | PROC - Process Steam | 2/28/2027
BUILDING | 330132 CTY RD L | MINATARE | NE | 69356-1916 | SCOTTS BLUFF | NE18171 | Inactive |  | 1994 | VALLIANT |  | BOILER ROOM | HWHT - Hot Water Heat | 6/30/2008
Tidal Wave Auto Spa | 3310 Avenue I | Scottsbluff | NE | 69361-4482 | Scotts Bluff | NE42219 | Active | 343953 | 2022 | Lochinvar | COBL - Coil Type Boiler | Mechanical Room | GLFH - Glycol Floor Heat System | 1/31/2026
Tidal Wave Auto Spa | 3310 Avenue I | Scottsbluff | NE | 69361-4482 | Scotts Bluff | NE42220 | Active | 343966 | 2022 | Lochinvar | COBL - Coil Type Boiler | Mechanical Room | GLFH - Glycol Floor Heat System | 1/31/2026
Tidal Wave Auto Spa | 3310 Avenue I | Scottsbluff | NE | 69361-4482 | Scotts Bluff | NE42221 | Active | 564944 | 2023 | Sermeta | COBL - Coil Type Boiler | Mechanical Room | HWSD - Hot Water Dom/Potable | 1/31/2026
Pioneer Animal Clinic | 3370 Immigrant Trl | Scottsbluff | NE | 69361-7711 | Scotts Bluff | NE27595 | Active | 274901 | 2017 | Lochinvar | FT - Firetube Boiler | Boiler Room | HWHF - Hot Water Heat-Floor | 10/31/2026
St Mary Plaza | 3701 Ave D | Scottsbluff | NE | 69361-4771 | Scotts Bluff | NE00806 | Scrapped/Junked | 438 | 2000 | Allied | COBL - Coil Type Boiler | BOILER ROOM | HWHT - Hot Water Heat | 3/31/2018
St Mary Plaza | 3701 Ave D | Scottsbluff | NE | 69361-4771 | Scotts Bluff | NE27314 | Active | 351689 | 2015 | Raypak | WT - Water Tube Boiler | Boiler Room | HWHT - Hot Water Heat | 12/31/2026
St Mary Plaza | 3701 Ave D | Scottsbluff | NE | 69361-4771 | Scotts Bluff | NE27315 | Active | 292884 | 2017 | Raypak | WT - Water Tube Boiler | Boiler Room | HWHT - Hot Water Heat | 12/31/2026
St Mary Plaza | 3701 Ave D | Scottsbluff | NE | 69361-4771 | Scotts Bluff | NE27316 | Active | 381772 | 2016 | Raypak | WT - Water Tube Boiler | Boiler Room | HWHT - Hot Water Heat | 12/31/2026
Scottsbluff Waste Water | 3702 Rebecca Winter | Scottsbluff | NE | 69361 | Scotts Bluff | NE04910 | Inactive | 1772449 | 1990 | Weil-Mcclain | ELBL - Electric Boiler | Boiler Room | HWHT - Hot Water Heat | 9/30/2014
Family Life Center | 3707 Ave D | Scottsbluff | NE | 69361-4642 | Scotts Bluff | NE15184 | Out of Service | n/a | 1993 | Valiant | CI - Cast Iron | BASEMENT | HWHT - Hot Water Heat | 10/31/2018
Davita Dialysis Center | 3812 Avenue B | Scottsbluff | NE | 69361-4780 | Scotts Bluff | NE19066 | Scrapped/Junked | C12545 | 2006 | A O Smith | COBL - Coil Type Boiler | Basement | HWSD - Hot Water Dom/Potable | 1/31/2013
Davita Dialysis Center | 3812 Avenue B | Scottsbluff | NE | 69361-4780 | Scotts Bluff | NE22261 | Scrapped/Junked | C32663 | 2011 | A O Smith | COBL - Coil Type Boiler | Basement | HWSD - Hot Water Dom/Potable | 8/31/2014
Platte Valley Ag Products, Inc | 40099 Sunflower Oil | Mitchell | NE | 69357-3934 | Scotts Bluff | NE02127 | Inactive | 9123 | 1983 | SUPR | FTSM - FTS Marine Dry Back | BOILER ROOM | PROC - Process Steam | 10/31/2020
Main Street Market | 401 S Beltline Hwy | Scottsbluff | NE | 69361 | Scotts Bluff | NE00812 | Active | 52387 | 2000 | AOSM | CHWH - ASME/Fired Water Heater | FOOD STORE | HWSD - Hot Water Dom/Potable | 3/31/2026
PANHANDLE COOPERATIVE | 401 S BELTLINE HWY | SCOTTSBLUFF | NE | 69363 | SCOTTS BLUFF | NE20296 | Scrapped/Junked | 25232 | 1994 | AO SMITH | CHWH - ASME/Fired Water Heater | BOILER ROOM #1 | HWSD - Hot Water Dom/Potable | 11/30/2000
Regional West Medical Ctr | 4021 Ave B | Scottsbluff | NE | 69361-4602 | Scotts Bluff | NE02112 | Scrapped/Junked | 14381 | 1965 | CLEAVER BROOKS | FTSM - FTS Marine Dry Back | BOILER ROOM | BSUP - Bldg Heat & Process | 10/31/2005
Regional West Medical Ctr | 4021 Ave B | Scottsbluff | NE | 69361-4602 | Scotts Bluff | NE02113 | Scrapped/Junked | 14382 | 1965 | CLEAVER BROOKS | FTSM - FTS Marine Dry Back | BOILER ROOM | BSUP - Bldg Heat & Process | 10/31/2005
Regional West Medical Ctr | 4021 Ave B | Scottsbluff | NE | 69361-4602 | Scotts Bluff | NE06590 | Active | 15871 | 2005 | superior | FTWB - FTS Marine Wet Back | boiler room | BSUP - Bldg Heat & Process | 10/31/2026
Regional West Medical Ctr | 4021 Ave B | Scottsbluff | NE | 69361-4602 | Scotts Bluff | NE06591 | Active | 15868 | 2005 | superior | FTWB - FTS Marine Wet Back | boiler room | BSUP - Bldg Heat & Process | 5/31/2026
Regional West Medical Ctr | 4021 Ave B | Scottsbluff | NE | 69361-4602 | Scotts Bluff | NE26184 | Active | 102985 | 2016 | SUSSMAN | ELBL - Electric Boiler | Linnen Mechanical Room | PROC - Process Steam | 10/31/2026
Regional West Medical Ctr | 4021 Ave B | Scottsbluff | NE | 69361-4602 | Scotts Bluff | NE26185 | Active | 102982 | 2016 | SUSSMAN | ELBL - Electric Boiler | Linnen Mechanical Room | PROC - Process Steam | 10/31/2026
The Western Sugar Cooperative | 40284 22nd Ave | Mitchell | NE | 69357-3540 | Scotts Bluff | NE02456 | Inactive | 8027 | 1961 | Cleaver & Brooks | FT - Firetube Boiler | blr rm | PROC - Process Steam | 6/30/2008
The Western Sugar Cooperative | 40284 22nd Ave | Mitchell | NE | 69357-3540 | Scotts Bluff | NE12326 | Inactive |  | 1920 | B&W |  | BOILER ROOM | PROC - Process Steam | 6/30/1996
The Western Sugar Cooperative | 40284 22nd Ave | Mitchell | NE | 69357-3540 | Scotts Bluff | NE12327 | Inactive |  | 1920 | B&W |  | BOILER ROOM | PROC - Process Steam | 6/30/1996
The Western Sugar Cooperative | 40284 22nd Ave | Mitchell | NE | 69357-3540 | Scotts Bluff | NE12328 | Inactive |  | 1920 | B&W |  | BOILER ROOM | PROC - Process Steam | 6/30/1996
The Western Sugar Cooperative | 40284 22nd Ave | Mitchell | NE | 69357-3540 | Scotts Bluff | NE12329 | Inactive |  | 1920 | B&W |  | BOILER ROOM | PROC - Process Steam | 6/30/1996
The Western Sugar Cooperative | 40284 22nd Ave | Mitchell | NE | 69357-3540 | Scotts Bluff | NE12330 | Inactive |  | 1920 | B&W |  | BOILER ROOM | PROC - Process Steam | 6/30/1996
The Western Sugar Cooperative | 40284 22nd Ave | Mitchell | NE | 69357-3540 | Scotts Bluff | NE12331 | Inactive |  | 1920 | B&W |  | BOILER ROOM | PROC - Process Steam | 6/30/1996
The Western Sugar Cooperative | 40284 22nd Ave | Mitchell | NE | 69357-3540 | Scotts Bluff | NE14802 | Inactive | 111 | 1978 | SUPR | FT - Firetube Boiler | BOILER ROOM | PROC - Process Steam | 7/31/1996
The Western Sugar Cooperative | 40284 22nd Ave | Mitchell | NE | 69357-3540 | Scotts Bluff | NE14922 | Inactive |  | 1970 | NATI | CI - Cast Iron | MITCHELL |  | 6/30/2003
Wyo-Braska Alfalfa Mill | 40650 Sunflower Rd | Mitchell | NE | 69357-9802 | Scotts Bluff | NE43890 | Active | 1350 | 2003 | Hurst | FT - Firetube Boiler | Boiler Room | PROW - Process Hot Water | 1/31/2026
Emmanuel Congregational Church | 4100 Avenue B | Scottsbluff | NE | 69361-4657 | Scotts Bluff | NE04913 | Scrapped/Junked |  | 1976 | PEERLESS HEATER COMPANY |  | BOILER ROOM | HWHT - Hot Water Heat | 4/30/2003
Emmanuel Congregational Church | 4100 Avenue B | Scottsbluff | NE | 69361-4657 | Scotts Bluff | NE18753 | Scrapped/Junked | N/A | 2001 | Burnham | CI - Cast Iron | Mech. Room | HWHT - Hot Water Heat | 12/31/2018
Emmanuel Congregational Church | 4100 Avenue B | Scottsbluff | NE | 69361-4657 | Scotts Bluff | NE18754 | Out of Service | N/A | 2001 | Burnham | CI - Cast Iron | Mech. Room | HWHT - Hot Water Heat | 12/31/2017
Emmanuel Congregational Church | 4100 Avenue B | Scottsbluff | NE | 69361-4657 | Scotts Bluff | NE27593 | Active | 0 | 2018 | Burnham | CI - Cast Iron | Boiler Room | HWHT - Hot Water Heat | 10/31/2026
Emmanuel Congregational Church | 4100 Avenue B | Scottsbluff | NE | 69361-4657 | Scotts Bluff | NE27594 | Active | 0 | 2018 | Burnham | CI - Cast Iron | Boiler Room | HWHT - Hot Water Heat | 10/31/2026
Morrill Jr/Sr High School | 411 E Hamilton | Morrill | NE | 69358 | Scotts Bluff | NE22044 | Active | 82806 | 2009 | Heat Transfer Products Inc. | WTSS - Watertube SS Steel | Boiler Room | HWHT - Hot Water Heat | 6/30/2026
Morrill Jr/Sr High School | 411 E Hamilton | Morrill | NE | 69358 | Scotts Bluff | NE31315 | Scrapped/Junked |  | 1960 | USRA | CI - Cast Iron | BOILER ROOM | HWHT - Hot Water Heat | 10/31/2009
MORRILL JR/SR HIGH SCHOOL | 411 E HAMILTON | MORRILL | NE | 69358 | SCOTTS BLUFF | NE15145 | Scrapped/Junked |  | 1977 | AO SMITH | AHWH - ANSI/Fired Water Htr | BOILER ROOM | HWSD - Hot Water Dom/Potable | 10/31/2001
MORRILL JR/SR HIGH SCHOOL | 411 E HAMILTON | MORRILL | NE | 69358 | SCOTTS BLUFF | NE16941 | Scrapped/Junked |  | 1989 | AO SMITH | AHWH - ANSI/Fired Water Htr | CAFETERIA | HWSD - Hot Water Dom/Potable | 10/31/1996
MORRILL JR/SR HIGH SCHOOL | 411 E HAMILTON | MORRILL | NE | 69358 | SCOTTS BLUFF | NE18923 | Exempt 1999 LB-66 |  | 1984 | AO SMITH | AHWH - ANSI/Fired Water Htr |  | HWSD - Hot Water Dom/Potable | 10/31/1999
MORRILL JR/SR HIGH SCHOOL | 411 E HAMILTON | MORRILL | NE | 69358 | SCOTTS BLUFF | NE18924 | Exempt 1999 LB-66 |  | 1985 | AO SMITH | AHWH - ANSI/Fired Water Htr |  | HWSD - Hot Water Dom/Potable | 10/31/1999
WESTERN VALLEY PACKING | 417 9TH AVE | SCOTTSBLUFF | NE | 69361 | SCOTTS BLUFF | NE02285 | Inactive | 7937 | 1978 | SUPERIOR BOILERWORKS | FT - Firetube Boiler | BOILER HOUSE | PROC - Process Steam | 7/31/1994
Educational Serv Unit 13 | 4215 Avenue I | Scottsbluff | NE | 69361-4902 | Scotts Bluff | NE27311 | Active | 382940 | 2016 | Peerless | WTSS - Watertube SS Steel | Boiler Room | HWHT - Hot Water Heat | 12/31/2025
Educational Serv Unit 13 | 4215 Avenue I | Scottsbluff | NE | 69361-4902 | Scotts Bluff | NE27312 | Active | 382933 | 2016 | Peerless | WTSS - Watertube SS Steel | Boiler Room | HWHT - Hot Water Heat | 12/31/2025
Educational Serv Unit 13 | 4215 Avenue I | Scottsbluff | NE | 69361-4902 | Scotts Bluff | NE27313 | Active | 382936 | 2016 | Peerless | WTSS - Watertube SS Steel | Boiler Room | HWHT - Hot Water Heat | 12/31/2025
Educational Serv Unit 13 | 4215 Avenue I | Scottsbluff | NE | 69361-4902 | Scotts Bluff | NE31857 | Scrapped/Junked | N/A | 1968 | Rite | WT - Water Tube Boiler | BOILER ROOM | HWHT - Hot Water Heat | 9/30/2017
Educational Serv Unit 13 | 4215 Avenue I | Scottsbluff | NE | 69361-4902 | Scotts Bluff | NE35160 | Scrapped/Junked | N/A | 1968 | Ruud-Rheem | AHWH - ANSI/Fired Water Htr | BOILER ROOM | HWSD - Hot Water Dom/Potable | 9/30/2013
State Patrol Troop E Headquarters | 4500 Avenue I | Scottsbluff | NE | 69361-4907 | Scotts Bluff | NE28233 | Active | 84894 | 2019 | Aerco | COBL - Coil Type Boiler | BASEMENT | HWHT - Hot Water Heat | 10/31/2026
State Patrol Troop E Headquarters | 4500 Avenue I | Scottsbluff | NE | 69361-4907 | Scotts Bluff | NE28234 | Active | 84893 | 2019 | Aerco | COBL - Coil Type Boiler | BASEMENT | HWHT - Hot Water Heat | 10/31/2026
State Patrol Troop E Headquarters | 4500 Avenue I | Scottsbluff | NE | 69361-4907 | Scotts Bluff | NE40189 | Scrapped/Junked | n/a | 1991 | Peerless | CI - Cast Iron | BASEMENT | HWHT - Hot Water Heat | 9/30/2019
UN Elliot Bldg/Scottsbluff | 4502 Ave I | Scottsbluff | NE | 69361-4972 | Scotts Bluff | NE24587 | Scrapped/Junked | 5784 | 2013 | CAMUS | FTFB - Firetube-Firebox Boiler | boiler room | HWHT - Hot Water Heat | 3/31/2015
UN Elliot Bldg/Scottsbluff | 4502 Ave I | Scottsbluff | NE | 69361-4972 | Scotts Bluff | NE24666 | Scrapped/Junked | 6005 | 2014 | CAMUS | FTVT - Firetube Vertical TB | boiler room | HWHT - Hot Water Heat | 3/31/2015
UN Elliot Bldg/Scottsbluff | 4502 Ave I | Scottsbluff | NE | 69361-4972 | Scotts Bluff | NE30854 | Exempt 1999 LB-66 |  | 1995 | STATE INDUSTRIES | AHWH - ANSI/Fired Water Htr |  | HWSD - Hot Water Dom/Potable | 8/31/2000
UNL Scottsbluff | 4502 Avenue I | Scottsbluff | NE | 69361-4972 | Scotts Bluff | NE01347 | Scrapped/Junked | 3752 | 1975 | Electro-Steam | ELBL - Electric Boiler | LAB | 0020 - Supp to Sterlizer/Autoclave | 3/31/2012
UNL Scottsbluff | 4502 Avenue I | Scottsbluff | NE | 69361-4972 | Scotts Bluff | NE08618 | Active | n/a | 1984 | Environmental Tectonics | ELPV - Electric Press VSL | PLANT PATHOLOGY | AUCL - Autoclave | 3/31/2027
UNL Scottsbluff | 4502 Avenue I | Scottsbluff | NE | 69361-4972 | Scotts Bluff | NE08619 | Active | n/a | 1984 | Environmental Tectonics | ELPV - Electric Press VSL | PLANT PATHOLOGY | AUCL - Autoclave | 3/31/2027
UNL Scottsbluff | 4502 Avenue I | Scottsbluff | NE | 69361-4972 | Scotts Bluff | NE21488 | Scrapped/Junked | N/A | 1984 | Environmental Tectonics | ELPV - Electric Press VSL | Elliot Bldg. | AUCL - Autoclave | 3/31/2023
UNL Scottsbluff | 4502 Avenue I | Scottsbluff | NE | 69361-4972 | Scotts Bluff | NE21489 | Scrapped/Junked | N/A | 1984 | Environmental Tectonics | ELPV - Electric Press VSL | Elliot Bldg. | AUCL - Autoclave | 3/31/2023
UNL Scottsbluff | 4502 Avenue I | Scottsbluff | NE | 69361-4972 | Scotts Bluff | NE25363 | Inactive | 260519 | 2013 | Peerless | CPFT - Horiz Cpr Fin Boiler | Boiler Room | HWHT - Hot Water Heat | 3/31/2025
UNL Scottsbluff | 4502 Avenue I | Scottsbluff | NE | 69361-4972 | Scotts Bluff | NE30852 | Scrapped/Junked | 7879 | 1994 | Les Inc/Aldrich Co | FTVT - Firetube Vertical TB | Boiler Room | HWHT - Hot Water Heat | 3/31/2023
UNL Scottsbluff | 4502 Avenue I | Scottsbluff | NE | 69361-4972 | Scotts Bluff | NE30853 | Scrapped/Junked | 7882 | 1994 | Les Inc/Aldrich Co | FTVT - Firetube Vertical TB | Boiler Room | HWHT - Hot Water Heat | 3/31/2023
UNL Scottsbluff | 4502 Avenue I | Scottsbluff | NE | 69361-4972 | Scotts Bluff | NE31735 | Scrapped/Junked | n/a | 1966 | Crane | CI - Cast Iron | BOILER ROOM | HWHT - Hot Water Heat | 3/31/2013
UNL Scottsbluff | 4502 Avenue I | Scottsbluff | NE | 69361-4972 | Scotts Bluff | NE42210 | Active | 393929 | 2022 | Lochinvar | COBL - Coil Type Boiler | Boiler Room | HWHT - Hot Water Heat | 3/31/2027
UNL Scottsbluff | 4502 Avenue I | Scottsbluff | NE | 69361-4972 | Scotts Bluff | NE42211 | Active | 393928 | 2022 | Lochinvar | COBL - Coil Type Boiler | Boiler Room | HWHT - Hot Water Heat | 3/31/2027
Church of Jesus Christ of Latter Day Saints | 501 Winter Creek Dr | Scottsbluff | NE | 69361-1456 | Scotts Bluff | NE16837 | Scrapped/Junked | N/A | 1987 | Burnham | CI - Cast Iron | Basement | HWHT - Hot Water Heat | 1/31/2024
Church of Jesus Christ of Latter Day Saints | 501 Winter Creek Dr | Scottsbluff | NE | 69361-1456 | Scotts Bluff | NE42848 | Active | NA | 2023 | WEIL MCLAIN | CI - Cast Iron | Basement Boiler Room | HWHT - Hot Water Heat | 11/14/2023
Church of Jesus Christ of Latter Day Saints | 501 Winter Creek Dr | Scottsbluff | NE | 69361-1456 | Scotts Bluff | NE42849 | Active | NA | 2023 | WEIL MCLAIN | CI - Cast Iron | Basement Boiler Room | HWHT - Hot Water Heat | 11/16/2023
Morrill Elementary School | 505 Center Ave | Morrill | NE | 69358-3003 | Scotts Bluff | NE18925 | Exempt 1999 LB-66 |  | 1979 | AO SMITH | AHWH - ANSI/Fired Water Htr |  | HWSD - Hot Water Dom/Potable | 10/31/1999
Morrill Elementary School | 505 Center Ave | Morrill | NE | 69358-3003 | Scotts Bluff | NE18926 | Exempt 1999 LB-66 |  | 1979 | AO SMITH | AHWH - ANSI/Fired Water Htr |  | HWSD - Hot Water Dom/Potable | 10/31/1999
Morrill Elementary School | 505 Center Ave | Morrill | NE | 69358-3003 | Scotts Bluff | NE18927 | Exempt 1999 LB-66 |  | 1979 | AO SMITH | AHWH - ANSI/Fired Water Htr |  | HWSD - Hot Water Dom/Potable | 10/31/1999
Morrill Elementary School | 505 Center Ave | Morrill | NE | 69358-3003 | Scotts Bluff | NE20048 | Scrapped/Junked | 34201 | 1996 | AOSM | CHWH - ASME/Fired Water Heater | KITCHEN | HWSD - Hot Water Dom/Potable | 6/30/2025
Morrill Elementary School | 505 Center Ave | Morrill | NE | 69358-3003 | Scotts Bluff | NE22045 | Active | 82886 | 2008 | Heat Transfer Products Inc. | WTSS - Watertube SS Steel | Boiler Room | HWHT - Hot Water Heat | 6/30/2026
Morrill Elementary School | 505 Center Ave | Morrill | NE | 69358-3003 | Scotts Bluff | NE22046 | Active | 88108 | 2009 | Heat Transfer Products Inc. | WTSS - Watertube SS Steel | Boiler Room | HWHT - Hot Water Heat | 6/30/2026
Morrill Elementary School | 505 Center Ave | Morrill | NE | 69358-3003 | Scotts Bluff | NE34819 | Scrapped/Junked | 32183 | 1979 | Kewanee | FTFB - Firetube-Firebox Boiler | BOILER ROOM | HWHT - Hot Water Heat | 10/31/2014
Morrill Elementary School | 505 Center Ave | Morrill | NE | 69358-3003 | Scotts Bluff | NE34820 | Out of Service | 32361 | 1979 | Kewanee | FTFB - Firetube-Firebox Boiler | BOILER ROOM | HWHT - Hot Water Heat | 6/30/2023
Morrill Elementary School | 505 Center Ave | Morrill | NE | 69358-3003 | Scotts Bluff | NE43388 | Active | 169601 | 2023 | RHEEM | CHWH - ASME/Fired Water Heater | Kitchen | HWSD - Hot Water Dom/Potable | 6/30/2024
Ideal Laundry & Cleaners | 506 S Beltline Hwy E | Scottsbluff | NE | 69361-3503 | Scotts Bluff | NE02114 | Inactive | 3694 | 1967 | SUPERIOR BOILERWORKS | FTSM - FTS Marine Dry Back | BOILER ROOM | PROC - Process Steam | 10/31/2005
Ideal Laundry & Cleaners | 506 S Beltline Hwy E | Scottsbluff | NE | 69361-3503 | Scotts Bluff | NE02347 | Active | 13622 | 2005 | Cleaver Brooks | FTWB - FTS Marine Wet Back | BOILER ROOM | PROC - Process Steam | 5/31/2027
Community Christian School - BMIC#408037 | 511 W 14th St | Scottsbluff | NE | 69361-3009 | Scotts Bluff | NE02338 | Active | N/A | 2003 | Peerless | CI - Cast Iron | Blr Rm | STHT - Steam-Heat | 10/31/2026
Community Christian School - BMIC#408037 | 511 W 14th St | Scottsbluff | NE | 69361-3009 | Scotts Bluff | NE04909 | Scrapped/Junked |  | 1985 | Dayn |  | boiler room |  | 10/31/2003
Community Christian School - BMIC#408037 | 511 W 14th St | Scottsbluff | NE | 69361-3009 | Scotts Bluff | NE31317 | Scrapped/Junked |  | 1960 | Amst | CI - Cast Iron | Boiler room |  | 10/31/2003
American Inn | 606 E 27th St | Scottsbluff | NE | 69361-1753 | Scotts Bluff | NE13436 | Exempt | UNK | 2000 | BRDW | AHWH - ANSI/Fired Water Htr | MECH ROOM | HWSD - Hot Water Dom/Potable | 10/31/2009
American Inn | 606 E 27th St | Scottsbluff | NE | 69361-1753 | Scotts Bluff | NE18190 | Scrapped/Junked |  | 1966 | CRAN | CI - Cast Iron | BOILER ROOM | HWHT - Hot Water Heat | 10/31/2007
American Inn | 606 E 27th St | Scottsbluff | NE | 69361-1753 | Scotts Bluff | NE21105 | Exempt 1999 LB-66 |  | 1996 | AO SMITH | AHWH - ANSI/Fired Water Htr | BOILER ROOM | HWSD - Hot Water Dom/Potable | 3/31/2000
The Western Sugar Cooperative | 700 U St | Gering | NE | 69341 | Scotts Bluff | NE02107 | Inactive | 15019 | 1966 | Cleaver & Brooks | FTSM - FTS Marine Dry Back | Blr rm | STHT - Steam-Heat | 6/30/2008
The Western Sugar Cooperative | 700 U St | Gering | NE | 69341 | Scotts Bluff | NE15012 | Inactive |  | 1954 | Erie City Iron Works | WT - Water Tube Boiler | BOILER ROOM | PROC - Process Steam | 6/30/1987
Gering Middle School | 800 Q St | Gering | NE | 69341-2972 | SCOTTS BLUFF | NE06576 | Active | 43000 | 2005 | Aerco International | FTVT - Firetube Vertical TB | NORTHWEST BLR ROOM | HWHT - Hot Water Heat | 5/31/2026
Gering Middle School | 800 Q St | Gering | NE | 69341-2972 | SCOTTS BLUFF | NE06577 | Active | 43001 | 2005 | Aerco International | FTVT - Firetube Vertical TB | NORTHWEST BLR ROOM | HWHT - Hot Water Heat | 5/31/2026
Gering Middle School | 800 Q St | Gering | NE | 69341-2972 | SCOTTS BLUFF | NE19393 | Exempt 1999 LB-66 |  | 1988 | AO SMITH | AHWH - ANSI/Fired Water Htr |  | HWSD - Hot Water Dom/Potable | 7/31/2000
Gering Middle School | 800 Q St | Gering | NE | 69341-2972 | SCOTTS BLUFF | NE19394 | Exempt 1999 LB-66 |  | 1987 | AO SMITH | AHWH - ANSI/Fired Water Htr |  | HWSD - Hot Water Dom/Potable | 7/31/2000
Gering Middle School | 800 Q St | Gering | NE | 69341-2972 | SCOTTS BLUFF | NE23506 | Exempt 1999 LB-66 |  | 1997 | AO SMITH | AHWH - ANSI/Fired Water Htr |  | HWSD - Hot Water Dom/Potable | 7/31/2000
Gering Middle School | 800 Q St | Gering | NE | 69341-2972 | SCOTTS BLUFF | NE23507 | Exempt 1999 LB-66 |  | 1997 | AO SMITH | AHWH - ANSI/Fired Water Htr |  | HWSD - Hot Water Dom/Potable | 7/31/2000
Gering Middle School | 800 Q St | Gering | NE | 69341-2972 | SCOTTS BLUFF | NE34443 | Scrapped/Junked |  | 1976 | KEWANEE | FTFB - Firetube-Firebox Boiler | BOILER ROOM | HWHT - Hot Water Heat | 6/30/2006
Gering Middle School | 800 Q St | Gering | NE | 69341-2972 | SCOTTS BLUFF | NE34444 | Scrapped/Junked |  | 1976 | KEWANEE | FTFB - Firetube-Firebox Boiler | BOILER ROOM | HWHT - Hot Water Heat | 6/30/2006
MCKINLEY ELEMENTARY | 800 Q St | Gering | NE | 69341-2972 | SCOTTS BLUFF | NE31412 | Inactive |  | 1930 | BRYANT |  |  | STHT - Steam-Heat | 7/31/1997
MCKINLEY ELEMENTARY | 800 Q St | Gering | NE | 69341-2972 | SCOTTS BLUFF | NE31413 | Inactive |  | 1950 | IDEAL |  |  | STHT - Steam-Heat | 7/31/1997
MCKINLEY ELEMENTARY | 800 Q St | Gering | NE | 69341-2972 | SCOTTS BLUFF | NE31414 | Inactive |  | 1930 | IDEAL |  |  | STHT - Steam-Heat | 7/31/1997
Minatare Elementary | 805 7th St | Minatare | NE | 69356-0425 | Scotts Bluff | NE20596 | Active | N/A | 2011 | Peerless | CI - Cast Iron | Boiler Room | HWHT - Hot Water Heat | 9/30/2026
Minatare Elementary | 805 7th St | Minatare | NE | 69356-0425 | Scotts Bluff | NE20597 | Active | N/A | 2011 | Peerless | CI - Cast Iron | Boiler Room | HWHT - Hot Water Heat | 9/30/2026
Minatare Elementary | 805 7th St | Minatare | NE | 69356-0425 | Scotts Bluff | NE30181 | Scrapped/Junked | 5614 | 1955 | Cyclotherm | FTSM - FTS Marine Dry Back | BOILER ROOM | HWHT - Hot Water Heat | 8/31/2011
OAK TREE INN | 80700 Highway 26 | Morrill | NE | 69358-2134 | SCOTTS BLUFF | NE40417 | Exempt 1999 LB-66 |  | 1997 | RHEEM MANUFACTURING CO | AHWH - ANSI/Fired Water Htr | WEST BLDG BSMT | HWSD - Hot Water Dom/Potable | 3/31/2000
OAK TREE INN | 80700 Highway 26 | Morrill | NE | 69358-2134 | SCOTTS BLUFF | NE40418 | Exempt 1999 LB-66 |  | 1997 | RHEEM MANUFACTURING CO | AHWH - ANSI/Fired Water Htr | WEST BLDG BSMT | HWSD - Hot Water Dom/Potable | 3/31/2000
OAK TREE INN | 80700 Highway 26 | Morrill | NE | 69358-2134 | SCOTTS BLUFF | NE40419 | Exempt 1999 LB-66 |  | 1997 | RHEEM MANUFACTURING CO | AHWH - ANSI/Fired Water Htr | WEST BLDG BSMT | HWSD - Hot Water Dom/Potable | 3/31/2000
OAK TREE INN | 80700 Highway 26 | Morrill | NE | 69358-2134 | SCOTTS BLUFF | NE40420 | Exempt 1999 LB-66 |  | 1997 | RHEEM MANUFACTURING CO | AHWH - ANSI/Fired Water Htr | WEST BLDG BSMT | HWSD - Hot Water Dom/Potable | 3/31/2000
DaVita | 820 W 42nd St Ste 1600 | Scottsbluff | NE | 69361-4704 | Scotts Bluff | NE26893 | Scrapped/Junked | 148171 | 2016 | Rheem/Ruud | CHWH - ASME/Fired Water Heater | Mechanical Room | HWSD - Hot Water Dom/Potable | 5/31/2020
DaVita | 820 W 42nd St Ste 1600 | Scottsbluff | NE | 69361-4704 | Scotts Bluff | NE29169 | Active | NB268511 | 2020 | State Industries | CHWH - ASME/Fired Water Heater | BLRM ROOM | HWSD - Hot Water Dom/Potable | 5/31/2026
Hot & Wet Truck/Car wash | 822 S Beltline Hwy W | Scottsbluff | NE | 69361-1321 | Scotts Bluff | NE41346 | Scrapped/Junked | 295174 | 2002 | Raypak | COBL - Coil Type Boiler | Car wash mechanical | GLFH - Glycol Floor Heat System | 2/28/2023
Hot & Wet Truck/Car wash | 822 S Beltline Hwy W | Scottsbluff | NE | 69361-1321 | Scotts Bluff | NE42847 | Active | 575248 | 2024 | Raypak | COBL - Coil Type Boiler | Car wash mechanical | GLFH - Glycol Floor Heat System | 10/31/2026
SCOTTSBLUFF COUNTY | 89 Woodley Park Rd # A | Gering | NE | 69341-1638 | SCOTTS BLUFF | NE00203 | Scrapped/Junked |  | 1991 | SLANT FIN |  | OFFICE | HWHT - Hot Water Heat | 3/31/2005
First United Methodist Church | 900 O St | Gering | NE | 69341-2958 | Scotts Bluff | NE08600 | Active | n/a | 2002 | Peerless | CI - Cast Iron | BOILER ROOM | HWHT - Hot Water Heat | 11/30/2026
First United Methodist Church | 900 O St | Gering | NE | 69341-2958 | Scotts Bluff | NE31448 | Active | n/a | 1960 | Bryant | CI - Cast Iron | BOILER ROOM | HWHT - Hot Water Heat | 11/30/2026
First United Methodist Church | 900 O St | Gering | NE | 69341-2958 | Scotts Bluff | NE31472 | Scrapped/Junked |  | 1960 | BRYANT |  | BOILER ROOM | HWHT - Hot Water Heat | 3/31/2003
Family Built Homes | 982 Rundell Rd | Gering | NE | 69341-3730 | Scotts Bluff | NE12480 | Active | n/a | 1971 | American Standard | CI - Cast Iron | weld shop boiler room | HWHT - Hot Water Heat | 10/31/2026
BOSSELMAN TRAVEL CENTER | I-80 & HWY 183 | ELM CREEK | NE | 68836 | SCOTTS BLUFF | NE22325 | Exempt 1999 LB-66 |  | 1993 | BRADFORD-WHITE | AHWH - ANSI/Fired Water Htr |  | HWSD - Hot Water Dom/Potable | 3/31/1999
BOSSELMAN TRAVEL CENTER | I-80 & HWY 183 | ELM CREEK | NE | 68836 | SCOTTS BLUFF | NE22326 | Scrapped/Junked | 36672 | 1995 | BRADFORD-WHITE | CHWH - ASME/Fired Water Heater | BOILER ROOM | HWSD - Hot Water Dom/Potable | 3/31/2001
HERBERGERS INC | MONUMENT MALL | SCOTTSBLUFF | NE | 69361 | SCOTTS BLUFF | NE15489 | Inactive | 18991 | 1993 | SUSSMAN-AUTOMATIC CORP | ELBL - Electric Boiler |  | PROC - Process Steam | 5/31/1997
PRIVATE RESIDENCE | OLS SCHOOL ON RT 2 | SCOTTSBLUFF | NE | 69361 | SCOTTS BLUFF | NE23572 | Exempt |  | 1999 | ALLIED ENGINEERING | COBL - Coil Type Boiler | BOILER ROOM | HWHT - Hot Water Heat | 12/9/2000
NE PUBLIC POWER DISTRICT | PO Box 2068 | Scottsbluff | NE | 69363-2068 | SCOTTS BLUFF | NE11194 | Inactive | 14437 | 1946 | BABCOCK & WILCOX | WT - Water Tube Boiler | POWER HOUSE | POWR - Power Generation | 6/30/1989
NE PUBLIC POWER DISTRICT | PO Box 2068 | Scottsbluff | NE | 69363-2068 | SCOTTS BLUFF | NE11196 | Inactive | 17274 | 1951 | BABCOCK & WILCOX | WT - Water Tube Boiler | POWER HOUSE | POWR - Power Generation | 6/30/1989
NE PUBLIC POWER DISTRICT | PO Box 2068 | Scottsbluff | NE | 69363-2068 | SCOTTS BLUFF | NE11212 | Inactive |  | 1962 | ERIE CITY | WT - Water Tube Boiler | POWER HOUSE | POWR - Power Generation | 6/30/1989
MITCHELL ELEVATOR | PO Box 25 | Mitchell | NE | 69357-0025 | SCOTTS BLUFF | NE02177 | Inactive | 1604 | 1967 | SELLERS | FT - Firetube Boiler | BOILER ROOM | PROC - Process Steam | 9/30/1995
FARM & RANCH MUSEUM | PO Box 398 | Gering | NE | 69341-0398 | SCOTTS BLUFF | NE30311 | Inactive |  | 1895 | WATERLOO MFG C | HOBB - Hobby/Antique Boiler | MINITARE | 0024 - Antique Steam Tractor | 10/31/2004
SOUTH MORRILL FEEDERS | RR 1 | Morrill | NE | 69358-9801 | SCOTTS BLUFF | NE04708 | Inactive | 10553 | 1989 | SUPERIOR BOILERWORKS | FTSM - FTS Marine Dry Back | BOILER ROOM | PROC - Process Steam | 6/30/2002
MITCHELL VALLEY SCHOOL | RR 1 | Mitchell | NE | 69357-9801 | SCOTTS BLUFF | NE34438 | Inactive |  | 1971 | BRYAN STEAM LLC | WT - Water Tube Boiler | BOILER ROOM | HWHT - Hot Water Heat | 6/30/1995
SCHOOL DISTRICT 8 | RR 1 Box 194 | Gering | NE | 69341-9801 | SCOTTS BLUFF | NE31677 | Inactive |  | 1953 | AMERICAN STANDARD |  | BOILER ROOM | HWHT - Hot Water Heat | 5/31/1989
UNL Mitchell | RR 2 | Mitchell | NE | 69357-9802 | Scotts Bluff | NE01345 | Inactive | 30899 | 1973 | Cleaver Brooks | FTSM - FTS Marine Dry Back | ANIMAL LAB | BSUP - Bldg Heat & Process | 4/30/2017
UNL Mitchell | RR 2 | Mitchell | NE | 69357-9802 | Scotts Bluff | NE01346 | Inactive | 13767 | 1975 | AMSCO | ELBL - Electric Boiler | ANIMAL LAB | 0020 - Supp to Sterlizer/Autoclave | 8/31/2002
UNL Mitchell | RR 2 | Mitchell | NE | 69357-9802 | Scotts Bluff | NE14787 | Inactive | 40411 | 1987 | Kewanee | FTWB - FTS Marine Wet Back | ANIMAL LAB | BSUP - Bldg Heat & Process | 1/31/2013
VALLEY VIEW SCHOOL | RR 2 Box 150 | Scottsbluff | NE | 69361-9802 | SCOTTS BLUFF | NE31645 | Scrapped/Junked |  | 1965 | CRANE |  | BOILER ROOM | HWHT - Hot Water Heat | 1/31/2000
Gering Armory | S 10th St | Gering | NE | 69341 | Scotts Bluff | NE30090 | Inactive |  | 1968 | PEERLESS HEATER COMPANY |  | BOILER ROOM | STHT - Steam-Heat | 2/28/2002
UNITED TELECOMMUNICATION | UNKNOWN | SCOTTSBLUFF | NE | 69363 | SCOTTS BLUFF | NE15446 | Scrapped/Junked |  | 1989 | BURNHAM COMM/INDUST |  | BASEMENT | HWHT - Hot Water Heat | 7/31/1998
UNITED TELECOMMUNICATION | UNKNOWN | SCOTTSBLUFF | NE | 69363 | SCOTTS BLUFF | NE15447 | Scrapped/Junked |  | 1989 | BURNHAM COMM/INDUST |  | BASEMENT | HWHT - Hot Water Heat | 7/31/1998
UNITED TELECOMMUNICATION | UNKNOWN | SCOTTSBLUFF | NE | 69363 | SCOTTS BLUFF | NE17693 | Scrapped/Junked |  | 1989 | RHEEM MANUFACTURING CO | AHWH - ANSI/Fired Water Htr | BASEMENT | HWSD - Hot Water Dom/Potable | 7/31/1999
OLD LYMAN GRADE SCHOOL | UNKNOWN | LYMAN | NE | 69352 | SCOTTS BLUFF | NE33637 | Inactive |  | 1984 | PEERLESS HEATER COMPANY |  |  | STHT - Steam-Heat | 1/31/1990
OLD LYMAN HIGH SCHOOL | UNKNOWN | LYMAN | NE | 69352 | SCOTTS BLUFF | NE31640 | Inactive |  | 1930 | KEWANEE | FT - Firetube Boiler |  | STHT - Steam-Heat | 5/31/1991
OLD LYMAN HIGH SCHOOL | UNKNOWN | LYMAN | NE | 69352 | SCOTTS BLUFF | NE31641 | Inactive |  | 1930 | TABASCO | AHWH - ANSI/Fired Water Htr |  | HWSD - Hot Water Dom/Potable | 6/30/1991
Cattle National Bank | 104 S 5th St | Seward | NE | 68434-2110 | Seward | NE40832 | Active | 48177 | 1996 | Kewanee | FTFB - Firetube-Firebox Boiler | UPSTAIRS MECH ROOM | GLYC - Glycol Bldg Heat Sys | 10/31/2026
Cattle National Bank | 104 S 5th St | Seward | NE | 68434-2110 | Seward | NE40833 | Active | 48176 | 1996 | Kewanee | FTFB - Firetube-Firebox Boiler | UPSTAIRS MECH ROOM | GLYC - Glycol Bldg Heat Sys | 10/31/2026
Seward Treatment Plant | 1040 S Columbia Ave | Seward | NE | 68434-2604 | Seward | NE21553 | Inactive | 5754 | 1996 | Bethlehem | FT - Firetube Boiler | BOILER ROOM | GLYC - Glycol Bldg Heat Sys | 4/30/2023
First Street Flats | 1100 1st St | Milford | NE | 68405-9708 | Seward | NE06202 | Scrapped/Junked | 94799 | 2005 | AOSM | CHWH - ASME/Fired Water Heater | MECH ROOM | HWSD - Hot Water Dom/Potable | 10/31/2012
First Street Flats | 1100 1st St | Milford | NE | 68405-9708 | Seward | NE06738 | Scrapped/Junked | 99027 | 2005 | AOSC | CHWH - ASME/Fired Water Heater | MECH ROOM | HWSD - Hot Water Dom/Potable | 10/31/2014
First Street Flats | 1100 1st St | Milford | NE | 68405-9708 | Seward | NE20998 | Scrapped/Junked | 128109 | 2011 | RHEEM | CHWH - ASME/Fired Water Heater | MECH ROOM | HWSD - Hot Water Dom/Potable | 10/31/2018
First Street Flats | 1100 1st St | Milford | NE | 68405-9708 | Seward | NE24365 | Scrapped/Junked | 91871 | 1999 | Teledyne Laars | CPFT - Horiz Cpr Fin Boiler | MECH ROOM | HWHT - Hot Water Heat | 10/31/2019
First Street Flats | 1100 1st St | Milford | NE | 68405-9708 | Seward | NE24659 | Scrapped/Junked | 137698 | 2014 | RHEEM | CHWH - ASME/Fired Water Heater | boiler room | HWSD - Hot Water Dom/Potable | 10/31/2019
First Street Flats | 1100 1st St | Milford | NE | 68405-9708 | Seward | NE27917 | Scrapped/Junked | 153666 | 2018 | RHEEM | CHWH - ASME/Fired Water Heater | MECH ROOM | HWSD - Hot Water Dom/Potable | 10/31/2019
First Street Flats | 1100 1st St | Milford | NE | 68405-9708 | Seward | NE30394 | Scrapped/Junked |  | 1973 | PEERLESS HEATER COMPANY |  |  | HWHT - Hot Water Heat | 12/31/1999
First Street Flats | 1100 1st St | Milford | NE | 68405-9708 | Seward | NE30594 | Scrapped/Junked | 27045 | 1994 | AO SMITH | CHWH - ASME/Fired Water Heater | MECH ROOM | HWSD - Hot Water Dom/Potable | 10/31/2005
First Street Flats | 1100 1st St | Milford | NE | 68405-9708 | Seward | NE30705 | Scrapped/Junked | 32621 | 1995 | AO SMITH | CHWH - ASME/Fired Water Heater | MECH ROOM | HWSD - Hot Water Dom/Potable | 10/31/2005
St Paul Lutheran School- BMIC#528828 | 1100 D St | Utica | NE | 68456-6043 | Seward | NE01480 | Scrapped/Junked | N/A | 1955 | US Radiator | CI - Cast Iron | BOILER ROOM | HWHT - Hot Water Heat | 3/31/2012
St Paul Lutheran School- BMIC#528828 | 1100 D St | Utica | NE | 68456-6043 | Seward | NE22574 | Active | 151392 | 2010 | Lochinvar | WTSS - Watertube SS Steel | Boiler room | HWHT - Hot Water Heat | 4/30/2026
Milford Elementary School | 1200 1st St | Milford | NE | 68405-8794 | Seward | NE14588 | Scrapped/Junked | 7525 | 1974 | Lochinvar | CPFT - Horiz Cpr Fin Boiler | BOILER ROOM | HWSD - Hot Water Dom/Potable | 8/31/2021
Milford Elementary School | 1200 1st St | Milford | NE | 68405-8794 | Seward | NE32517 | Inactive |  | 1961 | KEWANEE | FT - Firetube Boiler | HIGH SCHOOL | STHT - Steam-Heat | 8/31/1998
Centennial Public Schools | 1301 Centennial Ave | Utica | NE | 68456-6168 | Seward | NE06694 | Active | 47121 | 2005 | CRNF | FPV - Fired Pressure Vessel | kitchen | COOK - Cooker/Kettle | 10/31/2026
Centennial Public Schools | 1301 Centennial Ave | Utica | NE | 68456-6168 | Seward | NE10885 | Active | 12773 | 2003 | ALES | FTFB - Firetube-Firebox Boiler | Old School Boiler Room | STHT - Steam-Heat | 10/31/2026
Centennial Public Schools | 1301 Centennial Ave | Utica | NE | 68456-6168 | Seward | NE14166 | Scrapped/Junked | 17428 | 2009 | ALDRICH/LES | FTVT - Firetube Vertical TB | Auditorium | HWHT - Hot Water Heat | 10/31/2019
Centennial Public Schools | 1301 Centennial Ave | Utica | NE | 68456-6168 | Seward | NE17801 | Scrapped/Junked | 28955 | 1991 | LOCHINVAR | CPFT - Horiz Cpr Fin Boiler | LOCKER ROOM | HWHT - Hot Water Heat | 6/30/1999
Centennial Public Schools | 1301 Centennial Ave | Utica | NE | 68456-6168 | Seward | NE18118 | Scrapped/Junked | 43064 | 1993 | Market Forge Industries | FT - Firetube Boiler | KITCHEN | 0021 - Steam Supp Cooker/Kettle | 10/31/2005
Centennial Public Schools | 1301 Centennial Ave | Utica | NE | 68456-6168 | Seward | NE20930 | Inactive | 2084 | 2007 | Rinnai | CPFH - Copper Fin Water Heater | North Gym | HWSD - Hot Water Dom/Potable | 10/31/2014
Centennial Public Schools | 1301 Centennial Ave | Utica | NE | 68456-6168 | Seward | NE20931 | Scrapped/Junked | 3257 | 2010 | Rinnai | CPFH - Copper Fin Water Heater | North Gym | HWSD - Hot Water Dom/Potable | 10/31/2014
Centennial Public Schools | 1301 Centennial Ave | Utica | NE | 68456-6168 | Seward | NE20932 | Scrapped/Junked | 3256 | 2010 | Rinnai | CPFH - Copper Fin Water Heater | high schl Custodians room | HWSD - Hot Water Dom/Potable | 10/31/2020
Centennial Public Schools | 1301 Centennial Ave | Utica | NE | 68456-6168 | Seward | NE20933 | Inactive | 2000 | 2007 | Rinnai | CPFH - Copper Fin Water Heater | North Gym | HWSD - Hot Water Dom/Potable | 10/31/2015
Centennial Public Schools | 1301 Centennial Ave | Utica | NE | 68456-6168 | Seward | NE22376 | Scrapped/Junked | 7099 | 1991 | Aldrich | FTVT - Firetube Vertical TB | west boiler room | HWHT - Hot Water Heat | 10/31/2018
Centennial Public Schools | 1301 Centennial Ave | Utica | NE | 68456-6168 | Seward | NE22377 | Scrapped/Junked | 7100 | 1991 | Aldrich | FTVT - Firetube Vertical TB | west boiler room | HWHT - Hot Water Heat | 10/31/2018
Centennial Public Schools | 1301 Centennial Ave | Utica | NE | 68456-6168 | Seward | NE27519 | Active | 20053 | 2018 | Aldrich | FT - Firetube Boiler | Elementary Boiler Room | HWHT - Hot Water Heat | 10/31/2026
Centennial Public Schools | 1301 Centennial Ave | Utica | NE | 68456-6168 | Seward | NE27520 | Active | 20052 | 2018 | Aldrich | FT - Firetube Boiler | Boiler Room | HWHT - Hot Water Heat | 10/31/2026
Centennial Public Schools | 1301 Centennial Ave | Utica | NE | 68456-6168 | Seward | NE28466 | Active | 432 | 2019 | ALDRICH/LES | FTVT - Firetube Vertical TB | Auditorium | HWHT - Hot Water Heat | 10/31/2026
Centennial Public Schools | 1301 Centennial Ave | Utica | NE | 68456-6168 | Seward | NE33020 | Scrapped/Junked | 28955 | 1992 | Lochinvar | CPFT - Horiz Cpr Fin Boiler | south mech room | HWSD - Hot Water Dom/Potable | 10/31/2015
Centennial Public Schools | 1301 Centennial Ave | Utica | NE | 68456-6168 | Seward | NE37044 | Scrapped/Junked | n/a | 1989 | AOSM | AHWH - ANSI/Fired Water Htr | west principal's ofc | HWSD - Hot Water Dom/Potable | 10/31/2011
Centennial Public Schools | 1301 Centennial Ave | Utica | NE | 68456-6168 | Seward | NE37045 | Scrapped/Junked |  | 1985 | AOSM | AHWH - ANSI/Fired Water Htr | CUST ROOM | HWSD - Hot Water Dom/Potable | 10/31/2009
WALMART #885 | 1326 280th | Seward | NE | 68434-7541 | SEWARD | NE06048 | Exempt | 54540 | 2004 | STANDARD REFRIGERATION | HTNK - Horizontal UFPV | ROOF/2613B | REFR - Refrigerant Storage/Supp | 3/31/2007
APARTMENT BUILDING | 1329 Kolterman Ave | Seward | NE | 68434-1359 | SEWARD | NE40513 | Exempt 1999 LB-66 |  | 1987 | RHEEM MANUFACTURING CO | AHWH - ANSI/Fired Water Htr |  | HWSD - Hot Water Dom/Potable | 5/31/2000
APARTMENT BUILDING | 1329 Kolterman Ave | Seward | NE | 68434-1359 | SEWARD | NE40514 | Exempt 1999 LB-66 |  | 1990 | RHEEM MANUFACTURING CO | AHWH - ANSI/Fired Water Htr |  | HWSD - Hot Water Dom/Potable | 5/31/2000
SUPER 8 MOTEL | 1329 Progressive Dr | Seward | NE | 68434-7538 | SEWARD | NE40087 | Exempt 1999 LB-66 |  | 1992 | AO SMITH | AHWH - ANSI/Fired Water Htr | W BLDG LAUNDRY | HWSD - Hot Water Dom/Potable | 5/31/2000
SUPER 8 MOTEL | 1329 Progressive Dr | Seward | NE | 68434-7538 | SEWARD | NE40088 | Exempt 1999 LB-66 |  | 1996 | AO SMITH | AHWH - ANSI/Fired Water Htr | W BLDG LAUNDRY | HWSD - Hot Water Dom/Potable | 5/31/2000
SUPER 8 MOTEL | 1329 Progressive Dr | Seward | NE | 68434-7538 | SEWARD | NE40089 | Exempt 1999 LB-66 |  | 1992 | AO SMITH | AHWH - ANSI/Fired Water Htr | W BLDG LAUNDRY | HWSD - Hot Water Dom/Potable | 5/31/2000
SUPER 8 MOTEL | 1329 Progressive Dr | Seward | NE | 68434-7538 | SEWARD | NE40230 | Scrapped/Junked |  | 1991 | AO SMITH | AHWH - ANSI/Fired Water Htr | NORTH ANNEX | HWSD - Hot Water Dom/Potable | 5/31/2002
Utica Community Care Center | 1350 Centennial Ave | Utica | NE | 68456-6094 | Seward | NE06360 | Scrapped/Junked | 96467 | 2005 | AOSM | CHWH - ASME/Fired Water Heater | BOILER ROOM | HWSD - Hot Water Dom/Potable | 11/30/2017
Utica Community Care Center | 1350 Centennial Ave | Utica | NE | 68456-6094 | Seward | NE22576 | Inactive | 204784 | 2011 | Burnham | WTSS - Watertube SS Steel | Boiler Room | HWHT - Hot Water Heat | 11/30/2019
Utica Community Care Center | 1350 Centennial Ave | Utica | NE | 68456-6094 | Seward | NE22577 | Inactive | 204779 | 2011 | Burnham | WTSS - Watertube SS Steel | Boiler Room | HWHT - Hot Water Heat | 11/30/2019
Utica Community Care Center | 1350 Centennial Ave | Utica | NE | 68456-6094 | Seward | NE27280 | Inactive | 143605 | 2015 | RHEEM | CHWH - ASME/Fired Water Heater | Boiler Room | HWSD - Hot Water Dom/Potable | 11/30/2019
Utica Community Care Center | 1350 Centennial Ave | Utica | NE | 68456-6094 | Seward | NE37060 | Scrapped/Junked | n/a | 1987 | Dunkirk | CI - Cast Iron | BOILER ROOM | HWHT - Hot Water Heat | 11/30/2012
Utica Community Care Center | 1350 Centennial Ave | Utica | NE | 68456-6094 | Seward | NE37393 | Scrapped/Junked |  | 1987 | AO SMITH | AHWH - ANSI/Fired Water Htr | BOILER ROOM | HWSD - Hot Water Dom/Potable | 11/30/2005
MIDWEST AUTOMOTIVE | 1355 W Highway 34 | Seward | NE | 68434-2334 | SEWARD | NE06699 | Scrapped/Junked |  | 2005 | BUDERUS HEIZTECHNIK |  | MECH ROOM | HWHT - Hot Water Heat | 11/30/2007
Super Wash Of Seward | 1375 Progressive Rd | Seward | NE | 68434-7650 | Seward | NE40326 | Active | 122988 | 1995 | Raypak | CPFT - Horiz Cpr Fin Boiler | MECHANICAL ROOM | HWHT - Hot Water Heat | 3/31/2026
Super Wash Of Seward | 1375 Progressive Rd | Seward | NE | 68434-7650 | Seward | NE40327 | Active | 123183 | 1995 | Raypak | CPFT - Horiz Cpr Fin Boiler | MECHANICAL ROOM | HWSP - Hot Water Non Potable Supply | 3/31/2026
United Methodist Church | 1400 N 5th St | Seward | NE | 68434-1028 | Seward | NE24320 | Scrapped/Junked | N/A | 1999 | Peerless | CI - Cast Iron | BASEMENT | HWHT - Hot Water Heat | 3/31/2016
CITY CLEANERS | 141 N 5th St | Seward | NE | 68434-2146 | SEWARD | NE37059 | Scrapped/Junked | 127624 | 1989 | COLUMBIA BOILER CO | FTVT - Firetube Vertical TB | BOILER ROOM | PROC - Process Steam | 4/30/2005
WALKER MANUFACTURING | 1475 280th | Seward | NE | 68434-7530 | SEWARD | NE18309 | Inactive |  | 1994 | PEERLESS HEATER COMPANY |  | BOILER ROOM | HWHT - Hot Water Heat | 9/30/2002
St Vincent DePaul Church | 152 Pinewood Ave | Seward | NE | 68434-1047 | Seward | NE19215 | Active | 160499 | 2010 | Lochinvar | WTSS - Watertube SS Steel | Mech Rm B7 | HWHT - Hot Water Heat | 12/31/2026
St Vincent DePaul Church | 152 Pinewood Ave | Seward | NE | 68434-1047 | Seward | NE40908 | Active | 8693 | 1996 | Aldrich | FTVT - Firetube Vertical TB | Basement | HWHT - Hot Water Heat | 12/31/2026
Dowding Pool | 167 N 14th St | Seward | NE | 68434 | Seward | NE01774 | Scrapped/Junked | 1867 | 2004 | Raypak | CPFH - Copper Fin Water Heater | FILTER ROOM | OPHT - Outdoor Pool Heater | 6/30/2021
Dowding Pool | 167 N 14th St | Seward | NE | 68434 | Seward | NE01775 | Inactive | 83302 | 2004 | AOSM | CHWH - ASME/Fired Water Heater | MECH ROOM | HWSD - Hot Water Dom/Potable | 6/30/2024
Dowding Pool | 167 N 14th St | Seward | NE | 68434 | Seward | NE01951 | Scrapped/Junked | 83303 | 2004 | AOSM | CHWH - ASME/Fired Water Heater | MECH ROOM | HWSD - Hot Water Dom/Potable | 6/30/2024
Dowding Pool | 167 N 14th St | Seward | NE | 68434 | Seward | NE40632 | Scrapped/Junked | 23205 | 1993 | AOSM | CHWH - ASME/Fired Water Heater | POOL HOUSE | HWSD - Hot Water Dom/Potable | 6/30/2004
Dowding Pool | 167 N 14th St | Seward | NE | 68434 | Seward | NE41049 | Active | 499959 | 2019 | Raypak | CPFH - Copper Fin Water Heater | FILTER ROOM | OPHT - Outdoor Pool Heater | 6/30/2026
Golden Pet Manufacturing | 1801 Pine St | Seward | NE | 68434-9400 | Seward | NE28792 | Out of Service | 61800 | 2020 | Bryan | WT - Water Tube Boiler | Boiler Room | PROC - Process Steam | 7/31/2023
Golden Pet Manufacturing | 1801 Pine St | Seward | NE | 68434-9400 | Seward | NE28793 | Active | 61804 | 2020 | Bryan | WT - Water Tube Boiler | Boiler Room | PROC - Process Steam | 7/31/2026
Golden Pet Manufacturing | 1801 Pine St | Seward | NE | 68434-9400 | Seward | NE28794 | Active | 61801 | 2020 | Bryan | WT - Water Tube Boiler | Boiler Room | PROC - Process Steam | 7/31/2026
Golden Pet Manufacturing | 1801 Pine St | Seward | NE | 68434-9400 | Seward | NE28795 | Active | 469578 | 2019 | A O Smith | WTSS - Watertube SS Steel | Boiler Room | HWSD - Hot Water Dom/Potable | 7/31/2027
Golden Pet Manufacturing | 1801 Pine St | Seward | NE | 68434-9400 | Seward | NE42264 | Active | 4150 | 2023 | Miura | VTWT - Vert Watertube | Boiler House | PROC - Process Steam | 7/31/2026
Golden Pet Manufacturing | 1801 Pine St | Seward | NE | 68434-9400 | Seward | NE42376 | Scrapped/Junked | 23423 | 2023 | Precision | WT - Water Tube Boiler | Boiler Room | PROC - Process Steam | 7/31/2024
Golden Pet Manufacturing | 1801 Pine St | Seward | NE | 68434-9400 | Seward | NE42377 | Scrapped/Junked | 219 | 2023 | BEI | ECON - Boiler Economizer | Boiler Room | HPEC - High Pressure Economizer | 7/31/2025
Golden Pet Manufacturing | 1801 Pine St | Seward | NE | 68434-9400 | Seward | NE42378 | Scrapped/Junked | 23424 | 2023 | Precision | WT - Water Tube Boiler | Boiler Room | PROC - Process Steam | 7/31/2024
Golden Pet Manufacturing | 1801 Pine St | Seward | NE | 68434-9400 | Seward | NE42379 | Scrapped/Junked | 220 | 2023 | BEI | ECON - Boiler Economizer | Boiler Room | HPEC - High Pressure Economizer | 7/31/2024
Golden Pet Manufacturing | 1801 Pine St | Seward | NE | 68434-9400 | Seward | NE42549 | Scrapped/Junked | 4324 | 2023 | Miura | VTWT - Vert Watertube | Boiler House | PROC - Process Steam | 1/31/2025
Golden Pet Manufacturing | 1801 Pine St | Seward | NE | 68434-9400 | Seward | NE43802 | Active | 4741 | 2025 | Miura | VTWT - Vert Watertube | Boiler House | PROC - Process Steam | 7/31/2026
Loren Wendelin | 1949 A St Rd | Pleasant Dale | NE | 68423-9052 | Seward | NE01391 | Inactive | 16 | 1922 | J.I. CASE | HOBB - Hobby/Antique Boiler | Shed | 0024 - Antique Steam Tractor | 5/31/2012
Seward Elementary School | 200 E Pinewood Ave | Seward | NE | 68434-1174 | Seward | NE01626 | Scrapped/Junked | 112122 | 2004 | Pvi | CHWH - ASME/Fired Water Heater | BOILER ROOM | HWSD - Hot Water Dom/Potable | 2/28/2025
Seward Elementary School | 200 E Pinewood Ave | Seward | NE | 68434-1174 | Seward | NE16380 | Inactive | 86427 | 1990 | Raypak | CPFT - Horiz Cpr Fin Boiler | BOILER ROOM | HWHT - Hot Water Heat | 2/28/2014
Seward Elementary School | 200 E Pinewood Ave | Seward | NE | 68434-1174 | Seward | NE16381 | Scrapped/Junked | 89054 | 1990 | Raypak | CPFT - Horiz Cpr Fin Boiler | BOILER ROOM | HWHT - Hot Water Heat | 2/28/2015
Seward Elementary School | 200 E Pinewood Ave | Seward | NE | 68434-1174 | Seward | NE16382 | Scrapped/Junked | 71323 | 1990 | PVI INDUSTRIES | CHWH - ASME/Fired Water Heater | BOILER ROOM | HWSD - Hot Water Dom/Potable | 8/31/2004
Seward Elementary School | 200 E Pinewood Ave | Seward | NE | 68434-1174 | Seward | NE24654 | Active | 66173 | 2013 | Aerco | FTFB - Firetube-Firebox Boiler | mech room | HWHT - Hot Water Heat | 2/28/2027
Seward Elementary School | 200 E Pinewood Ave | Seward | NE | 68434-1174 | Seward | NE24655 | Active | 66172 | 2013 | Aerco | FTFB - Firetube-Firebox Boiler | mech room | HWHT - Hot Water Heat | 2/28/2027
Seward Elementary School | 200 E Pinewood Ave | Seward | NE | 68434-1174 | Seward | NE40791 | Active | 158090 | 1999 | Raypak | CPFT - Horiz Cpr Fin Boiler | OUT BOILER ROOM | HWHT - Hot Water Heat | 2/28/2027
Seward Elementary School | 200 E Pinewood Ave | Seward | NE | 68434-1174 | Seward | NE43329 | Active | 422031 | 2023 | PVI INDUSTRIES | CHWH - ASME/Fired Water Heater | BOILER ROOM | HWSD - Hot Water Dom/Potable | 2/28/2027
National Guard Museum | 201 N 8th St | Seward | NE | 68434-2025 | Seward | NE07560 | Active | 15764 | 2006 | Aldrich | FTHT - Firetube Horizontal | BOILER ROOM | STHT - Steam-Heat | 12/31/2026
National Guard Museum | 201 N 8th St | Seward | NE | 68434-2025 | Seward | NE30067 | Scrapped/Junked |  | 1956 | AMERICAN STANDARD |  | BASEMENT | STHT - Steam-Heat | 3/31/2007
Jones National Bank | 203 S 6th St | Seward | NE | 68434-2401 | Seward | NE25452 | Scrapped/Junked | n/a | 1979 | Peerless | CI - Cast Iron | Basement | HWHT - Hot Water Heat | 12/31/2013
Jones National Bank | 203 S 6th St | Seward | NE | 68434-2401 | Seward | NE25453 | Scrapped/Junked | n/a | 1958 | US National | CI - Cast Iron | Basement | HWHT - Hot Water Heat | 12/31/2013
Office Building | 204 S 5th St | Seward | NE | 68434-2520 | Seward | NE19687 | Scrapped/Junked | n/a | 1963 | Peerless | CI - Cast Iron | BASEMENT | HWHT - Hot Water Heat | 10/31/2018
APARTMENT BUILDING | 205 3rd St | Milford | NE | 68405-9641 | SEWARD | NE06906 | Inactive | 12859 | 1989 | LOCHINVAR | CPFT - Horiz Cpr Fin Boiler | APT # 1 | HWHT - Hot Water Heat | 1/1/1900
Hughes Brothers Inc | 210 N 13th St | Seward | NE | 68434-1910 | Seward | NE04723 | Active | 10649 | 1989 | Superior | FTSM - FTS Marine Dry Back | BOILER ROOM | PROC - Process Steam | 11/30/2026
Hughes Brothers Inc | 210 N 13th St | Seward | NE | 68434-1910 | Seward | NE10009 | Active | 565 | 1953 | NEBC | WT - Water Tube Boiler | BOILER ROOM | PROC - Process Steam | 11/30/2026
Hughes Brothers Inc | 210 N 13th St | Seward | NE | 68434-1910 | Seward | NE13899 | Scrapped/Junked | 28704 | 1977 | Kewannee | FTWB - FTS Marine Wet Back | Press. Treat. | PROC - Process Steam | 4/30/2011
Hughes Brothers Inc | 210 N 13th St | Seward | NE | 68434-1910 | Seward | NE19853 | Active | 16922 | 2011 | Superior Boiler Works | FTWB - FTS Marine Wet Back | Boiler Room | PROC - Process Steam | 11/30/2026
CENTENNIAL SCHOOL GYM | 230 S 3RD ST | UTICA | NE | 68456 | SEWARD | NE17500 | Inactive |  | 1991 | PEERLESS HEATER COMPANY |  | GYM BOILER ROOM | STHT - Steam-Heat | 6/30/2003
Seward Library | 233 S 5th St | Seward | NE | 68434-2519 | Seward | NE10819 | Active | 92392 | 2003 | Fulton | FTUT - Firetube U-Tube Vert | BASEMENT | HWHT - Hot Water Heat | 2/28/2027
The Rock Church | 237 S 3rd St | Seward | NE | 68434-2544 | Seward | NE24085 | Active | 0115 | 2013 | LES/IA MFG | FTFB - Firetube-Firebox Boiler | Boiler Room | STHT - Steam-Heat | 1/31/2027
The Rock Church | 237 S 3rd St | Seward | NE | 68434-2544 | Seward | NE33797 | Scrapped/Junked | na | 1960 | Kewanee | FTFB - Firetube-Firebox Boiler | BOILER ROOM | STHT - Steam-Heat | 8/31/2013
The Rock Church | 237 S 3rd St | Seward | NE | 68434-2544 | Seward | NE33798 | Scrapped/Junked | n/a | 1960 | Kewanee | FTFB - Firetube-Firebox Boiler | BOILER ROOM | STHT - Steam-Heat | 8/31/2013
Seward Middle School | 2401 Karol Kay Blvd | Seward | NE | 68434-2004 | Seward | NE21093 | Scrapped/Junked | 133098 | 2011 | PVI Industries | FTVT - Firetube Vertical TB | Boiler Room | HWSD - Hot Water Dom/Potable | 2/28/2018
Seward Middle School | 2401 Karol Kay Blvd | Seward | NE | 68434-2004 | Seward | NE21094 | Scrapped/Junked | 133100 | 2011 | PVI Industries | FTVT - Firetube Vertical TB | Boiler Room | HWSD - Hot Water Dom/Potable | 2/28/2018
Seward Middle School | 2401 Karol Kay Blvd | Seward | NE | 68434-2004 | Seward | NE21095 | Scrapped/Junked | 133099 | 2011 | PVI Industries | FTVT - Firetube Vertical TB | Boiler Room | HWSD - Hot Water Dom/Potable | 2/28/2018
Seward Middle School | 2401 Karol Kay Blvd | Seward | NE | 68434-2004 | Seward | NE21096 | Active | 18446 | 2011 | Les Inc/Aldrich Co | FTVT - Firetube Vertical TB | Boiler Room | GLYC - Glycol Bldg Heat Sys | 2/28/2027
Seward Middle School | 2401 Karol Kay Blvd | Seward | NE | 68434-2004 | Seward | NE21097 | Active | 18445 | 2011 | Les Inc/Aldrich Co | FTVT - Firetube Vertical TB | Boiler Room | GLYC - Glycol Bldg Heat Sys | 2/28/2027
Seward Middle School | 2401 Karol Kay Blvd | Seward | NE | 68434-2004 | Seward | NE21098 | Active | 18444 | 2011 | Les Inc/Aldrich Co | FTVT - Firetube Vertical TB | Boiler Room | GLYC - Glycol Bldg Heat Sys | 2/28/2027
Seward Middle School | 2401 Karol Kay Blvd | Seward | NE | 68434-2004 | Seward | NE27224 | Active | 74618 | 2017 | PVI Industries | CHWH - ASME/Fired Water Heater | Boiler Room | HWSD - Hot Water Dom/Potable | 2/28/2027
Seward Middle School | 2401 Karol Kay Blvd | Seward | NE | 68434-2004 | Seward | NE27225 | Active | 71155 | 2017 | PVI Industries | CHWH - ASME/Fired Water Heater | Boiler Room | HWSD - Hot Water Dom/Potable | 2/28/2027
Seward County Justice Center | 261 S 8th St | Seward | NE | 68434-2408 | Seward | NE26725 | Active | 181477 | 2015 | Lochinvar | FTVT - Firetube Vertical TB | Mezz. Mech. Room | HWHT - Hot Water Heat | 2/28/2027
Seward County Justice Center | 261 S 8th St | Seward | NE | 68434-2408 | Seward | NE26727 | Active | 181476 | 2015 | Lochinvar | FTVT - Firetube Vertical TB | Mezz. Mech. Room | HWHT - Hot Water Heat | 2/28/2027
Seward County Justice Center | 261 S 8th St | Seward | NE | 68434-2408 | Seward | NE26728 | Active | 201241 | 2015 | A O Smith | CHWH - ASME/Fired Water Heater | Mezz. Mech. Room | HWSD - Hot Water Dom/Potable | 2/28/2027
Seward County Justice Center | 261 S 8th St | Seward | NE | 68434-2408 | Seward | NE26729 | Active | 195402 | 2014 | A O Smith | CHWH - ASME/Fired Water Heater | Mezz. Mech. Room | HWSD - Hot Water Dom/Potable | 2/28/2027
KENTON SUTTON | 2664 E Seward Rd | Seward | NE | 68434-8032 | SEWARD | NE01206 | Inactive |  | 1915 | MINN-MOLINE | FT - Firetube Boiler |  | 0024 - Antique Steam Tractor | 6/30/2006
Seward Wellness Center | 2765 Eaton Drummer Blvd | Seward | NE | 68434-8160 | Seward | NE43330 | Active | 477446 | 2024 | Lochinvar | VTTB - Vertical Tube Bundle | Pool mech room | IPHT - Indoor Pool Heater | 4/30/2026
Memorial Hospital | 300 N Columbia Ave | Seward | NE | 68434-2228 | Seward | NE01965 | Active | 1473 | 2003 | HURS | FTVT - Firetube Vertical TB | Mech. Rm. #4 | BSUP - Bldg Heat & Process | 8/31/2026
Memorial Hospital | 300 N Columbia Ave | Seward | NE | 68434-2228 | Seward | NE01966 | Active | 395069 | 2003 | Aerco International | CHWH - ASME/Fired Water Heater | Mech. Rm. #4 | HWSD - Hot Water Dom/Potable | 8/31/2026
Memorial Hospital | 300 N Columbia Ave | Seward | NE | 68434-2228 | Seward | NE01967 | Active | 39501 | 2003 | Aerco International | CHWH - ASME/Fired Water Heater | Mech. Rm. #4 | HWSD - Hot Water Dom/Potable | 8/31/2026
Memorial Hospital | 300 N Columbia Ave | Seward | NE | 68434-2228 | Seward | NE01968 | Active | 39500 | 2003 | Aerco International | CHWH - ASME/Fired Water Heater | Mech. Rm. #4 | HWSD - Hot Water Dom/Potable | 8/31/2026
Memorial Hospital | 300 N Columbia Ave | Seward | NE | 68434-2228 | Seward | NE03789 | Scrapped/Junked | 2225 | 1980 | INDUSTRIAL | FT - Firetube Boiler | BOILER ROOM | PROC - Process Steam | 8/31/2004
Memorial Hospital | 300 N Columbia Ave | Seward | NE | 68434-2228 | Seward | NE04717 | Scrapped/Junked | 33188 | 1979 | KEWA | FTSM - FTS Marine Dry Back | BOILER ROOM | HWHT - Hot Water Heat | 8/31/2015
Memorial Hospital | 300 N Columbia Ave | Seward | NE | 68434-2228 | Seward | NE04718 | Scrapped/Junked | 34274 | 1980 | KEWA | FTFB - Firetube-Firebox Boiler | BOILER ROOM | HWHT - Hot Water Heat | 8/31/2016
Memorial Hospital | 300 N Columbia Ave | Seward | NE | 68434-2228 | Seward | NE26068 | Active | 59810 | 2015 | Bryan | WT - Water Tube Boiler | Bsmt. Boiler Room | GLYC - Glycol Bldg Heat Sys | 8/31/2026
Memorial Hospital | 300 N Columbia Ave | Seward | NE | 68434-2228 | Seward | NE26069 | Active | 59809 | 2015 | Bryan | WT - Water Tube Boiler | Bsmt. Boiler Room | GLYC - Glycol Bldg Heat Sys | 8/31/2026
Memorial Hospital | 300 N Columbia Ave | Seward | NE | 68434-2228 | Seward | NE26070 | Active | 19370 | 2015 | Aldrich | FTHT - Firetube Horizontal | Bsmt. Boiler Room | GLYC - Glycol Bldg Heat Sys | 8/31/2026
Memorial Hospital | 300 N Columbia Ave | Seward | NE | 68434-2228 | Seward | NE37039 | Scrapped/Junked | 51200 | 1983 | PVI INDUSTRIES | CHWH - ASME/Fired Water Heater | BOILER ROOM | HWSD - Hot Water Dom/Potable | 8/31/2004
Memorial Hospital | 300 N Columbia Ave | Seward | NE | 68434-2228 | Seward | NE37040 | Scrapped/Junked | 51201 | 1983 | PVI INDUSTRIES | CHWH - ASME/Fired Water Heater | BOILER ROOM | HWSD - Hot Water Dom/Potable | 8/31/2004
Milford Jr/Sr High School | 301 S G St | Milford | NE | 68405-1813 | Seward | NE09054 | Scrapped/Junked | 67463 | 2001 | WEBJ | COBL - Coil Type Boiler | NEW GYM | HWSD - Hot Water Dom/Potable | 8/31/2026
Milford Jr/Sr High School | 301 S G St | Milford | NE | 68405-1813 | Seward | NE22363 | Scrapped/Junked | 25203 | 1998 | Burnham | FTFB - Firetube-Firebox Boiler | HIGH SCHOOL | STHT - Steam-Heat | 8/31/2026
Milford Jr/Sr High School | 301 S G St | Milford | NE | 68405-1813 | Seward | NE22364 | Scrapped/Junked | 25204 | 1997 | Burnham | FTFB - Firetube-Firebox Boiler | HIGH SCHOOL | STHT - Steam-Heat | 8/31/2026
MILFORD JR/SR HIGH SCHOOL | 301 S G ST | MILFORD | NE | 68405-1813 | SEWARD | NE20436 | Exempt 1999 LB-66 |  | 1993 | RUUD | AHWH - ANSI/Fired Water Htr | HIGH SCHOOL | HWSD - Hot Water Dom/Potable | 8/31/1999
SEWARD CAR WASH | 307 S 6th St | Seward | NE | 68434-2403 | SEWARD | NE00283 | Scrapped/Junked | 60 | 1983 | WEBEN JARCO | COBL - Coil Type Boiler | MECH ROOM | HWHT - Hot Water Heat | 6/30/2001
BEE PUBLIC SCHOOL | 310 ASH ST | BEE | NE | 68314-2211 | SEWARD | NE30206 | Inactive |  | 1969 | BRYANT |  | BOILER ROOM | STHT - Steam-Heat | 11/30/2004
Seward Car Wash | 319 S 6th St | Seward | NE | 68434-2403 | Seward | NE06289 | Scrapped/Junked | 70777 | 2003 | Weben-Jarco | COBL - Coil Type Boiler | MECH ROOM | HWHF - Hot Water Heat-Floor | 3/31/2024
Seward Car Wash | 319 S 6th St | Seward | NE | 68434-2403 | Seward | NE43680 | Active | 8272 | 2023 | NTI Trinity | FTSS - Firetube Stainless Steel | Mechanical Room | GLFH - Glycol Floor Heat System | 9/30/2026
St Wenceslaus Church | 350 Elm St | Bee | NE | 68314 | Seward | NE13372 | Active | 8109 | 2005 | Lochinvar | SSCO - SS Coil Boiler | BOILER ROOM | HWHT - Hot Water Heat | 11/30/2026
VALENTINO'S | 3531 Progressive Rd | Seward | NE | 68434-7653 | SEWARD | NE40895 | Scrapped/Junked | 78145 | 1998 | RHEEM MANUFACTURING CO | CHWH - ASME/Fired Water Heater | KITCHEN | HWSD - Hot Water Dom/Potable | 9/30/2007
ST WENCESLAUS MISSION | 380 ELM ST | BEE | NE | 68314 | SEWARD | NE16120 | Scrapped/Junked |  | 1970 | PEERLESS HEATER COMPANY |  | BOILER ROOM | HWHT - Hot Water Heat | 11/30/2008
Town'n Country Auto Wash | 417 McKelvie Rd | Utica | NE | 68456 | Seward | NE40701 | Active | 12705 | 1989 | WEBJ | COBL - Coil Type Boiler | MECHANICAL ROOM | HWSP - Hot Water Non Potable Supply | 2/28/2027
Town'n Country Auto Wash | 417 McKelvie Rd | Utica | NE | 68456 | Seward | NE40702 | Active | 12432 | 1989 | WEBJ | COBL - Coil Type Boiler | MECH ROOM | HWHF - Hot Water Heat-Floor | 2/28/2027
OLD GOEHNER ELEM SCHOOL | 418 Seward St | Seward | NE | 68434-2129 | SEWARD | NE31520 | Exempt |  | 1960 | KEWANEE | FT - Firetube Boiler |  | STHT - Steam-Heat | 8/31/1998
demolished bldg | 446 Pinewood Ave | Seward | NE | 68434-1053 | Seward | NE04113 | Scrapped/Junked | 4131 | 1963 | Kewanee | FTFB - Firetube-Firebox Boiler | BOILER ROOM | HWHT - Hot Water Heat | 11/30/2014
demolished bldg | 446 Pinewood Ave | Seward | NE | 68434-1053 | Seward | NE12091 | Scrapped/Junked | 68883 | 2002 | AOSM | CHWH - ASME/Fired Water Heater | EAST BLDG | HWSD - Hot Water Dom/Potable | 11/30/2014
demolished bldg | 446 Pinewood Ave | Seward | NE | 68434-1053 | Seward | NE13447 | Scrapped/Junked | 118928 | 2008 | RHEEM | CHWH - ASME/Fired Water Heater | BOILER ROOM | HWSD - Hot Water Dom/Potable | 11/30/2014
demolished bldg | 446 Pinewood Ave | Seward | NE | 68434-1053 | Seward | NE13448 | Scrapped/Junked | 118512 | 2008 | RHEEM | CHWH - ASME/Fired Water Heater | BOILER ROOM | HWSD - Hot Water Dom/Potable | 11/30/2014
demolished bldg | 446 Pinewood Ave | Seward | NE | 68434-1053 | Seward | NE17499 | Scrapped/Junked |  | 1989 | AO SMITH | AHWH - ANSI/Fired Water Htr | BOILER ROOM | HWSD - Hot Water Dom/Potable | 6/30/1999
demolished bldg | 446 Pinewood Ave | Seward | NE | 68434-1053 | Seward | NE24908 | Scrapped/Junked | 73002 | 1996 | RHEEM MANUFACTURING CO | CHWH - ASME/Fired Water Heater | BOILER ROOM | HWSD - Hot Water Dom/Potable | 11/30/2007
demolished bldg | 446 Pinewood Ave | Seward | NE | 68434-1053 | Seward | NE24909 | Scrapped/Junked | 31640 | 1997 | AO SMITH | CHWH - ASME/Fired Water Heater | BOILER ROOM | HWSD - Hot Water Dom/Potable | 11/30/2008
demolished bldg | 446 Pinewood Ave | Seward | NE | 68434-1053 | Seward | NE37042 | Scrapped/Junked |  | 1983 | AO SMITH | AHWH - ANSI/Fired Water Htr | BOILER ROOM | HWSD - Hot Water Dom/Potable | 6/30/1999
HEARTLAND PARK ESTATES | 500 Heartland Park Dr | Seward | NE | 68434-1088 | SEWARD | NE40268 | Exempt 1999 LB-66 |  | 1998 | AO SMITH | AHWH - ANSI/Fired Water Htr | BASEMENT | HWSD - Hot Water Dom/Potable | 12/31/1999
HEARTLAND PARK ESTATES | 500 Heartland Park Dr | Seward | NE | 68434-1088 | SEWARD | NE40269 | Exempt 1999 LB-66 |  | 1992 | AO SMITH | AHWH - ANSI/Fired Water Htr | BASEMENT | HWSD - Hot Water Dom/Potable | 12/31/1999
HEARTLAND PARK ESTATES | 500 Heartland Park Dr | Seward | NE | 68434-1088 | SEWARD | NE40270 | Exempt 1999 LB-66 |  | 1998 | AO SMITH | AHWH - ANSI/Fired Water Htr | BASEMENT | HWSD - Hot Water Dom/Potable | 12/31/1999
Seward County Courthouse | 529 Seward St | Seward | NE | 68434-2062 | Seward | NE09423 | Inactive | 2392 | 1977 | PRECISION BOILERS | ELBL - Electric Boiler |  | STHT - Steam-Heat | 6/30/1997
Seward County Courthouse | 529 Seward St | Seward | NE | 68434-2062 | Seward | NE09424 | Scrapped/Junked | 2395 | 1977 | PRECISION BOILERS | ELBL - Electric Boiler | BOILER ROOM | HWHT - Hot Water Heat | 4/30/2003
Seward County Courthouse | 529 Seward St | Seward | NE | 68434-2062 | Seward | NE09425 | Scrapped/Junked | 2396 | 1977 | PRECISION BOILERS | ELBL - Electric Boiler | BOILER ROOM | HWHT - Hot Water Heat | 4/30/2003
Seward County Courthouse | 529 Seward St | Seward | NE | 68434-2062 | Seward | NE10258 | Active | 123883 | 2002 | Waterpik Technologies | COBL - Coil Type Boiler | BOILER ROOM | HWHT - Hot Water Heat | 2/28/2027
Seward County Courthouse | 529 Seward St | Seward | NE | 68434-2062 | Seward | NE10259 | Active | 123875 | 2002 | Waterpik Technologies | COBL - Coil Type Boiler | BOILER ROOM | HWHT - Hot Water Heat | 2/28/2027
Seward High School | 532 Northern Heights Dr | Seward | NE | 68434-1059 | Seward | NE06926 | Active | 108752 | 2006 | Cleveland | FT - Firetube Boiler | KITCHEN | 0021 - Steam Supp Cooker/Kettle | 2/28/2027
Seward High School | 532 Northern Heights Dr | Seward | NE | 68434-1059 | Seward | NE08810 | Scrapped/Junked | 11186 | 2000 | ALES | FTVT - Firetube Vertical TB | BOILER ROOM | HWHT - Hot Water Heat | 2/28/2026
Seward High School | 532 Northern Heights Dr | Seward | NE | 68434-1059 | Seward | NE08811 | Scrapped/Junked | 11179 | 2000 | ALES | FTVT - Firetube Vertical TB | BOILER ROOM | HWHT - Hot Water Heat | 2/28/2026
Seward High School | 532 Northern Heights Dr | Seward | NE | 68434-1059 | Seward | NE08812 | Scrapped/Junked | 109213 | 2000 | TELE | CPFT - Horiz Cpr Fin Boiler | BOILER ROOM | HWSD - Hot Water Dom/Potable | 2/28/2026
Seward High School | 532 Northern Heights Dr | Seward | NE | 68434-1059 | Seward | NE25930 | Active | 70783 | 2015 | Aerco | FTVT - Firetube Vertical TB | Boiler room | HWHT - Hot Water Heat | 2/28/2027
Seward High School | 532 Northern Heights Dr | Seward | NE | 68434-1059 | Seward | NE25931 | Active | 71031 | 2015 | Aerco | FTVT - Firetube Vertical TB | Boiler room | HWHT - Hot Water Heat | 2/28/2027
Seward High School | 532 Northern Heights Dr | Seward | NE | 68434-1059 | Seward | NE25932 | Active | 139179 | 2014 | PVI Industries | CHWH - ASME/Fired Water Heater | BOILER ROOM | HWSD - Hot Water Dom/Potable | 2/28/2027
Seward High School | 532 Northern Heights Dr | Seward | NE | 68434-1059 | Seward | NE25933 | Active | 139180 | 2014 | PVI Industries | CHWH - ASME/Fired Water Heater | BOILER ROOM | HWSD - Hot Water Dom/Potable | 2/28/2027
Seward High School | 532 Northern Heights Dr | Seward | NE | 68434-1059 | Seward | NE33437 | Scrapped/Junked | n/a | 1961 | TITV | FT - Firetube Boiler | BOILER ROOM | HWHT - Hot Water Heat | 2/28/2016
Seward High School | 532 Northern Heights Dr | Seward | NE | 68434-1059 | Seward | NE33438 | Scrapped/Junked | na | 1961 | TITV | FTSM - FTS Marine Dry Back | BOILER ROOM | HWHT - Hot Water Heat | 2/28/2016
Seward High School | 532 Northern Heights Dr | Seward | NE | 68434-1059 | Seward | NE43823 | Active | 99300 | 2024 | Aerco | FTVT - Firetube Vertical TB | Boiler room | HWHT - Hot Water Heat | 2/28/2027
Seward High School | 532 Northern Heights Dr | Seward | NE | 68434-1059 | Seward | NE43824 | Active | 99299 | 2024 | Aerco | FTVT - Firetube Vertical TB | Boiler room | HWHT - Hot Water Heat | 2/28/2027
Seward High School | 532 Northern Heights Dr | Seward | NE | 68434-1059 | Seward | NE43825 | Exempt | 6375 | 2023 | Aerco | HEXC - Heat Exchanger | Boiler Room | HTEX - Heat Exchanger | 2/28/2025
Seward High School | 532 Northern Heights Dr | Seward | NE | 68434-1059 | Seward | NE43826 | Active | 424211 | 2023 | PVI Industries | CHWH - ASME/Fired Water Heater | BOILER ROOM | HWSD - Hot Water Dom/Potable | 2/28/2027
Gerhold Concrete | 548 S 6th St | Seward | NE | 68434-2743 | Seward | NE05163 | Active | 383 | 1993 | SIOUX | COBL - Coil Type Boiler | Boiler Room | HWSP - Hot Water Non Potable Supply | 4/30/2026
Gerhold Concrete | 548 S 6th St | Seward | NE | 68434-2743 | Seward | NE19852 | Active | 3083 | 2008 | SIOUX | COBL - Coil Type Boiler | Boiler room | HWSP - Hot Water Non Potable Supply | 4/30/2026
Gerhold Concrete | 548 S 6th St | Seward | NE | 68434-2743 | Seward | NE34222 | Scrapped/Junked | 50823 | 1977 | A. O. Smith |  | Boiler Room | HWDP - Hotwater Heat & Dom Supply | 11/30/2006
GREENE HOUSE | 600 Church St | Seward | NE | 68434-1099 | SEWARD | NE40227 | Exempt 1999 LB-66 |  | 1998 | AO SMITH | AHWH - ANSI/Fired Water Htr | BOILER ROOM | HWSD - Hot Water Dom/Potable | 11/30/1999
GREENE HOUSE | 600 Church St | Seward | NE | 68434-1099 | SEWARD | NE40228 | Exempt 1999 LB-66 |  | 1998 | AO SMITH | AHWH - ANSI/Fired Water Htr | BOILER ROOM | HWSD - Hot Water Dom/Potable | 11/30/1999
Southeast Community College | 600 State St | Milford | NE | 68405-8498 | Seward | NE17137 | Scrapped/Junked | 124170 | 1995 | RAYP | WT - Water Tube Boiler | CORNHUSKER HALL | HWSD - Hot Water Dom/Potable | 1/31/2021
Southeast Community College | 600 State St | Milford | NE | 68405-8498 | Seward | NE17820 | Scrapped/Junked | 22309 | 1993 | AOSM | CHWH - ASME/Fired Water Heater | WELCH CENTER | HWSD - Hot Water Dom/Potable | 1/31/2011
Southeast Community College | 600 State St | Milford | NE | 68405-8498 | Seward | NE19870 | Active | 152149 | 2010 | A O Smith | CHWH - ASME/Fired Water Heater | Welsh Center Boiler Room | HWSD - Hot Water Dom/Potable | 1/31/2027
Southeast Community College | 600 State St | Milford | NE | 68405-8498 | Seward | NE20005 | Exempt 1999 LB-66 |  | 1995 | RUUD | AHWH - ANSI/Fired Water Htr |  | HWSD - Hot Water Dom/Potable | 7/31/1999
Southeast Community College | 600 State St | Milford | NE | 68405-8498 | Seward | NE23802 | Exempt 1999 LB-66 |  | 1995 | AO SMITH | AHWH - ANSI/Fired Water Htr | KITCHEN | HWSD - Hot Water Dom/Potable | 8/31/1999
Southeast Community College | 600 State St | Milford | NE | 68405-8498 | Seward | NE25451 | Scrapped/Junked | 13102 | 1989 | LOCHINVAR | WT - Water Tube Boiler | BOILER ROOM | HWHT - Hot Water Heat | 7/31/2001
Southeast Community College | 600 State St | Milford | NE | 68405-8498 | Seward | NE28520 | Active | 354308 | 2019 | Lochinvar | FTVT - Firetube Vertical TB | Diesel Technology Bldg. | HWHT - Hot Water Heat | 1/31/2027
Southeast Community College | 600 State St | Milford | NE | 68405-8498 | Seward | NE28521 | Active | 354307 | 2019 | Lochinvar | FTVT - Firetube Vertical TB | Diesel Technology Bldg. | HWHT - Hot Water Heat | 1/31/2027
Southeast Community College | 600 State St | Milford | NE | 68405-8498 | Seward | NE28522 | Active | 354309 | 2019 | Lochinvar | FTVT - Firetube Vertical TB | Diesel Technology Bldg. | HWHT - Hot Water Heat | 1/31/2027
Southeast Community College | 600 State St | Milford | NE | 68405-8498 | Seward | NE30238 | Active | n/a | 1962 | kewanee | FTSM - FTS Marine Dry Back | EICHER TECH | STHT - Steam-Heat | 1/31/2027
Southeast Community College | 600 State St | Milford | NE | 68405-8498 | Seward | NE30239 | Active | n/a | 1962 | Kewanee | FTSM - FTS Marine Dry Back | EICHER TECH | STHT - Steam-Heat | 1/31/2027
Southeast Community College | 600 State St | Milford | NE | 68405-8498 | Seward | NE30341 | Out of Service | n/a | 1967 | kewanee | FTFB - Firetube-Firebox Boiler | Welsh Center Boiler Room | HWHT - Hot Water Heat | 1/31/2019
Southeast Community College | 600 State St | Milford | NE | 68405-8498 | Seward | NE32857 | Scrapped/Junked |  | 1984 | PEERLESS HEATER COMPANY |  | EICHER TECH | HWHT - Hot Water Heat | 7/31/2008
Southeast Community College | 600 State St | Milford | NE | 68405-8498 | Seward | NE34473 | Scrapped/Junked | n/a | 1963 | kewanee | FTFB - Firetube-Firebox Boiler | Basement-Cornhusker Hall | HWHT - Hot Water Heat | 1/31/2022
Milford Meadows | 610 224th | Milford | NE | 68405-8475 | Seward | NE05462 | Exempt 1999 LB-66 |  | 1984 | AO SMITH | AHWH - ANSI/Fired Water Htr | BOILER ROOM | HWSD - Hot Water Dom/Potable | 8/31/1999
Milford Meadows | 610 224th | Milford | NE | 68405-8475 | Seward | NE05463 | Exempt 1999 LB-66 | 7295 | 1985 | VULCRAFT | AHWH - ANSI/Fired Water Htr | BOILER ROOM #2 | HWSD - Hot Water Dom/Potable | 8/31/1999
Milford Meadows | 610 224th | Milford | NE | 68405-8475 | Seward | NE05862 | Scrapped/Junked | 45091 | 1998 | AO SMITH | CHWH - ASME/Fired Water Heater | NURSES STATION | HWSD - Hot Water Dom/Potable | 4/30/2018
Milford Meadows | 610 224th | Milford | NE | 68405-8475 | Seward | NE05863 | Scrapped/Junked | 45089 | 1998 | AO SMITH | CHWH - ASME/Fired Water Heater | LAUNDRY | HWSD - Hot Water Dom/Potable | 4/30/2022
Milford Meadows | 610 224th | Milford | NE | 68405-8475 | Seward | NE05864 | Scrapped/Junked | 45492 | 1998 | AO SMITH | CHWH - ASME/Fired Water Heater | LAUNDRY | HWSD - Hot Water Dom/Potable | 4/30/2022
Milford Meadows | 610 224th | Milford | NE | 68405-8475 | Seward | NE14594 | Inactive |  | 1948 | KEWANEE | FT - Firetube Boiler | BOILER ROOM | STHT - Steam-Heat | 8/31/1999
Milford Meadows | 610 224th | Milford | NE | 68405-8475 | Seward | NE27482 | Active | 236928 | 2018 | AO SMITH | CHWH - ASME/Fired Water Heater | NURSES STATION | HWSD - Hot Water Dom/Potable | 4/30/2028
United Methodist Church | 610 2nd St | Milford | NE | 68405-8514 | Seward | NE19615 | Scrapped/Junked | n/a | 1978 | Peerless | CI - Cast Iron | BOILER ROOM | HWHT - Hot Water Heat | 2/28/2012
United Methodist Church | 610 2nd St | Milford | NE | 68405-8514 | Seward | NE23492 | Active | 212378 | 2012 | Giannoni | WTSS - Watertube SS Steel | Basement | HWHT - Hot Water Heat | 11/30/2026
Civic Center | 616 Bradford St | Seward | NE | 68434-1710 | Seward | NE21550 | Exempt 1999 LB-66 |  | 1996 | AO SMITH | AHWH - ANSI/Fired Water Htr |  | HWSD - Hot Water Dom/Potable | 5/31/1999
Civic Center | 616 Bradford St | Seward | NE | 68434-1710 | Seward | NE37294 | Inactive | n/a | 1983 | Peerless | CI - Cast Iron | BASEMENT | HWHT - Hot Water Heat | 2/28/2025
Ridgewood Rehab & Care Center | 624 Pinewood Ave | Seward | NE | 68434-1055 | Seward | NE01952 | Scrapped/Junked | 82057 | 2003 | AOSM | CHWH - ASME/Fired Water Heater | MECH ROOM | HWSD - Hot Water Dom/Potable | 11/30/2013
Ridgewood Rehab & Care Center | 624 Pinewood Ave | Seward | NE | 68434-1055 | Seward | NE10460 | Scrapped/Junked | 68883 | 2002 | AO SMITH | CHWH - ASME/Fired Water Heater | BOILER ROOM | HWSD - Hot Water Dom/Potable | 11/30/2003
Ridgewood Rehab & Care Center | 624 Pinewood Ave | Seward | NE | 68434-1055 | Seward | NE19629 | Scrapped/Junked |  | 1990 | AO SMITH | CHWH - ASME/Fired Water Heater | LAUNDRY ROOM | HWSD - Hot Water Dom/Potable | 11/30/2004
Ridgewood Rehab & Care Center | 624 Pinewood Ave | Seward | NE | 68434-1055 | Seward | NE22878 | Scrapped/Junked | 133041 | 2012 | RHEEM | CHWH - ASME/Fired Water Heater | Mech. Room | HWSD - Hot Water Dom/Potable | 11/30/2014
Ridgewood Rehab & Care Center | 624 Pinewood Ave | Seward | NE | 68434-1055 | Seward | NE24076 | Active | 271313 | 2013 | Camus/Gianonni | WTSS - Watertube SS Steel | East Boiler Room | HWSD - Hot Water Dom/Potable | 11/30/2026
Ridgewood Rehab & Care Center | 624 Pinewood Ave | Seward | NE | 68434-1055 | Seward | NE24077 | Active | 271315 | 2013 | Camus/Gianonni | WTSS - Watertube SS Steel | East Boiler Room | HWSD - Hot Water Dom/Potable | 11/30/2026
Ridgewood Rehab & Care Center | 624 Pinewood Ave | Seward | NE | 68434-1055 | Seward | NE24911 | Scrapped/Junked | 68492 | 1999 | STAT | CHWH - ASME/Fired Water Heater | MECHANICAL ROOM | HWSD - Hot Water Dom/Potable | 11/30/2014
Ridgewood Rehab & Care Center | 624 Pinewood Ave | Seward | NE | 68434-1055 | Seward | NE37395 | Scrapped/Junked |  | 1974 | PVI INDUSTRIES | ELWH - Electric Water Heater | BOILER ROOM | HWSD - Hot Water Dom/Potable | 3/31/2000
Ridgewood Rehab & Care Center | 624 Pinewood Ave | Seward | NE | 68434-1055 | Seward | NE40925 | Scrapped/Junked | 64892 | 1999 | STATE INDUSTRIES | CHWH - ASME/Fired Water Heater | BOILER ROOM | HWSD - Hot Water Dom/Potable | 10/31/2000
VALENTINO'S PIZZA | 629 Jackson Ave | Seward | NE | 68434-2053 | SEWARD | NE18422 | Scrapped/Junked |  | 1976 | RUUD | AHWH - ANSI/Fired Water Htr | KITCHEN | HWSD - Hot Water Dom/Potable | 3/31/1996
St Gregory The Great Seminary | 800 Fletcher Rd | Seward | NE | 68434-8145 | Seward | NE00455 | Active | 10527 | 1999 | Les Inc/Aldrich Co | FTVT - Firetube Vertical TB | BOILER ROOM | HWHT - Hot Water Heat | 3/31/2027
St Gregory The Great Seminary | 800 Fletcher Rd | Seward | NE | 68434-8145 | Seward | NE00456 | Active | 10525 | 1999 | Les Inc/Aldrich Co | FTVT - Firetube Vertical TB | BOILER ROOM | HWHT - Hot Water Heat | 3/31/2027
St Gregory The Great Seminary | 800 Fletcher Rd | Seward | NE | 68434-8145 | Seward | NE37361 | Scrapped/Junked | 3794 | 1986 | Lochinvar | CPFT - Horiz Cpr Fin Boiler | BOILER ROOM | HWSD - Hot Water Dom/Potable | 3/31/2020
Concordia University | 800 N Columbia Ave | Seward | NE | 68434-1500 | Seward | NE06050 | Scrapped/Junked | 00173591 | 2005 | Lochinvar | CPFH - Copper Fin Water Heater | Dorcas, Boiler Room | HWSD - Hot Water Dom/Potable | 7/31/2022
Concordia University | 800 N Columbia Ave | Seward | NE | 68434-1500 | Seward | NE13637 | Scrapped/Junked | 126031 | 2008 | AO SMITH | CHWH - ASME/Fired Water Heater | Walz | HWSD - Hot Water Dom/Potable | 7/31/2019
Concordia University | 800 N Columbia Ave | Seward | NE | 68434-1500 | Seward | NE13638 | Scrapped/Junked | 126032 | 2008 | AO SMITH | CHWH - ASME/Fired Water Heater | Walz | HWSD - Hot Water Dom/Potable | 7/31/2024
Concordia University | 800 N Columbia Ave | Seward | NE | 68434-1500 | Seward | NE16629 | Scrapped/Junked | 74859 | 1991 | PVI INDUSTRIES | CHWH - ASME/Fired Water Heater | BOILER ROOM | HWSD - Hot Water Dom/Potable | 7/31/2005
Concordia University | 800 N Columbia Ave | Seward | NE | 68434-1500 | Seward | NE16634 | Scrapped/Junked | 74860 | 1991 | Pvi | CHWH - ASME/Fired Water Heater | BOILER ROOM | HWSD - Hot Water Dom/Potable | 7/31/2012
Concordia University | 800 N Columbia Ave | Seward | NE | 68434-1500 | Seward | NE17218 | Scrapped/Junked |  | 1992 | AO SMITH | CHWH - ASME/Fired Water Heater | BOILER ROOM | HWSD - Hot Water Dom/Potable | 7/31/2007
Concordia University | 800 N Columbia Ave | Seward | NE | 68434-1500 | Seward | NE18102 | Scrapped/Junked | 7622 | 1993 | ALDRICH/LES | FT - Firetube Boiler | FOOD SERVICE | STHT - Steam-Heat | 7/31/1996
Concordia University | 800 N Columbia Ave | Seward | NE | 68434-1500 | Seward | NE18103 | Scrapped/Junked | 7621 | 1993 | ALDRICH/LES | FT - Firetube Boiler | FOOD SERVICE | STHT - Steam-Heat | 7/31/1996
Concordia University | 800 N Columbia Ave | Seward | NE | 68434-1500 | Seward | NE19685 | Active | 7621 | 1993 | ALDR | FTVT - Firetube Vertical TB | Food Service | STHT - Steam-Heat | 7/31/2026
Concordia University | 800 N Columbia Ave | Seward | NE | 68434-1500 | Seward | NE19686 | Active | 7622 | 1993 | ALDR | FTVT - Firetube Vertical TB | CAFETERIA | STHT - Steam-Heat | 7/31/2026
Concordia University | 800 N Columbia Ave | Seward | NE | 68434-1500 | Seward | NE20105 | Exempt 1999 LB-66 |  | 1989 | RHEEM MANUFACTURING CO | AHWH - ANSI/Fired Water Htr | BOILER ROOM | HWSD - Hot Water Dom/Potable | 7/31/1999
Concordia University | 800 N Columbia Ave | Seward | NE | 68434-1500 | Seward | NE20106 | Exempt 1999 LB-66 |  | 1990 | RHEEM MANUFACTURING CO | AHWH - ANSI/Fired Water Htr | BOILER ROOM | HWSD - Hot Water Dom/Potable | 7/31/1999
Concordia University | 800 N Columbia Ave | Seward | NE | 68434-1500 | Seward | NE20107 | Exempt 1999 LB-66 |  | 1978 | ACE | COWH - Coil Type Water Heater | BOILER ROOM | HWSD - Hot Water Dom/Potable | 7/31/1999
Concordia University | 800 N Columbia Ave | Seward | NE | 68434-1500 | Seward | NE20108 | Exempt 1999 LB-66 |  | 1977 | ACE | COWH - Coil Type Water Heater | BOILER ROOM | HWSD - Hot Water Dom/Potable | 7/31/1999
Concordia University | 800 N Columbia Ave | Seward | NE | 68434-1500 | Seward | NE20109 | Exempt 1999 LB-66 |  | 1995 | AO SMITH | AHWH - ANSI/Fired Water Htr | BOILER ROOM | HWSD - Hot Water Dom/Potable | 7/31/1999
Concordia University | 800 N Columbia Ave | Seward | NE | 68434-1500 | Seward | NE20110 | Exempt 1999 LB-66 |  | 1977 | ACE | COWH - Coil Type Water Heater | BOILER ROOM | HWSD - Hot Water Dom/Potable | 7/31/1999
Concordia University | 800 N Columbia Ave | Seward | NE | 68434-1500 | Seward | NE22341 | Scrapped/Junked |  | 1974 | ACE | COBL - Coil Type Boiler | BOILER ROOM | HWSD - Hot Water Dom/Potable | 7/31/2007
Concordia University | 800 N Columbia Ave | Seward | NE | 68434-1500 | Seward | NE22543 | Scrapped/Junked | 90615 | 1997 | Pvi | CHWH - ASME/Fired Water Heater | BOILER ROOM | HWSD - Hot Water Dom/Potable | 7/31/2012
Concordia University | 800 N Columbia Ave | Seward | NE | 68434-1500 | Seward | NE22544 | Scrapped/Junked | 90614 | 1997 | Pvi | CHWH - ASME/Fired Water Heater | BOILER ROOM | HWSD - Hot Water Dom/Potable | 7/31/2013
Concordia University | 800 N Columbia Ave | Seward | NE | 68434-1500 | Seward | NE22829 | Active | 165767 | 2012 | A O Smith | CHWH - ASME/Fired Water Heater | PE Mech | HWSD - Hot Water Dom/Potable | 7/31/2026
Concordia University | 800 N Columbia Ave | Seward | NE | 68434-1500 | Seward | NE22830 | Active | 165770 | 2012 | AO SMITH | CHWH - ASME/Fired Water Heater | PE Mech | HWSD - Hot Water Dom/Potable | 7/31/2026
Concordia University | 800 N Columbia Ave | Seward | NE | 68434-1500 | Seward | NE22831 | Out of Service | 155181 | 2011 | AO SMITH | CHWH - ASME/Fired Water Heater | PE Mech | HWSD - Hot Water Dom/Potable | 7/31/2022
Concordia University | 800 N Columbia Ave | Seward | NE | 68434-1500 | Seward | NE27949 | Active | 249428 | 2018 | AO SMITH | CHWH - ASME/Fired Water Heater | Walz | HWSD - Hot Water Dom/Potable | 7/31/2026
Concordia University | 800 N Columbia Ave | Seward | NE | 68434-1500 | Seward | NE33039 | Active | n/a | 1967 | Kewanee | FTFB - Firetube-Firebox Boiler | Janzow Boiler Rm | HWHT - Hot Water Heat | 7/31/2026
Concordia University | 800 N Columbia Ave | Seward | NE | 68434-1500 | Seward | NE33041 | Inactive | 8022 | 1967 | Kewanee | FTFB - Firetube-Firebox Boiler | NORTH BOILER ROOM | HWHT - Hot Water Heat | 7/31/2014
Concordia University | 800 N Columbia Ave | Seward | NE | 68434-1500 | Seward | NE33042 | Inactive | 7254 | 1968 | Kewanee | FTFB - Firetube-Firebox Boiler | BOILER ROOM | HWHT - Hot Water Heat | 7/31/2014
Concordia University | 800 N Columbia Ave | Seward | NE | 68434-1500 | Seward | NE33064 | Scrapped/Junked | 6934 | 1963 | Kewanee | FTFB - Firetube-Firebox Boiler | Science | HWHT - Hot Water Heat | 7/31/2019
Concordia University | 800 N Columbia Ave | Seward | NE | 68434-1500 | Seward | NE33066 | Scrapped/Junked | n/a | 1965 | Kewanee | FTFB - Firetube-Firebox Boiler | Esther | HWHT - Hot Water Heat | 7/31/2024
Concordia University | 800 N Columbia Ave | Seward | NE | 68434-1500 | Seward | NE33067 | Scrapped/Junked | n/a | 1966 | Kewanee | FTFB - Firetube-Firebox Boiler | Music | HWHT - Hot Water Heat | 7/31/2021
Concordia University | 800 N Columbia Ave | Seward | NE | 68434-1500 | Seward | NE33070 | Scrapped/Junked | n/a | 1966 | Kewanee | FTFB - Firetube-Firebox Boiler | Dorcas Boiler Room | HWHT - Hot Water Heat | 7/31/2022
Concordia University | 800 N Columbia Ave | Seward | NE | 68434-1500 | Seward | NE33728 | Scrapped/Junked | 2093 | 1962 | Kewanee | FTFB - Firetube-Firebox Boiler | Ruth B | HWHT - Hot Water Heat | 7/31/2016
Concordia University | 800 N Columbia Ave | Seward | NE | 68434-1500 | Seward | NE33729 | Scrapped/Junked | 1566 | 1958 | Kewanee | FTFB - Firetube-Firebox Boiler | RUTH A | HWHT - Hot Water Heat | 7/31/2015
Concordia University | 800 N Columbia Ave | Seward | NE | 68434-1500 | Seward | NE33730 | Scrapped/Junked | 1214 | 1959 | Kewanee | FTSM - FTS Marine Dry Back | BOILER ROOM | HWHT - Hot Water Heat | 7/31/2012
Concordia University | 800 N Columbia Ave | Seward | NE | 68434-1500 | Seward | NE33731 | Scrapped/Junked | 6048 | 1959 | Kewanee | FTFB - Firetube-Firebox Boiler | BOILER ROOM | STHX - Steam to HWSD Heat Exchanger | 7/31/2012
Concordia University | 800 N Columbia Ave | Seward | NE | 68434-1500 | Seward | NE33732 | Scrapped/Junked |  | 1958 | KEWANEE | FTFB - Firetube-Firebox Boiler | BOILER ROOM | HWHT - Hot Water Heat | 7/31/2006
Concordia University | 800 N Columbia Ave | Seward | NE | 68434-1500 | Seward | NE33733 | Inactive |  | 1948 | FITZGIBBONS | FT - Firetube Boiler | BOILER ROOM | STHT - Steam-Heat | 7/31/1999
Concordia University | 800 N Columbia Ave | Seward | NE | 68434-1500 | Seward | NE33734 | Inactive |  | 1943 | FITZGIBBONS | FTFB - Firetube-Firebox Boiler | BOILER ROOM | STHT - Steam-Heat | 7/31/1999
Concordia University | 800 N Columbia Ave | Seward | NE | 68434-1500 | Seward | NE33892 | Scrapped/Junked |  | 1961 | KEWANEE | FTFB - Firetube-Firebox Boiler | BOILER ROOM | HWHT - Hot Water Heat | 7/31/2006
Concordia University | 800 N Columbia Ave | Seward | NE | 68434-1500 | Seward | NE34564 | Active | n/a | 1969 | Dunham Bush | FTFB - Firetube-Firebox Boiler | Obed Hall | HWHT - Hot Water Heat | 7/31/2026
Concordia University | 800 N Columbia Ave | Seward | NE | 68434-1500 | Seward | NE34603 | Active | 30847 | 1980 | Kewanee | FTFB - Firetube-Firebox Boiler | Link Library | HWHT - Hot Water Heat | 7/31/2026
Concordia University | 800 N Columbia Ave | Seward | NE | 68434-1500 | Seward | NE34604 | Active | 34030 | 1980 | Kewanee | FTFB - Firetube-Firebox Boiler | Link Library | HWHT - Hot Water Heat | 7/31/2026
Concordia University | 800 N Columbia Ave | Seward | NE | 68434-1500 | Seward | NE37037 | Scrapped/Junked |  | 1974 | ACE | COBL - Coil Type Boiler | BOILER ROOM | HWSD - Hot Water Dom/Potable | 7/31/2007
Concordia University | 800 N Columbia Ave | Seward | NE | 68434-1500 | Seward | NE40686 | Scrapped/Junked | 50143 | 1999 | KEWANEE | FTFB - Firetube-Firebox Boiler | BOILER ROOM | STHT - Steam-Heat | 8/5/2000
Concordia University | 800 N Columbia Ave | Seward | NE | 68434-1500 | Seward | NE40687 | Active | 50150 | 1999 | Kewanee | FT - Firetube Boiler | TLEC | STHT - Steam-Heat | 7/31/2026
Concordia University | 800 N Columbia Ave | Seward | NE | 68434-1500 | Seward | NE40688 | Active | 50143 | 1999 | Kewanee | FT - Firetube Boiler | TLEC, #2 | STHT - Steam-Heat | 7/31/2026
Concordia University | 800 N Columbia Ave | Seward | NE | 68434-1500 | Seward | NE40689 | Active | 50148 | 1999 | Kewanee | FT - Firetube Boiler | TLEC | STHT - Steam-Heat | 7/31/2026
Concordia University | 800 N Columbia Ave | Seward | NE | 68434-1500 | Seward | NE40690 | Inactive | 42878 | 1999 | Bryan | WT - Water Tube Boiler | BOILER ROOM | STHT - Steam-Heat | 7/31/2012
Concordia University | 800 N Columbia Ave | Seward | NE | 68434-1500 | Seward | NE41829 | Active | 294162 | 2022 | AO SMITH | CHWH - ASME/Fired Water Heater | Dorcas Hall | HWSD - Hot Water Dom/Potable | 7/31/2026
Concordia University | 800 N Columbia Ave | Seward | NE | 68434-1500 | Seward | NE41830 | Active | 294509 | 2022 | AO SMITH | CHWH - ASME/Fired Water Heater | Dorcas Hall | HWSD - Hot Water Dom/Potable | 7/31/2026
Concordia University | 800 N Columbia Ave | Seward | NE | 68434-1500 | Seward | NE42263 | Active | 294046 | 2022 | AO SMITH | CHWH - ASME/Fired Water Heater | Walz | HWSD - Hot Water Dom/Potable | 7/31/2026
Concordia University | 800 N Columbia Ave | Seward | NE | 68434-1500 | Seward | NE43696 | Active | 150358 | 2025 | Bradford | AHWH - ANSI/Fired Water Htr | Dunklau Mech Room | HWSD - Hot Water Dom/Potable | 7/31/2026
Milford City Pool | 802 S D St | Milford | NE | 68405-9374 | Seward | NE00278 | Active | 98050 | 2000 | Teledyne Laars | CPFT - Horiz Cpr Fin Boiler | FILTER ROOM | OPHT - Outdoor Pool Heater | 6/30/2026
Milford City Pool | 802 S D St | Milford | NE | 68405-9374 | Seward | NE40671 | Scrapped/Junked | 5211 | 1972 | LOCHINVAR | WT - Water Tube Boiler |  | HWHT - Hot Water Heat | 7/31/2000
Milford City Pool | 802 S D St | Milford | NE | 68405-9374 | Seward | NE40672 | Exempt 1999 LB-66 | 5211 | 1983 | RHEEM MANUFACTURING CO | AHWH - ANSI/Fired Water Htr |  | HWSD - Hot Water Dom/Potable | 7/31/2000
ROGER AND SHIRLEY WILKE | 805 A St | Staplehurst | NE | 68439-3003 | SEWARD | NE30205 | Exempt |  | 1962 | AMERICAN STANDARD |  |  | STHT - Steam-Heat | 8/31/1998
St John Lutheran School-BMIC#440995 | 919 N Columbia Ave | Seward | NE | 68434-1557 | Seward | NE33436 | Active | N/A | 1940 | Nrc/Us | FTFB - Firetube-Firebox Boiler | BOILER ROOM SOUTH | STHT - Steam-Heat | 10/31/2026
St John Lutheran School-BMIC#440995 | 919 N Columbia Ave | Seward | NE | 68434-1557 | Seward | NE33483 | Active | N/A | 1964 | Kewanee | FTFB - Firetube-Firebox Boiler | BOILER ROOM NORTH | HWHT - Hot Water Heat | 10/31/2026
St John Lutheran School-BMIC#440995 | 919 N Columbia Ave | Seward | NE | 68434-1557 | Seward | NE40515 | Exempt 1999 LB-66 |  | 1998 | RHEEM MANUFACTURING CO | AHWH - ANSI/Fired Water Htr |  | HWSD - Hot Water Dom/Potable | 5/31/2000
Beck's Seeds Research Center | 925 County Road 378 | Beaver Crossing | NE | 68313 | Seward | NE24968 | Scrapped/Junked | 94692 | 2013 | SUSSMAN | ELBL - Electric Boiler | Sterilizer Area | STER - Sterilizer | 11/30/2025
Beck's Seeds Research Center | 925 County Road 378 | Beaver Crossing | NE | 68313 | Seward | NE24969 | Active | 144656 | 2014 | AO SMITH | ELWH - Electric Water Heater | Warehouse mech room | HWSD - Hot Water Dom/Potable | 11/30/2025
Beck's Seeds Research Center | 925 County Road 378 | Beaver Crossing | NE | 68313 | Seward | NE24970 | Active | 144626 | 2014 | AO SMITH | ELWH - Electric Water Heater | Office mech room | HWSD - Hot Water Dom/Potable | 11/30/2025
Beck's Seeds Research Center | 925 County Road 378 | Beaver Crossing | NE | 68313 | Seward | NE24971 | Active | 20553 | 2014 | Precision/Lochinvar | ELBL - Electric Boiler | Manufacturing area | GLYC - Glycol Bldg Heat Sys | 11/30/2025
Beck's Seed Co. | 934 364th | Seward | NE | 68434-7607 | Seward | NE42384 | Active | 568408 | 2022 | NTI Trinity | WTSS - Watertube SS Steel | Warehouse Mezzanine | HWFS - HW Heat - Floor & Sidewalk | 8/31/2026
Beck's Seed Co. | 934 364th | Seward | NE | 68434-7607 | Seward | NE42385 | Active | 546141 | 2022 | NTI Trinity | WTSS - Watertube SS Steel | Warehouse Mezzanine | HWFS - HW Heat - Floor & Sidewalk | 8/31/2026
Beck's Seed Co. | 934 364th | Seward | NE | 68434-7607 | Seward | NE42386 | Active | 568496 | 2022 | NTI Trinity | WTSS - Watertube SS Steel | Warehouse Mezzanine | HWFS - HW Heat - Floor & Sidewalk | 8/31/2026
Beck's Seed Co. | 934 364th | Seward | NE | 68434-7607 | Seward | NE42387 | Active | 568429 | 2022 | NTI Trinity | WTSS - Watertube SS Steel | Office Mezzanine | HWFS - HW Heat - Floor & Sidewalk | 8/31/2026
Beck's Seed Co. | 934 364th | Seward | NE | 68434-7607 | Seward | NE42388 | Active | 568434 | 2022 | NTI Trinity | WTSS - Watertube SS Steel | Office Mezzanine | HWFS - HW Heat - Floor & Sidewalk | 8/31/2026
Beck's Seed Co. | 934 364th | Seward | NE | 68434-7607 | Seward | NE42389 | Active | 568411 | 2022 | NTI Trinity | WTSS - Watertube SS Steel | Office Mezzanine | HWFS - HW Heat - Floor & Sidewalk | 8/31/2026
Beck's Seed Co. | 934 364th | Seward | NE | 68434-7607 | Seward | NE42390 | Active | 568430 | 2022 | NTI Trinity | WTSS - Watertube SS Steel | Office Mezzanine | HWFS - HW Heat - Floor & Sidewalk | 8/31/2026
JEFF AND LINDA SHIMEK | PO Box 61 | Garland | NE | 68360-0061 | SEWARD | NE34054 | Inactive | 2704 | 1980 | PRECISION BOILERS | ELBL - Electric Boiler |  | STHT - Steam-Heat | 8/31/1998
ROBERT H MATZKE | ROUTE 2 BOX 250 | SEWARD | NE | 68434 | SEWARD | NE01376 | Inactive |  | 1919 | J.I. CASE | FT - Firetube Boiler | PORTABLE | 0024 - Antique Steam Tractor | 12/31/1994
RALPH FICKE | RR 2 Box 116 | Milford | NE | 68405-9802 | SEWARD | NE30177 | Exempt | 56825 | 1935 | BHC CO. | FT - Firetube Boiler | PORTABLE | 0024 - Antique Steam Tractor | 4/30/1991
EASTER SEAL CAMP | RR1 | MILFORD | NE | 68405-9801 | SEWARD | NE21559 | Inactive |  | 1975 | VULCRAFT | AHWH - ANSI/Fired Water Htr | RR1, MILFORD | HWSD - Hot Water Dom/Potable | 5/31/1999
CLINTON PUBLIC SCHOOL | 101 Love St | Gordon | NE | 69343-5550 | SHERIDAN | NE30142 | Inactive | 19184 | 1940 | KEWANEE | FT - Firetube Boiler | BOILER ROOM | STHT - Steam-Heat | 3/31/2008
LAUNDROMAT CORNER | 101 N Elm St | Gordon | NE | 69343-1432 | SHERIDAN | NE05981 | Scrapped/Junked | 60232 | 1977 | AO SMITH | COBL - Coil Type Boiler | BOILER ROOM | HWSP - Hot Water Non Potable Supply | 4/30/2008
Gordon Housing Authority | 109 N Cornell St | Gordon | NE | 69343-1503 | Sheridan | NE24285 | Inactive | n/a | 1997 | Weil-Mcclain | CI - Cast Iron | BOILER ROOM 2 | HWHT - Hot Water Heat | 10/31/2010
Gordon Housing Authority | 109 N Cornell St | Gordon | NE | 69343-1503 | Sheridan | NE24286 | Inactive | n/a | 1997 | Weil-Mcclain | CI - Cast Iron | BOILER ROOM 4 | HWHT - Hot Water Heat | 10/31/2009
Security First Insurance Center | 110 E 2nd St | Rushville | NE | 69360-4612 | Sheridan | NE43809 | Active | 619302 | 2024 | Lochinvar | FTSS - Firetube Stainless Steel | Mechanical room | HWHT - Hot Water Heat | 10/31/2026
Chamberlain-Drabbel Funeral Home | 115 Main St | Hay Springs | NE | 69347 | Sheridan | NE04707 | Inactive | n/a | 1936 | US Radiator | CI - Cast Iron | BASEMENT | STHT - Steam-Heat | 4/30/2024
Open Range Beef | 120 W US Highway 20 | Gordon | NE | 69343-1674 | Sheridan | NE25804 | Active | 29329 | 2007 | York Shipley | FTSM - FTS Marine Dry Back | Boiler Room | PROC - Process Steam | 3/31/2026
Open Range Beef | 120 W US Highway 20 | Gordon | NE | 69343-1674 | Sheridan | NE26879 | Scrapped/Junked | 44168 | 1992 | Kewanee | FT - Firetube Boiler | Mech Room | PROC - Process Steam | 3/31/2020
Open Range Beef | 120 W US Highway 20 | Gordon | NE | 69343-1674 | Sheridan | NE27578 | Out of Service | 26452 | 1993 | DONLEE Technonogies | FT - Firetube Boiler | Trailer | PROC - Process Steam | 10/31/2019
Open Range Beef | 120 W US Highway 20 | Gordon | NE | 69343-1674 | Sheridan | NE41145 | Active | 39077 | 1985 | Kewanee | FT - Firetube Boiler | Boiler room | PROC - Process Steam | 3/31/2026
Open Range Beef | 120 W US Highway 20 | Gordon | NE | 69343-1674 | Sheridan | NE41603 | Scrapped/Junked | 18307 | 2013 | Cleaver Brooks | FTWB - FTS Marine Wet Back | Trailer | PROC - Process Steam | 2/15/2023
1ST PRESBYTERIAN CHURCH | 136 N Oak St | Gordon | NE | 69343-1530 | SHERIDAN | NE08340 | Inactive |  | 1966 | AMERICAN STANDARD |  | BASEMENT BOILER ROOM | HWHT - Hot Water Heat | 5/31/2004
Farmer's Co-Op Elev Co | 201 E Orin St | Gordon | NE | 69343-1665 | Sheridan | NE11261 | Scrapped/Junked | 913 | 1963 | Superior Boiler Works | FT - Firetube Boiler | BOILER ROOM | PROC - Process Steam | 7/31/2013
COMMUNITY 1ST STATE BANK | 205 N Main St | Gordon | NE | 69343-1239 | SHERIDAN | NE19357 | Scrapped/Junked |  | 1964 | BRYAN STEAM LLC | WT - Water Tube Boiler | BOILER ROOM | HWHT - Hot Water Heat | 5/31/2003
St Leo's Church | 228 N Maverick St | Gordon | NE | 69343-1247 | Sheridan | NE23589 | Active | 426 | 2000 | Allied | COBL - Coil Type Boiler | boiler room | HWHT - Hot Water Heat | 4/30/2027
St Leo's Church | 228 N Maverick St | Gordon | NE | 69343-1247 | Sheridan | NE37578 | Scrapped/Junked |  | 1955 | National Crane | CI - Cast Iron | BASEMENT | HWHT - Hot Water Heat | 8/31/2000
Gordon Memorial Hospital | 300 E 8th St | Gordon | NE | 69343-1123 | Sheridan | NE02243 | Active | 28891 | 1972 | Cleaver Brooks | FTSM - FTS Marine Dry Back | BOILER ROOM | BSUP - Bldg Heat & Process | 7/31/2026
Gordon Memorial Hospital | 300 E 8th St | Gordon | NE | 69343-1123 | Sheridan | NE02244 | Active | 28889 | 1972 | Cleaver Brooks | FTSM - FTS Marine Dry Back | boiler room | BSUP - Bldg Heat & Process | 7/31/2026
Gordon Memorial Hospital | 300 E 8th St | Gordon | NE | 69343-1123 | Sheridan | NE21121 | Active | 26236 | 2021 | Steris Corp | ELBL - Electric Boiler | Surgery | AUCL - Autoclave | 7/31/2026
Gordon Municipal Pool | 300 W 4th St | Gordon | NE | 69343-1235 | Sheridan | NE07462 | Out of Service | 266327 | 2007 | Raypak | WTHW - Watertube Wtr Heater | Outdoor Mechanical | OPHT - Outdoor Pool Heater | 7/31/2019
Gordon Municipal Pool | 300 W 4th St | Gordon | NE | 69343-1235 | Sheridan | NE08341 | Inactive | 50367 | 1995 | TELE |  | OUTSIDE |  | 5/31/2004
Gordon Municipal Pool | 300 W 4th St | Gordon | NE | 69343-1235 | Sheridan | NE08342 | Scrapped/Junked | 50368 | 1995 | Teledyne & Laars | WT - Water Tube Boiler | Pool | OPHT - Outdoor Pool Heater | 7/31/2007
Gordon Municipal Pool | 300 W 4th St | Gordon | NE | 69343-1235 | Sheridan | NE29173 | Active | 523287 | 2021 | Raypak | WTHW - Watertube Wtr Heater | Outdoor Mechanical | OPHT - Outdoor Pool Heater | 6/30/2026
Sheridan County Courthouse | 301 E 2nd St | Rushville | NE | 69360 | Sheridan | NE10427 | Active | N/A | 2003 | Weil-Mcclain | CI - Cast Iron | boiler room | STHT - Steam-Heat | 2/28/2027
SHERIDAN CTY COURTHOUSE | 301 E 2ND ST | RUSHVILLE | NE | 69360 | SHERIDAN | NE35254 | Scrapped/Junked |  | 1986 | DUNKIRK |  | BOILER ROOM | STHT - Steam-Heat | 3/31/2003
PARKVIEW LODGE ASSISTED LIVING | 307 CONRAD ST | RUSHVILLE | NE | 69360-6503 | SHERIDAN | NE16417 | Inactive |  | 1968 | PEERLESS HEATER COMPANY |  | BOILER ROOM | HWHT - Hot Water Heat | 5/31/2007
PARKVIEW LODGE ASSISTED LIVING | 307 CONRAD ST | RUSHVILLE | NE | 69360-6503 | SHERIDAN | NE20255 | Exempt 1999 LB-66 |  | 1990 | AO SMITH | AHWH - ANSI/Fired Water Htr | LOWER EQUIP ROOM | HWSD - Hot Water Dom/Potable | 8/31/2000
PARKVIEW LODGE ASSISTED LIVING | 307 CONRAD ST | RUSHVILLE | NE | 69360-6503 | SHERIDAN | NE23501 | Exempt 1999 LB-66 |  | 1997 | AO SMITH | AHWH - ANSI/Fired Water Htr | LAUNDRY ROOM | HWSD - Hot Water Dom/Potable | 8/31/2000
Parkview Lodge Assisted Living | 308 Conrad St | Rushville | NE |  | SHERIDAN | NE16416 | Out of Service |  | 1948 | AMRA | CI - Cast Iron | BOILER ROOM | HWHT - Hot Water Heat | 5/31/2010
Parkview Lodge Assisted Living | 308 Conrad St | Rushville | NE |  | SHERIDAN | NE16418 | Out of Service |  | 1965 | KEWA | FTFB - Firetube-Firebox Boiler | BOILER ROOM | HWHT - Hot Water Heat | 5/31/2010
Jefco Inn | 308 S Cornell St | Gordon | NE | 69343-1504 | SHERIDAN | NE08576 | Scrapped/Junked | N/A | 2001 | HYDR | FTNF - Firetube Flueless | BASEMENT | HWHT - Hot Water Heat | 4/30/2013
Jefco Inn | 308 S Cornell St | Gordon | NE | 69343-1504 | SHERIDAN | NE25403 | Scrapped/Junked | N/A | 1988 | HYDR | CI - Cast Iron | BASEMENT | HWHT - Hot Water Heat | 4/30/2012
Jefco Inn | 308 S Cornell St | Gordon | NE | 69343-1504 | SHERIDAN | NE25404 | Scrapped/Junked | N/A | 1986 | HYDR | FT - Firetube Boiler | BASEMENT | HWHT - Hot Water Heat | 4/30/2013
Jefco Inn | 308 S Cornell St | Gordon | NE | 69343-1504 | SHERIDAN | NE25405 | Scrapped/Junked | 20291 | 1986 | HYDROTHERM/ADV THER HYD | FTNF - Firetube Flueless | BASEMENT | HWHT - Hot Water Heat | 8/31/2001
Jefco Inn | 308 S Cornell St | Gordon | NE | 69343-1504 | SHERIDAN | NE25406 | Out of Service | N/A | 1995 | HYDR | FT - Firetube Boiler | BASEMENT | HWSD - Hot Water Dom/Potable | 4/30/2012
RUSHVILLE HIGH SCHOOL | 310 SPRAGUE ST | RUSHVILLE | NE | 69360 | SHERIDAN | NE03904 | Exempt 1999 LB-66 |  | 1987 | AO SMITH | AHWH - ANSI/Fired Water Htr |  | HWSD - Hot Water Dom/Potable | 7/31/1999
City Auditorium | 311 N Oak St | Gordon | NE | 69343-1252 | Sheridan | NE08615 | Active | NA | 2001 | Lochinvar | CPFH - Copper Fin Water Heater | Basement | HWHT - Hot Water Heat | 12/31/2026
City Auditorium | 311 N Oak St | Gordon | NE | 69343-1252 | Sheridan | NE15101 | Scrapped/Junked |  | 1978 | Bryant Boiler | CI - Cast Iron | BASEMENT | HWHT - Hot Water Heat | 4/30/2002
City Auditorium | 311 N Oak St | Gordon | NE | 69343-1252 | Sheridan | NE15102 | Inactive |  | 1981 | BRYN | CI - Cast Iron | AUD.-POLICE |  | 5/31/1990
Pioneer Manor Nursing Home | 318 N 3rd St | Hay Springs | NE | 69347 | Sheridan | NE01782 | Scrapped/Junked | 2528 | 2003 | ALLI | CI - Cast Iron | BOILER ROOM | HWHT - Hot Water Heat | 9/30/2024
Pioneer Manor Nursing Home | 318 N 3rd St | Hay Springs | NE | 69347 | Sheridan | NE01783 | Scrapped/Junked | 2529 | 2003 | ALLI | CI - Cast Iron | BOILER ROOM | HWHT - Hot Water Heat | 9/30/2024
Pioneer Manor Nursing Home | 318 N 3rd St | Hay Springs | NE | 69347 | Sheridan | NE26468 | Active | 198904 | 2014 | AOSM | CHWH - ASME/Fired Water Heater | BOILER ROOM | HWSD - Hot Water Dom/Potable | 6/30/2026
Pioneer Manor Nursing Home | 318 N 3rd St | Hay Springs | NE | 69347 | Sheridan | NE30339 | Scrapped/Junked | N/A | 1980 | AOSM | AHWH - ANSI/Fired Water Htr | BOILER ROOM | HWSD - Hot Water Dom/Potable | 9/30/2016
PIONEER MANOR NRSG HOME | 318 N 3RD ST | HAY SPRINGS | NE | 69347 | SHERIDAN | NE30338 | Scrapped/Junked |  | 1970 | KEWANEE | FT - Firetube Boiler | BOILER ROOM | HWHT - Hot Water Heat | 5/31/2003
St Columbkille Mission | 345 N Main St | Hay Springs | NE | 69347 | Sheridan | NE20291 | Active | n/a | 1981 | Bryant | CI - Cast Iron | BASEMENT | HWHT - Hot Water Heat | 3/31/2027
Hay Springs Public School | 407 N Baker St | Hay Springs | NE | 69347 | Sheridan | NE28225 | Active | 313376 | 2018 | Lochinvar | COBL - Coil Type Boiler | BOILER ROOM | HWHT - Hot Water Heat | 11/30/2026
Hay Springs Public School | 407 N Baker St | Hay Springs | NE | 69347 | Sheridan | NE28226 | Active | 95873 | 2018 | Lochinvar | COBL - Coil Type Boiler | BOILER ROOM | HWHT - Hot Water Heat | 11/30/2026
Hay Springs Public School | 407 N Baker St | Hay Springs | NE | 69347 | Sheridan | NE28227 | Active | 332463 | 2018 | Lochinvar | COBL - Coil Type Boiler | BOILER ROOM | HWHT - Hot Water Heat | 11/30/2026
Hay Springs Public School | 407 N Baker St | Hay Springs | NE | 69347 | Sheridan | NE31739 | Scrapped/Junked | n/a | 1980 | Bryant | CI - Cast Iron | BOILER ROOM | HWHT - Hot Water Heat | 4/30/2019
Hay Springs Public School | 407 N Baker St | Hay Springs | NE | 69347 | Sheridan | NE34407 | Scrapped/Junked |  | 1965 | Weil-Mcclain | CI - Cast Iron | BOILER ROOM | STHT - Steam-Heat | 4/30/2003
HAY SPRINGS PUBLIC SCH | 407 N BAKER ST | HAY SPRINGS | NE | 69347 | SHERIDAN | NE19356 | Exempt 1999 LB-66 |  | 1983 | AO SMITH | AHWH - ANSI/Fired Water Htr | BOILER ROOM | HWSD - Hot Water Dom/Potable | 4/30/2000
Gordon Countryside Care Center | 500 E 10th St | Gordon | NE | 69343-1157 | SHERIDAN | NE00805 | Active | 61804 | 1998 | STAT | CHWH - ASME/Fired Water Heater | BOILER ROOM | HWSD - Hot Water Dom/Potable | 4/30/2026
Gordon Countryside Care Center | 500 E 10th St | Gordon | NE | 69343-1157 | SHERIDAN | NE15992 | Active | N/A | 1975 | American Standard | CI - Cast Iron | BOILER ROOM | HWHT - Hot Water Heat | 4/30/2026
Gordon Countryside Care Center | 500 E 10th St | Gordon | NE | 69343-1157 | SHERIDAN | NE15993 | Scrapped/Junked |  | 1975 | RHEEM MANUFACTURING CO | AHWH - ANSI/Fired Water Htr | BOILER ROOM | HWSD - Hot Water Dom/Potable | 4/30/2001
Gordon Countryside Care Center | 500 E 10th St | Gordon | NE | 69343-1157 | SHERIDAN | NE18998 | Exempt 1999 LB-66 |  | 1969 | RUUD | AHWH - ANSI/Fired Water Htr |  | HWSD - Hot Water Dom/Potable | 4/30/1998
Gordon Elementary | 500 W 2nd St | Gordon | NE | 69343-1220 | Sheridan | NE33636 | Scrapped/Junked | n/a | 1984 | Peerless | CI - Cast Iron | BOILER ROOM | STHT - Steam-Heat | 3/31/2016
Immaculate Conception | 606 Church St | Rushville | NE | 69360 | Sheridan | NE23565 | Active | 288 | 1999 | ALLI | WT - Water Tube Boiler | boiler room | HWHT - Hot Water Heat | 5/31/2026
IMMACULATE CONCEPTION | 606 CHURCH ST | RUSHVILLE | NE | 69360 | SHERIDAN | NE20290 | Scrapped/Junked |  | 1962 | KEWANEE | FTFB - Firetube-Firebox Boiler | 606 CHURCH ST | HWHT - Hot Water Heat | 10/31/1999
LUCILLE SWARD | 708 N Main St | Gordon | NE | 69343-1034 | SHERIDAN | NE18474 | Exempt |  | 1932 | AMERICAN RADIATOR |  | BASEMENT | STHT - Steam-Heat | 8/31/2002
Gordon Rushville High School | 810 N Oak St | Gordon | NE | 69343-1044 | Sheridan | NE03937 | Scrapped/Junked | N/A | 1968 | AOSM | AHWH - ANSI/Fired Water Htr | BOILER ROOM | HWSD - Hot Water Dom/Potable | 3/31/2014
Gordon Rushville High School | 810 N Oak St | Gordon | NE | 69343-1044 | Sheridan | NE23527 | Exempt 1999 LB-66 |  | 1997 | AO SMITH | AHWH - ANSI/Fired Water Htr | SHOP | HWSD - Hot Water Dom/Potable | 10/31/2000
Gordon Rushville High School | 810 N Oak St | Gordon | NE | 69343-1044 | Sheridan | NE25898 | Active | 324466 | 2014 | Lochinvar | WTSS - Watertube SS Steel | Basement Boiler Room | GLYC - Glycol Bldg Heat Sys | 11/30/2026
Gordon Rushville High School | 810 N Oak St | Gordon | NE | 69343-1044 | Sheridan | NE31477 | Scrapped/Junked | 15632 | 1983 | VULCAN-HART | FT - Firetube Boiler | KITCHEN | COOK - Cooker/Kettle | 3/31/2008
Gordon Rushville High School | 810 N Oak St | Gordon | NE | 69343-1044 | Sheridan | NE31637 | Scrapped/Junked | n/a | 1986 | Peerless | CI - Cast Iron | BOILER ROOM | STHT - Steam-Heat | 3/31/2015
GORDON BY-PRODUCTS | PO Box 177 | Gordon | NE | 69343-0177 | SHERIDAN | NE02155 | Inactive | 1292 | 1964 | NEBRASKA BOILER | WT - Water Tube Boiler | BOILER ROOM | PROC - Process Steam | 7/31/1992
GORDON BY-PRODUCTS | PO Box 177 | Gordon | NE | 69343-0177 | SHERIDAN | NE16609 | Scrapped/Junked | 5401 | 1955 | CYCLOTHERM | FT - Firetube Boiler | PLANT | PROC - Process Steam | 11/30/1992
GORDON BY-PRODUCTS | PO Box 177 | Gordon | NE | 69343-0177 | SHERIDAN | NE16619 | Inactive | 23747 | 1968 | KEWANEE | FT - Firetube Boiler | BOILER ROOM | PROC - Process Steam | 5/31/1995
Rushville City Pool | Po Box 199 | Rushville | NE | 69360-0199 | Sheridan | NE25402 | Inactive | 33064 | 1993 | Loch | CPFT - Horiz Cpr Fin Boiler | POOL ROOM | OPHT - Outdoor Pool Heater | 7/31/2003
PREMUIM BEEF OF NEBRASKA | PO Box 271 | Gordon | NE | 69343-0271 | SHERIDAN | NE04898 | Inactive |  | 1972 | MALSBURY | WT - Water Tube Boiler | BLR ROOM 2 | HWHT - Hot Water Heat | 8/31/1997
PREMUIM BEEF OF NEBRASKA | PO Box 271 | Gordon | NE | 69343-0271 | SHERIDAN | NE04899 | Inactive | 3285 | 1972 | MALSBURY | WT - Water Tube Boiler | BLR ROOM 2 | HWHT - Hot Water Heat | 8/31/1997
PREMUIM BEEF OF NEBRASKA | PO Box 271 | Gordon | NE | 69343-0271 | SHERIDAN | NE13596 | Inactive | 7400 | 1976 | SUPERIOR BOILERWORKS | FT - Firetube Boiler | BOILER ROOM | PROC - Process Steam | 8/31/1997
J & R MEATS | PO Box 349 | Rushville | NE | 69360-0349 | SHERIDAN | NE03554 | Inactive | 27840 | 1968 | PM LATTNER MFR COMPANY | FT - Firetube Boiler | BASEMENT | PROC - Process Steam | 9/30/1993
COONS MOTOR COMPANY | UNKNOWN | GORDON | NE | 69343 | SHERIDAN | NE14409 | Inactive |  | 1965 | AMERICAN STANDARD |  | COONS MOTOR CO | HWHT - Hot Water Heat | 2/28/1998
Loup City Pool | 100 S 1st St | Loup City | NE | 68853-6121 | Sherman | NE00151 | Scrapped/Junked | 392191 | 1999 | Teledyne Laars | WT - Water Tube Boiler | POOL HOUSE | OPHT - Outdoor Pool Heater | 6/30/2014
Loup City Pool | 100 S 1st St | Loup City | NE | 68853-6121 | Sherman | NE25844 | Active | 265531 | 2015 | PENTAIR | WT - Water Tube Boiler | Boiler Room | OPHT - Outdoor Pool Heater | 5/31/2026
Rose Lane Nursing Home | 1005 N 8th St | Loup City | NE | 68853-8215 | Sherman | NE01618 | Scrapped/Junked | 81522 | 2003 | STAT | CHWH - ASME/Fired Water Heater | WEST FURNACE ROOM | HWSD - Hot Water Dom/Potable | 2/28/2011
Rose Lane Nursing Home | 1005 N 8th St | Loup City | NE | 68853-8215 | Sherman | NE05757 | Scrapped/Junked | 29201 | 1997 | WEBJ | COBL - Coil Type Boiler | BOILER ROOM | HWSD - Hot Water Dom/Potable | 7/31/2019
Rose Lane Nursing Home | 1005 N 8th St | Loup City | NE | 68853-8215 | Sherman | NE05876 | Scrapped/Junked | 43111 | 1998 | AO SMITH | CHWH - ASME/Fired Water Heater | W FURNACE ROOM | HWSD - Hot Water Dom/Potable | 1/31/2004
Rose Lane Nursing Home | 1005 N 8th St | Loup City | NE | 68853-8215 | Sherman | NE19829 | Scrapped/Junked | 153469 | 2010 | AO SMITH | CHWH - ASME/Fired Water Heater | W. Mech. Room | HWSD - Hot Water Dom/Potable | 2/28/2016
Rose Lane Nursing Home | 1005 N 8th St | Loup City | NE | 68853-8215 | Sherman | NE25861 | Scrapped/Junked | 201455 | 2015 | STAT | CHWH - ASME/Fired Water Heater | WEST FURNACE ROOM | HWSD - Hot Water Dom/Potable | 7/31/2022
Rose Lane Nursing Home | 1005 N 8th St | Loup City | NE | 68853-8215 | Sherman | NE27796 | Active | 427766 | 2018 | CAMUS | WT - Water Tube Boiler | Boiler Room | HWSD - Hot Water Dom/Potable | 7/31/2025
Rose Lane Nursing Home | 1005 N 8th St | Loup City | NE | 68853-8215 | Sherman | NE41325 | Active | 164057 | 2021 | AO SMITH | CHWH - ASME/Fired Water Heater | W. Mech. Room | HWSD - Hot Water Dom/Potable | 7/31/2025
CENTRAL PIPING AND REPAIR | 1015 E 30th St | Kearney | NE | 68847-3737 | SHERMAN | NE40345 | Inactive |  | 1993 | PEERLESS HEATER COMPANY |  |  | STHT - Steam-Heat | 2/28/2000
ASHTON ELEMENTARY SCHOOL | 109 N 7TH ST | LOUP CITY | NE | 68853-8093 | SHERMAN | NE34838 | Inactive |  | 1986 | PEERLESS HEATER COMPANY |  |  | STHT - Steam-Heat | 8/31/1998
St Francis Parish School | 145 Howells Ave | Ashton | NE | 68817 | Sherman | NE10139 | Scrapped/Junked | 47676 | 2007 | Lochinvar | COBL - Coil Type Boiler | BOILER ROOM | HWHT - Hot Water Heat | 1/31/2023
St Francis Parish School | 145 Howells Ave | Ashton | NE | 68817 | Sherman | NE34463 | Scrapped/Junked |  | 1966 | PEER | CI - Cast Iron | BOILER ROOM | HWHT - Hot Water Heat | 2/28/2008
St Francis Parish School | 145 Howells Ave | Ashton | NE | 68817 | Sherman | NE41654 | Active | 241719 | 2021 | Lochinvar | FTSS - Firetube Stainless Steel | Boiler Room | HWHT - Hot Water Heat | 2/28/2027
Bullet Weights | 330 O St | Loup City | NE | 68853-8025 | Sherman | NE10418 | Out of Service | 12430 | 2002 | ALES | FTFB - Firetube-Firebox Boiler | BOILER ROOM | STHT - Steam-Heat | 10/31/2022
Bullet Weights | 330 O St | Loup City | NE | 68853-8025 | Sherman | NE33725 | Inactive |  | 1935 | KEWANEE | FT - Firetube Boiler |  | STHT - Steam-Heat | 8/31/1999
Bullet Weights | 330 O St | Loup City | NE | 68853-8025 | Sherman | NE34826 | Scrapped/Junked |  | 1983 | PEERLESS HEATER COMPANY |  | BOILER ROOM | STHT - Steam-Heat | 6/30/2001
Litchfield Public School | 519 Main St | Litchfield | NE | 68852 | Sherman | NE33549 | Scrapped/Junked | 0 | 1962 | PEER | CI - Cast Iron | Boiler Room | STHT - Steam-Heat | 11/30/2010
SACRED HEART HOSPITAL | 626 N St | Loup City | NE | 68853-8110 | SHERMAN | NE03501 | Inactive | 388 | 1952 | YORK SHIPLEY | FT - Firetube Boiler | BOILER ROOM | PROC - Process Steam | 7/31/1991
SACRED HEART HOSPITAL | 626 N St | Loup City | NE | 68853-8110 | SHERMAN | NE03502 | Inactive | 391 | 1952 | SHIPLEY | FT - Firetube Boiler | BOILER ROOM | PROC - Process Steam | 10/31/1991
SACRED HEART HOSPITAL | 626 N St | Loup City | NE | 68853-8110 | SHERMAN | NE03503 | Inactive | 389 | 1952 | YORK SHIPLEY | FT - Firetube Boiler | BOILER ROOM | PROC - Process Steam | 8/31/1989
Loup City Elementary School | 630 N 7th St | Loup City | NE | 68853-8046 | Sherman | NE32917 | Scrapped/Junked | NA | 1979 | State Ind. | AHWH - ANSI/Fired Water Htr | Boiler room | HWSD - Hot Water Dom/Potable | 11/30/2016
Loup City Elementary School | 630 N 7th St | Loup City | NE | 68853-8046 | Sherman | NE33727 | Scrapped/Junked | NA | 1957 | National | CI - Cast Iron | Boiler room | STHT - Steam-Heat | 11/30/2023
Sherman County Courthouse | 630 O St | Loup City | NE | 68853-8003 | Sherman | NE09488 | Scrapped/Junked | N/A | 1970 | BRYN | CI - Cast Iron | BOILER ROOM | HWHT - Hot Water Heat | 2/28/2012
Sherman County Courthouse | 630 O St | Loup City | NE | 68853-8003 | Sherman | NE22081 | Active | 18208 | 2010 | Aldrich | FTVT - Firetube Vertical TB | Basement | HWHT - Hot Water Heat | 6/30/2026
Sherman County Courthouse | 630 O St | Loup City | NE | 68853-8003 | Sherman | NE22082 | Active | 18206 | 2010 | Aldrich | FTVT - Firetube Vertical TB | Basement | HWHT - Hot Water Heat | 6/30/2026
Loup City Public Schools | 800 N 8th St | Loup City | NE | 68853-8020 | Sherman | NE18831 | Scrapped/Junked | 9495 | 1997 | Aldrich | FT - Firetube Boiler | High school boiler room | HWHT - Hot Water Heat | 11/30/2023
Loup City Public Schools | 800 N 8th St | Loup City | NE | 68853-8020 | Sherman | NE18832 | Scrapped/Junked | 9496 | 1997 | Aldrich | FT - Firetube Boiler | High school boiler room | HWHT - Hot Water Heat | 11/30/2023
Loup City Public Schools | 800 N 8th St | Loup City | NE | 68853-8020 | Sherman | NE18833 | Scrapped/Junked | 30319 | 1997 | Aerco International | FT - Firetube Boiler | High School Boiler Room | HWSD - Hot Water Dom/Potable | 11/30/2018
Loup City Public Schools | 800 N 8th St | Loup City | NE | 68853-8020 | Sherman | NE24674 | Active | 19115 | 2014 | Aldrich | FTVT - Firetube Vertical TB | boiler room | HWHT - Hot Water Heat | 11/30/2026
Loup City Public Schools | 800 N 8th St | Loup City | NE | 68853-8020 | Sherman | NE25031 | Scrapped/Junked | 10841 | 2000 | Aldrich | FT - Firetube Boiler | Boiler room | HWHT - Hot Water Heat | 11/30/2017
Loup City Public Schools | 800 N 8th St | Loup City | NE | 68853-8020 | Sherman | NE25035 | Scrapped/Junked | 10535 | 1999 | Aldrich | FT - Firetube Boiler | Boiler Room | HWHT - Hot Water Heat | 11/30/2014
Loup City Public Schools | 800 N 8th St | Loup City | NE | 68853-8020 | Sherman | NE27378 | Active | 31978 | 2018 | Lochinvar | FTSS - Firetube Stainless Steel | Mechanical Room | HWSD - Hot Water Dom/Potable | 11/30/2026
Loup City Public Schools | 800 N 8th St | Loup City | NE | 68853-8020 | Sherman | NE27795 | Active | 19949 | 2017 | Aldrich | FTVT - Firetube Vertical TB | boiler room | HWHT - Hot Water Heat | 11/30/2026
Loup City Public Schools | 800 N 8th St | Loup City | NE | 68853-8020 | Sherman | NE43353 | Active | 404927 | 2023 | Lochinvar | FTSS - Firetube Stainless Steel | Boiler Room | HWHT - Hot Water Heat | 11/30/2026
Loup City Public Schools | 800 N 8th St | Loup City | NE | 68853-8020 | Sherman | NE43354 | Active | 404960 | 2023 | Lochinvar | FTSS - Firetube Stainless Steel | Boiler Room | HWHT - Hot Water Heat | 11/30/2026
Loup City Public Schools | 800 N 8th St | Loup City | NE | 68853-8020 | Sherman | NE43355 | Active | 404956 | 2023 | Lochinvar | FTSS - Firetube Stainless Steel | Boiler Room | HWHT - Hot Water Heat | 11/30/2026
LOUP CITY HIGH SCHOOL | 800 N 8th St | Loup City | NE | 68853-8020 | SHERMAN | NE31401 | Scrapped/Junked | 9816 | 1964 | KEWANEE | FT - Firetube Boiler |  | HWHT - Hot Water Heat | 8/31/2000
FREDERICK HOTEL & CAFE | 810 O St | Loup City | NE | 68853-8000 | SHERMAN | NE40530 | Inactive |  | 1945 | IDEAL |  | BASEMENT | STHT - Steam-Heat | 5/31/2000
FREDERICK HOTEL & CAFE | 810 O St | Loup City | NE | 68853-8000 | SHERMAN | NE40531 | Inactive | 23368 | 1997 | AO SMITH | WT - Water Tube Boiler | BASEMENT | HWSD - Hot Water Dom/Potable | 5/31/2000
VACANT BLDG | O ST | LOUP CITY | NE | 68853 | SHERMAN | NE16869 | Inactive |  | 1981 | PEERLESS HEATER COMPANY |  | LIBRARY BSMT | STHT - Steam-Heat | 4/30/1998
NPPD/LOUP CITY | PO Box 455 | Loup City | NE | 68853-0455 | SHERMAN | NE14298 | Inactive |  | 1930 | AMERICAN RADIATOR |  | BASEMENT | STHT - Steam-Heat | 3/31/1990
Former Harrison School District 7 | 309 W 3rd St | Harrison | NE | 69346-1771 | Sioux | NE24667 | Active | n/a | 2014 | Weil-McLain | CI - Cast Iron | boiler room | HWHT - Hot Water Heat | 3/31/2027
Former Harrison School District 7 | 309 W 3rd St | Harrison | NE | 69346-1771 | Sioux | NE26163 | Active | N/A | 2015 | Weil-McLain | CI - Cast Iron | boiler room | HWHT - Hot Water Heat | 3/31/2027
Former Harrison School District 7 | 309 W 3rd St | Harrison | NE | 69346-1771 | Sioux | NE30038 | Active | n/a | 1987 | Weil-Mcclain | CI - Cast Iron | BOILER ROOM | HWSD - Hot Water Dom/Potable | 3/31/2027
Former Harrison School District 7 | 309 W 3rd St | Harrison | NE | 69346-1771 | Sioux | NE30039 | Scrapped/Junked | n/a | 1987 | Weil-Mcclain | CI - Cast Iron | BOILER ROOM | HWHT - Hot Water Heat | 3/31/2014
Former Harrison School District 7 | 309 W 3rd St | Harrison | NE | 69346-1771 | Sioux | NE30040 | Scrapped/Junked | n/a | 1987 | Weil-Mcclain | CI - Cast Iron | BOILER ROOM | HWHT - Hot Water Heat | 3/31/2016
Sioux County High School | 435 Kate St | Harrison | NE | 69346 | Sioux | NE14661 | Scrapped/Junked | N/A | 2009 | Burnham | CI - Cast Iron | BASEMENT | STHT - Steam-Heat | 3/31/2020
Sioux County High School | 435 Kate St | Harrison | NE | 69346 | Sioux | NE20238 | Active | 42240 | 1994 | Teledyne Laars | CPFT - Horiz Cpr Fin Boiler | BOILER ROOM | HWSD - Hot Water Dom/Potable | 3/31/2027
Sioux County High School | 435 Kate St | Harrison | NE | 69346 | Sioux | NE23502 | Scrapped/Junked |  | 1998 | BURN | CI - Cast Iron | HIGH SCHOOL | STHT - Steam-Heat | 3/31/2009
Sioux County High School | 435 Kate St | Harrison | NE | 69346 | Sioux | NE23503 | Scrapped/Junked | n/a | 1998 | Burnham | CI - Cast Iron | HIGH SCHOOL | STHT - Steam-Heat | 3/31/2020
Brd Of Cty Commissioners | Sioux County Courthouse | Harrison | NE |  | Sioux | NE16415 | Inactive |  | 1965 | American Radiator | CI - Cast Iron | BASEMENT | STHT - Steam-Heat | 8/31/2000
Stanton High School | 1007 Kingwood St | Stanton | NE | 68779-2267 | Stanton | NE18540 | Active | 8270 | 1995 | ALES | FTVT - Firetube Vertical TB | ROOM 220 | HWHT - Hot Water Heat | 7/31/2026
Stanton High School | 1007 Kingwood St | Stanton | NE | 68779-2267 | Stanton | NE18541 | Active | 8272 | 1995 | ALES | FTVT - Firetube Vertical TB | PENTHOUSE | HWHT - Hot Water Heat | 7/31/2026
Stanton High School | 1007 Kingwood St | Stanton | NE | 68779-2267 | Stanton | NE18542 | Active | 8269 | 1995 | ALES | FTVT - Firetube Vertical TB | PENTHOUSE | HWHT - Hot Water Heat | 7/31/2026
Stanton High School | 1007 Kingwood St | Stanton | NE | 68779-2267 | Stanton | NE22527 | Scrapped/Junked | 60883 | 1992 | RHEEM | CHWH - ASME/Fired Water Heater | BOILER ROOM | HWSD - Hot Water Dom/Potable | 7/31/2015
Stanton High School | 1007 Kingwood St | Stanton | NE | 68779-2267 | Stanton | NE25658 | Active | 108190 | 2014 | Bradford White | CHWH - ASME/Fired Water Heater | boiler room | HWSD - Hot Water Dom/Potable | 7/31/2026
Stanton High School | 1007 Kingwood St | Stanton | NE | 68779-2267 | Stanton | NE25659 | Active | 296247 | 2014 | Laars | WTSS - Watertube SS Steel | boiler room | HWSD - Hot Water Dom/Potable | 7/31/2026
Stanton High School | 1007 Kingwood St | Stanton | NE | 68779-2267 | Stanton | NE25660 | Active | 296267 | 2014 | Laars | WTSS - Watertube SS Steel | boiler room | HWSD - Hot Water Dom/Potable | 7/31/2026
Stanton High School | 1007 Kingwood St | Stanton | NE | 68779-2267 | Stanton | NE34286 | Scrapped/Junked | N/A | 1951 | NATR | FTFB - Firetube-Firebox Boiler | BOILER ROOM | STHT - Steam-Heat | 7/31/2015
VFW POST 3602 | 1106 RAILROAD ST | STANTON | NE | 68779 | STANTON | NE21536 | Scrapped/Junked |  | 1984 | WEIL MCLAIN |  | BOILER ROOM | HWHT - Hot Water Heat | 3/31/2004
CITY STANTON/CITY HALL | 1196 Ivy St | Stanton | NE | 68779-2215 | STANTON | NE07107 | Inactive |  | 1980 | WEIL MCLAIN |  | BASEMENT | STHT - Steam-Heat | 12/31/1999
Nucor Steel Nebraska | 2911 E Nucor Rd | Norfolk | NE | 68701-9634 | Stanton | NE15488 | Out of Service | 6333 | 1993 | INDUSTRIAL | FTSM - FTS Marine Dry Back | boiler area | PROC - Process Steam | 5/31/2017
Nucor Steel Nebraska | 2911 E Nucor Rd | Norfolk | NE | 68701-9634 | Stanton | NE18803 | Scrapped/Junked | 25379 | 1996 | WEBEN JARCO | COBL - Coil Type Boiler | SHOWER HOUSE | HWSD - Hot Water Dom/Potable | 3/31/2006
Nucor Steel Nebraska | 2911 E Nucor Rd | Norfolk | NE | 68701-9634 | Stanton | NE26319 | Inactive | 18080 | 2015 | Superior Boiler Works | FTWB - FTS Marine Wet Back | Portable Trailer | PROC - Process Steam | 4/30/2019
Nucor Steel Nebraska | 2911 E Nucor Rd | Norfolk | NE | 68701-9634 | Stanton | NE27243 | Active | 18475 | 2017 | Superior | FTWB - FTS Marine Wet Back | Power house | PROC - Process Steam | 9/30/2026
Nucor Steel Nebraska | 2911 E Nucor Rd | Norfolk | NE | 68701-9634 | Stanton | NE41451 | Scrapped/Junked | 20096 | 2017 | Cleaver Brooks | FTHT - Firetube Horizontal | Mobile Trailer | PROC - Process Steam | 12/31/2022
Air Liquide Ind | 2915 E Nucor Rd | Norfolk | NE | 68701-9634 | Stanton | NE07276 | Inactive | 9092-05 | 1932 | Unknown | UFPV - Unfired Pressure Vessel | Yard | STOR - Storage Vessel | 10/31/2019
Air Liquide Ind | 2915 E Nucor Rd | Norfolk | NE | 68701-9634 | Stanton | NE07277 | Inactive | 8087-18 | 1932 | Unknown | UFPV - Unfired Pressure Vessel | Yard | STOR - Storage Vessel | 10/31/2019
Air Liquide Ind | 2915 E Nucor Rd | Norfolk | NE | 68701-9634 | Stanton | NE07278 | Inactive | 9092-10 | 1932 | Unknown | UFPV - Unfired Pressure Vessel | Yard | STOR - Storage Vessel | 10/31/2019
Air Liquide Ind | 2915 E Nucor Rd | Norfolk | NE | 68701-9634 | Stanton | NE07279 | Inactive | 8089-16 | 1932 | Unknown | UFPV - Unfired Pressure Vessel | Yard | STOR - Storage Vessel | 10/31/2019
Air Liquide Ind | 2915 E Nucor Rd | Norfolk | NE | 68701-9634 | Stanton | NE07280 | Inactive | 9092-14 | 1932 | Unknown | UFPV - Unfired Pressure Vessel | Yard | STOR - Storage Vessel | 10/31/2019
Air Liquide Ind | 2915 E Nucor Rd | Norfolk | NE | 68701-9634 | Stanton | NE07281 | Inactive | 9094-24 | 1932 | Unknown | UFPV - Unfired Pressure Vessel | Yard | STOR - Storage Vessel | 10/31/2019
Air Liquide Ind | 2915 E Nucor Rd | Norfolk | NE | 68701-9634 | Stanton | NE07282 | Inactive | 8089-24 | 1932 | Unknown | UFPV - Unfired Pressure Vessel | Yard | STOR - Storage Vessel | 10/31/2019
Air Liquide Ind | 2915 E Nucor Rd | Norfolk | NE | 68701-9634 | Stanton | NE07283 | Inactive | 9088-08 | 1932 | Unknown | UFPV - Unfired Pressure Vessel | Yard | STOR - Storage Vessel | 10/31/2019
Air Liquide Ind | 2915 E Nucor Rd | Norfolk | NE | 68701-9634 | Stanton | NE07284 | Inactive | 9088-24 | 1932 | Unknown | UFPV - Unfired Pressure Vessel | Yard | STOR - Storage Vessel | 10/31/2019
Air Liquide Ind | 2915 E Nucor Rd | Norfolk | NE | 68701-9634 | Stanton | NE07285 | Inactive | 9092-22 | 1932 | Unknown | UFPV - Unfired Pressure Vessel | Yard | STOR - Storage Vessel | 10/31/2019
Air Liquide Ind | 2915 E Nucor Rd | Norfolk | NE | 68701-9634 | Stanton | NE23248 | Inactive | 51185 | 1997 | AJAX Boiler Co | WT - Water Tube Boiler | Yard | GLYC - Glycol Bldg Heat Sys | 10/31/2019
Stanton Health Center | 301 17th St | Stanton | NE | 68779-2302 | Stanton | NE00326 | Scrapped/Junked | 51183 | 1999 | AOSM | CHWH - ASME/Fired Water Heater | BOILER ROOM | HWSD - Hot Water Dom/Potable | 12/31/2012
Stanton Health Center | 301 17th St | Stanton | NE | 68779-2302 | Stanton | NE01588 | Scrapped/Junked | 69778 | 2000 | STAT | CHWH - ASME/Fired Water Heater | BOILER ROOM | HWSD - Hot Water Dom/Potable | 12/31/2013
Stanton Health Center | 301 17th St | Stanton | NE | 68779-2302 | Stanton | NE04173 | Scrapped/Junked | 99589 | 1980 | AO SMITH | COBL - Coil Type Boiler | BOILER ROOM | HWHT - Hot Water Heat | 12/31/2006
Stanton Health Center | 301 17th St | Stanton | NE | 68779-2302 | Stanton | NE06886 | Scrapped/Junked | C10159 | 2005 | AOSC | COBL - Coil Type Boiler | BOILER ROOM | HWHT - Hot Water Heat | 12/31/2024
Stanton Health Center | 301 17th St | Stanton | NE | 68779-2302 | Stanton | NE06887 | Scrapped/Junked | C10158 | 2005 | AOSC | COBL - Coil Type Boiler | BOILER ROOM | HWHT - Hot Water Heat | 12/31/2014
Stanton Health Center | 301 17th St | Stanton | NE | 68779-2302 | Stanton | NE07167 | Scrapped/Junked |  | 1986 | STATE INDUSTRIES | AHWH - ANSI/Fired Water Htr | BOILER ROOM | HWSD - Hot Water Dom/Potable | 12/31/2001
Stanton Health Center | 301 17th St | Stanton | NE | 68779-2302 | Stanton | NE07168 | Scrapped/Junked | 76066 | 1988 | AOSM | COBL - Coil Type Boiler | BOILER ROOM | HWHT - Hot Water Heat | 12/31/2008
Stanton Health Center | 301 17th St | Stanton | NE | 68779-2302 | Stanton | NE07177 | Scrapped/Junked | 99590 | 1980 | AO SMITH | COBL - Coil Type Boiler | BOILER ROOM | HWHT - Hot Water Heat | 12/31/2006
Stanton Health Center | 301 17th St | Stanton | NE | 68779-2302 | Stanton | NE10298 | Scrapped/Junked | 75725 | 2002 | STAT | CHWH - ASME/Fired Water Heater | BOILER ROOM | HWSD - Hot Water Dom/Potable | 12/31/2012
Stanton Health Center | 301 17th St | Stanton | NE | 68779-2302 | Stanton | NE18515 | Scrapped/Junked | 28270 | 1995 | AOSM | COBL - Coil Type Boiler | DAYCARE BOILER ROOM | HWHT - Hot Water Heat | 12/31/2023
Stanton Health Center | 301 17th St | Stanton | NE | 68779-2302 | Stanton | NE18516 | Inactive | 27923 | 1995 | A. O. Smith | CHWH - ASME/Fired Water Heater | NEW MECH RM | HWSD - Hot Water Dom/Potable | 12/31/2001
Stanton Health Center | 301 17th St | Stanton | NE | 68779-2302 | Stanton | NE21466 | Scrapped/Junked | 159987 | 2011 | State Industries | CHWH - ASME/Fired Water Heater | BOILER ROOM | HWSD - Hot Water Dom/Potable | 12/31/2015
Stanton Health Center | 301 17th St | Stanton | NE | 68779-2302 | Stanton | NE22031 | Active | 158341 | 2011 | AOSM | CHWH - ASME/Fired Water Heater | BOILER ROOM | HWSD - Hot Water Dom/Potable | 12/31/2026
Stanton Health Center | 301 17th St | Stanton | NE | 68779-2302 | Stanton | NE22547 | Scrapped/Junked | 59074 | 1997 | STATE INDUSTRIES | CHWH - ASME/Fired Water Heater | BOILER ROOM | HWSD - Hot Water Dom/Potable | 12/31/2002
Stanton Health Center | 301 17th St | Stanton | NE | 68779-2302 | Stanton | NE23057 | Scrapped/Junked | 50242 | 1998 | AOSM | COBL - Coil Type Boiler | DAYCARE BOILER ROOM | HWHT - Hot Water Heat | 12/31/2019
Stanton Health Center | 301 17th St | Stanton | NE | 68779-2302 | Stanton | NE23058 | Scrapped/Junked | 50460 | 1999 | AOSM | COBL - Coil Type Boiler | ALZHIEMER BOILER ROOM | HWSD - Hot Water Dom/Potable | 12/31/2019
Stanton Health Center | 301 17th St | Stanton | NE | 68779-2302 | Stanton | NE23059 | Scrapped/Junked | 42782 | 1999 | AOSM | FTVT - Firetube Vertical TB | TRADITION BOILER ROOM | HWHT - Hot Water Heat | 12/31/2024
Stanton Health Center | 301 17th St | Stanton | NE | 68779-2302 | Stanton | NE25735 | Scrapped/Junked | C42446 | 2014 | A O Smith | COBL - Coil Type Boiler | Boiler room | HWHT - Hot Water Heat | 12/31/2024
Stanton Health Center | 301 17th St | Stanton | NE | 68779-2302 | Stanton | NE26239 | Scrapped/Junked | 198626 | 2014 | STAT | CHWH - ASME/Fired Water Heater | BOILER ROOM | HWSD - Hot Water Dom/Potable | 12/31/2019
Stanton Health Center | 301 17th St | Stanton | NE | 68779-2302 | Stanton | NE28168 | Active | C51714 | 2019 | AOSM | COBL - Coil Type Boiler | ALZHIEMER BOILER ROOM | HWSD - Hot Water Dom/Potable | 12/31/2026
Stanton Health Center | 301 17th St | Stanton | NE | 68779-2302 | Stanton | NE28305 | Active | 130258 | 2019 | Bradford White | CHWH - ASME/Fired Water Heater | BOILER ROOM | HWSD - Hot Water Dom/Potable | 12/31/2026
Stanton Health Center | 301 17th St | Stanton | NE | 68779-2302 | Stanton | NE28731 | Active | C52794 | 2020 | AOSM | COBL - Coil Type Boiler | DAYCARE BOILER ROOM | HWHT - Hot Water Heat | 12/31/2026
Stanton Health Center | 301 17th St | Stanton | NE | 68779-2302 | Stanton | NE42197 | Active | 55131 | 2022 | AOSM | COBL - Coil Type Boiler | DAYCARE BOILER ROOM | HWHT - Hot Water Heat | 12/31/2026
Stanton Health Center | 301 17th St | Stanton | NE | 68779-2302 | Stanton | NE43086 | Active | 470985 | 2024 | Lochinvar / AIC | FTVT - Firetube Vertical TB | Boiler Room | HWHT - Hot Water Heat | 12/31/2026
Stanton Health Center | 301 17th St | Stanton | NE | 68779-2302 | Stanton | NE43087 | Active | 470129 | 2024 | Lochinvar / AIC | FTVT - Firetube Vertical TB | Boiler Room | HWHT - Hot Water Heat | 12/31/2026
Darling International Inc | 3305 S Grandview Rd | Norfolk | NE | 68701-1588 | Stanton | NE17645 | Inactive |  | 1993 | BRADFORD-WHITE | AHWH - ANSI/Fired Water Htr | BOILER ROOM | HWSD - Hot Water Dom/Potable | 5/31/2003
Bldg demolished | 350 E 2nd St | Pilger | NE | 68768-4135 | Stanton | NE31290 | Scrapped/Junked |  | 1967 | DAYN | AHWH - ANSI/Fired Water Htr | BOILER ROOM | HWSD - Hot Water Dom/Potable | 7/31/2010
Bldg demolished | 350 E 2nd St | Pilger | NE | 68768-4135 | Stanton | NE32463 | Scrapped/Junked | n/a | 1967 | Kewanee | FTFB - Firetube-Firebox Boiler | BOILER ROOM | STHT - Steam-Heat | 1/31/2015
Pilger Pool | 400 W 2nd St | Pilger | NE | 68768-4137 | Stanton | NE14174 | Active | 269862 | 2007 | RAYPAK INC, CALIFORNIA | CPFT - Horiz Cpr Fin Boiler | POOL MECH ROOM | OPHT - Outdoor Pool Heater | 6/30/2026
Stanton Elementary School | 506 Fir St | Stanton | NE | 68779-7927 | Stanton | NE07705 | Active | 45202 | 2006 | Aerco International | COWH - Coil Type Water Heater | BOILER ROOM | HWHT - Hot Water Heat | 7/31/2026
Stanton Elementary School | 506 Fir St | Stanton | NE | 68779-7927 | Stanton | NE22349 | Exempt 1999 LB-66 |  | 1997 | AO SMITH | AHWH - ANSI/Fired Water Htr |  | HWSD - Hot Water Dom/Potable | 7/31/2000
Stanton Elementary School | 506 Fir St | Stanton | NE | 68779-7927 | Stanton | NE32470 | Inactive | n/a | 1968 | Kewanee | FTFB - Firetube-Firebox Boiler | BOILER ROOM | HWHT - Hot Water Heat | 7/31/2016
GARY KUESTER | 56723 835 Rd | Stanton | NE | 68779-7905 | STANTON | NE03351 | Exempt | 2739 | 1968 | SUPERIOR BOILERWORKS | FTSM - FTS Marine Dry Back |  | PROC - Process Steam | 1/1/1900
GARY KUESTER | 56723 835 Rd | Stanton | NE | 68779-7905 | STANTON | NE30285 | Inactive | 1230 | 1974 | ABCO | FT - Firetube Boiler | PROD. BARN | PROC - Process Steam | 6/30/2005
STANTON CITY POOL | 7TH & DOUGLAS | STANTON | NE | 68779 | STANTON | NE00286 | Scrapped/Junked |  | 1976 | AO SMITH | AHWH - ANSI/Fired Water Htr | FILTER ROOM | HWSD - Hot Water Dom/Potable | 6/30/2001
STANTON CITY POOL | 7TH & DOUGLAS | STANTON | NE | 68779 | STANTON | NE00287 | Scrapped/Junked | 41599 | 1987 | AO SMITH | WT - Water Tube Boiler | FILTER ROOM | OPHT - Outdoor Pool Heater | 6/30/2002
Stanton County Courthouse | 804 Ivy St | Stanton | NE | 68779-2351 | Stanton | NE11356 | Scrapped/Junked | 12839 | 2003 | ALES | FTVT - Firetube Vertical TB | BOILER ROOM | HWHT - Hot Water Heat | 12/31/2022
Stanton County Courthouse | 804 Ivy St | Stanton | NE | 68779-2351 | Stanton | NE11357 | Scrapped/Junked | 12838 | 2003 | ALES | FTVT - Firetube Vertical TB | BOILER ROOM | HWHT - Hot Water Heat | 12/31/2022
Stanton County Courthouse | 804 Ivy St | Stanton | NE | 68779-2351 | Stanton | NE16534 | Scrapped/Junked |  | 1994 | EIGHTY SERIES |  | BOILER ROOM | HWHT - Hot Water Heat | 8/31/2003
Stanton County Courthouse | 804 Ivy St | Stanton | NE | 68779-2351 | Stanton | NE42026 | Active | 540587 | 2021 | Lochinvar | WT - Water Tube Boiler | Boiler Room | HWHT - Hot Water Heat | 11/30/2026
Stanton County Courthouse | 804 Ivy St | Stanton | NE | 68779-2351 | Stanton | NE42027 | Active | 540580 | 2021 | Lochinvar | WT - Water Tube Boiler | Boiler Room | HWHT - Hot Water Heat | 11/30/2026
White Water Wash | 95 Market Pl | Norfolk | NE | 68701-6904 | Stanton | NE00307 | Scrapped/Junked | NA | 1999 | Weil-Mcclain | CI - Cast Iron | MECH ROOM | HWSP - Hot Water Non Potable Supply | 1/31/2022
White Water Wash | 95 Market Pl | Norfolk | NE | 68701-6904 | Stanton | NE41560 | Active | 12250 | 2015 | Heat Transfer Products Inc. | FTVT - Firetube Vertical TB | Mechanical Room | HWFP - Floor Heat & Nonpotable | 4/30/2027
CONSOLIDATED BLENDERS | HIGHWAY 24 | STANTON | NE | 68779 | STANTON | NE03570 | Inactive | 5789 | 1971 | SUPERIOR BOILERWORKS | FT - Firetube Boiler | BOILER ROOM | PROC - Process Steam | 4/30/1988
NEW ZION PRESBYTERIAN | PO Box 526 | Clarkson | NE | 68629-0526 | STANTON | NE14537 | Inactive |  | 1950 | WEIL MCLAIN |  | BOILER ROOM | STHT - Steam-Heat | 4/30/1997
FARMERS NATIONAL BANK | UNKNOWN | PILGER | NE | 68768 | STANTON | NE16544 | Inactive |  | 1977 | PEERLESS HEATER COMPANY |  | BASEMENT | STHT - Steam-Heat | 1/31/1999
Reinke Manufacturing | 1040 Road 5300 | Deshler | NE | 68340-9806 | Thayer | NE26099 | Inactive | 16902 | 2011 | Rite Eng | WT - Water Tube Boiler | Mezz of Galvanizing Control Rm | HHHP - Hotwater Heat & Heat Pump | 1/31/2016
Thayer County Memorial Hospital | 120 Park Ave | Hebron | NE | 68370-2019 | Thayer | NE04116 | Scrapped/Junked | N/A | 1967 | KEWA | FTSM - FTS Marine Dry Back | BOILER ROOM | PROC - Process Steam | 6/30/2016
Thayer County Memorial Hospital | 120 Park Ave | Hebron | NE | 68370-2019 | Thayer | NE04117 | Scrapped/Junked | n/a | 1968 | KEWA | FTSM - FTS Marine Dry Back | BOILER ROOM | STHT - Steam-Heat | 6/30/2015
Thayer County Memorial Hospital | 120 Park Ave | Hebron | NE | 68370-2019 | Thayer | NE06371 | Scrapped/Junked | 14409 | 2005 | ALES | FTVT - Firetube Vertical TB | BOILER ROOM | HWHT - Hot Water Heat | 6/30/2010
Thayer County Memorial Hospital | 120 Park Ave | Hebron | NE | 68370-2019 | Thayer | NE18661 | Active | 4960 | 2008 | Chromalox | ELBL - Electric Boiler | Room 1037 | STER - Sterilizer | 6/30/2026
Thayer County Memorial Hospital | 120 Park Ave | Hebron | NE | 68370-2019 | Thayer | NE19115 | Scrapped/Junked | 10349 | 1995 | AMSC | ELBL - Electric Boiler | BOILER ROOM | 0020 - Supp to Sterlizer/Autoclave | 6/30/2017
Thayer County Memorial Hospital | 120 Park Ave | Hebron | NE | 68370-2019 | Thayer | NE26082 | Active | 270047 | 2015 | Laars | WT - Water Tube Boiler | New Building/Boiler RoomBoiler Room | HWHT - Hot Water Heat | 6/30/2026
Thayer County Memorial Hospital | 120 Park Ave | Hebron | NE | 68370-2019 | Thayer | NE26083 | Active | 270204 | 2015 | Laars | WT - Water Tube Boiler | New Building/Boiler RoomBoiler Room | HWHT - Hot Water Heat | 6/30/2026
Thayer County Memorial Hospital | 120 Park Ave | Hebron | NE | 68370-2019 | Thayer | NE26084 | Active | 269954 | 2015 | Laars | WT - Water Tube Boiler | New Building/Boiler RoomBoiler Room | HWHT - Hot Water Heat | 6/30/2026
Thayer County Memorial Hospital | 120 Park Ave | Hebron | NE | 68370-2019 | Thayer | NE26576 | Active | 423596 | 2016 | Raypak | CPPH - Ansi Cpr Fin Pool Heater | Pool Mech Room | IPHT - Indoor Pool Heater | 6/30/2026
Thayer County Memorial Hospital | 120 Park Ave | Hebron | NE | 68370-2019 | Thayer | NE26886 | Active | 8735 | 2017 | Chromalox | ELBL - Electric Boiler | Room 1037 | STER - Sterilizer | 6/30/2026
Parkview Haven Nursing Home | 1203 4th St | Deshler | NE | 68340 | Thayer | NE00069 | Scrapped/Junked |  | 2000 | AOSM | WHTB - Waste Heat Boiler | Home | HWDP - Hotwater Heat & Dom Supply | 10/31/2005
Parkview Haven Nursing Home | 1203 4th St | Deshler | NE | 68340 | Thayer | NE06503 | Scrapped/Junked | 89940 | 2004 | A O Smith | CHWH - ASME/Fired Water Heater | Boiler Room | HWSD - Hot Water Dom/Potable | 10/31/2011
Parkview Haven Nursing Home | 1203 4th St | Deshler | NE | 68340 | Thayer | NE06504 | Scrapped/Junked | 65663 | 1996 | AO SMITH | ELWH - Electric Water Heater | Boiler Room | HWHS - Hotwater Heat Sidewalks | 10/31/2016
Parkview Haven Nursing Home | 1203 4th St | Deshler | NE | 68340 | Thayer | NE09518 | Scrapped/Junked | n/a | 1991 | AO SMITH | AHWH - ANSI/Fired Water Htr | Boiler Room | HWSD - Hot Water Dom/Potable | 10/31/2025
Parkview Haven Nursing Home | 1203 4th St | Deshler | NE | 68340 | Thayer | NE18635 | Scrapped/Junked | 137238 | 2009 | AO SMITH | CHWH - ASME/Fired Water Heater | Boiler Room | HWSD - Hot Water Dom/Potable | 10/31/2016
Parkview Haven Nursing Home | 1203 4th St | Deshler | NE | 68340 | Thayer | NE20451 | Scrapped/Junked | 33396 | 1996 | A. O. Smith | CHWH - ASME/Fired Water Heater | Boiler Room | HWSD - Hot Water Dom/Potable | 10/31/2011
Parkview Haven Nursing Home | 1203 4th St | Deshler | NE | 68340 | Thayer | NE20453 | Scrapped/Junked | N/A | 1981 | H. B. Smith | CI - Cast Iron | Boiler Room | HWHT - Hot Water Heat | 10/31/2013
Parkview Haven Nursing Home | 1203 4th St | Deshler | NE | 68340 | Thayer | NE21086 | Scrapped/Junked | 149501 | 2010 | AO SMITH | CHWH - ASME/Fired Water Heater | Boiler Room | HWSD - Hot Water Dom/Potable | 10/31/2023
Parkview Haven Nursing Home | 1203 4th St | Deshler | NE | 68340 | Thayer | NE24574 | Active | 273878 | 2012 | Lochinvar | WTSS - Watertube SS Steel | boiler room | HWHT - Hot Water Heat | 10/31/2026
Parkview Haven Nursing Home | 1203 4th St | Deshler | NE | 68340 | Thayer | NE24575 | Active | 223394 | 2012 | Lochinvar | WTSS - Watertube SS Steel | boiler room | HWHT - Hot Water Heat | 10/31/2026
Parkview Haven Nursing Home | 1203 4th St | Deshler | NE | 68340 | Thayer | NE25588 | Active | 151556 | 2015 | AO Smith | ELWH - Electric Water Heater | Boiler Room | HWHS - Hotwater Heat Sidewalks | 10/31/2026
Parkview Haven Nursing Home | 1203 4th St | Deshler | NE | 68340 | Thayer | NE26289 | Active | 198292 | 2014 | AO SMITH | CHWH - ASME/Fired Water Heater | Boiler Room | HWSD - Hot Water Dom/Potable | 10/31/2026
Parkview Haven Nursing Home | 1203 4th St | Deshler | NE | 68340 | Thayer | NE42935 | Active | 308294 | 2023 | AO SMITH | CHWH - ASME/Fired Water Heater | Boiler Room | HWSD - Hot Water Dom/Potable | 10/31/2026
Deshler Public School | 1402 3rd St | Deshler | NE | 68340-9844 | Thayer | NE32644 | Inactive | NA | 1960 | Kewanee | FT - Firetube Boiler | Boiler Room | HWHT - Hot Water Heat | 3/31/2025
DESHLER HOUSING AUTHORITY | 1ST & PARK ST | DESHLER | NE | 68340-0146 | THAYER | NE06867 | Exempt |  | 1994 | PEERLESS HEATER COMPANY |  | MECH ROOM | HWHT - Hot Water Heat | 1/1/1900
DESHLER HOUSING AUTHORITY | 1ST & PARK ST | DESHLER | NE | 68340-0146 | THAYER | NE06868 | Exempt |  | 1994 | PEERLESS HEATER COMPANY |  | MECH ROOM | HWHT - Hot Water Heat | 1/1/1900
DESHLER HOUSING AUTHORITY | 1ST & PARK ST | DESHLER | NE | 68340-0146 | THAYER | NE06869 | Exempt |  | 1994 | PEERLESS HEATER COMPANY |  | MECH ROOM | HWHT - Hot Water Heat | 1/1/1900
DESHLER HOUSING AUTHORITY | 1ST & PARK ST | DESHLER | NE | 68340-0146 | THAYER | NE06870 | Exempt |  | 1994 | PEERLESS HEATER COMPANY |  | MECH ROOM | HWHT - Hot Water Heat | 1/1/1900
DESHLER HOUSING AUTHORITY | 1ST & PARK ST | DESHLER | NE | 68340-0146 | THAYER | NE06871 | Exempt |  | 1994 | PEERLESS HEATER COMPANY |  | MECH ROOM | HWHT - Hot Water Heat | 1/1/1900
Blue Valley Lutheran Home | 220 Park Ave | Hebron | NE | 68370-2008 | THAYER | NE05262 | Scrapped/Junked |  | 1970 | KEWANEE | FTFB - Firetube-Firebox Boiler | BOILER ROOM | HWHT - Hot Water Heat | 6/30/2009
Blue Valley Lutheran Home | 220 Park Ave | Hebron | NE | 68370-2008 | THAYER | NE05263 | Scrapped/Junked |  | 1970 | KEWANEE | FTFB - Firetube-Firebox Boiler | NH BOILER ROOM | HWHT - Hot Water Heat | 6/30/2009
Blue Valley Lutheran Home | 220 Park Ave | Hebron | NE | 68370-2008 | THAYER | NE13607 | Scrapped/Junked | 65878 | 2008 | LOCHINVAR | WTSS - Watertube SS Steel | BOILER ROOM | HWHT - Hot Water Heat | 6/30/2010
Blue Valley Lutheran Home | 220 Park Ave | Hebron | NE | 68370-2008 | THAYER | NE13608 | Scrapped/Junked | 66986 | 2008 | LOCHINVAR | WTSS - Watertube SS Steel | BOILER ROOM | HWHT - Hot Water Heat | 6/30/2010
Blue Valley Lutheran Home | 220 Park Ave | Hebron | NE | 68370-2008 | THAYER | NE13609 | Scrapped/Junked | 102602 | 2006 | AO SMITH | CHWH - ASME/Fired Water Heater | BOILER ROOM | HWSD - Hot Water Dom/Potable | 6/30/2012
Blue Valley Lutheran Home | 220 Park Ave | Hebron | NE | 68370-2008 | THAYER | NE13610 | Out of Service | 110152 | 2006 | AO SMITH | CHWH - ASME/Fired Water Heater | BOILER ROOM | HWSD - Hot Water Dom/Potable | 6/30/2014
Blue Valley Lutheran Home | 220 Park Ave | Hebron | NE | 68370-2008 | THAYER | NE18662 | Scrapped/Junked | 65871 | 2008 | Lochinvar | WTSS - Watertube SS Steel | Boiler Room | HWHT - Hot Water Heat | 6/30/2026
Blue Valley Lutheran Home | 220 Park Ave | Hebron | NE | 68370-2008 | THAYER | NE18663 | Scrapped/Junked | 92836 | 2009 | Lochinvar | WTSS - Watertube SS Steel | Boiler Room | HWHT - Hot Water Heat | 6/30/2026
Blue Valley Lutheran Home | 220 Park Ave | Hebron | NE | 68370-2008 | THAYER | NE19181 | Exempt 1999 LB-66 |  | 1990 | RHEEM MANUFACTURING CO | AHWH - ANSI/Fired Water Htr | MECH ROOM | HWSD - Hot Water Dom/Potable | 6/30/2000
Blue Valley Lutheran Home | 220 Park Ave | Hebron | NE | 68370-2008 | THAYER | NE19182 | Exempt 1999 LB-66 |  | 1993 | AO SMITH | AHWH - ANSI/Fired Water Htr | MECH ROOM | HWSD - Hot Water Dom/Potable | 6/30/2000
Blue Valley Lutheran Home | 220 Park Ave | Hebron | NE | 68370-2008 | THAYER | NE20442 | Scrapped/Junked | 35749 | 1996 | AO SMITH | CHWH - ASME/Fired Water Heater | NH BOILER ROOM | HWSD - Hot Water Dom/Potable | 6/30/2008
Blue Valley Lutheran Home | 220 Park Ave | Hebron | NE | 68370-2008 | THAYER | NE20443 | Scrapped/Junked | 35746 | 1996 | AO SMITH | CHWH - ASME/Fired Water Heater | NH BOILER ROOM | HWSD - Hot Water Dom/Potable | 6/30/2006
Blue Valley Lutheran Home | 220 Park Ave | Hebron | NE | 68370-2008 | THAYER | NE22169 | Scrapped/Junked | 129838 | 2011 | RHEEM | CHWH - ASME/Fired Water Heater | Boiler Room | HWSD - Hot Water Dom/Potable | 6/30/2020
Blue Valley Lutheran Home | 220 Park Ave | Hebron | NE | 68370-2008 | THAYER | NE24572 | Scrapped/Junked | 185008 | 2013 | AO SMITH | CHWH - ASME/Fired Water Heater | boiler room | HWSD - Hot Water Dom/Potable | 6/30/2021
Blue Valley Lutheran Home | 220 Park Ave | Hebron | NE | 68370-2008 | THAYER | NE28746 | Active | 256761 | 2019 | AO SMITH | CHWH - ASME/Fired Water Heater | boiler room | HWSD - Hot Water Dom/Potable | 6/30/2026
Blue Valley Lutheran Home | 220 Park Ave | Hebron | NE | 68370-2008 | THAYER | NE41005 | Active | 161525 | 2020 | RHEEM | CHWH - ASME/Fired Water Heater | boiler room | HWSD - Hot Water Dom/Potable | 6/30/2026
Blue Valley Lutheran Home | 220 Park Ave | Hebron | NE | 68370-2008 | THAYER | NE43886 | Active | 645046 | 2025 | Lochinvar | WTSS - Watertube SS Steel | Boiler Room | HWHT - Hot Water Heat | 6/30/2026
Blue Valley Lutheran Home | 220 Park Ave | Hebron | NE | 68370-2008 | THAYER | NE43887 | Active | 642385 | 2025 | Lochinvar | WTSS - Watertube SS Steel | Boiler Room | HWHT - Hot Water Heat | 6/30/2026
Central American Foods | 240 S 7th St | Hebron | NE | 68370-1915 | Thayer | NE16270 | Inactive |  | 1965 | CLEA | FTSM - FTS Marine Dry Back | BOILER ROOM | PROC - Process Steam | 9/30/2009
Central American Foods | 240 S 7th St | Hebron | NE | 68370-1915 | Thayer | NE22302 | Inactive | 13331 | 1997 | SUPR | FTSM - FTS Marine Dry Back | BOILER ROOM | PROC - Process Steam | 12/31/2008
Central American Foods | 240 S 7th St | Hebron | NE | 68370-1915 | Thayer | NE26288 | Inactive | 62040 | 1991 | Fulton | FTNT - FT Vertical Tubeless | Boiler Room | PROC - Process Steam | 5/31/2016
RIVERSIDE MOTEL CARWASH | 305 S 13th St | Hebron | NE | 68370-1918 | THAYER | NE00271 | Scrapped/Junked | 23563 | 1981 | RAYPAK INC, CALIFORNIA | CPFT - Horiz Cpr Fin Boiler | MECH ROOM | HWSP - Hot Water Non Potable Supply | 8/31/2003
Deshler Housing Authority | 313 E Willard Ave | Deshler | NE | 68340-9843 | Thayer | NE06863 | Active | N/A | 1994 | Peerless | CI - Cast Iron | Main Office Utility | HWHT - Hot Water Heat | 2/28/2027
Deshler Housing Authority | 313 E Willard Ave | Deshler | NE | 68340-9843 | Thayer | NE06864 | Active | N/A | 1994 | Peerless | CI - Cast Iron | BASEMENT -1 | HWHT - Hot Water Heat | 2/28/2027
Deshler Housing Authority | 313 E Willard Ave | Deshler | NE | 68340-9843 | Thayer | NE06865 | Active | N/A | 1994 | Peerless | CI - Cast Iron | BASEMENT - 2 | HWHT - Hot Water Heat | 2/28/2027
Deshler Housing Authority | 313 E Willard Ave | Deshler | NE | 68340-9843 | Thayer | NE06866 | Active | N/A | 1994 | Peerless | CI - Cast Iron | BASEMENT -3 | HWHT - Hot Water Heat | 2/28/2027
Bruning School | 340 Carroll St | Bruning | NE | 68322-4071 | Thayer | NE00766 | Active | 8223 | 2000 | Hurst | FTFB - Firetube-Firebox Boiler | BOILER ROOM | STHT - Steam-Heat | 3/31/2027
BRUNING SCHOOL | 340 CARROLL ST | BRUNING | NE | 68322 | THAYER | NE33654 | Scrapped/Junked |  | 1952 | PACIFIC | FT - Firetube Boiler | BOILER ROOM | STHT - Steam-Heat | 8/31/2000
BRUNING SCHOOL | 340 CARROLL ST | BRUNING | NE | 68322 | THAYER | NE33655 | Inactive |  | 1956 | NRC | FT - Firetube Boiler | BOILER ROOM | STHT - Steam-Heat | 8/31/2000
Sacred Heart Church | 436 N 3rd St | Hebron | NE | 68370-1215 | Thayer | NE32640 | Out of Service | n/a | 1954 | Kewanee | FTFB - Firetube-Firebox Boiler | BOILER ROOM | STHT - Steam-Heat | 11/30/2023
Hebron Community Pool | 490 S 7th St | Hebron | NE | 68370-1939 | Thayer | NE43364 | Active | 559240 | 2023 | Raypak | CPPH - Ansi Cpr Fin Pool Heater | Outdoor | OPHT - Outdoor Pool Heater | 6/30/2026
FIRST CHRISTIAN CHURCH | 516 Olive Ave | Hebron | NE | 68370-1535 | THAYER | NE37128 | Inactive |  | 1966 | AMERICAN STANDARD |  | BOILER ROOM | HWHT - Hot Water Heat | 12/31/2006
SCC Learning Center | 610 Jefferson Ave | Hebron | NE | 68370-1942 | Thayer | NE04926 | Scrapped/Junked | 19825 | 1972 | AO SMITH | CHWH - ASME/Fired Water Heater | BOILER ROOM | HWSD - Hot Water Dom/Potable | 8/31/1999
SCC Learning Center | 610 Jefferson Ave | Hebron | NE | 68370-1942 | Thayer | NE31561 | Scrapped/Junked | 7768 | 1961 | Kewanee | FT - Firetube Boiler | Boiler Room | HWHT - Hot Water Heat | 1/31/2022
Overland Ready Mix | 6260 River Rd | Hebron | NE | 68370-3013 | Thayer | NE30660 | Out of Service | 3903 | 1985 | SIOU | COBL - Coil Type Boiler | BOILER ROOM | HWSP - Hot Water Non Potable Supply | 1/31/2026
Overland Ready Mix | 6260 River Rd | Hebron | NE | 68370-3013 | Thayer | NE30753 | Out of Service | 880 | 1995 | SIOU | COBL - Coil Type Boiler | BOILER ROOM | HWSP - Hot Water Non Potable Supply | 1/31/2026
Thayer Kids Academy | 755 S 3rd St | Hebron | NE | 68370-2000 | Thayer | NE05267 | Active | 28574 | 1990 | Bryan | ELBL - Electric Boiler | Basement | HWHT - Hot Water Heat | 10/31/2026
Thayer Kids Academy | 755 S 3rd St | Hebron | NE | 68370-2000 | Thayer | NE05268 | Active | 28547 | 1990 | Bryan | WT - Water Tube Boiler | Basement | HWHT - Hot Water Heat | 10/31/2026
Thayer Kids Academy | 755 S 3rd St | Hebron | NE | 68370-2000 | Thayer | NE05269 | Active | 35259 | 1990 | AO Smith | CHWH - ASME/Fired Water Heater | Basement | HWSD - Hot Water Dom/Potable | 10/31/2026
Thayer Kids Academy | 755 S 3rd St | Hebron | NE | 68370-2000 | Thayer | NE05270 | Active | 35260 | 1990 | AO Smith | CHWH - ASME/Fired Water Heater | Basement | HWSD - Hot Water Dom/Potable | 10/31/2026
Thayer Central High School | 930 Eads Ave | Hebron | NE | 68370-1420 | Thayer | NE18664 | Inactive | 18003 | 2010 | Les Inc/Aldrich Co | FTFB - Firetube-Firebox Boiler | Boiler Room | STHT - Steam-Heat | 1/31/2025
Thayer Central High School | 930 Eads Ave | Hebron | NE | 68370-1420 | Thayer | NE18665 | Inactive | 18004 | 2010 | Les Inc/Aldrich Co | FTFB - Firetube-Firebox Boiler | Boiler Room | STHT - Steam-Heat | 1/31/2025
Thayer Central High School | 930 Eads Ave | Hebron | NE | 68370-1420 | Thayer | NE20412 | Exempt 1999 LB-66 |  | 1978 | RHEEM MANUFACTURING CO | AHWH - ANSI/Fired Water Htr |  | HWSD - Hot Water Dom/Potable | 8/31/1999
Thayer Central High School | 930 Eads Ave | Hebron | NE | 68370-1420 | Thayer | NE20413 | Exempt 1999 LB-66 |  | 1978 | RHEEM MANUFACTURING CO | AHWH - ANSI/Fired Water Htr |  | HWSD - Hot Water Dom/Potable | 8/31/1999
Thayer Central High School | 930 Eads Ave | Hebron | NE | 68370-1420 | Thayer | NE22440 | Scrapped/Junked | 49008 | 1999 | A. O. Smith | CHWH - ASME/Fired Water Heater | East Boiler Room | HWSD - Hot Water Dom/Potable | 1/31/2014
Thayer Central High School | 930 Eads Ave | Hebron | NE | 68370-1420 | Thayer | NE24573 | Active | C12860 | 2006 | AO SMITH | COBL - Coil Type Boiler | boiler room | HWSP - Hot Water Non Potable Supply | 1/31/2027
Thayer Central High School | 930 Eads Ave | Hebron | NE | 68370-1420 | Thayer | NE31562 | Scrapped/Junked | NA | 1956 | Kewannee | FT - Firetube Boiler | West Boiler Room | STHT - Steam-Heat | 1/31/2011
Thayer Central High School | 930 Eads Ave | Hebron | NE | 68370-1420 | Thayer | NE31563 | Scrapped/Junked | NA | 1956 | Kewannee | FT - Firetube Boiler | BOILER ROOM | STHT - Steam-Heat | 1/31/2011
GRAFTON PUBLIC SCHOOLS | PO Box 104 | Grafton | NE | 68365-0104 | THAYER | NE33553 | Inactive |  | 1914 | AMERICAN RADIATOR |  | BOILER ROOM | STHT - Steam-Heat | 3/31/1995
HENRY HINRICKS | PO Box 266 | Bruning | NE | 68322-0266 | THAYER | NE01220 | Inactive | 12105 | 1912 | NICHOLS-SHEPARD | HOBB - Hobby/Antique Boiler | PORTABLE | 0024 - Antique Steam Tractor | 7/31/1991
E & J CLOTHING | PO Box 477 | Deshler | NE | 68340-0477 | THAYER | NE04119 | Inactive |  | 1926 | US RADIATOR |  | BASEMENT | STHT - Steam-Heat | 7/31/1990
Sandhills Grade School | 103 Main St | Halsey | NE | 69142-2503 | Thomas | NE33295 | Scrapped/Junked | n/a | 1960 | American Standard | CI - Cast Iron | BASEMENT | STHT - Steam-Heat | 2/28/2022
Sandhills Grade School | 103 Main St | Halsey | NE | 69142-2503 | Thomas | NE43614 | Active | N/A | 2022 | Peerless | CI - Cast Iron | Boiler Room | HWHT - Hot Water Heat | 2/28/2027
Thedford High School | 304 Maple St | Thedford | NE | 69166-6201 | Thomas | NE31654 | Scrapped/Junked | n/a | 1951 | KEWA | FT - Firetube Boiler | basement | HWSD - Hot Water Dom/Potable | 1/31/2011
Thedford High School | 304 Maple St | Thedford | NE | 69166-6201 | Thomas | NE31736 | Scrapped/Junked | N/A | 1964 | Kewanee | FTFB - Firetube-Firebox Boiler | BASMENT | HWHT - Hot Water Heat | 1/31/2014
Thedford High School | 304 Maple St | Thedford | NE | 69166-6201 | Thomas | NE31737 | Scrapped/Junked | n/a | 1964 | Kewanee | FTFB - Firetube-Firebox Boiler | basement | HWHT - Hot Water Heat | 1/31/2014
Sandov'r LLC | 39258 Hwy 2 | Thedford | NE | 69166-6503 | Thomas | NE11353 | Inactive | 26378 | 2001 | ELEC | ELBL - Electric Boiler | BOILER ROOM | PROC - Process Steam | 7/31/2020
USDA/Forest Service Bessey Nursery | 40637 River Loop | Halsey | NE | 69142 | Thomas | NE24668 | Active | 61449 | 2013 | Parker Ind | WT - Water Tube Boiler | boiler room | PROC - Process Steam | 2/28/2026
Thedford Elementary | 407 Court | Thedford | NE |  | Thomas | NE31652 | Scrapped/Junked | n/a | 1950 | AMRA | CI - Cast Iron | Basement | HWHT - Hot Water Heat | 1/31/2020
First Congreg UCC #X010600 | 407 Main St | Thedford | NE | 69166-6007 | Thomas | NE43856 | Active | 78187 | 2013 | AIC SA | FTSS - Firetube Stainless Steel | BSMT Boiler Room | HWHT - Hot Water Heat | 8/31/2025
Prairie Breeze Assisted Living | 1 Mazour Dr | Pender | NE | 68047 | Thurston | NE13672 | Active | 111 | 2007 | Hubbell | ELBL - Electric Boiler | MECH ROOM | HWSD - Hot Water Dom/Potable | 3/31/2027
Prairie Breeze Assisted Living | 1 Mazour Dr | Pender | NE | 68047 | Thurston | NE13673 | Active | 125 | 2007 | Hubbell | ELBL - Electric Boiler | MECH ROOM | HWSD - Hot Water Dom/Potable | 3/31/2027
St Augustine Indian Mission | 1 Mission Dr | Winnebago | NE | 68071-4900 | Thurston | NE16884 | Scrapped/Junked | 126308 | 1991 | Teledyne Laars | CPFT - Horiz Cpr Fin Boiler | BOILER ROOM | HWHT - Hot Water Heat | 4/30/2018
St Augustine Indian Mission | 1 Mission Dr | Winnebago | NE | 68071-4900 | Thurston | NE16885 | Scrapped/Junked | 126309 | 1991 | Teledyne Laars | CPFT - Horiz Cpr Fin Boiler | BOILER ROOM | HWHT - Hot Water Heat | 4/30/2010
St Augustine Indian Mission | 1 Mission Dr | Winnebago | NE | 68071-4900 | Thurston | NE18412 | Scrapped/Junked |  | 1951 | Crane Co. | CI - Cast Iron |  | HWHT - Hot Water Heat | 6/30/2000
St Augustine Indian Mission | 1 Mission Dr | Winnebago | NE | 68071-4900 | Thurston | NE19039 | Active | 224938 | 2010 | Teledyne Laars | CPFT - Horiz Cpr Fin Boiler | BOILER ROOM | HWHT - Hot Water Heat | 4/30/2027
St Augustine Indian Mission | 1 Mission Dr | Winnebago | NE | 68071-4900 | Thurston | NE27651 | Active | 415355 | 2009 | Lochinvar | WTSS - Watertube SS Steel | BOILER ROOM | HWHT - Hot Water Heat | 4/30/2027
St Augustine Mission School | 1 Mission Dr | Winnebago | NE | 68071-4900 | Thurston | NE23091 | Inactive | 11327 | 2001 | Les Inc/Aldrich Co | FTVT - Firetube Vertical TB | BOILER ROOM | HWHT - Hot Water Heat | 4/30/2022
St Augustine Mission School | 1 Mission Dr | Winnebago | NE | 68071-4900 | Thurston | NE23092 | Scrapped/Junked | 11328 | 2001 | Les Inc/Aldrich Co | FTVT - Firetube Vertical TB | BOILER ROOM | HWHT - Hot Water Heat | 4/30/2023
St Augustine Mission School | 1 Mission Dr | Winnebago | NE | 68071-4900 | Thurston | NE23093 | Scrapped/Junked | 11329 | 2001 | Les Inc/Aldrich Co | FTVT - Firetube Vertical TB | BOILER ROOM | HWHT - Hot Water Heat | 4/30/2023
Pender Community Hospital | 100 Hospital Dr | Pender | NE | 68047-4507 | Thurston | NE10197 | Scrapped/Junked | 4907 | 2007 | Chromalox | ELBL - Electric Boiler | Sterile Area | STER - Sterilizer | 3/31/2027
Pender Community Hospital | 100 Hospital Dr | Pender | NE | 68047-4507 | Thurston | NE20563 | Active | 3551 | 2011 | CAMUS | FTVT - Firetube Vertical TB | Mech. Room | HWHT - Hot Water Heat | 3/31/2027
Pender Community Hospital | 100 Hospital Dr | Pender | NE | 68047-4507 | Thurston | NE20564 | Active | 3552 | 2011 | CAMUS | FTVT - Firetube Vertical TB | Mech. Room | HWHT - Hot Water Heat | 3/31/2027
Pender Community Hospital | 100 Hospital Dr | Pender | NE | 68047-4507 | Thurston | NE20565 | Active | 3553 | 2011 | CAMUS | FTVT - Firetube Vertical TB | Mech. Room | HWHT - Hot Water Heat | 3/31/2027
Pender Community Hospital | 100 Hospital Dr | Pender | NE | 68047-4507 | Thurston | NE22817 | Active | 2243 | 2011 | Chromalox | ELBL - Electric Boiler | Sterile Area | STER - Sterilizer | 3/31/2027
Pender Community Hospital | 100 Hospital Dr | Pender | NE | 68047-4507 | Thurston | NE27489 | Active | 80701 | 2017 | Lochinvar | FTVT - Firetube Vertical TB | Clinic boiler room | HWHT - Hot Water Heat | 3/31/2027
Pender Community Hospital | 100 Hospital Dr | Pender | NE | 68047-4507 | Thurston | NE27490 | Active | 80942 | 2017 | Lochinvar | FTVT - Firetube Vertical TB | Clinic boiler room | HWHT - Hot Water Heat | 3/31/2027
Pender Community Hospital | 100 Hospital Dr | Pender | NE | 68047-4507 | Thurston | NE43998 | Active | 44112 | 2026 | Steris Corp | ELBL - Electric Boiler | Sterile Area | STER - Sterilizer | 3/31/2027
Curtis Health Center | 100 Indian Hills Dr | Macy | NE | 68039-3023 | Thurston | NE17581 | Scrapped/Junked | 18339 | 2008 | Precision | ELBL - Electric Boiler | Boiler Room | HWHT - Hot Water Heat | 6/30/2022
Curtis Health Center | 100 Indian Hills Dr | Macy | NE | 68039-3023 | Thurston | NE17582 | Scrapped/Junked | 18340 | 2008 | Precision | ELBL - Electric Boiler | Boiler Room | HWHT - Hot Water Heat | 6/30/2024
Curtis Health Center | 100 Indian Hills Dr | Macy | NE | 68039-3023 | Thurston | NE17865 | Scrapped/Junked | 2388 | 1977 | PREC | ELBL - Electric Boiler | BOILER ROOM | HWHT - Hot Water Heat | 7/31/2009
Curtis Health Center | 100 Indian Hills Dr | Macy | NE | 68039-3023 | Thurston | NE17866 | Scrapped/Junked | 2389 | 1977 | PREC | ELBL - Electric Boiler | BOILER ROOM | HWHT - Hot Water Heat | 7/31/2009
Thurston County Courthouse | 105 S 5th St | Pender | NE | 68047 | Thurston | NE09435 | Active | n/a | 1980 | Peerless | CI - Cast Iron | BOILER ROOM | STHT - Steam-Heat | 9/30/2026
THURSTON ELEMENTARY | 106 3rd St | Pender | NE | 68047-5041 | THURSTON | NE30190 | Inactive |  | 1930 | AMERICAN RADIATOR |  | BOILER ROOM | STHT - Steam-Heat | 3/31/2002
THURSTON ELEMENTARY | 106 3rd St | Pender | NE | 68047-5041 | THURSTON | NE30361 | Inactive |  | 1970 | BURNHAM COMM/INDUST |  | BOILER ROOM | STHT - Steam-Heat | 3/31/2003
Pender City Pool | 110 S Thurston Ave | Pender | NE | 68047 | Thurston | NE01767 | Scrapped/Junked | 104185 | 2000 | Teledyne Laars | CPFT - Horiz Cpr Fin Boiler | OUTSIDE | OPHT - Outdoor Pool Heater | 6/30/2019
Pender City Pool | 110 S Thurston Ave | Pender | NE | 68047 | Thurston | NE28132 | Out of Service | 294952 | 2019 | Teledyne Laars | CPFT - Horiz Cpr Fin Boiler | OUTSIDE | OPHT - Outdoor Pool Heater | 6/30/2024
PENDER CITY POOL | 110 S THURSTON AVE | PENDER | NE | 68047 | THURSTON | NE40863 | Scrapped/Junked | 4443 | 1986 | TELEDYNE LAARS | WT - Water Tube Boiler | OUTSIDE | HWSP - Hot Water Non Potable Supply | 9/30/2000
Frazey Bulding | 200 Valley View Dr | Pender | NE | 68047-4443 | Thurston | NE02183 | Scrapped/Junked | na | 1971 | IRON | FTFB - Firetube-Firebox Boiler | BOILER ROOM | HWHT - Hot Water Heat | 3/31/2011
Frazey Bulding | 200 Valley View Dr | Pender | NE | 68047-4443 | Thurston | NE07001 | Scrapped/Junked |  | 1997 | RUSCIO BROTHERS | CPFT - Horiz Cpr Fin Boiler | BOILER ROOM | HWSD - Hot Water Dom/Potable | 3/31/2005
Frazey Bulding | 200 Valley View Dr | Pender | NE | 68047-4443 | Thurston | NE17583 | Inactive | 121184 | 2009 | Lochinvar | WT - Water Tube Boiler | Boiler Room | HWSD - Hot Water Dom/Potable | 3/31/2023
Frazey Bulding | 200 Valley View Dr | Pender | NE | 68047-4443 | Thurston | NE18328 | Scrapped/Junked | 33940 | 1993 | Loch | CPFT - Horiz Cpr Fin Boiler | BOILER ROOM | HWSD - Hot Water Dom/Potable | 3/31/2010
Frazey Bulding | 200 Valley View Dr | Pender | NE | 68047-4443 | Thurston | NE19665 | Scrapped/Junked | 8516 | 1995 | ALES | FTVT - Firetube Vertical TB | BOILER ROOM | HWHT - Hot Water Heat | 3/31/2011
Frazey Bulding | 200 Valley View Dr | Pender | NE | 68047-4443 | Thurston | NE20579 | Inactive | 160104 | 2010 | Lochinvar | WTSS - Watertube SS Steel | Boiler Room | HWHT - Hot Water Heat | 3/31/2023
Frazey Bulding | 200 Valley View Dr | Pender | NE | 68047-4443 | Thurston | NE20580 | Inactive | 167213 | 2010 | Lochinvar | WTSS - Watertube SS Steel | Boiler Room | HWHT - Hot Water Heat | 3/31/2023
Winnebago Tribe of NE-Blackhawk Center | 205 Bluff St | Winnebago | NE | 68071-9703 | Thurston | NE02181 | Inactive |  | 1978 | TELEDYNE LAARS | CPFT - Horiz Cpr Fin Boiler | FILTER RM | HWHT - Hot Water Heat | 3/31/1997
Winnebago Tribe of NE-Blackhawk Center | 205 Bluff St | Winnebago | NE | 68071-9703 | Thurston | NE13634 | Active | 202003 | 2008 | LAARS HEATING SYSTEMS CO | CPFT - Horiz Cpr Fin Boiler | COMM CENTER POOL | IPHT - Indoor Pool Heater | 2/28/2027
Winnebago Tribe of NE-Blackhawk Center | 205 Bluff St | Winnebago | NE | 68071-9703 | Thurston | NE23020 | Active | 9995 | 1998 | Aldrich | FTFB - Firetube-Firebox Boiler | Boiler Room | HWHT - Hot Water Heat | 2/28/2027
Winnebago Tribe of NE-Blackhawk Center | 205 Bluff St | Winnebago | NE | 68071-9703 | Thurston | NE23021 | Active | 10005 | 1998 | Aldrich | FTFB - Firetube-Firebox Boiler | Boiler Room | HWHT - Hot Water Heat | 2/28/2026
Winnebago Tribe of NE-Blackhawk Center | 205 Bluff St | Winnebago | NE | 68071-9703 | Thurston | NE23022 | Exempt 1999 LB-66 |  | 1998 | AO SMITH | AHWH - ANSI/Fired Water Htr |  | HWSD - Hot Water Dom/Potable | 6/30/2000
Winnebago Tribe of NE-Blackhawk Center | 205 Bluff St | Winnebago | NE | 68071-9703 | Thurston | NE23023 | Scrapped/Junked | 48154 | 1998 | HYDR | FT - Firetube Boiler | YOUTH SHELTER | HWHT - Hot Water Heat | 10/31/2009
Winnebago Tribe of NE-Blackhawk Center | 205 Bluff St | Winnebago | NE | 68071-9703 | Thurston | NE23024 | Scrapped/Junked | 48132 | 1998 | HYDR | FT - Firetube Boiler |  | HWHT - Hot Water Heat | 10/31/2009
Winnebago Tribe of NE-Blackhawk Center | 205 Bluff St | Winnebago | NE | 68071-9703 | Thurston | NE23025 | Scrapped/Junked | 48155 | 1998 | HYDR | FT - Firetube Boiler |  | HWHT - Hot Water Heat | 10/31/2009
Pender City Power | 205 N 3rd St | Pender | NE | 68047-4144 | Thurston | NE12226 | Active | 00187278 | 2006 | Lochinvar | CPFT - Horiz Cpr Fin Boiler | POWER HOUSE | HWSP - Hot Water Non Potable Supply | 1/31/2027
Pender City Power | 205 N 3rd St | Pender | NE | 68047-4144 | Thurston | NE40864 | Active | N/A | 1985 | Burnham | CI - Cast Iron | POWER HOUSE | HWSP - Hot Water Non Potable Supply | 1/31/2027
Pender Grain LLC | 319 N 4th St | Pender | NE | 68047-4134 | Thurston | NE06030 | Scrapped/Junked | unk | 2004 | RHEEM MANUFACTURING CO | ELWH - Electric Water Heater | MECH ROOM | HWHF - Hot Water Heat-Floor | 2/28/2006
Pender Grain LLC | 319 N 4th St | Pender | NE | 68047-4134 | Thurston | NE06031 | Scrapped/Junked | unk | 2004 | RHEEM MANUFACTURING CO | ELWH - Electric Water Heater | MECH ROOM | HWHF - Hot Water Heat-Floor | 2/28/2006
Pender Grain LLC | 319 N 4th St | Pender | NE | 68047-4134 | Thurston | NE21429 | Scrapped/Junked | 33843 | 2011 | Mini-Boiler | ELBL - Electric Boiler | Mech. Room | HWHS - Hotwater Heat Sidewalks | 12/31/2022
RACELY'S STORE & CLEANERS | 322 MAIN ST | PENDER | NE | 68047 | THURSTON | NE13026 | Inactive | 11570 | 1949 | PM LATTNER MFR COMPANY | FT - Firetube Boiler |  | PROC - Process Steam | 10/31/2000
UMO HO Nation Public School | 470 Main St | Macy | NE | 68039-3046 | Thurston | NE41455 | Active | 372179 | 2021 | Lochinvar | FTVT - Firetube Vertical TB | Boiler Room | HWHT - Hot Water Heat | 1/31/2027
UMO HO Nation Public School | 470 Main St | Macy | NE | 68039-3046 | Thurston | NE41456 | Active | 372184 | 2021 | Lochinvar | FTVT - Firetube Vertical TB | Boiler Room | HWHT - Hot Water Heat | 1/31/2027
United Church Of Pender-BMIC#537445 | 504 Earl St | Pender | NE | 68047-4084 | Thurston | NE14534 | Active | 12300 | 1980 | Burnham | FTFB - Firetube-Firebox Boiler | BOILER ROOM | HWHT - Hot Water Heat | 12/31/2025
Walthill Public School | 602 Main St | Walthill | NE | 68067 | Thurston | NE05993 | Active | N/A | 2006 | Peerless | CI - Cast Iron | BOILER ROOM | STHT - Steam-Heat | 4/30/2026
Walthill Public School | 602 Main St | Walthill | NE | 68067 | Thurston | NE32197 | Scrapped/Junked |  | 1976 | Weil-Mcclain | CI - Cast Iron | BOILER ROOM | STHT - Steam-Heat | 4/30/2006
Walthill Public School | 602 Main St | Walthill | NE | 68067 | Thurston | NE33557 | Scrapped/Junked | N/A | 1961 | AMST | CI - Cast Iron | BOILER ROOM | HWHT - Hot Water Heat | 4/30/2024
WALTHILL PUBLIC SCHOOL | 602 MAIN ST | WALTHILL | NE | 68067 | THURSTON | NE23028 | Exempt 1999 LB-66 |  | 1997 | AO SMITH | AHWH - ANSI/Fired Water Htr | BOILE ROOM | HWSD - Hot Water Dom/Potable | 4/30/2000
Northeast NE Comm Action Pntrship | 603 Earl St | Pender | NE | 68047-5030 | Thurston | NE20949 | Scrapped/Junked | 17736 | 2009 | ALES | FTVT - Firetube Vertical TB | BOILER ROOM | HWHT - Hot Water Heat | 3/31/2013
Northeast NE Comm Action Pntrship | 603 Earl St | Pender | NE | 68047-5030 | Thurston | NE20950 | Scrapped/Junked | 17738 | 2009 | ALES | FTVT - Firetube Vertical TB | BOILER ROOM | HWHT - Hot Water Heat | 3/31/2013
Northeast NE Comm Action Pntrship | 603 Earl St | Pender | NE | 68047-5030 | Thurston | NE20951 | Scrapped/Junked | 17737 | 2009 | ALES | FTVT - Firetube Vertical TB | BOILER ROOM | HWHT - Hot Water Heat | 3/31/2013
Northeast NE Comm Action Pntrship | 603 Earl St | Pender | NE | 68047-5030 | Thurston | NE21923 | Scrapped/Junked | 8581 | 1996 | ALES | FTVT - Firetube Vertical TB | BOILER ROOM | HWHT - Hot Water Heat | 3/31/2009
Northeast NE Comm Action Pntrship | 603 Earl St | Pender | NE | 68047-5030 | Thurston | NE21924 | Scrapped/Junked | 8611 | 1996 | ALES | FTVT - Firetube Vertical TB | BOILER ROOM | HWHT - Hot Water Heat | 3/31/2011
Northeast NE Comm Action Pntrship | 603 Earl St | Pender | NE | 68047-5030 | Thurston | NE21925 | Scrapped/Junked | 8573 | 1996 | ALES | FTVT - Firetube Vertical TB | BOILER ROOM | HWHT - Hot Water Heat | 3/31/2011
Northeast NE Comm Action Pntrship | 603 Earl St | Pender | NE | 68047-5030 | Thurston | NE21926 | Scrapped/Junked | 8576 | 1996 | ALES | FTVT - Firetube Vertical TB | BOILER ROOM | HWHT - Hot Water Heat | 3/31/2012
Northeast NE Comm Action Pntrship | 603 Earl St | Pender | NE | 68047-5030 | Thurston | NE21927 | Scrapped/Junked | 59748 | 1995 | Lochinvar | CPFT - Horiz Cpr Fin Boiler | BOILER ROOM | HWSD - Hot Water Dom/Potable | 3/31/2013
Pender Elementary/High | 609 Whitney St | Pender | NE | 68047-5036 | Thurston | NE10251 | Active | 11848 | 2002 | ALES | FTVT - Firetube Vertical TB | UPSTAIRS MECH ROOM | HWHT - Hot Water Heat | 2/28/2027
Pender Elementary/High | 609 Whitney St | Pender | NE | 68047-5036 | Thurston | NE10252 | Active | 11847 | 2002 | ALES | FTVT - Firetube Vertical TB | EAST BOILER ROOM | HWHT - Hot Water Heat | 2/28/2027
Pender Elementary/High | 609 Whitney St | Pender | NE | 68047-5036 | Thurston | NE22827 | Active | 61564 | 2012 | Aerco | FTVT - Firetube Vertical TB | Boiler Room | HWHT - Hot Water Heat | 2/28/2027
Pender Elementary/High | 609 Whitney St | Pender | NE | 68047-5036 | Thurston | NE22828 | Active | 21 | 2012 | Aerco | FTVT - Firetube Vertical TB | Boiler Room | HWHT - Hot Water Heat | 2/28/2027
Pender Elementary/High | 609 Whitney St | Pender | NE | 68047-5036 | Thurston | NE31927 | Scrapped/Junked | N/A | 1988 | State Industries | AHWH - ANSI/Fired Water Htr | BOILER ROOM #2 | HWSD - Hot Water Dom/Potable | 2/28/2013
Pender Elementary/High | 609 Whitney St | Pender | NE | 68047-5036 | Thurston | NE31928 | Scrapped/Junked | N/A | 1986 | State Industries | AHWH - ANSI/Fired Water Htr | BOILER ROOM | HWSD - Hot Water Dom/Potable | 2/28/2013
Pender Elementary/High | 609 Whitney St | Pender | NE | 68047-5036 | Thurston | NE33781 | Scrapped/Junked | N/A | 1952 | Kewanee | FTFB - Firetube-Firebox Boiler | BOILER ROOM #2 | STHT - Steam-Heat | 2/28/2013
Pender Elementary/High | 609 Whitney St | Pender | NE | 68047-5036 | Thurston | NE33782 | Inactive |  | 1923 | PACIFIC | FT - Firetube Boiler | BOILER ROOM | STHT - Steam-Heat | 7/31/1991
Pender Elementary/High | 609 Whitney St | Pender | NE | 68047-5036 | Thurston | NE34408 | Scrapped/Junked | 11196 | 1978 | Burnham | FT - Firetube Boiler | BOILER ROOM #1 | STHT - Steam-Heat | 2/28/2013
HoChunk Renaissance | 907 N Mission Dr | Winnebago | NE | 68071 | Thurston | NE23060 | Active | n/a | 1999 | Peerless | CI - Cast Iron | Basement | HWHT - Hot Water Heat | 2/28/2027
Winnebago Youth Shelter | 910 N Mission Dr | Winnebago | NE | 68071 | Thurston | NE17030 | Scrapped/Junked | 65883 | 2008 | Giannoni France | COWH - Coil Type Water Heater | Boiler Rm youth Center | HWHT - Hot Water Heat | 2/28/2023
Winnebago Youth Shelter | 910 N Mission Dr | Winnebago | NE | 68071 | Thurston | NE17031 | Inactive | 65888 | 2008 | Giannoni France | COWH - Coil Type Water Heater | Boiler Rm Youth Center | HWHT - Hot Water Heat | 2/28/2023
Winnebago Youth Shelter | 910 N Mission Dr | Winnebago | NE | 68071 | Thurston | NE42142 | Scrapped/Junked | 536913 | 2021 | Lochinvar | WT - Water Tube Boiler | Boiler Rm Youth Center | HWHT - Hot Water Heat | 2/28/2024
Little Priest Tribal Coll | Hwy 77 N | Winnebago | NE |  | Thurston | NE32305 | Scrapped/Junked |  | 1977 | Peerless Heater Company | CI - Cast Iron | BOILER ROOM | HWHT - Hot Water Heat | 8/31/1999
Winnebago Public School | Hwy 77 N | Winnebago | NE | 68071 | Thurston | NE08802 | Scrapped/Junked | 11246 | 2001 | Les Inc/Aldrich Co | FTVT - Firetube Vertical TB | BOILER ROOM | HWHT - Hot Water Heat | 4/30/2020
Winnebago Public School | Hwy 77 N | Winnebago | NE | 68071 | Thurston | NE08803 | Scrapped/Junked | 11253 | 2001 | Les Inc/Aldrich Co | FTVT - Firetube Vertical TB | BOILER ROOM | HWHT - Hot Water Heat | 4/30/2020
Winnebago Public School | Hwy 77 N | Winnebago | NE | 68071 | Thurston | NE08804 | Scrapped/Junked | 127550 | 2001 | Loch | CPFH - Copper Fin Water Heater | BOILER ROOM | HWSD - Hot Water Dom/Potable | 4/30/2010
Winnebago Public School | Hwy 77 N | Winnebago | NE | 68071 | Thurston | NE08805 | Active | 130233 | 2001 | Lochinvar | CPFH - Copper Fin Water Heater | BOILER ROOM | HWSD - Hot Water Dom/Potable | 4/30/2026
Winnebago Public School | Hwy 77 N | Winnebago | NE | 68071 | Thurston | NE08806 | Scrapped/Junked | 11381 | 2001 | Les Inc/Aldrich Co | FTVT - Firetube Vertical TB | GYM/BOILER ROOM | HWHT - Hot Water Heat | 4/30/2020
Winnebago Public School | Hwy 77 N | Winnebago | NE | 68071 | Thurston | NE08807 | Scrapped/Junked | 11383 | 2001 | Les Inc/Aldrich Co | FTVT - Firetube Vertical TB | GYM-BOILER ROOM | HWHT - Hot Water Heat | 4/30/2020
Winnebago Public School | Hwy 77 N | Winnebago | NE | 68071 | Thurston | NE17029 | Scrapped/Junked | 112329 | 2009 | Lochinvar | COWH - Coil Type Water Heater | South Boiler Room | HWSD - Hot Water Dom/Potable | 4/30/2024
Winnebago Public School | Hwy 77 N | Winnebago | NE | 68071 | Thurston | NE23089 | Scrapped/Junked | 69667 | 2000 | State | CHWH - ASME/Fired Water Heater | BOILER ROOM | HWSD - Hot Water Dom/Potable | 4/30/2018
Winnebago Public School | Hwy 77 N | Winnebago | NE | 68071 | Thurston | NE23090 | Scrapped/Junked | 69674 | 2000 | State | CHWH - ASME/Fired Water Heater | BOILER ROOM | HWSD - Hot Water Dom/Potable | 4/30/2018
Winnebago Public School | Hwy 77 N | Winnebago | NE | 68071 | Thurston | NE28804 | Active | 550477 | 2022 | Sermeta | WTSS - Watertube SS Steel | Boiler Room | HWHT - Hot Water Heat | 4/30/2023
Winnebago Public School | Hwy 77 N | Winnebago | NE | 68071 | Thurston | NE28805 | Active | 438044 | 2018 | Lochinvar | WTSS - Watertube SS Steel | Boiler Room | HWHT - Hot Water Heat | 4/30/2026
Winnebago Public School | Hwy 77 N | Winnebago | NE | 68071 | Thurston | NE29038 | Active | 346814 | 2019 | Lochinvar | FTVT - Firetube Vertical TB | Gym Boiler Room | HWHT - Hot Water Heat | 4/30/2024
Winnebago Public School | Hwy 77 N | Winnebago | NE | 68071 | Thurston | NE29039 | Active | 347151 | 2019 | Lochinvar | FTVT - Firetube Vertical TB | Gym Boiler Room | HWHT - Hot Water Heat | 4/30/2024
Winnebago Public School | Hwy 77 N | Winnebago | NE | 68071 | Thurston | NE32478 | Active | n/a | 1973 | Kewanee | FT - Firetube Boiler | BOILER ROOM | HWHT - Hot Water Heat | 4/30/2024
Winnebago Public School | Hwy 77 N | Winnebago | NE | 68071 | Thurston | NE32479 | Active | n/a | 1973 | Kewanee | FT - Firetube Boiler | BOILER ROOM | HWHT - Hot Water Heat | 4/30/2024
Winnebago Public School | Hwy 77 N | Winnebago | NE | 68071 | Thurston | NE41554 | Active | 305928 | 2014 | Lochinvar | WTSS - Watertube SS Steel | Boiler Room | HWHT - Hot Water Heat | 4/30/2026
Winnebago Public School | Hwy 77 N | Winnebago | NE | 68071 | Thurston | NE43550 | Active | 648483 | 2025 | Sermeta | CHWH - ASME/Fired Water Heater | Boiler Room | HWSD - Hot Water Dom/Potable | 4/30/2025
WINNEBAGO PUBLIC SCHOOL | HWY 77 N | WINNEBAGO | NE | 68071 | THURSTON | NE16135 | Scrapped/Junked |  | 1990 | AO SMITH | CHWH - ASME/Fired Water Heater | BOILER ROOM | HWSD - Hot Water Dom/Potable | 7/31/2001
WINNEBAGO PUBLIC SCHOOL | HWY 77 N | WINNEBAGO | NE | 68071 | THURSTON | NE16136 | Scrapped/Junked |  | 1989 | AO SMITH | AHWH - ANSI/Fired Water Htr | BOILER ROOM | HWSD - Hot Water Dom/Potable | 7/31/2001
WINNEBAGO PUBLIC SCHOOL | HWY 77 N | WINNEBAGO | NE | 68071 | THURSTON | NE16137 | Scrapped/Junked |  | 1989 | AO SMITH | CHWH - ASME/Fired Water Heater | BOILER ROOM | HWSD - Hot Water Dom/Potable | 7/31/2001
WINNEBAGO PUBLIC SCHOOL | HWY 77 N | WINNEBAGO | NE | 68071 | THURSTON | NE16138 | Scrapped/Junked |  | 1989 | AO SMITH | AHWH - ANSI/Fired Water Htr | BOILER ROOM | HWSD - Hot Water Dom/Potable | 7/31/2001
WINNEBAGO HEAD START | HWY 77 N | WINNEBAGO | NE | 68071 | THURSTON | NE14743 | Inactive |  | 1988 | BURNHAM COMM/INDUST |  |  | HWHT - Hot Water Heat | 6/30/1999
ST AUGUSTINE MISSN CHURCH | ONE MISSION RD/HWY 77 N | WINNEBAGO | NE | 68071 | THURSTON | NE32466 | Scrapped/Junked |  | 1968 | KEWANEE | FT - Firetube Boiler | SCHOOL GYM | HWHT - Hot Water Heat | 7/31/2001
VALLEY COUNTY COURTHOUSE | 125 S 15th St | Ord | NE | 68862-1452 | VALLEY | NE35102 | Scrapped/Junked | N/A | 1960 | BRYANT |  | BASEMENT | STHT - Steam-Heat | 2/28/2006
VALLEY COUNTY COURTHOUSE | 125 S 15th St | Ord | NE | 68862-1452 | VALLEY | NE35103 | Scrapped/Junked | N/A | 1960 | BRYANT |  | BASEMENT | STHT - Steam-Heat | 2/28/2006
ORD GROCERY MART | 136 N 15th St | Ord | NE | 68862-1405 | VALLEY | NE20454 | Exempt 1999 LB-66 |  | 1986 | RHEEM MANUFACTURING CO | AHWH - ANSI/Fired Water Htr |  | HWSD - Hot Water Dom/Potable | 10/31/1999
ORD CHEESE COMPANY | 1608 K St | Ord | NE | 68862-1420 | VALLEY | NE02693 | Inactive | 590 | 1958 | KEWANEE | FTSM - FTS Marine Dry Back | BOILER ROOM | PROC - Process Steam | 9/30/1986
Ord High School | 1800 K St | Ord | NE | 68862-1357 | Valley | NE20419 | Exempt 1999 LB-66 |  | 1995 | AO SMITH | AHWH - ANSI/Fired Water Htr |  | HWSD - Hot Water Dom/Potable | 8/31/2000
Ord High School | 1800 K St | Ord | NE | 68862-1357 | Valley | NE20989 | Scrapped/Junked | 3994 | 2011 | CAMUS | FTVT - Firetube Vertical TB | Shop-Boiler Room | GLYC - Glycol Bldg Heat Sys | 1/31/2019
Ord High School | 1800 K St | Ord | NE | 68862-1357 | Valley | NE20990 | Scrapped/Junked | 3993 | 2011 | CAMUS | FTVT - Firetube Vertical TB | Shop-Boiler Room | GLYC - Glycol Bldg Heat Sys | 1/31/2019
Ord High School | 1800 K St | Ord | NE | 68862-1357 | Valley | NE27789 | Active | 5563 | 2018 | Riello | WTSS - Watertube SS Steel | Boiler Room | GLYC - Glycol Bldg Heat Sys | 11/30/2026
Ord High School | 1800 K St | Ord | NE | 68862-1357 | Valley | NE27790 | Active | 5584 | 2018 | Riello | WTSS - Watertube SS Steel | Boiler Room | GLYC - Glycol Bldg Heat Sys | 11/30/2026
Ord High School | 1800 K St | Ord | NE | 68862-1357 | Valley | NE27791 | Active | 5565 | 2018 | Riello | WTSS - Watertube SS Steel | Boiler Room | GLYC - Glycol Bldg Heat Sys | 11/30/2026
Ord High School | 1800 K St | Ord | NE | 68862-1357 | Valley | NE27792 | Active | 5570 | 2018 | Riello | WTSS - Watertube SS Steel | Boiler Room | GLYC - Glycol Bldg Heat Sys | 11/30/2026
Ord High School | 1800 K St | Ord | NE | 68862-1357 | Valley | NE27793 | Active | 5551 | 2018 | Riello | WTSS - Watertube SS Steel | Boiler Room | GLYC - Glycol Bldg Heat Sys | 11/30/2026
Ord High School | 1800 K St | Ord | NE | 68862-1357 | Valley | NE27794 | Active | 5568 | 2018 | Riello | WTSS - Watertube SS Steel | Boiler Room | GLYC - Glycol Bldg Heat Sys | 11/30/2026
Ord High School | 1800 K St | Ord | NE | 68862-1357 | Valley | NE30294 | Inactive |  | 1930 | US RADIATOR |  |  | STHT - Steam-Heat | 8/31/1989
Ord High School | 1800 K St | Ord | NE | 68862-1357 | Valley | NE33634 | Scrapped/Junked | 38126 | 1984 | Kewanee | FTFB - Firetube-Firebox Boiler | BOILER ROOM | STHT - Steam-Heat | 1/31/2012
Ord High School | 1800 K St | Ord | NE | 68862-1357 | Valley | NE33635 | Scrapped/Junked | 38127 | 1984 | KEWA | FTFB - Firetube-Firebox Boiler | HIGH SCHOOL | STHT - Steam-Heat | 1/31/2012
BENDA CLEANERS | 204 S 15th St | Ord | NE | 68862-1706 | VALLEY | NE01186 | Inactive | 5387 | 1950 | CLAYTON INDUSTRIES | COBL - Coil Type Boiler | REAR OF PLANT | PROC - Process Steam | 10/31/1985
North Loup City Pool | 210n Robbins Rd | North Loup | NE | 68859 | Valley | NE06378 | Scrapped/Junked | 208752 | 2003 | RAYP | CPFH - Copper Fin Water Heater | FILTER ROOM | OPHT - Outdoor Pool Heater | 6/30/2011
North Loup City Pool | 210n Robbins Rd | North Loup | NE | 68859 | Valley | NE08418 | Scrapped/Junked |  | 1995 | RAYPAK INC, CALIFORNIA | CPFT - Horiz Cpr Fin Boiler | FILTER ROOM | OPHT - Outdoor Pool Heater | 6/30/2003
North Loup City Pool | 210n Robbins Rd | North Loup | NE | 68859 | Valley | NE19868 | Scrapped/Junked | none | 2011 | Raypak | CPFH - Copper Fin Water Heater | Pool Mech. Room | OPHT - Outdoor Pool Heater | 5/31/2011
North Loup City Pool | 210n Robbins Rd | North Loup | NE | 68859 | Valley | NE22079 | Scrapped/Junked | 334651 | 2012 | Raypak | CPPH - Ansi Cpr Fin Pool Heater | Pool Mech. Room | OPHT - Outdoor Pool Heater | 6/30/2019
North Loup City Pool | 210n Robbins Rd | North Loup | NE | 68859 | Valley | NE28119 | Active | 46895 | 2018 | Raypak | CPPH - Ansi Cpr Fin Pool Heater | Pool Mech Room | OPHT - Outdoor Pool Heater | 7/31/2024
STOWELL, KRUMBL & | 218 S 16th St | Ord | NE | 68862-1710 | VALLEY | NE16592 | Scrapped/Junked |  | 1960 | US RADIATOR |  | BASEMENT | HWHT - Hot Water Heat | 1/31/1999
Arbor Care Center | 220 S 26th St | Ord | NE | 68862-1628 | Valley | NE06369 | Active | 9210 | 2005 | Lochinvar | WT - Water Tube Boiler | BOILER ROOM | HWSD - Hot Water Dom/Potable | 9/30/2026
Arbor Care Center | 220 S 26th St | Ord | NE | 68862-1628 | Valley | NE07782 | Scrapped/Junked | 221755 | 2004 | Raypak | CPFT - Horiz Cpr Fin Boiler | BOILER ROOM | HWHT - Hot Water Heat | 9/30/2021
Arbor Care Center | 220 S 26th St | Ord | NE | 68862-1628 | Valley | NE29150 | Active | 324220 | 2018 | Lochinvar | CPFT - Horiz Cpr Fin Boiler | Boiler room | HWSD - Hot Water Dom/Potable | 9/30/2026
Arbor Care Center | 220 S 26th St | Ord | NE | 68862-1628 | Valley | NE30214 | Active | none | 1963 | kewanee | FTFB - Firetube-Firebox Boiler | BLR RM LEFT #3 | HWHT - Hot Water Heat | 9/30/2026
Arbor Care Center | 220 S 26th St | Ord | NE | 68862-1628 | Valley | NE30216 | Active | none | 1963 | Kewanee | FTFB - Firetube-Firebox Boiler | BLR RM MIDDLE #2 | HWHT - Hot Water Heat | 9/30/2026
Arbor Care Center | 220 S 26th St | Ord | NE | 68862-1628 | Valley | NE30219 | Active | none | 1963 | Kewanee | FTFB - Firetube-Firebox Boiler | BLR RM RIGHT #1 | HWHT - Hot Water Heat | 9/30/2026
Arbor Care Center | 220 S 26th St | Ord | NE | 68862-1628 | Valley | NE30221 | Scrapped/Junked | none | 1972 | BRYN | CI - Cast Iron | C WING NURSING HOME | HWHT - Hot Water Heat | 9/30/2023
Arbor Care Center | 220 S 26th St | Ord | NE | 68862-1628 | Valley | NE30222 | Scrapped/Junked | none | 1972 | BRYN | CI - Cast Iron | C WING NURSING HOME | HWHT - Hot Water Heat | 9/30/2023
Arbor Care Center | 220 S 26th St | Ord | NE | 68862-1628 | Valley | NE41628 | Active | 17886 | 2021 | Riello | COBL - Coil Type Boiler | Generator Boiler Room | HWHT - Hot Water Heat | 9/30/2026
Arbor Care Center | 220 S 26th St | Ord | NE | 68862-1628 | Valley | NE41629 | Active | 17867 | 2021 | Riello | COBL - Coil Type Boiler | Generator Boiler Room | HWHT - Hot Water Heat | 9/30/2026
ORD HOUSING AUTHORITY | 2410 K St | Ord | NE | 68862-1209 | VALLEY | NE40492 | Exempt |  | 1963 | AMERICAN STANDARD |  | 140 BLDG | HWHT - Hot Water Heat | 6/30/1999
ORD HOUSING AUTHORITY | 2410 K St | Ord | NE | 68862-1209 | VALLEY | NE40493 | Exempt |  | 1963 | AMERICAN STANDARD |  | 150 BLDG | HWHT - Hot Water Heat | 6/30/1999
ORD HOUSING AUTHORITY | 2410 K St | Ord | NE | 68862-1209 | VALLEY | NE40494 | Exempt |  | 1963 | AMERICAN STANDARD |  | 160 BLDG | HWHT - Hot Water Heat | 6/30/1999
ORD HOUSING AUTHORITY | 2410 K St | Ord | NE | 68862-1209 | VALLEY | NE40495 | Exempt |  | 1963 | AMERICAN STANDARD |  | 170 BLDG | HWHT - Hot Water Heat | 6/30/1999
ORD HOUSING AUTHORITY | 2410 K St | Ord | NE | 68862-1209 | VALLEY | NE40496 | Scrapped/Junked |  | 1973 | PEERLESS HEATER COMPANY |  | 10 PLEX | HWHT - Hot Water Heat | 6/30/2006
ORD HOUSING AUTHORITY | 2410 K St | Ord | NE | 68862-1209 | VALLEY | NE40497 | Scrapped/Junked |  | 1973 | PEERLESS HEATER COMPANY |  | 8 PLEX | HWHT - Hot Water Heat | 6/30/2006
ORD HOUSING AUTHORITY | 2410 K St | Ord | NE | 68862-1209 | VALLEY | NE40498 | Exempt |  | 1963 | AMERICAN STANDARD |  | 100 BLDG | HWHT - Hot Water Heat | 6/30/1999
ORD HOUSING AUTHORITY | 2410 K St | Ord | NE | 68862-1209 | VALLEY | NE40499 | Exempt |  | 1963 | AMERICAN STANDARD |  | 110 BLDG | HWHT - Hot Water Heat | 6/30/1999
ORD HOUSING AUTHORITY | 2410 K St | Ord | NE | 68862-1209 | VALLEY | NE40578 | Exempt |  | 1963 | AMERICAN STANDARD |  | 130 BLDG | HWHT - Hot Water Heat | 6/30/1999
ORD HOUSING AUTHORITY | 2410 K St | Ord | NE | 68862-1209 | VALLEY | NE50000 | Exempt |  | 1963 | AMERICAN STANDARD |  | 120 BLDG | HWHT - Hot Water Heat | 6/30/1999
Veterans Memorial Bldg | 246 S 15th St | Ord | NE | 68862-1706 | Valley | NE15647 | Scrapped/Junked | NA | 1965 | Bryan | CI - Cast Iron | Basement | HWHT - Hot Water Heat | 3/31/2012
Valley County Health System | 2707 L St | Ord | NE | 68862-1275 | Valley | NE05873 | Scrapped/Junked |  | 1988 | AO SMITH | AHWH - ANSI/Fired Water Htr | MAIN BOILER RM | HWSD - Hot Water Dom/Potable | 9/30/1999
Valley County Health System | 2707 L St | Ord | NE | 68862-1275 | Valley | NE05874 | Exempt 1999 LB-66 |  | 1996 | STATE INDUSTRIES | AHWH - ANSI/Fired Water Htr | WEST BOILER RM | HWSD - Hot Water Dom/Potable | 9/30/1999
Valley County Health System | 2707 L St | Ord | NE | 68862-1275 | Valley | NE05875 | Exempt 1999 LB-66 |  | 1987 | AO SMITH | AHWH - ANSI/Fired Water Htr | WEST BOILER RM | HWSD - Hot Water Dom/Potable | 9/30/1999
Valley County Health System | 2707 L St | Ord | NE | 68862-1275 | Valley | NE07781 | Scrapped/Junked | 155560 | 1998 | RAYPAK INC, CALIFORNIA | CPFT - Horiz Cpr Fin Boiler | BOILER ROOM | HWSD - Hot Water Dom/Potable | 9/30/2006
Valley County Health System | 2707 L St | Ord | NE | 68862-1275 | Valley | NE18638 | Active | 18637 | 2009 | Precision | ELBL - Electric Boiler | Rm. B165 | HWHT - Hot Water Heat | 9/30/2026
Valley County Health System | 2707 L St | Ord | NE | 68862-1275 | Valley | NE18639 | Active | 69703 | 2009 | Ajax | WT - Water Tube Boiler | Rm. B165 | HWHT - Hot Water Heat | 9/30/2026
Valley County Health System | 2707 L St | Ord | NE | 68862-1275 | Valley | NE18640 | Exempt | 121738 | 2009 | AO SMITH | ELWH - Electric Water Heater | Rm. B165 | HWSD - Hot Water Dom/Potable | 9/30/2022
Valley County Health System | 2707 L St | Ord | NE | 68862-1275 | Valley | NE18641 | Exempt | 121740 | 2009 | AO SMITH | ELWH - Electric Water Heater | Rm. B165 | HWSD - Hot Water Dom/Potable | 9/30/2022
Valley County Health System | 2707 L St | Ord | NE | 68862-1275 | Valley | NE18642 | Exempt | 121737 | 2009 | AO SMITH | ELWH - Electric Water Heater | Rm. B165 | HWSD - Hot Water Dom/Potable | 9/30/2022
Valley County Health System | 2707 L St | Ord | NE | 68862-1275 | Valley | NE18643 | Exempt | 121736 | 2009 | AO SMITH | ELWH - Electric Water Heater | Rm. B165 | HWSD - Hot Water Dom/Potable | 9/30/2022
Valley County Health System | 2707 L St | Ord | NE | 68862-1275 | Valley | NE18644 | Exempt | 121739 | 2009 | AO SMITH | ELWH - Electric Water Heater | Rm. B165 | HWSD - Hot Water Dom/Potable | 9/30/2021
North Loup-Scotia High | 308 S B St | North Loup | NE | 68875 | Valley | NE10140 | Inactive | N/A | 2007 | Peerless | CI - Cast Iron | BOILER ROOM | STHT - Steam-Heat | 1/31/2016
North Loup-Scotia High | 308 S B St | North Loup | NE | 68875 | Valley | NE10141 | Inactive | N/A | 2007 | Peerless | CI - Cast Iron | BOILER ROOM | STHT - Steam-Heat | 1/31/2016
NORTH LOUP-SCOTIA | 308 S B ST | NORTH LOUP | NE | 68859 | VALLEY | NE30176 | Scrapped/Junked |  | 1960 | AMERICAN STANDARD |  | BOILER ROOM | STHT - Steam-Heat | 8/31/2008
Green America Bio fuels | 48267 Val-E Rd | Ord | NE | 68862-1988 | Valley | NE07952 | Active | 33 | 2006 | Victory | WT - Water Tube Boiler | Boiler Room | PROC - Process Steam | 11/30/2026
Green America Bio fuels | 48267 Val-E Rd | Ord | NE | 68862-1988 | Valley | NE12693 | Scrapped/Junked | 336 | 2006 | CAM INDUSTRIES | ECON - Boiler Economizer | Boiler Room | PROC - Process Steam | 11/30/2022
Green America Bio fuels | 48267 Val-E Rd | Ord | NE | 68862-1988 | Valley | NE41344 | Active | 942 | 2021 | Victory | ECON - Boiler Economizer | Boiler room | ECON - Boiler Economizer | 11/30/2026
Green America Bio fuels | 48267 Val-E Rd | Ord | NE | 68862-1988 | Valley | NEW | Scrapped/Junked | 942 | 2021 | VICTORY ENERGY | SUPH - Tubed Superheater | Boiler Room | HPSH - High Pressure Superheater | 4/25/2022
Our Lady Perpetual Help | 527 N 19th St | Ord | NE | 68862-1016 | Valley | NE17473 | Inactive |  | 1955 | Fitzgibbons | FT - Firetube Boiler | NORTH BSMT | HWHT - Hot Water Heat | 8/31/2003
Our Lady Perpetual Help | 527 N 19th St | Ord | NE | 68862-1016 | Valley | NE33373 | Inactive | 5248 | 1955 | CYCLOTHERM | FTSM - FTS Marine Dry Back | BOILER ROOM | STHT - Steam-Heat | 8/31/2003
Country Partners Cooperative | 608 N Railroad | North Loup | NE | 68859 | Valley | NE25833 | Scrapped/Junked | 45536 | 2014 | Electro-Boiler | ELBL - Electric Boiler | Mechanical Room | HWHF - Hot Water Heat-Floor | 7/31/2023
Ord Elementary School | 807 17th St | Ord | NE | 68862 | Valley | NE07701 | Scrapped/Junked | 103461 | 2006 | AO SMITH | CHWH - ASME/Fired Water Heater | BOILER ROOM | HWSD - Hot Water Dom/Potable | 1/31/2013
Ord Elementary School | 807 17th St | Ord | NE | 68862 | Valley | NE20463 | Scrapped/Junked | 35467 | 1996 | A. O. Smith | CHWH - ASME/Fired Water Heater | BOILER ROOM | HWSD - Hot Water Dom/Potable | 3/31/2007
Ord Elementary School | 807 17th St | Ord | NE | 68862 | Valley | NE24047 | Active | 166478 | 2012 | AO SMITH | CHWH - ASME/Fired Water Heater | Boiler Room | HWSD - Hot Water Dom/Potable | 11/30/2026
Ord Elementary School | 807 17th St | Ord | NE | 68862 | Valley | NE34563 | Scrapped/Junked | 42480 | 1989 | Kewanee | FTFB - Firetube-Firebox Boiler | BOILER ROOM | GLYC - Glycol Bldg Heat Sys | 11/30/2021
Ord Elementary School | 807 17th St | Ord | NE | 68862 | Valley | NE41396 | Active | 19340 | 2021 | Riello | COBL - Coil Type Boiler | Boiler Room | HWHT - Hot Water Heat | 11/30/2026
Ord Elementary School | 807 17th St | Ord | NE | 68862 | Valley | NE41397 | Active | 19373 | 2021 | Riello | COBL - Coil Type Boiler | Boiler Room | HWHT - Hot Water Heat | 11/30/2026
Ord Elementary School | 807 17th St | Ord | NE | 68862 | Valley | NE41398 | Active | 19374 | 2021 | Riello | COBL - Coil Type Boiler | Boiler Room | HWHT - Hot Water Heat | 11/30/2026
Ord Elementary School | 807 17th St | Ord | NE | 68862 | Valley | NE41399 | Active | 19351 | 2021 | Riello | COBL - Coil Type Boiler | Boiler Room | HWHT - Hot Water Heat | 11/30/2026
Ord City Pool | Bussley Park Rd | Ord | NE | 68862 | Valley | NE08415 | Out of Service | 93097 | 1999 | Teledyne Laars | CPFT - Horiz Cpr Fin Boiler | FILTER ROOM | OPHT - Outdoor Pool Heater | 5/31/2018
Ord City Pool | Bussley Park Rd | Ord | NE | 68862 | Valley | NE28160 | Active | 475408 | 2018 | Raypak | CPFT - Horiz Cpr Fin Boiler | Outdoor | OPHT - Outdoor Pool Heater | 6/30/2026
ORD CITY POOL | BUSSLEY PARK RD | ORD | NE | 68862 | VALLEY | NE40700 | Scrapped/Junked |  | 1978 | TELEDYNE LAARS | WT - Water Tube Boiler |  | HWSP - Hot Water Non Potable Supply | 8/31/2000
UNITED METHODIST CHURCH | MAIN & MAPLE ST | NORTH LOUP | NE | 68859 | VALLEY | NE07165 | Inactive |  | 1976 | BRYANT |  | BOILER ROOM | STHT - Steam-Heat | 1/31/1999
Arlington Elementary | 1015 Bell St | Arlington | NE | 68002-4043 | Washington | NE16898 | Scrapped/Junked | 7372 | 1992 | ALDR | FTFB - Firetube-Firebox Boiler | BOILER ROOM | HWHT - Hot Water Heat | 1/31/2010
Arlington Elementary | 1015 Bell St | Arlington | NE | 68002-4043 | Washington | NE16899 | Inactive | 7373 | 1992 | Aldrich | FTFB - Firetube-Firebox Boiler | BOILER ROOM | HWHT - Hot Water Heat | 1/31/2018
Arlington Elementary | 1015 Bell St | Arlington | NE | 68002-4043 | Washington | NE19057 | Inactive | 126869 | 2009 | CAMUS | WT - Water Tube Boiler | Boiler room | HWHT - Hot Water Heat | 1/31/2016
Arlington Elementary | 1015 Bell St | Arlington | NE | 68002-4043 | Washington | NE19058 | Inactive | 160540 | 2010 | CAMUS | WT - Water Tube Boiler | Boiler room | HWHT - Hot Water Heat | 1/31/2016
Arlington Elementary | 1015 Bell St | Arlington | NE | 68002-4043 | Washington | NE24793 | Scrapped/Junked | 44180 | 1998 | AOSM | CHWH - ASME/Fired Water Heater | BOILER ROOM | HWSD - Hot Water Dom/Potable | 7/31/2011
Arlington Elementary | 1015 Bell St | Arlington | NE | 68002-4043 | Washington | NE34754 | Scrapped/Junked | 16396 | 1984 | VULCAN-HART | ELBL - Electric Boiler | KITCHEN | 0021 - Steam Supp Cooker/Kettle | 7/31/2002
Deerfield Elementary | 1100 Deerfield Blvd | Blair | NE | 68008-3715 | Washington | NE43540 | Active | 67951 | 2015 | PVI Industries | CHWH - ASME/Fired Water Heater | Kitchen Mechanical Room | HWSD - Hot Water Dom/Potable | 2/28/2026
Deerfield Elementary | 1100 Deerfield Blvd | Blair | NE | 68008-3715 | Washington | NE43541 | Active | 408408 | 2023 | Lochinvar | FTVT - Firetube Vertical TB | North Mechanical Room | GLYC - Glycol Bldg Heat Sys | 2/28/2026
Mid America Computer Corp | 111 Admiral Dr | Blair | NE | 68008-2522 | Washington | NE30571 | Active | 7878 | 1994 | Aldrich | FTVT - Firetube Vertical TB | MECH RM | HWHT - Hot Water Heat | 11/30/2026
Ft Calhoun Elem Schl | 1120 Monroe St | Fort Calhoun | NE | 68023-2530 | WASHINGTON | NE14131 | Active | 58245 | 2008 | LOCHINVAR | SSCH - SS Coil Water Heater | MECH ROOM #2 | HWHT - Hot Water Heat | 9/30/2026
Ft Calhoun Elem Schl | 1120 Monroe St | Fort Calhoun | NE | 68023-2530 | WASHINGTON | NE14132 | Active | 61799 | 2008 | LOCHINVAR | SSCH - SS Coil Water Heater | MECH #1 | HWHT - Hot Water Heat | 9/30/2026
Ft Calhoun Elem Schl | 1120 Monroe St | Fort Calhoun | NE | 68023-2530 | WASHINGTON | NE22785 | Active | 4015 | 2011 | Rinnai/ATAG | WTHW - Watertube Wtr Heater | Boiler Room | HHHP - Hotwater Heat & Heat Pump | 9/30/2026
Ft Calhoun Elem Schl | 1120 Monroe St | Fort Calhoun | NE | 68023-2530 | WASHINGTON | NE31534 | Scrapped/Junked |  | 1962 | KEWANEE | FTFB - Firetube-Firebox Boiler | BOILER ROOM | HWHT - Hot Water Heat | 8/31/2008
Power Wash USA - Blair | 1130 S Hwy 30 | Blair | NE | 68008-2303 | Washington | NE27660 | Active | 230175 | 2016 | Heat Transfer Products Inc. | FTVT - Firetube Vertical TB | MECH ROOM | GLFH - Glycol Floor Heat System | 3/31/2027
Power Wash USA - Blair | 1130 S Hwy 30 | Blair | NE | 68008-2303 | Washington | NE40122 | Scrapped/Junked | N/A | 1998 | Burnham | CI - Cast Iron | MECH ROOM | GLFH - Glycol Floor Heat System | 3/31/2018
Blair Family YMCA | 1278 Wilbur St | Blair | NE | 68008-2373 | Washington | NE09802 | Scrapped/Junked | 92027 | 2001 | A. O. Smith | CHWH - ASME/Fired Water Heater | Mechanical Room | HWSD - Hot Water Dom/Potable | 5/31/2011
Blair Family YMCA | 1278 Wilbur St | Blair | NE | 68008-2373 | Washington | NE09803 | Scrapped/Junked | 92026 | 2001 | A. O. Smith | CHWH - ASME/Fired Water Heater | Mechanical Room | HWSD - Hot Water Dom/Potable | 5/31/2017
Blair Family YMCA | 1278 Wilbur St | Blair | NE | 68008-2373 | Washington | NE09804 | Out of Service | 12642 | 2001 | Triad | FT - Firetube Boiler | Mechanical Room | HWHT - Hot Water Heat | 5/31/2015
Blair Family YMCA | 1278 Wilbur St | Blair | NE | 68008-2373 | Washington | NE09805 | Active | 12631 | 2001 | Triad | FT - Firetube Boiler | Mechanical Room | IPHT - Indoor Pool Heater | 5/31/2026
Blair Family YMCA | 1278 Wilbur St | Blair | NE | 68008-2373 | Washington | NE09806 | Active | 12632 | 2001 | Triad | FT - Firetube Boiler | Mechanical room | IPHT - Indoor Pool Heater | 5/31/2026
Central Office | 1326 Park St | Blair | NE | 68008-1671 | Washington | NE17063 | Active | 17487 | 2009 | Les Inc/Aldrich Co | FTVT - Firetube Vertical TB | Boiler Room | GLYC - Glycol Bldg Heat Sys | 2/28/2027
Central Office | 1326 Park St | Blair | NE | 68008-1671 | Washington | NE17064 | Active | 17488 | 2009 | Les Inc/Aldrich Co | FTVT - Firetube Vertical TB | Boiler Room | GLYC - Glycol Bldg Heat Sys | 2/28/2027
Central Office | 1326 Park St | Blair | NE | 68008-1671 | Washington | NE21244 | Active | 70948 | 1996 | Teledyne Laars | CPFT - Horiz Cpr Fin Boiler | BOILER ROOM | HWHT - Hot Water Heat | 2/28/2027
Central Office | 1326 Park St | Blair | NE | 68008-1671 | Washington | NE21245 | Active | 70947 | 1996 | Teledyne Laars | CPFT - Horiz Cpr Fin Boiler | BOILER ROOM | HWHT - Hot Water Heat | 2/28/2027
Central Office | 1326 Park St | Blair | NE | 68008-1671 | Washington | NE33516 | Scrapped/Junked |  | 1951 | PACI | FT - Firetube Boiler | BOILER ROOM | HWHT - Hot Water Heat | 2/28/2009
Central Office | 1326 Park St | Blair | NE | 68008-1671 | Washington | NE33517 | Inactive |  | 1959 | KEWANEE | FT - Firetube Boiler | BOILER ROOM | HWHT - Hot Water Heat | 6/30/2003
CENTRAL ELEMENTARY SCHOOL | 140 S 16th St | Blair | NE | 68008-2036 | WASHINGTON | NE33514 | Inactive |  | 1930 | KEWANEE | FT - Firetube Boiler | CENTRAL ELEM. | STHT - Steam-Heat | 6/30/1990
Perfect Stay Inn & Suites | 1465 Front St | Blair | NE | 68008-1638 | Washington | NE19089 | Active | N/A | 2010 | Peerless | CI - Cast Iron | Basement | STHT - Steam-Heat | 3/31/2027
Washington County Bank | 1523 Washington St | Blair | NE | 68008-1653 | Washington | NE18417 | Active | 0 | 1977 | Bryan Steam Corporation | WT - Water Tube Boiler | 2nd Floor Boiler Room | HWHT - Hot Water Heat | 3/31/2027
Advance Cleaners | 1550 Washington St | Blair | NE | 68008-1654 | Washington | NE06292 | Scrapped/Junked | 72127 | 2003 | AOSM | COBL - Coil Type Boiler | BOILER ROOM | HWSD - Hot Water Dom/Potable | 10/31/2009
Advance Cleaners | 1550 Washington St | Blair | NE | 68008-1654 | Washington | NE15781 | Scrapped/Junked | C23520 | 2009 | A O Smith | COBL - Coil Type Boiler | Back Room | HWSD - Hot Water Dom/Potable | 10/31/2010
Advance Cleaners | 1550 Washington St | Blair | NE | 68008-1654 | Washington | NE30484 | Scrapped/Junked | 2151 | 1980 | INDU | FTVT - Firetube Vertical TB | BOILER ROOM | PROC - Process Steam | 10/31/2010
Advance Cleaners | 1550 Washington St | Blair | NE | 68008-1654 | Washington | NE30733 | Scrapped/Junked | 57874 | 2000 | A. O. Smith |  | Boiler Room | HWDP - Hotwater Heat & Dom Supply | 6/30/2005
Gamut Building | 1570 Washington St | Blair | NE | 68008-1602 | Washington | NE15763 | Active | n/a | 2008 | Peerless | CI - Cast Iron | Basement | STHT - Steam-Heat | 1/31/2025
Gamut Building | 1570 Washington St | Blair | NE | 68008-1602 | Washington | NE21956 | Scrapped/Junked |  | 1971 | Peerless | CI - Cast Iron | Basement | STHT - Steam-Heat | 12/31/2008
American Broadband Communications, LLC | 1605 Washington St | Blair | NE | 68008-1655 | Washington | NE14796 | Active | N/A | 1970 | NATR | CI - Cast Iron | BASEMENT | HWHT - Hot Water Heat | 12/31/2026
South Elementary School | 1616 Butler St | Blair | NE | 68008-2274 | Washington | NE27956 | Active | N/A | 2014 | Peerless | CI - Cast Iron | Boiler Room | HWHT - Hot Water Heat | 2/28/2027
South Elementary School | 1616 Butler St | Blair | NE | 68008-2274 | Washington | NE32813 | Scrapped/Junked | 14698 | 1983 | Burnham | FTFB - Firetube-Firebox Boiler | BOILER ROOM | HWHT - Hot Water Heat | 2/28/2019
American Broadband Communications, LLC | 1638 Lincoln St | Blair | NE | 68008-2052 | WASHINGTON | NE14794 | Active | N/A | 1983 | Weil-Mcclain | CI - Cast Iron | BOILER ROOM | HWHT - Hot Water Heat | 12/31/2026
American Broadband Communications, LLC | 1638 Lincoln St | Blair | NE | 68008-2052 | WASHINGTON | NE14795 | Inactive |  | 1989 | WEIL MCLAIN |  | BOILER ROOM | STHT - Steam-Heat | 12/31/2002
Arbor Park Elementary School | 1717 Adams St | Blair | NE | 68008 | Washington | NE04796 | Active | 6267 | 1989 | Les Inc/Aldrich Co | FTVT - Firetube Vertical TB | BOILER ROOM | HWHT - Hot Water Heat | 2/28/2027
Arbor Park Elementary School | 1717 Adams St | Blair | NE | 68008 | Washington | NE04797 | Active | 6268 | 1989 | Les Inc/Aldrich Co | FTVT - Firetube Vertical TB | BOILER ROOM | HWHT - Hot Water Heat | 2/28/2027
Arbor Park Elementary School | 1717 Adams St | Blair | NE | 68008 | Washington | NE04798 | Active | 6273 | 1989 | Les Inc/Aldrich Co | FTVT - Firetube Vertical TB | BOILER ROOM | HWHT - Hot Water Heat | 2/28/2027
Arbor Park Elementary School | 1717 Adams St | Blair | NE | 68008 | Washington | NE04799 | Active | 6272 | 1989 | Les Inc/Aldrich Co | FTVT - Firetube Vertical TB | BOILER ROOM | HWHT - Hot Water Heat | 2/28/2027
ARBOR PARK MIDDLE SCHOOL | 1717 ADAMS ST | BLAIR | NE | 68008 | WASHINGTON | NE20031 | Exempt 1999 LB-66 |  | 1989 | AO SMITH | AHWH - ANSI/Fired Water Htr |  | HWSD - Hot Water Dom/Potable | 6/30/2000
ARBOR PARK MIDDLE SCHOOL | 1717 ADAMS ST | BLAIR | NE | 68008 | WASHINGTON | NE20032 | Exempt 1999 LB-66 |  | 1989 | AO SMITH | AHWH - ANSI/Fired Water Htr |  | HWSD - Hot Water Dom/Potable | 6/30/2000
Ultra Wash | 1771 S Highway 30 | Blair | NE | 68008-2337 | Washington | NE01962 | Scrapped/Junked | N/A | 1993 | PALOMA | COWH - Coil Type Water Heater | MECH ROOM | HWHF - Hot Water Heat-Floor | 3/31/2023
Ultra Wash | 1771 S Highway 30 | Blair | NE | 68008-2337 | Washington | NE01963 | Scrapped/Junked | N/A | 1993 | PALOMA | COWH - Coil Type Water Heater | MECH ROOM | HWHF - Hot Water Heat-Floor | 3/31/2023
Ultra Wash | 1771 S Highway 30 | Blair | NE | 68008-2337 | Washington | NE01964 | Scrapped/Junked | N/A | 1993 | PALOMA | COWH - Coil Type Water Heater | MECH ROOM | HWHF - Hot Water Heat-Floor | 3/31/2023
Ultra Wash | 1771 S Highway 30 | Blair | NE | 68008-2337 | Washington | NE42191 | Scrapped/Junked | 9621 | 2023 | Bock Energy | CHWH - ASME/Fired Water Heater | Mechanical Room | HWSP - Hot Water Non Potable Supply | 4/30/2025
Ultra Wash | 1771 S Highway 30 | Blair | NE | 68008-2337 | Washington | NE42192 | Scrapped/Junked | 9631 | 2023 | Bock Energy | CHWH - ASME/Fired Water Heater | Mechanical Room | HWSP - Hot Water Non Potable Supply | 4/30/2025
Ultra Wash | 1771 S Highway 30 | Blair | NE | 68008-2337 | Washington | NE42890 | Active | 547925 | 2022 | Heat Transfer Products Inc. | WT - Water Tube Boiler | Mechanical Room | HWFP - Floor Heat & Nonpotable | 12/31/2025
Ultra Wash | 1771 S Highway 30 | Blair | NE | 68008-2337 | Washington | NE42891 | Active | 563696 | 2022 | Heat Transfer Products Inc. | WT - Water Tube Boiler | Mechanical Room | HWFP - Floor Heat & Nonpotable | 12/31/2025
Demolished Lot | 1865 Washington St | Blair | NE | 68008-1561 | Washington | NE19284 | Inactive | 0 | 1970 | Peerless Heater Company | CI - Cast Iron | Boiler Room | HWHT - Hot Water Heat | 4/30/2025
St Francis Borgia Parish | 2005 Davis Dr | Blair | NE | 68008-1849 | Washington | NE21985 | Exempt 1999 LB-66 |  | 1992 | AO SMITH | AHWH - ANSI/Fired Water Htr | BOILER ROOM | HWSD - Hot Water Dom/Potable | 6/30/1999
St Francis Borgia Parish | 2005 Davis Dr | Blair | NE | 68008-1849 | Washington | NE37672 | Inactive | n/a | 1958 | Kewanee | FTFB - Firetube-Firebox Boiler | CHURCH BOILER ROOM | HWHT - Hot Water Heat | 4/30/2019
St Francis Borgia Parish | 2005 Davis Dr | Blair | NE | 68008-1849 | Washington | NE41555 | Active | 101088 | 2019 | Lochinvar | FTVT - Firetube Vertical TB | Boiler Room | HWHT - Hot Water Heat | 4/30/2027
Gerhold Concrete Co | 201 N Industrial Dr | Blair | NE | 68008-0000 | Washington | NE00481 | Active | 1716 | 2000 | Sioux Stm.Clean | WT - Water Tube Boiler | Boiler Room | HWDP - Hotwater Heat & Dom Supply | 12/31/2026
Gerhold Concrete Co | 201 N Industrial Dr | Blair | NE | 68008-0000 | Washington | NE00482 | Active | 4660 | 2000 | Sioux Stm.Clean | WT - Water Tube Boiler | Boiler Room | HWDP - Hotwater Heat & Dom Supply | 12/31/2026
First Lutheran Church-BMIC#533764 | 2146 Wright St | Blair | NE | 68008-1146 | Washington | NE24769 | Active | n/a | 1995 | Peerless | CI - Cast Iron | BASEMENT | HWHT - Hot Water Heat | 4/30/2027
Little Blossom Child Care & Preschool | 2232 Washington St | Blair | NE | 68008 | Washington | NE32327 | Scrapped/Junked | 33643 | 1980 | Kewanee | FTFB - Firetube-Firebox Boiler | BOILER ROOM | HWHT - Hot Water Heat | 2/28/2023
WEST ELEMENTARY SCHOOL | 2232 WASHINGTON ST | BLAIR | NE | 68008 | WASHINGTON | NE33519 | Inactive |  | 1959 | KEWANEE | FT - Firetube Boiler | BOILER ROOM | HWHT - Hot Water Heat | 6/30/2002
Good Shepherd Lutheran | 2242 Wright St | Blair | NE | 68008-1148 | Washington | NE05638 | Exempt 1999 LB-66 |  | 1993 | AO SMITH | AHWH - ANSI/Fired Water Htr | BASEMENT | HWSD - Hot Water Dom/Potable | 9/30/1999
Good Shepherd Lutheran | 2242 Wright St | Blair | NE | 68008-1148 | Washington | NE05850 | Scrapped/Junked | 44885 | 1998 | AOSM | COBL - Coil Type Boiler | BOILER ROOM | HWSD - Hot Water Dom/Potable | 9/30/2017
Good Shepherd Lutheran | 2242 Wright St | Blair | NE | 68008-1148 | Washington | NE05851 | Scrapped/Junked | 44884 | 1998 | AOSM | COBL - Coil Type Boiler | BOILER ROOM | HWSD - Hot Water Dom/Potable | 9/30/2017
Good Shepherd Lutheran | 2242 Wright St | Blair | NE | 68008-1148 | Washington | NE16767 | Active | n/a | 1963 | Kewanee | FTFB - Firetube-Firebox Boiler | BOILER ROOM | HWHT - Hot Water Heat | 9/30/2026
Good Shepherd Lutheran | 2242 Wright St | Blair | NE | 68008-1148 | Washington | NE16768 | Active | 13700 | 1981 | Burnham | FTFB - Firetube-Firebox Boiler | BOILER ROOM | HWHT - Hot Water Heat | 9/30/2026
Good Shepherd Lutheran | 2242 Wright St | Blair | NE | 68008-1148 | Washington | NE16769 | Scrapped/Junked | 21369 | 1986 | Bryan | WT - Water Tube Boiler | BOILER ROOM | HWHT - Hot Water Heat | 9/30/2016
Crowell Memorial Home | 245 S 22nd St | Blair | NE | 68008-1811 | Washington | NE00301 | Scrapped/Junked | 64253 | 1999 | Weben-Jarco | COBL - Coil Type Boiler | assisted living blr rm | HWHT - Hot Water Heat | 3/31/2013
Crowell Memorial Home | 245 S 22nd St | Blair | NE | 68008-1811 | Washington | NE00302 | Scrapped/Junked | 52926 | 1999 | A. O. Smith | CHWH - ASME/Fired Water Heater | Assisted Living Boiler Rm | HWSD - Hot Water Dom/Potable | 3/31/2013
Crowell Memorial Home | 245 S 22nd St | Blair | NE | 68008-1811 | Washington | NE06917 | Scrapped/Junked | 74338 | 2005 | A O Smith | FTNT - FT Vertical Tubeless | Main Blr room | HWSD - Hot Water Dom/Potable | 5/22/2008
Crowell Memorial Home | 245 S 22nd St | Blair | NE | 68008-1811 | Washington | NE07232 | Scrapped/Junked | 107563 | 2006 | A. O Smith | FTNT - FT Vertical Tubeless | Boiler Room | HWDP - Hotwater Heat & Dom Supply | 5/14/2010
Crowell Memorial Home | 245 S 22nd St | Blair | NE | 68008-1811 | Washington | NE09715 | Scrapped/Junked | 58215 | 2000 | A. O. Smith | CHWH - ASME/Fired Water Heater | BOILER ROOM | HWSD - Hot Water Dom/Potable | 3/31/2010
Crowell Memorial Home | 245 S 22nd St | Blair | NE | 68008-1811 | Washington | NE09716 | Scrapped/Junked | 63877 | 2001 | AO SMITH | CHWH - ASME/Fired Water Heater | BOILER ROOM | HWSD - Hot Water Dom/Potable | 5/31/2004
Crowell Memorial Home | 245 S 22nd St | Blair | NE | 68008-1811 | Washington | NE10246 | Scrapped/Junked | NB 108918 | 2006 | A O Smith | FTVT - Firetube Vertical TB | Boiler Room | HWSD - Hot Water Dom/Potable | 3/31/2017
Crowell Memorial Home | 245 S 22nd St | Blair | NE | 68008-1811 | Washington | NE10643 | Scrapped/Junked | 74341 | 2003 | AO SMITH | CHWH - ASME/Fired Water Heater | BOILER ROOM | HWSD - Hot Water Dom/Potable | 5/31/2006
Crowell Memorial Home | 245 S 22nd St | Blair | NE | 68008-1811 | Washington | NE17354 | Scrapped/Junked |  | 1991 | AO SMITH | AHWH - ANSI/Fired Water Htr | BOILER ROOM | HWSD - Hot Water Dom/Potable | 5/31/2000
Crowell Memorial Home | 245 S 22nd St | Blair | NE | 68008-1811 | Washington | NE17355 | Inactive |  | 1968 | KEWANEE | FTFB - Firetube-Firebox Boiler | BOILER ROOM | HWHT - Hot Water Heat | 5/31/2004
Crowell Memorial Home | 245 S 22nd St | Blair | NE | 68008-1811 | Washington | NE17555 | Scrapped/Junked | 143998 | 2010 | American | FTVT - Firetube Vertical TB | Boiler Room | HWSD - Hot Water Dom/Potable | 3/31/2021
Crowell Memorial Home | 245 S 22nd St | Blair | NE | 68008-1811 | Washington | NE17556 | Scrapped/Junked | 143996 | 2010 | American | FTVT - Firetube Vertical TB | Boiler Room | HWSD - Hot Water Dom/Potable | 3/31/2020
Crowell Memorial Home | 245 S 22nd St | Blair | NE | 68008-1811 | Washington | NE18079 | Active | 7857 | 1994 | Aldrich | FTVT - Firetube Vertical TB | Boiler Room | HWHT - Hot Water Heat | 3/31/2027
Crowell Memorial Home | 245 S 22nd St | Blair | NE | 68008-1811 | Washington | NE18080 | Active | 7856 | 1994 | Aldrich | FTVT - Firetube Vertical TB | blr rm | HWHT - Hot Water Heat | 3/31/2027
Crowell Memorial Home | 245 S 22nd St | Blair | NE | 68008-1811 | Washington | NE18081 | Active | 7855 | 1994 | Aldrich | FTVT - Firetube Vertical TB | BOILER ROOM | HWHT - Hot Water Heat | 3/31/2027
Crowell Memorial Home | 245 S 22nd St | Blair | NE | 68008-1811 | Washington | NE18334 | Scrapped/Junked |  | 1995 | A. O. Smith | AHWH - ANSI/Fired Water Htr | BOILER ROOM | HWSD - Hot Water Dom/Potable | 5/31/2002
Crowell Memorial Home | 245 S 22nd St | Blair | NE | 68008-1811 | Washington | NE21957 | Scrapped/Junked | 36436 | 1996 | AO SMITH | CHWH - ASME/Fired Water Heater |  | HWSD - Hot Water Dom/Potable | 5/31/2000
Crowell Memorial Home | 245 S 22nd St | Blair | NE | 68008-1811 | Washington | NE22873 | Scrapped/Junked | 134720 | 2012 | PVI Industries | FTVT - Firetube Vertical TB | boiler room | HWSD - Hot Water Dom/Potable | 3/31/2019
Crowell Memorial Home | 245 S 22nd St | Blair | NE | 68008-1811 | Washington | NE22874 | Active | 214956 | 2012 | Burnham | WTSS - Watertube SS Steel | Assisted Living BLRM | HWHT - Hot Water Heat | 3/31/2027
Crowell Memorial Home | 245 S 22nd St | Blair | NE | 68008-1811 | Washington | NE22875 | Active | 214841 | 2012 | Burnham | WTSS - Watertube SS Steel | Assisted Living BLRM | HWHT - Hot Water Heat | 3/31/2027
Crowell Memorial Home | 245 S 22nd St | Blair | NE | 68008-1811 | Washington | NE24768 | Scrapped/Junked | 43988 | 1998 | AO SMITH | CHWH - ASME/Fired Water Heater | BOILER ROOM | HWSD - Hot Water Dom/Potable | 5/31/2000
Crowell Memorial Home | 245 S 22nd St | Blair | NE | 68008-1811 | Washington | NE25630 | Scrapped/Junked | 48178 | 1999 | A. O. Smith | CHWH - ASME/Fired Water Heater | Boiler Room | HWSD - Hot Water Dom/Potable | 5/31/2007
Crowell Memorial Home | 245 S 22nd St | Blair | NE | 68008-1811 | Washington | NE25631 | Scrapped/Junked | 51350 | 1999 | AO SMITH | CHWH - ASME/Fired Water Heater | BOILER ROOM | HWSD - Hot Water Dom/Potable | 5/31/2002
Crowell Memorial Home | 245 S 22nd St | Blair | NE | 68008-1811 | Washington | NE26951 | Active | 225581 | 2017 | AO SMITH | CHWH - ASME/Fired Water Heater | BOILER ROOM | HWSD - Hot Water Dom/Potable | 3/31/2027
Crowell Memorial Home | 245 S 22nd St | Blair | NE | 68008-1811 | Washington | NE28346 | Active | 232858 | 2017 | AO SMITH | CHWH - ASME/Fired Water Heater | BOILER ROOM | HWSD - Hot Water Dom/Potable | 3/31/2027
Crowell Memorial Home | 245 S 22nd St | Blair | NE | 68008-1811 | Washington | NE29100 | Active | 202230 | 2015 | AO SMITH | CHWH - ASME/Fired Water Heater | BOILER ROOM | HWSD - Hot Water Dom/Potable | 3/31/2027
CF Industries | 250 Industrial Park Dr | Blair | NE | 68008-2668 | Washington | NE21467 | Active | 16713 | 2010 | GEA FES Inc. | HTNK - Horizontal UFPV | Compresser room | 0033 - Oil Seperator | 3/31/2026
CF Industries | 250 Industrial Park Dr | Blair | NE | 68008-2668 | Washington | NE37766 | Scrapped/Junked |  | 1969 | American Standard | CI - Cast Iron | shed |  | 10/31/2002
LEAVER MARKET 266 | 250 N 2nd St | Arlington | NE | 68002-3162 | WASHINGTON | NE20186 | Scrapped/Junked |  | 1979 | MUELLER |  | SECOND FLOOR | HWHT - Hot Water Heat | 10/31/1997
Total Clean | 357 N Industrial Park Dr | Blair | NE | 68008 | Washington | NE06728 | Active | 1372 | 2004 | GIANNONI | COMD - Coil Boiler/Modular Ins | BOILER ROOM | HWHT - Hot Water Heat | 1/31/2027
Total Clean | 357 N Industrial Park Dr | Blair | NE | 68008 | Washington | NE15179 | Active | 1569 | 1992 | Hurst | FTSM - FTS Marine Dry Back | BOILER ROOM | PROC - Process Steam | 1/31/2027
Total Clean | 357 N Industrial Park Dr | Blair | NE | 68008 | Washington | NE28728 | Scrapped/Junked | 126895 | 2019 | Lochinvar | FTVT - Firetube Vertical TB | Boiler Room | HWFS - HW Heat - Floor & Sidewalk | 1/31/2025
Total Clean | 357 N Industrial Park Dr | Blair | NE | 68008 | Washington | NE28729 | Scrapped/Junked | 1380 | 2004 | GIANNONI | COMD - Coil Boiler/Modular Ins | BOILER ROOM | HWHT - Hot Water Heat | 1/31/2024
LAW ENFORCEMENT CENTER | 430 S 16TH ST | BLAIR | NE | 68008 | WASHINGTON | NE16474 | Scrapped/Junked |  | 1990 | AO SMITH | CHWH - ASME/Fired Water Heater | BOILER ROOM | HWSD - Hot Water Dom/Potable | 10/31/2004
Blair High School | 440 N 10th St | Blair | NE | 68008-1722 | Washington | NE07359 | Scrapped/Junked | 13898 | 2006 | AOSM | COBL - Coil Type Boiler | SOUTH GYM | HWSD - Hot Water Dom/Potable | 2/28/2023
Blair High School | 440 N 10th St | Blair | NE | 68008-1722 | Washington | NE20033 | Scrapped/Junked |  | 1970 | A. O. Smith | WT - Water Tube Boiler | High School - North Balcony | HWSD - Hot Water Dom/Potable | 2/28/2008
Blair High School | 440 N 10th St | Blair | NE | 68008-1722 | Washington | NE24193 | Active | 5343 | 2013 | CAMUS | FTVT - Firetube Vertical TB | Upstaris Boiler Room | HWHT - Hot Water Heat | 2/28/2027
Blair High School | 440 N 10th St | Blair | NE | 68008-1722 | Washington | NE24194 | Active | 5342 | 2013 | CAMUS | FTVT - Firetube Vertical TB | Upstaris Boiler Room | HWHT - Hot Water Heat | 2/28/2027
Blair High School | 440 N 10th St | Blair | NE | 68008-1722 | Washington | NE02550 | Scrapped/Junked | 17213 | 2004 | Unknown | FTSO - Ft Shell/No Tubes | KITCHEN | 0021 - Steam Supp Cooker/Kettle | 2/28/2010
Blair High School | 440 N 10th St | Blair | NE | 68008-1722 | Washington | NE04990 | Scrapped/Junked | 75276 | 1987 | AO SMITH | WT - Water Tube Boiler | BOILER ROOM | HWSD - Hot Water Dom/Potable | 2/28/2010
Blair High School | 440 N 10th St | Blair | NE | 68008-1722 | Washington | NE18342 | Scrapped/Junked | n/a | 1987 | AO SMITH | COBL - Coil Type Boiler | BOILER ROOM | HWSD - Hot Water Dom/Potable | 2/28/2010
Blair High School | 440 N 10th St | Blair | NE | 68008-1722 | Washington | NE18343 | Scrapped/Junked | 3780 | 1994 | VULCAN-HART | FT - Firetube Boiler | KITCHEN | 0021 - Steam Supp Cooker/Kettle | 3/31/2005
Blair High School | 440 N 10th St | Blair | NE | 68008-1722 | Washington | NE20034 | Scrapped/Junked |  | 1970 | AOSM | WT - Water Tube Boiler | BOILER ROOM | HWSD - Hot Water Dom/Potable | 2/28/2009
Blair High School | 440 N 10th St | Blair | NE | 68008-1722 | Washington | NE23229 | Exempt 1999 LB-66 |  | 1998 | AO SMITH | AHWH - ANSI/Fired Water Htr |  | HWSD - Hot Water Dom/Potable | 6/30/2000
Law Enforcement Center | 444 S 16th St | Blair | NE | 68008-1611 | Washington | NE05196 | Out of Service | N/A | 1969 | American Standard | CI - Cast Iron | BOILER ROOM | HWHT - Hot Water Heat | 10/31/2020
Law Enforcement Center | 444 S 16th St | Blair | NE | 68008-1611 | Washington | NE05197 | Out of Service | 29586 | 1977 | Kewanee | FTFB - Firetube-Firebox Boiler | BOILER ROOM | HWHT - Hot Water Heat | 10/31/2025
Law Enforcement Center | 444 S 16th St | Blair | NE | 68008-1611 | Washington | NE05198 | Active | 29529 | 1977 | Kewanee | FTFB - Firetube-Firebox Boiler | BOILER ROOM | HWHT - Hot Water Heat | 10/31/2026
Law Enforcement Center | 444 S 16th St | Blair | NE | 68008-1611 | Washington | NE20161 | Inactive | 8173 | 1994 | ALES | FTVT - Firetube Vertical TB | BOILER ROOM | HWHT - Hot Water Heat | 10/31/2020
Law Enforcement Center | 444 S 16th St | Blair | NE | 68008-1611 | Washington | NE20162 | Scrapped/Junked | 8174 | 1994 | ALES | FTVT - Firetube Vertical TB | BOILER ROOM | HWHT - Hot Water Heat | 10/31/2017
Law Enforcement Center | 444 S 16th St | Blair | NE | 68008-1611 | Washington | NE20163 | Active | 8175 | 1994 | ALES | FTVT - Firetube Vertical TB | BOILER ROOM | HWHT - Hot Water Heat | 10/31/2026
Law Enforcement Center | 444 S 16th St | Blair | NE | 68008-1611 | Washington | NE26952 | Active | 19808 | 2017 | ALES | FTVT - Firetube Vertical TB | BOILER ROOM | HWHT - Hot Water Heat | 10/31/2026
Law Enforcement Center | 444 S 16th St | Blair | NE | 68008-1611 | Washington | NE28789 | Active | 254898 | 2019 | State Industries | CHWH - ASME/Fired Water Heater | New Edition | HWSD - Hot Water Dom/Potable | 10/31/2026
Law Enforcement Center | 444 S 16th St | Blair | NE | 68008-1611 | Washington | NE28790 | Active | 254899 | 2019 | State Industries | CHWH - ASME/Fired Water Heater | New Edition | HWSD - Hot Water Dom/Potable | 10/31/2026
Law Enforcement Center | 444 S 16th St | Blair | NE | 68008-1611 | Washington | NE28916 | Active | 6550 | 2019 | Riello | WT - Water Tube Boiler | New Addition | HWHT - Hot Water Heat | 10/31/2026
Law Enforcement Center | 444 S 16th St | Blair | NE | 68008-1611 | Washington | NE28917 | Active | 6105 | 2019 | Riello | WT - Water Tube Boiler | New Addition | HWHT - Hot Water Heat | 10/31/2026
Law Enforcement Center | 444 S 16th St | Blair | NE | 68008-1611 | Washington | NE28918 | Active | 6547 | 2019 | Riello | WT - Water Tube Boiler | Mechanical Room | HWHT - Hot Water Heat | 10/31/2026
Terra Nitrogen | 450 Industrial Park Drive | Blair | NE | 68008-0450 | Washington | NE16122 | Inactive |  | 1989 | PEERLESS HEATER COMPANY |  | BOILER ROOM | PROC - Process Steam | 10/31/2007
Sold Agro Distribution Llc. | 450 Industrial Road | Blair | NE | 68008-2663 | Washington | NE16121 | Inactive | 66285 | 1989 | Teledyne & Laars |  | Blr House | PROC - Process Steam | 12/31/9999
Foodliner | 550 Industrial Park Dr | Blair | NE | 68008-2617 | Washington | NE06937 | Active | 3248 | 2006 | Hurst | FTSM - FTS Marine Dry Back | BOILER ROOM | PROC - Process Steam | 5/31/2026
Foodliner | 550 Industrial Park Dr | Blair | NE | 68008-2617 | Washington | NE06938 | Active | 3249 | 2006 | Hurst | FTSM - FTS Marine Dry Back | BOILER ROOM | PROC - Process Steam | 5/31/2026
Otte Middle School | 555 Jackson St | Blair | NE | 68008-2619 | Washington | NE21279 | Scrapped/Junked | 71131 | 1996 | Teledyne Laars | CPFT - Horiz Cpr Fin Boiler | BOILER ROOM | HWHT - Hot Water Heat | 2/28/2024
Otte Middle School | 555 Jackson St | Blair | NE | 68008-2619 | Washington | NE21280 | Scrapped/Junked | 71132 | 1996 | Teledyne Laars | CPFT - Horiz Cpr Fin Boiler | BOILER ROOM | HWHT - Hot Water Heat | 2/28/2024
Otte Middle School | 555 Jackson St | Blair | NE | 68008-2619 | Washington | NE21281 | Scrapped/Junked | 139906 | 1996 | Teledyne Laars | CPFT - Horiz Cpr Fin Boiler | BOILER ROOM | HWSD - Hot Water Dom/Potable | 2/28/2021
Otte Middle School | 555 Jackson St | Blair | NE | 68008-2619 | Washington | NE28764 | Active | 260248 | 2019 | A O Smith | CHWH - ASME/Fired Water Heater | Boys PE Room Mezzanine | HWSD - Hot Water Dom/Potable | 2/28/2027
Otte Middle School | 555 Jackson St | Blair | NE | 68008-2619 | Washington | NE42188 | Active | 395635 | 2022 | Lochinvar | FTVT - Firetube Vertical TB | Boiler Room | HWHT - Hot Water Heat | 2/28/2027
Otte Middle School | 555 Jackson St | Blair | NE | 68008-2619 | Washington | NE42189 | Active | 395636 | 2022 | Lochinvar | FTVT - Firetube Vertical TB | Boiler Room | HWHT - Hot Water Heat | 2/28/2027
Otte Middle School | 555 Jackson St | Blair | NE | 68008-2619 | Washington | NE42190 | Active | 396373 | 2023 | Lochinvar | FTVT - Firetube Vertical TB | Boiler Room | HWHT - Hot Water Heat | 2/28/2027
SUPER 8 MOTEL | 558 S 13th St | Blair | NE | 68008-2145 | WASHINGTON | NE30885 | Exempt 1999 LB-66 |  | 1995 | AO SMITH | AHWH - ANSI/Fired Water Htr | BREAK ROOM | HWSD - Hot Water Dom/Potable | 2/29/2000
SUPER 8 MOTEL | 558 S 13th St | Blair | NE | 68008-2145 | WASHINGTON | NE30886 | Exempt 1999 LB-66 |  | 1994 | AO SMITH | AHWH - ANSI/Fired Water Htr | LAUNDRY ROOM | HWSD - Hot Water Dom/Potable | 2/29/2000
SUPER 8 MOTEL | 558 S 13th St | Blair | NE | 68008-2145 | WASHINGTON | NE30887 | Exempt 1999 LB-66 |  | 1994 | AO SMITH | AHWH - ANSI/Fired Water Htr | LAUNDRY ROOM | HWSD - Hot Water Dom/Potable | 2/29/2000
Barnes Hay and Feed | 5690 County Road 15 | Arlington | NE | 68002-5650 | Washington | NE02843 | Inactive | 12 | 1955 | Superior Boilerworks | FT - Firetube Boiler | BOILER ROOM | PROC - Process Steam | 4/30/1999
Barnes Hay and Feed | 5690 County Road 15 | Arlington | NE | 68002-5650 | Washington | NE40066 | Active | 9376 | 1984 | Iron Fireman | FT - Firetube Boiler | Maintenance Shop | PROC - Process Steam | 4/30/2027
Ft Calhoun High School | 5876 County Road P43 | Fort Calhoun | NE | 68023-5164 | Washington | NE16162 | Scrapped/Junked | 9441 | 1991 | AOSM | CHWH - ASME/Fired Water Heater | MECH ROOM | HWSD - Hot Water Dom/Potable | 8/31/2015
Ft Calhoun High School | 5876 County Road P43 | Fort Calhoun | NE | 68023-5164 | Washington | NE16163 | Inactive | 55686 | 1971 | GROEN/DIV OF DOVER IND | COOK - Fired Cooker | KITCHEN | STMK - Cooking Steam Kettle | 8/31/2015
Eagle Car Wash | 620 W Elkhorn Dr | Arlington | NE | 68002-3088 | Washington | NE24355 | Inactive | 125834 | 1995 | Raypak | CI - Cast Iron | MECH ROOM | HWFG - Hotwater Heat Floor-Glycl | 8/31/2015
Cargill Nature Works | 650 Industrial Park Dr | Blair | NE | 68008-2666 | Washington | NE06551 | Active | 0 | 2000 | Tulsa Heater | FHEX - Fired Heat Exchanger | Nature Works | 0037 - Dowtherm Htxfr Fluid | 3/31/2026
Cargill Nature Works | 650 Industrial Park Dr | Blair | NE | 68008-2666 | Washington | NE06552 | Active | 0 | 2000 | Tulsa heater | FHEX - Fired Heat Exchanger | Natureworks | 0037 - Dowtherm Htxfr Fluid | 3/31/2026
Cargill Nature Works | 650 Industrial Park Dr | Blair | NE | 68008-2666 | Washington | NE13339 | Active | 198 | 2001 | LES INDUSTRIES FORESTEEL | UFPV - Unfired Pressure Vessel | BLDG CD 800 | PROF - Process Filter | 10/31/2024
Cargill Nature Works | 650 Industrial Park Dr | Blair | NE | 68008-2666 | Washington | NE13340 | Active | 199 | 2001 | LES INDUSTRIES FORESTEEL | UFPV - Unfired Pressure Vessel | BLDG CD 800 | PROF - Process Filter | 10/31/2026
Cargill Nature Works | 650 Industrial Park Dr | Blair | NE | 68008-2666 | Washington | NE13341 | Active | 200 | 2001 | LES Industries | UFPV - Unfired Pressure Vessel | BLDG CD 800 | PROF - Process Filter | 10/31/2026
Cargill Nature Works | 650 Industrial Park Dr | Blair | NE | 68008-2666 | Washington | NE13342 | Active | 201 | 2001 | LES Industries | UFPV - Unfired Pressure Vessel | BLDG CD 800 | PROF - Process Filter | 10/31/2024
Cargill Nature Works | 650 Industrial Park Dr | Blair | NE | 68008-2666 | Washington | NE13343 | Active | 11 | 2007 | Seoul | UFPV - Unfired Pressure Vessel | BLDG CD 800 | PROF - Process Filter | 10/31/2026
Cargill Nature Works | 650 Industrial Park Dr | Blair | NE | 68008-2666 | Washington | NE13344 | Active | 12 | 2007 | Seoul | UFPV - Unfired Pressure Vessel | BLDG CD 800 | PROF - Process Filter | 10/31/2026
Cargill Nature Works | 650 Industrial Park Dr | Blair | NE | 68008-2666 | Washington | NE13345 | Active | 13 | 2007 | Seoul | UFPV - Unfired Pressure Vessel | BLDG CD 800 | PROF - Process Filter | 10/31/2026
Cargill Nature Works | 650 Industrial Park Dr | Blair | NE | 68008-2666 | Washington | NE13346 | Active | 14 | 2007 | SEOU | UFPV - Unfired Pressure Vessel | BLDG CD 800 | PROF - Process Filter | 10/31/2024
Cargill Nature Works | 650 Industrial Park Dr | Blair | NE | 68008-2666 | Washington | NE19239 | Inactive | 425/429/430/431/433 | 2010 | Robert Mitchell | HTNK - Horizontal UFPV | BLDG CD 800 | SEPR - Separator | 10/31/2018
Cargill Nature Works | 650 Industrial Park Dr | Blair | NE | 68008-2666 | Washington | NE19240 | Inactive | 426/427/428/432/434 | 2010 | Robert Mitchell | HTNK - Horizontal UFPV | BLDG CD 800 | SEPR - Separator | 10/31/2018
Cargill Nature Works | 650 Industrial Park Dr | Blair | NE | 68008-2666 | Washington | NE42113 | Active | 359 | 2022 | Seoul Machinery | UFPV - Unfired Pressure Vessel | BLDG CD 800 | PROF - Process Filter | 10/31/2026
Cargill Nature Works | 650 Industrial Park Dr | Blair | NE | 68008-2666 | Washington | NE42114 | Active | 360 | 2022 | Seoul Machinery | UFPV - Unfired Pressure Vessel | BLDG CD 800 | PROF - Process Filter | 10/31/2024
Cargill Polyols LLC | 650 Industrial Park Dr | Blair | NE | 68008-2666 | Washington | NE06623 | Scrapped/Junked | 1219 | 2005 | Apache | UTNK - Unfired Vertical Tank | Maltitol Reactor BLDG | SEPR - Separator | 3/31/2020
Cargill Polyols LLC | 650 Industrial Park Dr | Blair | NE | 68008-2666 | Washington | NE06624 | Scrapped/Junked | 1220 | 2005 | Apache | UTNK - Unfired Vertical Tank | MALTITOL REACTOR BLDG | SEPR - Separator | 3/31/2020
Cargill Polyols LLC | 650 Industrial Park Dr | Blair | NE | 68008-2666 | Washington | NE06625 | Scrapped/Junked | 2253 | 2005 | Enerfab | JKPV - Jacketed UFPV | Maltitol Reactor BLDG | 0001 - Desulfurizer | 3/31/2020
Cargill Polyols LLC | 650 Industrial Park Dr | Blair | NE | 68008-2666 | Washington | NE06801 | Inactive | 38328 | 1985 | Us Steel | UFPV - Unfired Pressure Vessel | Hydrogen Storage | STOR - Storage Vessel | 3/31/2020
Cargill Polyols LLC | 650 Industrial Park Dr | Blair | NE | 68008-2666 | Washington | NE06802 | Inactive | 38330 | 1985 | Us Steel | UFPV - Unfired Pressure Vessel | Hydrogen Storage | STOR - Storage Vessel | 3/31/2020
Cargill Polyols LLC | 650 Industrial Park Dr | Blair | NE | 68008-2666 | Washington | NE06803 | Inactive | 44576 | 1995 | Us Steel | UFPV - Unfired Pressure Vessel | Hydrogen Storage | STOR - Storage Vessel | 3/31/2020
Cargill Polyols LLC | 650 Industrial Park Dr | Blair | NE | 68008-2666 | Washington | NE06804 | Inactive | 44555 | 1995 | Us Steel | UFPV - Unfired Pressure Vessel | Hydrogen Storage | STOR - Storage Vessel | 3/31/2020
Cargill Polyols LLC | 650 Industrial Park Dr | Blair | NE | 68008-2666 | Washington | NE06805 | Inactive | 38324 | 1985 | Us Steel | UFPV - Unfired Pressure Vessel | Hydrogen Storage | STOR - Storage Vessel | 3/31/2020
Cargill Polyols LLC | 650 Industrial Park Dr | Blair | NE | 68008-2666 | Washington | NE06806 | Inactive | 44551 | 1995 | Us Steel | UFPV - Unfired Pressure Vessel | Hydrogen Storage | STOR - Storage Vessel | 3/31/2020
Cargill Polyols LLC | 650 Industrial Park Dr | Blair | NE | 68008-2666 | Washington | NE06807 | Inactive | 44536 | 1995 | Us Steel | UFPV - Unfired Pressure Vessel | Hydrogen Storage | STOR - Storage Vessel | 3/31/2020
Cargill Polyols LLC | 650 Industrial Park Dr | Blair | NE | 68008-2666 | Washington | NE06808 | Inactive | 44533 | 1995 | CPII | UFPV - Unfired Pressure Vessel | Hydrogen Storage | STOR - Storage Vessel | 3/31/2020
Cargill Polyols LLC | 650 Industrial Park Dr | Blair | NE | 68008-2666 | Washington | NE06809 | Inactive | 44552 | 1995 | Us Steel | UFPV - Unfired Pressure Vessel | Hydrogen Storage | STOR - Storage Vessel | 3/31/2020
Cargill Polyols LLC | 650 Industrial Park Dr | Blair | NE | 68008-2666 | Washington | NE06810 | Inactive | 44556 | 1995 | Us Steel | UFPV - Unfired Pressure Vessel | Hydrogen Storage | STOR - Storage Vessel | 3/31/2020
Cargill Polyols LLC | 650 Industrial Park Dr | Blair | NE | 68008-2666 | Washington | NE06811 | Inactive | 44554 | 1995 | Us Steel | UFPV - Unfired Pressure Vessel | Hydrogen Storage | STOR - Storage Vessel | 3/31/2020
Cargill Polyols LLC | 650 Industrial Park Dr | Blair | NE | 68008-2666 | Washington | NE06812 | Inactive | 44538 | 1995 | Us Steel | UFPV - Unfired Pressure Vessel | Hydrogen Storage | STOR - Storage Vessel | 3/31/2020
Evonik Corporation | 650 Industrial Park Dr | Blair | NE | 68008-2666 | Washington | NE26236 | Active | 349621 | 2015 | Lochinvar | WTSS - Watertube SS Steel | Packaging Bldg. | GLFH - Glycol Floor Heat System | 1/31/2027
Cargill Corn Milling | 650 Industrial Rd | Blair | NE | 68008-2649 | Washington | NE10183 | Active | 24109 | 1998 | Combustion Eng. | WT - Water Tube Boiler | Boiler Room - Boiler E | PROC - Process Steam | 8/31/2026
Cargill Corn Milling | 650 Industrial Rd | Blair | NE | 68008-2649 | Washington | NE11383 | Inactive | 322 | 2007 | WAHLCO FABRICATORS | ECON - Boiler Economizer | OUTSIDE OF BOILER HOUSE | ECON - Boiler Economizer | 1/1/1900
Cargill Corn Milling | 650 Industrial Rd | Blair | NE | 68008-2649 | Washington | NE13380 | Inactive | 46 | 2008 | TOPP`S MECHANICAL | WT - Water Tube Boiler | OUTSIDE OF BOILER HOUSE | PROC - Process Steam | 11/30/2009
Cargill Corn Milling | 650 Industrial Rd | Blair | NE | 68008-2649 | Washington | NE13381 | Inactive | 323 | 2007 | WAHLCO FABRICATORS | ECON - Boiler Economizer | OUTSIDE BOILER HOUSE | ECON - Boiler Economizer | 11/30/2009
Cargill Corn Milling | 650 Industrial Rd | Blair | NE | 68008-2649 | Washington | NE13382 | Inactive | 43 | 2008 | TOPP`S MECHANICAL | WT - Water Tube Boiler | OUTSIDE OF BOILER HOUSE | PROC - Process Steam | 11/30/2009
Cargill Corn Milling | 650 Industrial Rd | Blair | NE | 68008-2649 | Washington | NE13383 | Inactive | 322 | 2007 | WAHLCO FABRICATORS | ECON - Boiler Economizer | OUTSIDE BOILER HOUSE | ECON - Boiler Economizer | 11/30/2009
Cargill Corn Milling | 650 Industrial Rd | Blair | NE | 68008-2649 | Washington | NE15485 | Active | 3178 | 1995 | Nebraska Boiler | WT - Water Tube Boiler | Boiler House- Boiler C | PROC - Process Steam | 8/31/2026
Cargill Corn Milling | 650 Industrial Rd | Blair | NE | 68008-2649 | Washington | NE15732 | Inactive | 18285 | 2008 | Precision | ELBL - Electric Boiler | Boiler House "Boiler H" | PROC - Process Steam | 8/31/2014
Cargill Corn Milling | 650 Industrial Rd | Blair | NE | 68008-2649 | Washington | NE15733 | Inactive | 18284 | 2008 | Precision | ELBL - Electric Boiler | Boiler House "Boiler F" | PROC - Process Steam | 8/31/2014
Cargill Corn Milling | 650 Industrial Rd | Blair | NE | 68008-2649 | Washington | NE15734 | Inactive | 18270 | 2008 | Precision | ELBL - Electric Boiler | Boiler House "Boiler G" | PROC - Process Steam | 8/31/2014
Cargill Corn Milling | 650 Industrial Rd | Blair | NE | 68008-2649 | Washington | NE15735 | Inactive | 18255 | 2008 | Precision | ELBL - Electric Boiler | Boiler House "Boiler J" | PROC - Process Steam | 8/31/2014
Cargill Corn Milling | 650 Industrial Rd | Blair | NE | 68008-2649 | Washington | NE17613 | Scrapped/Junked | 121519 | 1995 | Raypack Inc, CA | CPFT - Horiz Cpr Fin Boiler | Admin,Level A | HWHT - Hot Water Heat | 3/31/2025
Cargill Corn Milling | 650 Industrial Rd | Blair | NE | 68008-2649 | Washington | NE17614 | Active | 3039 | 1994 | Nebraska Boiler | WT - Water Tube Boiler | Boiler House- Boiler A | PROC - Process Steam | 8/31/2026
Cargill Corn Milling | 650 Industrial Rd | Blair | NE | 68008-2649 | Washington | NE17615 | Active | 3037 | 1994 | Nebraska Boiler | WT - Water Tube Boiler | Boiler House - "Boiler B" | PROC - Process Steam | 3/31/2026
Cargill Corn Milling | 650 Industrial Rd | Blair | NE | 68008-2649 | Washington | NE17616 | Exempt 1999 LB-66 |  | 1994 | Pvi |  | Administration |  | 3/31/2000
Cargill Corn Milling | 650 Industrial Rd | Blair | NE | 68008-2649 | Washington | NE23291 | Active | 25080 | 1999 | Babcock & Wilcox | WT - Water Tube Boiler | Boiler Room- Boiler D | PROC - Process Steam | 3/31/2026
Cargill Corn Milling | 650 Industrial Rd | Blair | NE | 68008-2649 | Washington | NE24062 | Active | 1888 | 2001 | INDEECO | ELBL - Electric Boiler | CLA200 Warehouse | GLFH - Glycol Floor Heat System | 3/31/2026
Cargill Corn Milling | 650 Industrial Rd | Blair | NE | 68008-2649 | Washington | NE24096 | Active | 693 | 2013 | Rentech | WT - Water Tube Boiler | Boiler K Bldg. | PROC - Process Steam | 3/31/2026
Cargill Corn Milling | 650 Industrial Rd | Blair | NE | 68008-2649 | Washington | NE42867 | Active | 59180 | 2024 | Rbi | VTWT - Vert Watertube | Admin Level A | HWHT - Hot Water Heat | 8/31/2025
Arlington Jr/Sr High | 705 N 9th St | Arlington | NE | 68002-3032 | Washington | NE07351 | Scrapped/Junked | 18545 | 2006 | VULC | FT - Firetube Boiler | KITCHEN | 0021 - Steam Supp Cooker/Kettle | 7/31/2009
Arlington Jr/Sr High | 705 N 9th St | Arlington | NE | 68002-3032 | Washington | NE08560 | Scrapped/Junked | 59687 | 2001 | AOSM | CHWH - ASME/Fired Water Heater | BOILER ROOM | HWSD - Hot Water Dom/Potable | 1/31/2014
Arlington Jr/Sr High | 705 N 9th St | Arlington | NE | 68002-3032 | Washington | NE08574 | Scrapped/Junked | 13385 | 2001 | PMI FOOD EQUIPMENT GROUP | FT - Firetube Boiler | BOILER ROOM | 0021 - Steam Supp Cooker/Kettle | 7/31/2006
Arlington Jr/Sr High | 705 N 9th St | Arlington | NE | 68002-3032 | Washington | NE15764 | Scrapped/Junked | 20237 | 2008 | Vulcan | FT - Firetube Boiler | Kitchen | COOK - Cooker/Kettle | 1/31/2019
Arlington Jr/Sr High | 705 N 9th St | Arlington | NE | 68002-3032 | Washington | NE33639 | Inactive | n/a | 1961 | Kewanee | FTSM - FTS Marine Dry Back | BOILER ROOM | HWHT - Hot Water Heat | 1/31/2018
Arlington Jr/Sr High | 705 N 9th St | Arlington | NE | 68002-3032 | Washington | NE33640 | Inactive | n/a | 1961 | Kewanee | FTSM - FTS Marine Dry Back | BOILER ROOM | HWHT - Hot Water Heat | 1/31/2018
Arlington Jr/Sr High | 705 N 9th St | Arlington | NE | 68002-3032 | Washington | NE34760 | Scrapped/Junked |  | 1986 | STATE INDUSTRIES | AHWH - ANSI/Fired Water Htr |  | HWSD - Hot Water Dom/Potable | 7/31/1999
Arlington Jr/Sr High | 705 N 9th St | Arlington | NE | 68002-3032 | Washington | NE37700 | Scrapped/Junked |  | 1986 | STATE INDUSTRIES | AHWH - ANSI/Fired Water Htr | BOILER ROOM | HWSD - Hot Water Dom/Potable | 7/31/2001
New Life Center | 750 Angels Share Dr | Blair | NE | 68008-1031 | Washington | NE05852 | Inactive | 45167 | 1998 | AOSM | COBL - Coil Type Boiler | BOILER ROOM | HWSD - Hot Water Dom/Potable | 6/30/2010
New Life Center | 750 Angels Share Dr | Blair | NE | 68008-1031 | Washington | NE06986 | Scrapped/Junked | 14935 | 2006 | ALES | FTVT - Firetube Vertical TB | BOILER ROOM | HWHT - Hot Water Heat | 6/30/2010
New Life Center | 750 Angels Share Dr | Blair | NE | 68008-1031 | Washington | NE06987 | Inactive | 14934 | 2006 | ALES | FTVT - Firetube Vertical TB | BOILER ROOM | HWHT - Hot Water Heat | 10/31/2016
New Life Center | 750 Angels Share Dr | Blair | NE | 68008-1031 | Washington | NE06988 | Inactive | 00183722 | 2006 | Loch | CPFH - Copper Fin Water Heater | BOILER ROOM | HWSD - Hot Water Dom/Potable | 10/31/2016
New Life Center | 750 Angels Share Dr | Blair | NE | 68008-1031 | Washington | NE06989 | Inactive | 00183730 | 2006 | Loch | CPFH - Copper Fin Water Heater | BOILER ROOM | HWSD - Hot Water Dom/Potable | 6/30/2011
New Life Center | 750 Angels Share Dr | Blair | NE | 68008-1031 | Washington | NE09812 | Out of Service | 10314 | 1999 | ALES | FTFB - Firetube-Firebox Boiler | BASEMENT | STHT - Steam-Heat | 10/31/2014
New Life Center | 750 Angels Share Dr | Blair | NE | 68008-1031 | Washington | NE15782 | Inactive | 17633 | 2009 | L E S | FTVT - Firetube Vertical TB | Hall of Science Boiler Room | HWHT - Hot Water Heat | 6/30/2011
New Life Center | 750 Angels Share Dr | Blair | NE | 68008-1031 | Washington | NE28685 | Active | 6450 | 2019 | Riello | WT - Water Tube Boiler | Basement Mechanical Room | HWHT - Hot Water Heat | 1/31/2027
New Life Center | 750 Angels Share Dr | Blair | NE | 68008-1031 | Washington | NE28686 | Active | 6451 | 2019 | Riello | WT - Water Tube Boiler | Basement Mechanical Room | HWHT - Hot Water Heat | 1/31/2027
New Life Center | 750 Angels Share Dr | Blair | NE | 68008-1031 | Washington | NE28687 | Active | 6457 | 2019 | Riello | WT - Water Tube Boiler | Basement Mechanical Room | HWHT - Hot Water Heat | 1/31/2027
New Life Center | 750 Angels Share Dr | Blair | NE | 68008-1031 | Washington | NE28688 | Active | 6460 | 2019 | Riello | WT - Water Tube Boiler | Basement Mechanical Room | HWHT - Hot Water Heat | 1/31/2027
New Life Center | 750 Angels Share Dr | Blair | NE | 68008-1031 | Washington | NE28689 | Active | 6462 | 2019 | Riello | WT - Water Tube Boiler | Basement Mechanical Room | HWHT - Hot Water Heat | 1/31/2027
New Life Center | 750 Angels Share Dr | Blair | NE | 68008-1031 | Washington | NE28690 | Active | 6456 | 2019 | Riello | WT - Water Tube Boiler | Basement Mechanical Room | HWHT - Hot Water Heat | 1/31/2027
New Life Center | 750 Angels Share Dr | Blair | NE | 68008-1031 | Washington | NE33490 | Scrapped/Junked |  | 1962 | KEWA | FTFB - Firetube-Firebox Boiler | BOILER ROOM | HWHT - Hot Water Heat | 6/30/2009
New Life Center | 750 Angels Share Dr | Blair | NE | 68008-1031 | Washington | NE33493 | Inactive | 2087 | 1961 | KEWA | FT - Firetube Boiler | BOILER ROOM | STHT - Steam-Heat | 6/30/2011
New Life Center | 750 Angels Share Dr | Blair | NE | 68008-1031 | Washington | NE33494 | Inactive | 1735 | 1961 | KEWA | FT - Firetube Boiler | BOILER ROOM | STHT - Steam-Heat | 10/31/2016
New Life Center | 750 Angels Share Dr | Blair | NE | 68008-1031 | Washington | NE33497 | Scrapped/Junked | 15837 | 1947 | PACIFIC | FT - Firetube Boiler |  | STHT - Steam-Heat | 6/30/1999
New Life Center | 750 Angels Share Dr | Blair | NE | 68008-1031 | Washington | NE33498 | Scrapped/Junked |  | 1962 | KEWA | FTFB - Firetube-Firebox Boiler | BOILER ROOM | HWHT - Hot Water Heat | 6/30/2008
New Life Center | 750 Angels Share Dr | Blair | NE | 68008-1031 | Washington | NE33520 | Scrapped/Junked |  | 1963 | KEWANEE | FT - Firetube Boiler | BOILER ROOM | HWHT - Hot Water Heat | 6/30/2006
New Life Center | 750 Angels Share Dr | Blair | NE | 68008-1031 | Washington | NE33521 | Scrapped/Junked |  | 1963 | KEWANEE | FT - Firetube Boiler | BOILER ROOM | HWHT - Hot Water Heat | 6/30/2006
New Life Center | 750 Angels Share Dr | Blair | NE | 68008-1031 | Washington | NE33526 | Inactive | 3726 | 1965 | KEWA | FT - Firetube Boiler | BOILER ROOM | STHT - Steam-Heat | 3/31/2016
New Life Center | 750 Angels Share Dr | Blair | NE | 68008-1031 | Washington | NE33527 | Inactive | 3728 | 1965 | KEWA | FT - Firetube Boiler | BOILER ROOM | STHT - Steam-Heat | 6/30/2011
New Life Center | 750 Angels Share Dr | Blair | NE | 68008-1031 | Washington | NE33528 | Scrapped/Junked |  | 1965 | KEWANEE | FT - Firetube Boiler |  | STHT - Steam-Heat | 6/30/1996
MCH Health System | 810 N 22nd St | Blair | NE | 68008-1128 | WASHINGTON | NE00732 | Scrapped/Junked | 55669 | 2000 | AO SMITH | CHWH - ASME/Fired Water Heater | BOILER ROOM | HWSD - Hot Water Dom/Potable | 10/31/2008
MCH Health System | 810 N 22nd St | Blair | NE | 68008-1128 | WASHINGTON | NE03431 | Inactive | 15149 | 1984 | BURN | FT - Firetube Boiler | Old Boiler Room | HWHT - Hot Water Heat | 10/31/2020
MCH Health System | 810 N 22nd St | Blair | NE | 68008-1128 | WASHINGTON | NE03432 | Scrapped/Junked | 15148 | 1984 | BURN | FT - Firetube Boiler | Old Boiler Room | HWHT - Hot Water Heat | 10/31/2025
MCH Health System | 810 N 22nd St | Blair | NE | 68008-1128 | WASHINGTON | NE03433 | Out of Service | 409 | 1961 | Raypak | WT - Water Tube Boiler | Old Boiler Room | HWSD - Hot Water Dom/Potable | 10/31/2020
MCH Health System | 810 N 22nd St | Blair | NE | 68008-1128 | WASHINGTON | NE03434 | Scrapped/Junked | 9545 | 1968 | KEWA | FTFB - Firetube-Firebox Boiler | Basement | HWHT - Hot Water Heat | 10/31/2013
MCH Health System | 810 N 22nd St | Blair | NE | 68008-1128 | WASHINGTON | NE10247 | Active | 15772 | 2006 | ALES | FTHT - Firetube Horizontal | New Boiler Room | HWHT - Hot Water Heat | 10/31/2026
MCH Health System | 810 N 22nd St | Blair | NE | 68008-1128 | WASHINGTON | NE10248 | Active | 16781 | 2007 | ALES | FTVT - Firetube Vertical TB | New Boiler Room | HWHT - Hot Water Heat | 10/31/2026
MCH Health System | 810 N 22nd St | Blair | NE | 68008-1128 | WASHINGTON | NE10249 | Active | 16783 | 2007 | ALES | FTHT - Firetube Horizontal | New Boiler Room | HWHT - Hot Water Heat | 10/31/2026
MCH Health System | 810 N 22nd St | Blair | NE | 68008-1128 | WASHINGTON | NE14133 | Out of Service | 125454 | 2008 | State Industries | CHWH - ASME/Fired Water Heater | OLD BOILER ROOM | HWSD - Hot Water Dom/Potable | 10/31/2011
MCH Health System | 810 N 22nd St | Blair | NE | 68008-1128 | WASHINGTON | NE14134 | Scrapped/Junked | 122995 | 2008 | State Industries | CHWH - ASME/Fired Water Heater | NEW BOILER ROOM | HWSD - Hot Water Dom/Potable | 10/31/2013
MCH Health System | 810 N 22nd St | Blair | NE | 68008-1128 | WASHINGTON | NE14135 | Scrapped/Junked | 122993 | 2008 | State Industries | CHWH - ASME/Fired Water Heater | NEW BOILER ROOM | HWSD - Hot Water Dom/Potable | 10/31/2014
MCH Health System | 810 N 22nd St | Blair | NE | 68008-1128 | WASHINGTON | NE18374 | Scrapped/Junked | 26511 | 1994 | AO SMITH | CHWH - ASME/Fired Water Heater | BOILER ROOM | HWSD - Hot Water Dom/Potable | 10/31/2001
MCH Health System | 810 N 22nd St | Blair | NE | 68008-1128 | WASHINGTON | NE18769 | Scrapped/Junked | 87 | 2009 | Steris Corp | ELBL - Electric Boiler | Sterile Room #1 | STER - Sterilizer | 10/31/2015
MCH Health System | 810 N 22nd St | Blair | NE | 68008-1128 | WASHINGTON | NE18770 | Scrapped/Junked | 289 | 2009 | Steris Corp | ELBL - Electric Boiler | Operating Room Sterilizer | STER - Sterilizer | 10/31/2015
MCH Health System | 810 N 22nd St | Blair | NE | 68008-1128 | WASHINGTON | NE20713 | Out of Service | 36691 | 1998 | SUSS | ELBL - Electric Boiler | CRAWL SPACE | 0020 - Supp to Sterlizer/Autoclave | 10/31/2009
MCH Health System | 810 N 22nd St | Blair | NE | 68008-1128 | WASHINGTON | NE24651 | Active | 19118 | 2014 | Aldrich | FTHT - Firetube Horizontal | boiler room | HWHT - Hot Water Heat | 10/31/2026
MCH Health System | 810 N 22nd St | Blair | NE | 68008-1128 | WASHINGTON | NE24652 | Scrapped/Junked | 49138 | 2013 | PVI Industries | CHWH - ASME/Fired Water Heater | boiler room | HWSD - Hot Water Dom/Potable | 10/31/2021
MCH Health System | 810 N 22nd St | Blair | NE | 68008-1128 | WASHINGTON | NE24653 | Scrapped/Junked | 48585 | 2013 | PVI Industries | CHWH - ASME/Fired Water Heater | boiler room | HWSD - Hot Water Dom/Potable | 10/31/2021
MCH Health System | 810 N 22nd St | Blair | NE | 68008-1128 | WASHINGTON | NE25655 | Scrapped/Junked | 6033 | 2014 | Steris Corp | ELBL - Electric Boiler | sterile area | STER - Sterilizer | 10/31/2024
MCH Health System | 810 N 22nd St | Blair | NE | 68008-1128 | WASHINGTON | NE25726 | Scrapped/Junked | 6340 | 2015 | Steris Corp | ELBL - Electric Boiler | Operating Room Sterilizer | STER - Sterilizer | 10/31/2024
MCH Health System | 810 N 22nd St | Blair | NE | 68008-1128 | WASHINGTON | NE42889 | Active | 35522 | 2023 | Steris Corp | ELBL - Electric Boiler | sterile area | STER - Sterilizer | 10/31/2026
MCH Health System | 810 N 22nd St | Blair | NE | 68008-1128 | WASHINGTON | NE43542 | Active | 40211 | 2025 | Steris Corp | ELBL - Electric Boiler | STERILE AREA | 0020 - Supp to Sterlizer/Autoclave | 10/31/2026
MCH Health System | 810 N 22nd St | Blair | NE | 68008-1128 | WASHINGTON | NE43723 | Active | 8719 | 2024 | Riello | WTSS - Watertube SS Steel | Old Boiler Room | HWHT - Hot Water Heat | 10/31/2026
MCH Health System | 810 N 22nd St | Blair | NE | 68008-1128 | WASHINGTON | NE43724 | Active | 8783 | 2024 | Riello | WTSS - Watertube SS Steel | Old Boiler Room | HWHT - Hot Water Heat | 10/31/2026
MCH Health System | 810 N 22nd St | Blair | NE | 68008-1128 | WASHINGTON | NE43725 | Active | 8723 | 2024 | Riello | WTSS - Watertube SS Steel | Old Boiler Room | HWHT - Hot Water Heat | 10/31/2026
MCH Health System | 810 N 22nd St | Blair | NE | 68008-1128 | WASHINGTON | NE43726 | Active | 8718 | 2024 | Riello | WTSS - Watertube SS Steel | Old Boiler Room | HWHT - Hot Water Heat | 10/31/2026
OPPD/FCS Training Center | 9610 Power Ln | Blair | NE | 68008-2547 | Washington | NE03751 | Active | 747 | 1988 | Brasch | ELBL - Electric Boiler | E. Mech. Room | HWHT - Hot Water Heat | 8/31/2026
OPPD/FCS Training Center | 9610 Power Ln | Blair | NE | 68008-2547 | Washington | NE03752 | Active | 746 | 1988 | Brasch | ELBL - Electric Boiler | E. Mech. Room | HWHT - Hot Water Heat | 8/31/2026
Oppd/Fcs Admin Bldg | Hwy 75 N Of Fort Calhoun | Fort Calhoun | NE | 68023 | Washington | NE03750 | Scrapped/Junked | 1216 | 1990 | Cleaver Brooks | ELBL - Electric Boiler | Mechanical Room | HWHT - Hot Water Heat | 8/31/2015
OPPD/FCS Main Plant | Hwy 75 N Of Fort Calhoun | Fort Calhoun | NE |  | Washington | NE18578 | Scrapped/Junked | 3375 | 1996 | Hurst | FTSM - FTS Marine Dry Back | Water Treatment | PROC - Process Steam | 8/31/2019
OPPD/FCS MAIN PLANT | HWY 75 N OF FORT CALHOUN | FORT CALHOUN | NE | 68023-0399 | WASHINGTON | NE22105 | Exempt 1999 LB-66 |  | 1990 | STATE INDUSTRIES | AHWH - ANSI/Fired Water Htr | KITCHEN/PW-16 | HWSD - Hot Water Dom/Potable | 7/31/2000
OPPD/FCS MAIN PLANT | HWY 75 N OF FORT CALHOUN | FORT CALHOUN | NE | 68023-0399 | WASHINGTON | NE22106 | Exempt 1999 LB-66 |  | 1988 | PATTERSON KELLY | AHWH - ANSI/Fired Water Htr | RP CORR/RM 426/PW-21 | HWSD - Hot Water Dom/Potable | 7/31/1999
OPPD/FCS TRAINING CENTER | HWY 75 N OF FORT CALHOUN | FORT CALHOUN | NE | 68023-0399 | WASHINGTON | NE18153 | Exempt 1999 LB-66 |  | 1988 | AO SMITH | AHWH - ANSI/Fired Water Htr | EAST MECHANICAL ROOM | HWSD - Hot Water Dom/Potable | 6/30/2000
OPPD/FCS ADMIN BLDG | HWY 75 N OF FORT CALHOUN | FORT CALHOUN | NE | 68023-0399 | WASHINGTON | NE18587 | Exempt 1999 LB-66 |  | 1990 | STATE INDUSTRIES | AHWH - ANSI/Fired Water Htr | MECHANICAL ROOM | HWSD - Hot Water Dom/Potable | 6/30/2000
OPPD/FCS ADMIN BLDG | HWY 75 N OF FORT CALHOUN | FORT CALHOUN | NE | 68023-0399 | WASHINGTON | NE18588 | Exempt 1999 LB-66 |  | 1990 | STATE INDUSTRIES | AHWH - ANSI/Fired Water Htr | MECHANICAL ROOM | HWSD - Hot Water Dom/Potable | 6/30/2000
OPPD/FCS ADMIN BLDG | HWY 75 N OF FORT CALHOUN | FORT CALHOUN | NE | 68023-0399 | WASHINGTON | NE18589 | Exempt 1999 LB-66 |  | 1990 | STATE INDUSTRIES | AHWH - ANSI/Fired Water Htr | MECHANICAL ROOM | HWSD - Hot Water Dom/Potable | 6/30/2000
OPPD/FCS ADMIN BLDG | HWY 75 N OF FORT CALHOUN | FORT CALHOUN | NE | 68023-0399 | WASHINGTON | NE18590 | Exempt 1999 LB-66 |  | 1990 | STATE INDUSTRIES | AHWH - ANSI/Fired Water Htr | MECHANICAL ROOM | HWSD - Hot Water Dom/Potable | 6/30/2000
ST PAUL LUTHERAN SCHOOL | RR 1 | Arlington | NE | 68002-9801 | WASHINGTON | NE30186 | Inactive |  | 1949 | NATIONAL RADIATOR |  | BASEMENT | STHT - Steam-Heat | 2/29/1992
Carhart Lumber | 105 Main St | Wayne | NE | 68787-1923 | Wayne | NE04360 | Active | 104543 | 1988 | TELE | CPFT - Horiz Cpr Fin Boiler | basement 2 | HWHT - Hot Water Heat | 12/31/2026
Carhart Lumber | 105 Main St | Wayne | NE | 68787-1923 | Wayne | NE04361 | Scrapped/Junked | 104546 | 1988 | TELEDYNE LAARS | CPFT - Horiz Cpr Fin Boiler | BASEMENT-2 | HWHT - Hot Water Heat | 12/31/2005
Carhart Lumber | 105 Main St | Wayne | NE | 68787-1923 | Wayne | NE07382 | Out of Service | 18810 | 2005 | HTPI | COWH - Coil Type Water Heater | south end | HWHT - Hot Water Heat | 12/31/2015
HUSKER PRIDE | 105 N Main St | Wakefield | NE | 68784-6016 | WAYNE | NE11608 | Inactive |  | 1988 | BURNHAM COMM/INDUST |  | HUSKER PRIDE | HWSD - Hot Water Dom/Potable | 10/31/1999
HUSKER PRIDE | 105 N Main St | Wakefield | NE | 68784-6016 | WAYNE | NE17378 | Inactive | 12284 | 1980 | BURNHAM COMM/INDUST | FT - Firetube Boiler | HUSKER PRIDE | HWHT - Hot Water Heat | 10/31/2000
Rebensdorf Apt Building | 113 Blaine St | Wayne | NE | 68787-1748 | Wayne | NE08677 | Scrapped/Junked | N/A | 1980 | Peerless | CI - Cast Iron | BASEMENT | HWHT - Hot Water Heat | 10/31/2023
Rebensdorf Apt Building | 113 Blaine St | Wayne | NE | 68787-1748 | Wayne | NE42550 | Active | 397994 | 2022 | Lochinvar | FTVT - Firetube Vertical TB | Basement Boiler Room | HWHT - Hot Water Heat | 1/31/2025
Power Wash Of Wayne | 120 E 7th St | Wayne | NE | 68787-2239 | Wayne | NE27450 | Active | 365206 | 2016 | Heat Transfer Products Inc. | WT - Water Tube Boiler | New Addition | GLFH - Glycol Floor Heat System | 10/31/2024
Power Wash Of Wayne | 120 E 7th St | Wayne | NE | 68787-2239 | Wayne | NE40016 | Scrapped/Junked | 113598 | 1994 | Raypak | WT - Water Tube Boiler | boiler room | HWSP - Hot Water Non Potable Supply | 10/31/2016
Power Wash Of Wayne | 120 E 7th St | Wayne | NE | 68787-2239 | Wayne | NE40017 | Active | 114035 | 1994 | Raypak | WT - Water Tube Boiler | boiler room | GLFH - Glycol Floor Heat System | 10/31/2025
Providence Medical Center | 1200 Providence Rd | Wayne | NE | 68787-1212 | Wayne | NE10272 | Active | 68 | 2002 | HURS | FTFB - Firetube-Firebox Boiler | BOILER ROOM | STHT - Steam-Heat | 4/30/2027
Providence Medical Center | 1200 Providence Rd | Wayne | NE | 68787-1212 | Wayne | NE10273 | Active | 69 | 2002 | HURST | FTFB - Firetube-Firebox Boiler | BOILER ROOM | STHT - Steam-Heat | 4/30/2027
Providence Medical Center | 1200 Providence Rd | Wayne | NE | 68787-1212 | Wayne | NE10274 | Active | 67 | 2002 | Hurst | FTFB - Firetube-Firebox Boiler | BOILER ROOM | STHT - Steam-Heat | 4/30/2027
Providence Medical Center | 1200 Providence Rd | Wayne | NE | 68787-1212 | Wayne | NE10275 | Out of Service | 16478 | 1986 | AMSC | ELBL - Electric Boiler | BASEMENT | 0020 - Supp to Sterlizer/Autoclave | 4/30/2016
Providence Medical Center | 1200 Providence Rd | Wayne | NE | 68787-1212 | Wayne | NE26945 | Active | 6324 | 2014 | Chromalox | ELBL - Electric Boiler | Sterilizer Area | 0020 - Supp to Sterlizer/Autoclave | 4/30/2027
Providence Medical Center | 1200 Providence Rd | Wayne | NE | 68787-1212 | Wayne | NE26946 | Active | 6252 | 2014 | Chromalox | ELBL - Electric Boiler | Sterilizer Area | 0020 - Supp to Sterlizer/Autoclave | 4/30/2027
Providence Medical Center | 1200 Providence Rd | Wayne | NE | 68787-1212 | Wayne | NE42029 | Active | 25052 | 2021 | Hurst | FTHT - Firetube Horizontal | Addition Boiler Room | STHT - Steam-Heat | 4/30/2027
City Pool | 1212 Lincoln St | Wayne | NE | 68787-1035 | Wayne | NE20576 | Out of Service | 212824 | 2009 | Laars | CPPH - Ansi Cpr Fin Pool Heater | Mech. Room | OPHT - Outdoor Pool Heater | 6/30/2012
State Nebraska Bank & Trust | 122 Main St | Wayne | NE | 68787-1940 | Wayne | NE07562 | Active | 14832 | 2006 | ALES | FTVT - Firetube Vertical TB | BASEMENT | GLYC - Glycol Bldg Heat Sys | 12/31/2026
State Nebraska Bank & Trust | 122 Main St | Wayne | NE | 68787-1940 | Wayne | NE07563 | Active | 14831 | 2006 | ALES | FTVT - Firetube Vertical TB | BASEMENT | GLYC - Glycol Bldg Heat Sys | 12/31/2026
The Oaks Senior Living Community | 1500 Vintage Hill Dr | Wayne | NE | 68787-1254 | WAYNE | NE05735 | Exempt 1999 LB-66 |  | 1995 | AO SMITH | AHWH - ANSI/Fired Water Htr | MECH ROOM SOUTH | HWSD - Hot Water Dom/Potable | 10/31/1999
The Oaks Senior Living Community | 1500 Vintage Hill Dr | Wayne | NE | 68787-1254 | WAYNE | NE05736 | Exempt 1999 LB-66 |  | 1995 | AO SMITH | AHWH - ANSI/Fired Water Htr | MECH ROOM NORTH | HWSD - Hot Water Dom/Potable | 10/31/1999
The Oaks Senior Living Community | 1500 Vintage Hill Dr | Wayne | NE | 68787-1254 | WAYNE | NE05737 | Exempt 1999 LB-66 |  | 1995 | AO SMITH | AHWH - ANSI/Fired Water Htr | MECH ROOM NORTH | HWSD - Hot Water Dom/Potable | 10/31/1999
Wayne State College | 200 E 14th St | Wayne | NE | 68787-1158 | Wayne | NE03565 | Active | 22178 | 1970 | Cleaver Brooks | FTSM - FTS Marine Dry Back | boiler house | BSUP - Bldg Heat & Process | 10/31/2026
Wayne State College | 200 E 14th St | Wayne | NE | 68787-1158 | Wayne | NE03566 | Active | 22177 | 1970 | Cleaver Brooks | FTSM - FTS Marine Dry Back | BOILER HOUSE - Boiler A | BSUP - Bldg Heat & Process | 4/30/2026
Wayne State College | 200 E 14th St | Wayne | NE | 68787-1158 | Wayne | NE10627 | Active | 15094 | 2002 | Superior Boiler Works | FTSM - FTS Marine Dry Back | BOILER HOUSE - Boiler 1 | STHT - Steam-Heat | 3/31/2027
Wayne State College | 200 E 14th St | Wayne | NE | 68787-1158 | Wayne | NE17589 | Active | 127690 | 2009 | A O Smith | HEXC - Heat Exchanger | Mech. Room | HWSD - Hot Water Dom/Potable | 8/31/2026
Wayne State College | 200 E 14th St | Wayne | NE | 68787-1158 | Wayne | NE17590 | Active | 127689 | 2009 | A O Smith | HEXC - Heat Exchanger | Mech. Room | HWSD - Hot Water Dom/Potable | 8/31/2026
Wayne State College | 200 E 14th St | Wayne | NE | 68787-1158 | Wayne | NE42894 | Active | 375766 | 2022 | PVI Industries | CHWH - ASME/Fired Water Heater | Stearns Hall | HWSD - Hot Water Dom/Potable | 8/31/2026
Wayne State College | 200 E 14th St | Wayne | NE | 68787-1158 | Wayne | NE42895 | Active | 444226 | 2023 | PVI Industries | CHWH - ASME/Fired Water Heater | Stearns Hall | HWSD - Hot Water Dom/Potable | 8/31/2026
Wayne State College | 200 E 14th St | Wayne | NE | 68787-1158 | Wayne | NE42896 | Active | 319788 | 2022 | PVI Industries | CHWH - ASME/Fired Water Heater | Stearns Hall | HWSD - Hot Water Dom/Potable | 8/31/2026
WAYNE GRAIN & FEED | 200 Logan St | Wayne | NE | 68787-2018 | WAYNE | NE03538 | Inactive | 2103 | 1967 | SUPERIOR BOILERWORKS | FT - Firetube Boiler | BOILER ROOM | PROC - Process Steam | 7/31/1989
Winside Elementary/High | 203 Crawford Ave | Winside | NE | 68790-5107 | Wayne | NE18543 | Scrapped/Junked | 8624 | 1995 | ALES | FTVT - Firetube Vertical TB | BOILER ROOM | HWHT - Hot Water Heat | 3/31/2024
Winside Elementary/High | 203 Crawford Ave | Winside | NE | 68790-5107 | Wayne | NE18544 | Scrapped/Junked | 8625 | 1995 | ALES | FTVT - Firetube Vertical TB | BOILER ROOM | HWHT - Hot Water Heat | 3/31/2024
Winside Elementary/High | 203 Crawford Ave | Winside | NE | 68790-5107 | Wayne | NE18545 | Scrapped/Junked | 29266 | 1995 | AOSM | CHWH - ASME/Fired Water Heater | BOILER ROOM | HWSD - Hot Water Dom/Potable | 7/31/2010
Winside Elementary/High | 203 Crawford Ave | Winside | NE | 68790-5107 | Wayne | NE23012 | Inactive |  | 1997 | AO SMITH | CHWH - ASME/Fired Water Heater | BOILER ROOM | HWSD - Hot Water Dom/Potable | 7/31/2007
Winside Elementary/High | 203 Crawford Ave | Winside | NE | 68790-5107 | Wayne | NE43555 | Active | N/A | 2022 | Aerco | CALU - Cast Aluminum | Mechanical Room | HWHT - Hot Water Heat | 7/31/2025
Winside Elementary/High | 203 Crawford Ave | Winside | NE | 68790-5107 | Wayne | NE43556 | Active | 355775 | 2022 | PVI Industries | CHWH - ASME/Fired Water Heater | Mechanical Room | HWSD - Hot Water Dom/Potable | 7/31/2025
Winside Elementary/High | 203 Crawford Ave | Winside | NE | 68790-5107 | Wayne | NE43557 | Active | 352197 | 2022 | PVI Industries | CHWH - ASME/Fired Water Heater | Mechanical Room | HWSD - Hot Water Dom/Potable | 7/31/2025
K & G CLEANERS | 214 Main St | Wayne | NE | 68787-1941 | WAYNE | NE15083 | Scrapped/Junked | 46150 | 1995 | PM LATTNER MFR COMPANY | FTNT - FT Vertical Tubeless | MECH ROOM | PROC - Process Steam | 2/28/2006
K & G CLEANERS | 214 Main St | Wayne | NE | 68787-1941 | WAYNE | NE30397 | Scrapped/Junked | 27344 | 1968 | PM LATTNER MFR COMPANY | FT - Firetube Boiler | BOILER ROOM | PROC - Process Steam | 7/31/2002
Wayne Auditorium | 306 N Pearl St | Wayne | NE | 68787-1959 | Wayne | NE16688 | Scrapped/Junked |  | 1935 | American Standard | CI - Cast Iron | BOILER ROOM | STHT - Steam-Heat | 4/30/2003
Wayne Elementary School | 312 Douglas St | Wayne | NE | 68787-1820 | Wayne | NE08997 | Scrapped/Junked | 4031 | 2000 | Fulton | FT - Firetube Boiler | North Mechanical Room | HWHT - Hot Water Heat | 3/31/2020
Wayne Elementary School | 312 Douglas St | Wayne | NE | 68787-1820 | Wayne | NE08998 | Scrapped/Junked | 4034 | 2000 | Fulton | FT - Firetube Boiler | North Mechanical Room | HWHT - Hot Water Heat | 3/31/2014
Wayne Elementary School | 312 Douglas St | Wayne | NE | 68787-1820 | Wayne | NE08999 | Active | 116711 | 2000 | Lochinvar | WT - Water Tube Boiler | South Mechanical Room | HWSD - Hot Water Dom/Potable | 3/31/2027
Wayne Elementary School | 312 Douglas St | Wayne | NE | 68787-1820 | Wayne | NE09000 | Active | 116710 | 2000 | Lochinvar | WT - Water Tube Boiler | South Mechanical Room | HWSD - Hot Water Dom/Potable | 3/31/2027
Wayne Elementary School | 312 Douglas St | Wayne | NE | 68787-1820 | Wayne | NE24631 | Active | 283721 | 2013 | Lochinvar | WTSS - Watertube SS Steel | North Mechanical | HWHT - Hot Water Heat | 3/31/2027
Wayne Elementary School | 312 Douglas St | Wayne | NE | 68787-1820 | Wayne | NE27975 | Active | 438047 | 2018 | Lochinvar | WTSS - Watertube SS Steel | North Mechanical | HWHT - Hot Water Heat | 3/31/2027
T & C ELECTRONICS | 314 Main St | Wayne | NE | 68787-1942 | WAYNE | NE06301 | Inactive | 10847 | 1946 | KEWANEE | FT - Firetube Boiler | BOILER ROOM | PROC - Process Steam | 5/31/1989
Our Savior Lutheran Church-BMIC#450983 | 421 N Pearl St | Wayne | NE | 68787-1904 | Wayne | NE06741 | Scrapped/Junked | 10574 | 2004 | Peerless | SSCO - SS Coil Boiler | Basement Boiler Rm | HWHT - Hot Water Heat | 12/31/2021
Our Savior Lutheran Church-BMIC#450983 | 421 N Pearl St | Wayne | NE | 68787-1904 | Wayne | NE06742 | Scrapped/Junked | 10588 | 2004 | Peerless | SSCO - SS Coil Boiler | basement boiler rm | HWHT - Hot Water Heat | 12/31/2021
Our Savior Lutheran Church-BMIC#450983 | 421 N Pearl St | Wayne | NE | 68787-1904 | Wayne | NE06743 | Scrapped/Junked | 10581 | 2004 | Peerless | SSCO - SS Coil Boiler | basement boiler rm | HWHT - Hot Water Heat | 12/31/2021
Our Savior Lutheran Church-BMIC#450983 | 421 N Pearl St | Wayne | NE | 68787-1904 | Wayne | NE16689 | Scrapped/Junked |  | 1972 | EDWARDS | FT - Firetube Boiler |  | HWHT - Hot Water Heat | 4/30/2000
Our Savior Lutheran Church-BMIC#450983 | 421 N Pearl St | Wayne | NE | 68787-1904 | Wayne | NE37181 | Scrapped/Junked |  | 1955 | KEWANEE | FTFB - Firetube-Firebox Boiler | BASEMENT BOILER ROOM | HWHT - Hot Water Heat | 10/31/2005
Our Savior Lutheran Church-BMIC#450983 | 421 N Pearl St | Wayne | NE | 68787-1904 | Wayne | NE41588 | Active | 249768 | 2021 | Lochinvar | FTVT - Firetube Vertical TB | Basement | HWHT - Hot Water Heat | 5/31/2026
Our Savior Lutheran Church-BMIC#450983 | 421 N Pearl St | Wayne | NE | 68787-1904 | Wayne | NE41589 | Active | 249769 | 2021 | Lochinvar | FTVT - Firetube Vertical TB | Basement | HWHT - Hot Water Heat | 5/31/2026
Nebraska Bank | 501 Main St | Carroll | NE | 68723-9800 | Wayne | NE07395 | Scrapped/Junked | n/a | 1994 | WEIL MCLAIN | CI - Cast Iron | Basement | STHT - Steam-Heat | 2/28/2020
Nebraska Bank | 501 Main St | Carroll | NE | 68723-9800 | Wayne | NE15753 | Scrapped/Junked | NB | 1980 | WEIL MCLAIN | CI - Cast Iron | Basement | STHT - Steam-Heat | 1/31/2011
Nebraska Bank | 501 Main St | Carroll | NE | 68723-9800 | Wayne | NE27998 | Active | 91631 | 2018 | Lochinvar | FTVT - Firetube Vertical TB | Basement | HWHT - Hot Water Heat | 5/31/2026
Calvary Bible Evangelical Church | 502 Lincoln St | Wayne | NE | 68787-1834 | Wayne | NE20901 | Active | n/a | 1958 | Kewanee | FTFB - Firetube-Firebox Boiler | BOILER ROOM | HWHT - Hot Water Heat | 2/28/2025
MILTON G WALDBAUM | 510 Main St | Wakefield | NE | 68784-6024 | WAYNE | NE04170 | Scrapped/Junked | 53237 | 1982 | CLEAVER BROOKS | FT - Firetube Boiler | MAIN PLANT | PROC - Process Steam | 10/31/1999
Wayne County Courthouse | 510 N Pearl St | Wayne | NE | 68787-1907 | Wayne | NE15082 | Active | 12764 | 2002 | Triad Boiler | FTVT - Firetube Vertical TB | MECH ROOM | HWHT - Hot Water Heat | 4/30/2027
Wayne County Courthouse | 510 N Pearl St | Wayne | NE | 68787-1907 | Wayne | NE16690 | Scrapped/Junked |  | 1970 | American Standard | CI - Cast Iron | BASEMENT | STHT - Steam-Heat | 4/30/2003
First Methodist Church-BMIC #446700 | 516 Main St | Wayne | NE | 68787-1929 | Wayne | NE04222 | Inactive |  | 1948 | KEWANEE | FT - Firetube Boiler | BOILER ROOM | STHT - Steam-Heat | 9/30/1999
First Methodist Church-BMIC #446700 | 516 Main St | Wayne | NE | 68787-1929 | Wayne | NE17729 | Active | n/a | 1999 | Weil-Mcclain | CI - Cast Iron | boiler room | HWHT - Hot Water Heat | 11/30/2025
QUALITY FOOD CENTER | 517 Dearborn St | Wayne | NE | 68787-2243 | WAYNE | NE16275 | Inactive | 308 | 1960 | VIKING | FTVT - Firetube Vertical TB | BOILER ROOM | HWHT - Hot Water Heat | 6/30/1995
Parks & Rec Maintenance Bldg. | 520 Fairgrounds Ave | Wayne | NE | 68787 | Wayne | NE43459 | Active | 618067 | 2024 | Lochinvar | WT - Water Tube Boiler | Boiler Room | GLFH - Glycol Floor Heat System | 10/31/2026
Parks & Rec Maintenance Bldg. | 520 Fairgrounds Ave | Wayne | NE | 68787 | Wayne | NE43460 | Active | 627319 | 2024 | Lochinvar | WT - Water Tube Boiler | Boiler Room | GLFH - Glycol Floor Heat System | 10/31/2026
Super 8 Motel Wayne | 610 Tomar Dr | Wayne | NE | 68787-1582 | Wayne | NE40177 | Exempt 1999 LB-66 |  | 1992 | A. O. Smith | AHWH - ANSI/Fired Water Htr | LAUNDRY ROOM | HWSD - Hot Water Dom/Potable | 10/31/1999
Wayne High School | 611 W 7th St | Wayne | NE | 68787-1715 | Wayne | NE05093 | Scrapped/Junked | 28062 | 1995 | A. O. Smith |  | Boiler Room | HWDP - Hotwater Heat & Dom Supply | 3/31/2006
Wayne High School | 611 W 7th St | Wayne | NE | 68787-1715 | Wayne | NE06125 | Scrapped/Junked | 51276 | 1999 | A. O. Smith | COBL - Coil Type Boiler | Boiler Room | HWSD - Hot Water Dom/Potable | 3/31/2012
Wayne High School | 611 W 7th St | Wayne | NE | 68787-1715 | Wayne | NE17584 | Active | 120281 | 2009 | Lochinvar | WT - Water Tube Boiler | Boiler Room | HWHT - Hot Water Heat | 3/31/2027
Wayne High School | 611 W 7th St | Wayne | NE | 68787-1715 | Wayne | NE17585 | Active | 120276 | 2009 | Lochinvar | WT - Water Tube Boiler | Boiler Room | HWHT - Hot Water Heat | 3/31/2027
Wayne High School | 611 W 7th St | Wayne | NE | 68787-1715 | Wayne | NE17586 | Active | 120283 | 2009 | Lochinvar | WT - Water Tube Boiler | Boiler Room | HWHT - Hot Water Heat | 3/31/2027
Wayne High School | 611 W 7th St | Wayne | NE | 68787-1715 | Wayne | NE17587 | Out of Service | 120535 | 2009 | Lochinvar | WT - Water Tube Boiler | Boiler Room | HWHT - Hot Water Heat | 3/31/2019
Wayne High School | 611 W 7th St | Wayne | NE | 68787-1715 | Wayne | NE17588 | Scrapped/Junked | 120275 | 2009 | Lochinvar | WT - Water Tube Boiler | Boiler Room | HWHT - Hot Water Heat | 3/31/2020
Wayne High School | 611 W 7th St | Wayne | NE | 68787-1715 | Wayne | NE23032 | Scrapped/Junked |  | 1992 | Burnham America | CI - Cast Iron | Boiler Room | HWHT - Hot Water Heat | 3/31/2009
Wayne High School | 611 W 7th St | Wayne | NE | 68787-1715 | Wayne | NE28713 | Active | 472655 | 2019 | Lochinvar | WTSS - Watertube SS Steel | Boiler Room | HWHT - Hot Water Heat | 3/31/2027
Wayne High School | 611 W 7th St | Wayne | NE | 68787-1715 | Wayne | NE28714 | Active | 473806 | 2019 | Lochinvar | WTSS - Watertube SS Steel | Boiler Room | HWHT - Hot Water Heat | 3/31/2027
Wayne High School | 611 W 7th St | Wayne | NE | 68787-1715 | Wayne | NE33937 | Scrapped/Junked | 28062 | 1975 | Kewannee | FT - Firetube Boiler | Boiler Room | HWHT - Hot Water Heat | 3/31/2010
WEST ELEMENTARY SCHOOL | 612 School View Dr | Wayne | NE | 68787-1757 | WAYNE | NE33810 | Scrapped/Junked |  | 1959 | KEWANEE | FT - Firetube Boiler | WEST ELEM. | HWHT - Hot Water Heat | 7/31/1999
WEST ELEMENTARY SCHOOL | 612 School View Dr | Wayne | NE | 68787-1757 | WAYNE | NE33997 | Scrapped/Junked | 68806 | 1978 | AO SMITH | CHWH - ASME/Fired Water Heater | WEST ELEM. | HWSD - Hot Water Dom/Potable | 7/31/1999
Wayne Public Elementary School | 612 W 4th St | Wayne | NE | 68787-1771 | Wayne | NE07802 | Scrapped/Junked | 10213 | 1999 | Aldrich | FT - Firetube Boiler | Boiler Room | HWHT - Hot Water Heat | 3/31/2011
Wayne Public Elementary School | 612 W 4th St | Wayne | NE | 68787-1771 | Wayne | NE07803 | Scrapped/Junked | 12825 | 1999 | Aldrich | FT - Firetube Boiler | Boiler Room | HWHT - Hot Water Heat | 3/31/2013
Wayne Public Elementary School | 612 W 4th St | Wayne | NE | 68787-1771 | Wayne | NE09700 | Scrapped/Junked | 66010 | 2001 | A. O. Smith | COBL - Coil Type Boiler | Boiler Room | HWSD - Hot Water Dom/Potable | 3/31/2013
WAYNE ELEMENTARY SCHOOL | 612 W 7th St | Wayne | NE | 68787-1716 | WAYNE | NE07801 | Scrapped/Junked | 47973 | 1998 | AO SMITH | COBL - Coil Type Boiler | BOILER ROOM | HWSD - Hot Water Dom/Potable | 7/31/2003
Gerhold Concrete | 809 Centennial Rd | Wayne | NE | 68787-1662 | Wayne | NE05170 | Scrapped/Junked | 57929 | 1985 | A. O. Smith | COWH - Coil Type Water Heater | Boiler Room | HWDP - Hotwater Heat & Dom Supply | 9/30/2013
Gerhold Concrete | 809 Centennial Rd | Wayne | NE | 68787-1662 | Wayne | NE26521 | Out of Service | C45540 | 2015 | A. O. Smith | COBL - Coil Type Boiler | Boiler Room | HWSP - Hot Water Non Potable Supply | 8/31/2024
Gerhold Concrete | 809 Centennial Rd | Wayne | NE | 68787-1662 | Wayne | NE42861 | Active | 597014 | 2023 | Lochinvar | WTHW - Watertube Wtr Heater | Mechanical Room | HWSP - Hot Water Non Potable Supply | 10/31/2026
Wayne Countryview Care & Rehab | 811 E 14th St | Wayne | NE | 68787-1216 | Wayne | NE18508 | Scrapped/Junked | 41568 | 1994 | Lochinvar | CPFT - Horiz Cpr Fin Boiler | mech room | HWSD - Hot Water Dom/Potable | 10/31/2011
Wayne Countryview Care & Rehab | 811 E 14th St | Wayne | NE | 68787-1216 | Wayne | NE18509 | Scrapped/Junked | 41569 | 1994 | LOCHINVAR | CPFT - Horiz Cpr Fin Boiler | MECH ROOM | HWSD - Hot Water Dom/Potable | 10/31/2007
Wayne Countryview Care & Rehab | 811 E 14th St | Wayne | NE | 68787-1216 | Wayne | NE19045 | Out of Service | 172941 | 2005 | Lochinvar | CPFH - Copper Fin Water Heater | Boiler Room | HWSD - Hot Water Dom/Potable | 10/31/2013
Wayne Countryview Care & Rehab | 811 E 14th St | Wayne | NE | 68787-1216 | Wayne | NE20562 | Active | 367411 | 2011 | Lochinvar | CPFH - Copper Fin Water Heater | Mech. Room | HWSD - Hot Water Dom/Potable | 10/31/2026
Wayne Countryview Care & Rehab | 811 E 14th St | Wayne | NE | 68787-1216 | Wayne | NE24630 | Active | 390569 | 2013 | Lochinvar | CPFH - Copper Fin Water Heater | Boiler Room | HWSD - Hot Water Dom/Potable | 10/31/2026
Wayne Activity Center | 901 W 7th St | Wayne | NE | 68787-1661 | Wayne | NE10276 | Scrapped/Junked | 123472 | 2002 | WTRP | COBL - Coil Type Boiler | boiler room | HWHT - Hot Water Heat | 10/31/2010
Wayne Activity Center | 901 W 7th St | Wayne | NE | 68787-1661 | Wayne | NE10277 | Scrapped/Junked | 122492 | 2002 | WTRP | COBL - Coil Type Boiler | boiler room | HWHT - Hot Water Heat | 10/31/2010
Wayne Activity Center | 901 W 7th St | Wayne | NE | 68787-1661 | Wayne | NE10278 | Inactive | 73780 | 2001 | STAT | CHWH - ASME/Fired Water Heater | boiler room | HWSD - Hot Water Dom/Potable | 10/31/2024
Wayne Activity Center | 901 W 7th St | Wayne | NE | 68787-1661 | Wayne | NE10279 | Inactive | 74244 | 2002 | STATE INDUSTRIES | CHWH - ASME/Fired Water Heater | BOILER ROOM | HWSD - Hot Water Dom/Potable | 10/31/2005
Wayne Activity Center | 901 W 7th St | Wayne | NE | 68787-1661 | Wayne | NE10280 | Inactive | 73777 | 2001 | STAT | CHWH - ASME/Fired Water Heater | boiler room | HWSD - Hot Water Dom/Potable | 10/31/2022
Wayne Activity Center | 901 W 7th St | Wayne | NE | 68787-1661 | Wayne | NE10281 | Active | 73930 | 2001 | STATE INDUSTRIES | CHWH - ASME/Fired Water Heater | BOILER ROOM | HWSD - Hot Water Dom/Potable | 10/31/2026
Wayne Activity Center | 901 W 7th St | Wayne | NE | 68787-1661 | Wayne | NE10282 | Inactive | 73537 | 2001 | STATE INDUSTRIES | CHWH - ASME/Fired Water Heater | BOILER ROOM | HWSD - Hot Water Dom/Potable | 10/31/2003
Wayne Activity Center | 901 W 7th St | Wayne | NE | 68787-1661 | Wayne | NE20577 | Scrapped/Junked | 130860 | 2010 | Laars | WTSS - Watertube SS Steel | Mech. Room | HWHT - Hot Water Heat | 10/31/2011
Wayne Activity Center | 901 W 7th St | Wayne | NE | 68787-1661 | Wayne | NE20578 | Scrapped/Junked | 163424 | 2010 | Laars | WTSS - Watertube SS Steel | Mech. Room | HWHT - Hot Water Heat | 10/31/2011
Wayne Activity Center | 901 W 7th St | Wayne | NE | 68787-1661 | Wayne | NE22562 | Active | 130860 | 2009 | Laars | WTSS - Watertube SS Steel | Boiler room | GLYC - Glycol Bldg Heat Sys | 10/31/2026
Wayne Activity Center | 901 W 7th St | Wayne | NE | 68787-1661 | Wayne | NE22563 | Active | 163424 | 2010 | Laars | WTSS - Watertube SS Steel | Boiler room | GLYC - Glycol Bldg Heat Sys | 10/31/2026
Wayne Early Learning Center | 903 W 7th St | Wayne | NE | 68787-1661 | Wayne | NE43560 | Active | 423389 | 2024 | Lochinvar | FTVT - Firetube Vertical TB | Boiler Room | GLYC - Glycol Bldg Heat Sys | 3/31/2027
Wayne Early Learning Center | 903 W 7th St | Wayne | NE | 68787-1661 | Wayne | NE43561 | Active | 424344 | 2024 | Lochinvar | FTVT - Firetube Vertical TB | Boiler Room | GLYC - Glycol Bldg Heat Sys | 3/31/2027
St Paul Lutheran Church | Miner & Crawford | Winside | NE | 68790 | Wayne | NE37051 | Scrapped/Junked | N/A | 1955 | Kewanee | FTFB - Firetube-Firebox Boiler | BOILER ROOM | HWHT - Hot Water Heat | 10/31/2019
OBERLE GROCERY | PO Box 504 | Winside | NE | 68790-0504 | WAYNE | NE37050 | Scrapped/Junked |  | 1955 | KOHLER |  |  | HWHT - Hot Water Heat | 8/31/1995
HOSKINS PUBLIC SCHOOL | PO Box 97 | Hoskins | NE | 68740-0097 | WAYNE | NE33826 | Inactive |  | 1925 | AMERICAN RADIATOR |  | BOILER ROOM | STHT - Steam-Heat | 10/31/1990
HOSKINS PUBLIC SCHOOL | PO Box 97 | Hoskins | NE | 68740-0097 | WAYNE | NE33949 | Inactive |  | 1965 | PEERLESS HEATER COMPANY |  | BOILER ROOM | STHT - Steam-Heat | 10/31/1990
CARL JOHNSON | RR 2 | Wayne | NE | 68787-9802 | WAYNE | NE01311 | Inactive |  | 1919 | MINN-MOLINE | FT - Firetube Boiler |  | 0024 - Antique Steam Tractor | 4/30/1985
CARL JOHNSON | RR 2 | Wayne | NE | 68787-9802 | WAYNE | NE01318 | Inactive |  | 1909 | NICHOLS-SHEPARD | FT - Firetube Boiler | PORTABLE | 0024 - Antique Steam Tractor | 4/30/1985
WINSIDE ALFALFA DEHY | UNKNOWN | WINSIDE | NE | 68790 | WAYNE | NE11823 | Scrapped/Junked | 494 | 1960 | SUPERIOR BOILERWORKS | FTSM - FTS Marine Dry Back | BOILER ROOM | PROC - Process Steam | 4/30/2004
Red Cloud Housing Authority | 105 Parkview Cir | Red Cloud | NE | 68970-2603 | Webster | NE00359 | Scrapped/Junked | N/A | 2000 | Peerless | CI - Cast Iron | Center Mech. Rm. | HWHT - Hot Water Heat | 12/31/2020
Red Cloud Housing Authority | 105 Parkview Cir | Red Cloud | NE | 68970-2603 | Webster | NE00360 | Scrapped/Junked | N/A | 2000 | Peerless | CI - Cast Iron | 106-111 Mech. Rm. | HWHT - Hot Water Heat | 12/31/2020
Red Cloud Housing Authority | 105 Parkview Cir | Red Cloud | NE | 68970-2603 | Webster | NE00361 | Scrapped/Junked | N/A | 2000 | Peerless | CI - Cast Iron | 116-121 Mech. Rm. | HWHT - Hot Water Heat | 12/31/2020
Red Cloud Housing Authority | 105 Parkview Cir | Red Cloud | NE | 68970-2603 | Webster | NE29144 | Exempt | 156374 | 2020 | Lochinvar | COBL - Coil Type Boiler | 116-121 | HWHT - Hot Water Heat | 12/31/2023
Red Cloud Housing Authority | 105 Parkview Cir | Red Cloud | NE | 68970-2603 | Webster | NE29145 | Exempt | 132473 | 2019 | Lochinvar | COBL - Coil Type Boiler | 116-121 | HWHT - Hot Water Heat | 12/31/2023
Red Cloud Housing Authority | 105 Parkview Cir | Red Cloud | NE | 68970-2603 | Webster | NE29146 | Active | 155849 | 2020 | Lochinvar | COBL - Coil Type Boiler | Community Building | HWHT - Hot Water Heat | 12/31/2026
Red Cloud Housing Authority | 105 Parkview Cir | Red Cloud | NE | 68970-2603 | Webster | NE29147 | Exempt | 127112 | 2019 | Lochinvar | COBL - Coil Type Boiler | 106-111 | HWHT - Hot Water Heat | 12/31/2023
Red Cloud Housing Authority | 105 Parkview Cir | Red Cloud | NE | 68970-2603 | Webster | NE29148 | Exempt | 152514 | 2020 | Lochinvar | COBL - Coil Type Boiler | 106-111 | HWHT - Hot Water Heat | 12/31/2023
Red Cloud Housing Authority | 105 Parkview Cir | Red Cloud | NE | 68970-2603 | Webster | NE43849 | Exempt | 132474 | 2019 | Lochinvar | COBL - Coil Type Boiler | Inside Apt 102 | HWHT - Hot Water Heat | 12/31/2025
Red Cloud Housing Authority | 105 Parkview Cir | Red Cloud | NE | 68970-2603 | Webster | NE43850 | Exempt | 150841 | 2020 | Lochinvar | COBL - Coil Type Boiler | Inside Apt 113 | HWHT - Hot Water Heat | 12/31/2025
Red Cloud Housing Authority | 105 Parkview Cir | Red Cloud | NE | 68970-2603 | Webster | NE43851 | Exempt | 150917 | 2020 | Lochinvar | COBL - Coil Type Boiler | 9-12 | HWHT - Hot Water Heat | 12/31/2025
Red Cloud Housing Authority | 105 Parkview Cir | Red Cloud | NE | 68970-2603 | Webster | NE43852 | Exempt | 152513 | 2020 | Lochinvar | COBL - Coil Type Boiler | 5-8 | HWHT - Hot Water Heat | 12/31/2025
Red Cloud Housing Authority | 105 Parkview Cir | Red Cloud | NE | 68970-2603 | Webster | NE43853 | Exempt | 152519 | 2020 | Lochinvar | COBL - Coil Type Boiler | 1-4 | HWHT - Hot Water Heat | 12/31/2025
Red Cloud Housing Authority | 105 Parkview Cir | Red Cloud | NE | 68970-2603 | Webster | NE43854 | Exempt | 152512 | 2020 | Lochinvar | COBL - Coil Type Boiler | 17-20 | HWHT - Hot Water Heat | 12/31/2025
Red Cloud Housing Authority | 105 Parkview Cir | Red Cloud | NE | 68970-2603 | Webster | NE43855 | Exempt | 156361 | 2020 | Lochinvar | COBL - Coil Type Boiler | 13-15 | HWHT - Hot Water Heat | 12/31/2025
City Utility Plant | 1143 N Webster St | Red Cloud | NE | 68970-2100 | Webster | NE22900 | Scrapped/Junked | 94136 | 2008 | Lochinvar | WTSS - Watertube SS Steel | Mech. Room | HWHT - Hot Water Heat | 4/30/2020
City Utility Plant | 1143 N Webster St | Red Cloud | NE | 68970-2100 | Webster | NE30392 | Scrapped/Junked | n/a | 1990 | Peerless | CI - Cast Iron | UTILITY PLANT | HWHT - Hot Water Heat | 2/28/2013
Red Cloud Jr/Sr High | 121 W 7th Ave | Red Cloud | NE | 68970-2417 | Webster | NE08537 | Scrapped/Junked | 11302 | 2001 | ALES | FTVT - Firetube Vertical TB | BOILER ROOM | HWHT - Hot Water Heat | 12/31/2019
Red Cloud Jr/Sr High | 121 W 7th Ave | Red Cloud | NE | 68970-2417 | Webster | NE08538 | Scrapped/Junked | 11301 | 2001 | ALES | FTVT - Firetube Vertical TB | BOILER ROOM | HWHT - Hot Water Heat | 12/31/2019
Red Cloud Jr/Sr High | 121 W 7th Ave | Red Cloud | NE | 68970-2417 | Webster | NE08539 | Scrapped/Junked | 11299 | 2001 | ALES | FTVT - Firetube Vertical TB | BOILER ROOM | HWHT - Hot Water Heat | 12/31/2019
Red Cloud Jr/Sr High | 121 W 7th Ave | Red Cloud | NE | 68970-2417 | Webster | NE08540 | Scrapped/Junked | 11300 | 2001 | ALES | FTVT - Firetube Vertical TB | BOILER ROOM | HWHT - Hot Water Heat | 12/31/2019
Red Cloud Jr/Sr High | 121 W 7th Ave | Red Cloud | NE | 68970-2417 | Webster | NE19180 | Exempt 1999 LB-66 |  | 1994 | RHEEM MANUFACTURING CO | AHWH - ANSI/Fired Water Htr | GYM | HWSD - Hot Water Dom/Potable | 7/31/1999
Red Cloud Jr/Sr High | 121 W 7th Ave | Red Cloud | NE | 68970-2417 | Webster | NE32865 | Scrapped/Junked | 38893 | 1985 | KEWANEE | FTFB - Firetube-Firebox Boiler | BOILER ROOM | STHT - Steam-Heat | 7/31/2001
Red Cloud Jr/Sr High | 121 W 7th Ave | Red Cloud | NE | 68970-2417 | Webster | NE34527 | Scrapped/Junked | 3704 | 1964 | Kewanee | FTFB - Firetube-Firebox Boiler | GYM | HWHT - Hot Water Heat | 12/31/2014
Red Cloud Jr/Sr High | 121 W 7th Ave | Red Cloud | NE | 68970-2417 | Webster | NE37116 | Scrapped/Junked |  | 1984 | PEERLESS HEATER COMPANY |  | BOILER ROOM | STHT - Steam-Heat | 7/31/2001
GUIDE ROCK PUBLIC SCHOOL | 128 S University St | Guide Rock | NE | 68942-8082 | WEBSTER | NE33584 | Inactive |  | 1965 | KEWANEE | FT - Firetube Boiler | BOILER ROOM | STHT - Steam-Heat | 7/31/1998
Gottsch Cattle Co | 1350 Road L | Red Cloud | NE | 68970-7086 | Webster | NE18196 | Scrapped/Junked | 12482 | 1994 | Superior Boiler Works | FTSM - FTS Marine Dry Back | BOILER ROOM | PROC - Process Steam | 1/31/2025
Gottsch Cattle Co | 1350 Road L | Red Cloud | NE | 68970-7086 | Webster | NE24576 | Active | 17575 | 2013 | Superior Boiler Works | FTSM - FTS Marine Dry Back | boiler room | PROC - Process Steam | 1/31/2027
Gottsch Cattle Co | 1350 Road L | Red Cloud | NE | 68970-7086 | Webster | NE43173 | Active | 20368 | 2024 | Superior Boiler Works | FTSM - FTS Marine Dry Back | Boiler Room | PROC - Process Steam | 1/31/2027
Eat your Colors | 137 W 4th Ave | Red Cloud | NE | 68970-2432 | Webster | NE30595 | Out of Service | n/a | 1978 | Peerless | CI - Cast Iron | BASEMENT | STHT - Steam-Heat | 12/31/2014
St Paul Lutheran Church | 310 W Gage St | Blue Hill | NE | 68930-3550 | Webster | NE15257 | Active | n/a | 1964 | Kewanee | FTFB - Firetube-Firebox Boiler | BOILER ROOM | HWHT - Hot Water Heat | 2/28/2027
DOUGS CLOTHING & CLEANER | 333 N Webster St | Red Cloud | NE | 68970-2549 | WEBSTER | NE00596 | Inactive | 14252 | 1946 | KISCO | FT - Firetube Boiler | REAR OF PLANT | PROC - Process Steam | 10/31/1991
Lincoln Elementary School | 334 N Cherry St | Red Cloud | NE | 68970-2246 | Webster | NE19178 | Exempt 1999 LB-66 |  | 1993 | AO SMITH | AHWH - ANSI/Fired Water Htr | BOILER ROOM | HWSD - Hot Water Dom/Potable | 7/31/1999
Lincoln Elementary School | 334 N Cherry St | Red Cloud | NE | 68970-2246 | Webster | NE19179 | Exempt 1999 LB-66 |  | 1979 | AO SMITH | AHWH - ANSI/Fired Water Htr | BOILER ROOM | HWSD - Hot Water Dom/Potable | 7/31/1999
Lincoln Elementary School | 334 N Cherry St | Red Cloud | NE | 68970-2246 | Webster | NE32837 | Inactive | 32660 | 1979 | Kewanee | FTFB - Firetube-Firebox Boiler | BOILER ROOM | HWHT - Hot Water Heat | 12/31/2014
Lincoln Elementary School | 334 N Cherry St | Red Cloud | NE | 68970-2246 | Webster | NE32838 | Inactive | 32662 | 1979 | Kewanee | FTFB - Firetube-Firebox Boiler | BOILER ROOM | HWHT - Hot Water Heat | 12/31/2014
Silver Lake Elementary | 401 Webster | Bladen | NE | 68928 | Webster | NE30017 | Inactive |  | 1924 | HERBERT | FT - Firetube Boiler | BOILER ROOM | STHT - Steam-Heat | 7/31/1987
Silver Lake Elementary | 401 Webster | Bladen | NE | 68928 | Webster | NE30018 | Inactive |  | 1924 | HERBERT | FT - Firetube Boiler | BOILER ROOM | STHT - Steam-Heat | 7/31/1987
Silver Lake Elementary | 401 Webster | Bladen | NE | 68928 | Webster | NE37732 | Inactive |  | 1997 | Peerless | CI - Cast Iron | Basement Boiler Room | STHT - Steam-Heat | 4/30/2007
Silver Lake Elementary | 401 Webster | Bladen | NE | 68928 | Webster | NE37733 | Scrapped/Junked |  | 1975 | DAY & NIGHT | AHWH - ANSI/Fired Water Htr | FURN RM | HWSD - Hot Water Dom/Potable | 10/31/2001
HOME COMFORT LAUNDRY | 410 N Webster St | Red Cloud | NE | 68970-2467 | WEBSTER | NE40381 | Exempt 1999 LB-66 |  | 1988 | RHEEM MANUFACTURING CO | AHWH - ANSI/Fired Water Htr |  | HWSD - Hot Water Dom/Potable | 9/30/2000
HOME COMFORT LAUNDRY | 410 N Webster St | Red Cloud | NE | 68970-2467 | WEBSTER | NE40382 | Exempt 1999 LB-66 |  | 1988 | RHEEM MANUFACTURING CO | AHWH - ANSI/Fired Water Htr |  | HWSD - Hot Water Dom/Potable | 9/30/2000
BLUE HILL GRADE SCHOOL | 410 S Sycamore St | Blue Hill | NE | 68930-8009 | WEBSTER | NE22370 | Exempt 1999 LB-66 |  | 1998 | RHEEM MANUFACTURING CO | AHWH - ANSI/Fired Water Htr | BOILER ROOM | HWSD - Hot Water Dom/Potable | 8/31/1999
BLUE HILL GRADE SCHOOL | 410 S Sycamore St | Blue Hill | NE | 68930-8009 | WEBSTER | NE33624 | Inactive |  | 1982 | WEIL MCLAIN |  | BOILER ROOM | STHT - Steam-Heat | 8/31/2002
BLUE HILL GRADE SCHOOL | 410 S Sycamore St | Blue Hill | NE | 68930-8009 | WEBSTER | NE33625 | Inactive |  | 1982 | WEIL MCLAIN |  | BOILER ROOM | STHT - Steam-Heat | 8/31/2002
Pines At Blue Hill | 414 N Willson St | Blue Hill | NE | 68930-3561 | Webster | NE09753 | Scrapped/Junked | 92117 | 2001 | RHEEM | CHWH - ASME/Fired Water Heater | BOILER ROOM | HWSD - Hot Water Dom/Potable | 4/30/2019
Pines At Blue Hill | 414 N Willson St | Blue Hill | NE | 68930-3561 | Webster | NE22304 | Scrapped/Junked | 74654 | 1997 | RHEEM | CHWH - ASME/Fired Water Heater | BOILER ROOM | HWSD - Hot Water Dom/Potable | 4/30/2017
Pines At Blue Hill | 414 N Willson St | Blue Hill | NE | 68930-3561 | Webster | NE27340 | Active | 140246 | 2014 | RHEEM | CHWH - ASME/Fired Water Heater | BOILER ROOM | HWSD - Hot Water Dom/Potable | 4/30/2026
Pines At Blue Hill | 414 N Willson St | Blue Hill | NE | 68930-3561 | Webster | NE27518 | Active | 152151 | 2017 | RHEEM | CHWH - ASME/Fired Water Heater | Basement | HWSD - Hot Water Dom/Potable | 4/30/2026
Pines At Blue Hill | 414 N Willson St | Blue Hill | NE | 68930-3561 | Webster | NE37401 | Active | n/a | 1983 | Peerless | CI - Cast Iron | BOILER ROOM | HWHT - Hot Water Heat | 4/30/2026
Pines At Blue Hill | 414 N Willson St | Blue Hill | NE | 68930-3561 | Webster | NE37402 | Active | n/a | 1983 | Peerless | CI - Cast Iron | BOILER ROOM | HWHT - Hot Water Heat | 4/30/2026
Pines At Blue Hill | 414 N Willson St | Blue Hill | NE | 68930-3561 | Webster | NE37403 | Scrapped/Junked |  | 1982 | AO SMITH | AHWH - ANSI/Fired Water Htr | BOILER ROOM | HWSD - Hot Water Dom/Potable | 4/30/2003
Blue Hill City Pool | 433 N Wilson St (Hwy 281) | Blue Hill | NE |  | Webster | NE00183 | Out of Service | 98521 | 2000 | TELE | CPFT - Horiz Cpr Fin Boiler | BOILER ROOM | OPHT - Outdoor Pool Heater | 6/30/2019
City Public Library | 537 N Webster St | Red Cloud | NE | 68970-2421 | Webster | NE40280 | Scrapped/Junked | n/a | 1998 | Peerless | CI - Cast Iron | BASEMENT | STHT - Steam-Heat | 2/28/2015
Cathers Retreat | 541 N Seward St | Red Cloud | NE | 68970-2340 | Webster | NE09634 | Scrapped/Junked | n/a | 2000 | Peerless | CI - Cast Iron | BASEMENT | HWHT - Hot Water Heat | 12/31/2019
Red Cloud Housing Authority | 59 N Chestnut St | Red Cloud | NE | 68970-2271 | Webster | NE00358 | Scrapped/Junked | N/A | 2000 | Peerless | CI - Cast Iron | MAIN OFFICE | HWHT - Hot Water Heat | 12/31/2021
Red Cloud Housing Authority | 59 N Chestnut St | Red Cloud | NE | 68970-2271 | Webster | NE13384 | Exempt | N/A | 2000 | PEERLESS HEATER COMPANY |  | SE MECH ROOM | HWHT - Hot Water Heat | 12/31/2009
Red Cloud Housing Authority | 59 N Chestnut St | Red Cloud | NE | 68970-2271 | Webster | NE13385 | Exempt | N/A | 2000 | PEERLESS HEATER COMPANY |  | NE MECH ROOM | HWHT - Hot Water Heat | 12/31/2009
Red Cloud Housing Authority | 59 N Chestnut St | Red Cloud | NE | 68970-2271 | Webster | NE30419 | Scrapped/Junked |  | 1965 | AMERICAN STANDARD |  | COMMUNITY CENTER | HWHT - Hot Water Heat | 1/31/2001
Red Cloud Housing Authority | 59 N Chestnut St | Red Cloud | NE | 68970-2271 | Webster | NE30444 | Scrapped/Junked |  | 1965 | American Standard | CI - Cast Iron | 116-121 | HWHT - Hot Water Heat | 1/31/2001
Red Cloud Housing Authority | 59 N Chestnut St | Red Cloud | NE | 68970-2271 | Webster | NE30505 | Scrapped/Junked |  | 1965 | AMERICAN STANDARD |  | 106-11 | HWHT - Hot Water Heat | 1/31/2001
Red Cloud Housing Authority | 59 N Chestnut St | Red Cloud | NE | 68970-2271 | Webster | NE30620 | Scrapped/Junked |  | 1965 | AMERICAN STANDARD |  | OFFICE | HWHT - Hot Water Heat | 1/31/2001
Red Cloud Housing Authority | 59 N Chestnut St | Red Cloud | NE | 68970-2271 | Webster | NE41186 | Active | 236096 | 2021 | Lochinvar | COBL - Coil Type Boiler | Office Building | HWHT - Hot Water Heat | 12/31/2026
Red Cloud Housing Authority | 59 N Chestnut St | Red Cloud | NE | 68970-2271 | Webster | NE43639 | Exempt | 321816 | 2018 | Lochinvar | FTSS - Firetube Stainless Steel | Building 55/57 closet | HWHT - Hot Water Heat | 12/31/2024
Red Cloud Housing Authority | 59 N Chestnut St | Red Cloud | NE | 68970-2271 | Webster | NE43640 | Exempt | 155850 | 2020 | Lochinvar | FTSS - Firetube Stainless Steel | Building 502/504 closet | HWHT - Hot Water Heat | 12/31/2024
Red Cloud Housing Authority | 59 N Chestnut St | Red Cloud | NE | 68970-2271 | Webster | NE43641 | Exempt | 154503 | 2020 | Lochinvar | FTSS - Firetube Stainless Steel | Building 51/53 closet | HWHT - Hot Water Heat | 12/31/2024
Red Cloud Housing Authority | 59 N Chestnut St | Red Cloud | NE | 68970-2271 | Webster | NE43642 | Exempt | 156372 | 2020 | Lochinvar | FTSS - Firetube Stainless Steel | Building 50/52 closet | HWHT - Hot Water Heat | 12/31/2024
Red Cloud Housing Authority | 59 N Chestnut St | Red Cloud | NE | 68970-2271 | Webster | NE43643 | Exempt | 155847 | 2020 | Lochinvar | FTSS - Firetube Stainless Steel | Building 54/56 closet | HWHT - Hot Water Heat | 12/31/2024
Red Cloud Housing Authority | 59 N Chestnut St | Red Cloud | NE | 68970-2271 | Webster | NE43644 | Exempt | 155848 | 2020 | Lochinvar | FTSS - Firetube Stainless Steel | Building 402/404 closet | HWHT - Hot Water Heat | 12/31/2024
Red Cloud Housing Authority | 59 N Chestnut St | Red Cloud | NE | 68970-2271 | Webster | NE43645 | Exempt | 321820 | 2018 | Lochinvar | FTSS - Firetube Stainless Steel | Building 58/60 closet | HWHT - Hot Water Heat | 12/31/2024
Blue Hill High School | 606 S Sycamore St | Blue Hill | NE | 68930-3535 | Webster | NE20430 | Exempt 1999 LB-66 |  | 1990 | AO SMITH | AHWH - ANSI/Fired Water Htr | BOILER ROOM | HWSD - Hot Water Dom/Potable | 8/31/1999
Blue Hill High School | 606 S Sycamore St | Blue Hill | NE | 68930-3535 | Webster | NE27816 | Active | 147194 | 2018 | PVI Industries | CHWH - ASME/Fired Water Heater | Mechanical Room | HWSD - Hot Water Dom/Potable | 1/31/2027
Blue Hill High School | 606 S Sycamore St | Blue Hill | NE | 68930-3535 | Webster | NE31585 | Scrapped/Junked | N/A | 1962 | Kewanee | FTSM - FTS Marine Dry Back | BOILER ROOM | HWHT - Hot Water Heat | 10/31/2013
Webster County Courthouse | 621 N Cedar St | Red Cloud | NE | 68970-2300 | Webster | NE35228 | Inactive | n/a | 1982 | Peerless | CI - Cast Iron | BOILER ROOM | STHT - Steam-Heat | 5/31/2019
Webster County Hospital | 621 N Franklin St | Red Cloud | NE | 68970-2260 | Webster | NE06083 | Scrapped/Junked | 11752 | 2004 | Rbi | CPFT - Horiz Cpr Fin Boiler | BOILER ROOM | HWHT - Hot Water Heat | 5/31/2020
Webster County Hospital | 621 N Franklin St | Red Cloud | NE | 68970-2260 | Webster | NE06084 | Scrapped/Junked | 11753 | 2004 | Rbi | CPFT - Horiz Cpr Fin Boiler | BOILER ROOM | HWHT - Hot Water Heat | 5/31/2020
Webster County Hospital | 621 N Franklin St | Red Cloud | NE | 68970-2260 | Webster | NE10423 | Scrapped/Junked | 92411 | 2002 | RHEEM | CHWH - ASME/Fired Water Heater | BOILER ROOM | HWSD - Hot Water Dom/Potable | 5/31/2015
Webster County Hospital | 621 N Franklin St | Red Cloud | NE | 68970-2260 | Webster | NE10424 | Scrapped/Junked | 142490 | 2002 | Castle | ELBL - Electric Boiler | BOILER ROOM | 0020 - Supp to Sterlizer/Autoclave | 5/31/2023
Webster County Hospital | 621 N Franklin St | Red Cloud | NE | 68970-2260 | Webster | NE20638 | Scrapped/Junked |  | 1996 | CROWN BOILER COMPANY |  | BOILER ROOM | HWHT - Hot Water Heat | 5/31/2005
Webster County Hospital | 621 N Franklin St | Red Cloud | NE | 68970-2260 | Webster | NE22168 | Scrapped/Junked | 129494 | 2011 | RHEEM | CHWH - ASME/Fired Water Heater | Boiler Room 116 | HWSD - Hot Water Dom/Potable | 5/31/2021
Webster County Hospital | 621 N Franklin St | Red Cloud | NE | 68970-2260 | Webster | NE23370 | Scrapped/Junked |  | 1998 | CROWN BOILER COMPANY |  | BOILER ROOM | HWHT - Hot Water Heat | 5/31/2005
Webster County Hospital | 621 N Franklin St | Red Cloud | NE | 68970-2260 | Webster | NE23371 | Scrapped/Junked |  | 1998 | CROWN BOILER COMPANY |  | BOILER ROOM | HWHT - Hot Water Heat | 5/31/2004
Webster County Hospital | 621 N Franklin St | Red Cloud | NE | 68970-2260 | Webster | NE23392 | Scrapped/Junked | 112 | 1956 | WILMONT CASTLE COMPANY | STER - Sterilizer | SURGERY | STER - Sterilizer | 5/31/2003
Webster County Hospital | 621 N Franklin St | Red Cloud | NE | 68970-2260 | Webster | NE25845 | Scrapped/Junked | 141509 | 2014 | RHEEM | CHWH - ASME/Fired Water Heater | Boiler Room | HWSD - Hot Water Dom/Potable | 5/31/2026
Webster County Hospital | 621 N Franklin St | Red Cloud | NE | 68970-2260 | Webster | NE28237 | Active | 344907 | 2019 | Lochinvar | COBL - Coil Type Boiler | BASEMENT BOILER ROOM | HWHT - Hot Water Heat | 5/31/2026
Webster County Hospital | 621 N Franklin St | Red Cloud | NE | 68970-2260 | Webster | NE28238 | Active | 344909 | 2019 | Lochinvar | COBL - Coil Type Boiler | BASEMENT BOILER ROOM | HWHT - Hot Water Heat | 5/31/2026
Webster County Hospital | 621 N Franklin St | Red Cloud | NE | 68970-2260 | Webster | NE30227 | Scrapped/Junked | 29458 | 1982 | AOSM | CHWH - ASME/Fired Water Heater | BOILER ROOM | HWSD - Hot Water Dom/Potable | 5/31/2012
Webster County Hospital | 621 N Franklin St | Red Cloud | NE | 68970-2260 | Webster | NE30228 | Scrapped/Junked |  | 1983 | AO SMITH | AHWH - ANSI/Fired Water Htr | BOILER ROOM | HWSD - Hot Water Dom/Potable | 5/31/2000
Webster County Hospital | 621 N Franklin St | Red Cloud | NE | 68970-2260 | Webster | NE30229 | Scrapped/Junked | 32353 | 1983 | AO SMITH | CHWH - ASME/Fired Water Heater | BOILER ROOM | HWSD - Hot Water Dom/Potable | 5/31/2003
Webster County Hospital | 621 N Franklin St | Red Cloud | NE | 68970-2260 | Webster | NE41652 | Active | 130592 | 2021 | TDC Manufacturing Co | ELBL - Electric Boiler | Sterile Boiler Room | STER - Sterilizer | 5/31/2026
Webster County Hospital | 621 N Franklin St | Red Cloud | NE | 68970-2260 | Webster | NE43172 | Active | 276725 | 2020 | AO SMITH | CHWH - ASME/Fired Water Heater | Boiler Room | HWSD - Hot Water Dom/Potable | 5/31/2026
Webster County Hospital | 621 N Franklin St | Red Cloud | NE | 68970-2260 | Webster | NE44107 | Active | N/A | 2025 | AO SMITH | CHWH - ASME/Fired Water Heater | Boiler Room | HWSD - Hot Water Dom/Potable | 5/31/2025
Heritage Of Webster County | 636 N Locust St | Red Cloud | NE | 68970-2463 | Webster | NE05814 | Scrapped/Junked | 39985 | 1997 | AO SMITH | CHWH - ASME/Fired Water Heater | BOILER ROOM | HWSD - Hot Water Dom/Potable | 4/30/2006
Heritage Of Webster County | 636 N Locust St | Red Cloud | NE | 68970-2463 | Webster | NE07217 | Scrapped/Junked | 109655 | 2006 | AO SMITH | VTNK - Vertical Fired Tank | BOILER ROOM | HWSD - Hot Water Dom/Potable | 4/30/2013
Heritage Of Webster County | 636 N Locust St | Red Cloud | NE | 68970-2463 | Webster | NE09018 | Scrapped/Junked | n/a | 1980 | HB Smith | CI - Cast Iron | BOILER ROOM | HWHT - Hot Water Heat | 4/30/2012
Heritage Of Webster County | 636 N Locust St | Red Cloud | NE | 68970-2463 | Webster | NE09019 | Active | n/a | 1982 | Bryan | CI - Cast Iron | BOILER ROOM | HWHT - Hot Water Heat | 4/30/2027
Heritage Of Webster County | 636 N Locust St | Red Cloud | NE | 68970-2463 | Webster | NE18478 | Scrapped/Junked | 22027 | 1995 | Weben-Jarco | COBL - Coil Type Boiler | BOILER ROOM | HWSD - Hot Water Dom/Potable | 4/30/2013
Heritage Of Webster County | 636 N Locust St | Red Cloud | NE | 68970-2463 | Webster | NE21445 | Active | 184922 | 2011 | Lochinvar | WTSS - Watertube SS Steel | Boiler Room | HWHT - Hot Water Heat | 4/30/2027
Heritage Of Webster County | 636 N Locust St | Red Cloud | NE | 68970-2463 | Webster | NE22167 | Scrapped/Junked | 130300 | 2012 | RHEEM | CHWH - ASME/Fired Water Heater | Boiler Room | HWSD - Hot Water Dom/Potable | 4/30/2021
Heritage Of Webster County | 636 N Locust St | Red Cloud | NE | 68970-2463 | Webster | NE23673 | Scrapped/Junked | 11517 | 2009 | Sellers Engineering | COBL - Coil Type Boiler | Boiler Room | HWSD - Hot Water Dom/Potable | 4/30/2017
Heritage Of Webster County | 636 N Locust St | Red Cloud | NE | 68970-2463 | Webster | NE29157 | Active | 161110 | 2020 | RHEEM | VTNK - Vertical Fired Tank | BOILER ROOM | HWSD - Hot Water Dom/Potable | 4/30/2027
Webster County Jail | 641 N Cedar St | Red Cloud | NE | 68970-2326 | Webster | NE35229 | Out of Service | n/a | 1950 | American Standard | CI - Cast Iron | BASEMENT | STHT - Steam-Heat | 5/31/2019
Red Cloud City Pool | City Park - Webster St | Red Cloud | NE |  | Webster | NE08532 | Inactive | 83893 | 1998 | TELE | CPFT - Horiz Cpr Fin Boiler | OUTSIDE | OPHT - Outdoor Pool Heater | 6/30/2009
RED CLOUD CITY POOL | CITY PARK - WEBSTER ST | RED CLOUD | NE | 68970 | WEBSTER | NE01979 | Scrapped/Junked |  | 1989 | AO SMITH | AHWH - ANSI/Fired Water Htr | POOL | HWSD - Hot Water Dom/Potable | 6/30/2007
Red Cloud Feed Mill | RR 2 Box 303 | Red Cloud | NE | 68970-8545 | Webster | NE33986 | Inactive |  | 1974 | SELL | FTSM - FTS Marine Dry Back | BOILER ROOM | PROC - Process Steam | 5/31/2009
Wheeler Central Schools | 600 W Randolph | Bartlett | NE | 68622 | Wheeler | NE13928 | Active | 16577 | 2007 | ALDRICH/LES | FTHT - Firetube Horizontal | BOILER ROOM | STHT - Steam-Heat | 10/31/2026
Wheeler Central Schools | 600 W Randolph | Bartlett | NE | 68622 | Wheeler | NE13929 | Active | 16574 | 2007 | ALDRICH/LES | FTHT - Firetube Horizontal | BOILER ROOM | STHT - Steam-Heat | 10/31/2026
Wheeler Central Schools | 600 W Randolph | Bartlett | NE | 68622 | Wheeler | NE33092 | Scrapped/Junked |  | 1958 | KEWANEE | FTFB - Firetube-Firebox Boiler | BOILER ROOM | STHT - Steam-Heat | 7/31/2007
Wheeler Central Schools | 600 W Randolph | Bartlett | NE | 68622 | Wheeler | NE33093 | Scrapped/Junked |  | 1958 | KEWANEE | FTFB - Firetube-Firebox Boiler | BOILER ROOM | STHT - Steam-Heat | 7/31/2007
Herd Co Feedlot | 83973 489th Ave | Bartlett | NE | 68622-3018 | Wheeler | NE13700 | Scrapped/Junked | 9528 | 1986 | Superior Boiler Works | FTSM - FTS Marine Dry Back | BOILER ROOM | PROC - Process Steam | 4/30/2018
Herd Co Feedlot | 83973 489th Ave | Bartlett | NE | 68622-3018 | Wheeler | NE27383 | Active | 10632 | 2018 | Williams & Davis | FT - Firetube Boiler | Boiler Room | PROC - Process Steam | 9/30/2026
York High School | 1005 Duke Dr | York | NE | 68467-1228 | York | NE34488 | Scrapped/Junked | n/a | 1974 | Kewanee | FTSM - FTS Marine Dry Back | BOILER ROOM | GLYC - Glycol Bldg Heat Sys | 2/28/2021
York High School | 1005 Duke Dr | York | NE | 68467-1228 | York | NE34489 | Scrapped/Junked | n/a | 1974 | Kewanee | FTSM - FTS Marine Dry Back | BOILER RM | GLYC - Glycol Bldg Heat Sys | 2/28/2021
WALMART #350 | 101 E David Dr | York | NE | 68467-9459 | YORK | NE06045 | Exempt | 56544 | 2004 | STANDARD REFRIGERATION | HTNK - Horizontal UFPV | PUMP HOUSE #1 | REFR - Refrigerant Storage/Supp | 3/31/2007
WALMART #350 | 101 E David Dr | York | NE | 68467-9459 | YORK | NE06046 | Exempt | 56540 | 2004 | STANDARD REFRIGERATION | HTNK - Horizontal UFPV | PUMP HOUSE #2 | REFR - Refrigerant Storage/Supp | 3/31/2007
WALMART #350 | 101 E David Dr | York | NE | 68467-9459 | YORK | NE06047 | Exempt | 56498 | 2004 | STANDARD REFRIGERATION | HTNK - Horizontal UFPV | PUMP HOUSE #2 | REFR - Refrigerant Storage/Supp | 3/31/2007
Midtown Apartments | 1030 15th St | Henderson | NE | 68371-8918 | York | NE09701 | Active | n/a | 1991 | Peerless | CI - Cast Iron | BOILER ROOM C-2 | HWHT - Hot Water Heat | 10/31/2026
Midtown Apartments | 1030 15th St | Henderson | NE | 68371-8918 | York | NE09702 | Active | n/a | 1979 | Peerless | CI - Cast Iron | BOILER ROOM A-1 | HWHT - Hot Water Heat | 10/31/2026
Midtown Apartments | 1030 15th St | Henderson | NE | 68371-8918 | York | NE09703 | Active | n/a | 1991 | Peerless | CI - Cast Iron | BOILER ROOM A-2 | HWHT - Hot Water Heat | 10/31/2026
Henderson City Pool | 1090 Birch St | Henderson | NE | 68371 | York | NE08542 | Scrapped/Junked | 84346 | 1998 | Teledyne & Laars | CPFT - Horiz Cpr Fin Boiler | Pool Mechanical Room | OPHT - Outdoor Pool Heater | 6/30/2010
Henderson City Pool | 1090 Birch St | Henderson | NE | 68371 | York | NE17975 | Scrapped/Junked | 221971 | 2010 | Laars | CPFT - Horiz Cpr Fin Boiler | Pool Mech. Rm. | OPHT - Outdoor Pool Heater | 6/30/2024
Henderson City Pool | 1090 Birch St | Henderson | NE | 68371 | York | NE42938 | Active | 324822 | 2024 | Laars | CPFT - Horiz Cpr Fin Boiler | Pool Mech. Rm. | OPHT - Outdoor Pool Heater | 6/30/2026
MASONIC TEMPLE | 110 E 5th St | York | NE | 68467-3522 | YORK | NE22375 | Inactive |  | 1998 | WEIL MCLAIN |  | BASEMENT | STHT - Steam-Heat | 10/31/2005
SUPERWASH LAUNDRY | 1101 N Lincoln Ave | York | NE | 68467-1719 | YORK | NE40818 | Scrapped/Junked |  | 1992 | STATE INDUSTRIES | AHWH - ANSI/Fired Water Htr | MECH ROOM | HWSP - Hot Water Non Potable Supply | 3/31/2002
NE Corr Center For Women | 1107 Recharge Rd | York | NE | 68467-8003 | York | NE02324 | Out of Service | 209282 | 2003 | Raypak | CPFH - Copper Fin Water Heater | BLDG A/ BLR RM | HWSD - Hot Water Dom/Potable | 11/30/2019
NE Corr Center For Women | 1107 Recharge Rd | York | NE | 68467-8003 | York | NE02325 | Scrapped/Junked | 209280 | 2003 | Raypak | CPFH - Copper Fin Water Heater | BLDG A/ BLR RM | HWSD - Hot Water Dom/Potable | 11/30/2023
NE Corr Center For Women | 1107 Recharge Rd | York | NE | 68467-8003 | York | NE02351 | Scrapped/Junked | 209281 | 2003 | Raypak | CPFH - Copper Fin Water Heater | BLDG A/BLR RM | HWSD - Hot Water Dom/Potable | 11/30/2023
NE Corr Center For Women | 1107 Recharge Rd | York | NE | 68467-8003 | York | NE02352 | Scrapped/Junked | 209283 | 2003 | Raypak | CPFT - Horiz Cpr Fin Boiler | BLDG A/ BLR RM | GLYC - Glycol Bldg Heat Sys | 11/30/2019
NE Corr Center For Women | 1107 Recharge Rd | York | NE | 68467-8003 | York | NE02353 | Scrapped/Junked | 209284 | 2003 | Raypak | CPFT - Horiz Cpr Fin Boiler | BLDG A/ BLR RM | GLYC - Glycol Bldg Heat Sys | 11/30/2018
NE Corr Center For Women | 1107 Recharge Rd | York | NE | 68467-8003 | York | NE02354 | Active | 16803 | 2003 | LEGION | COOK - Fired Cooker | BLDG A KITCHEN | COOK - Cooker/Kettle | 11/30/2026
NE Corr Center For Women | 1107 Recharge Rd | York | NE | 68467-8003 | York | NE22872 | Scrapped/Junked | 245059 | 2012 | Lochinvar | CPFH - Copper Fin Water Heater | north hall | HWSD - Hot Water Dom/Potable | 11/30/2023
NE Corr Center For Women | 1107 Recharge Rd | York | NE | 68467-8003 | York | NE24364 | Inactive | 99790 | 1999 | LOCHINVAR | CPFT - Horiz Cpr Fin Boiler | BASEMENT | HWHT - Hot Water Heat | 11/30/2007
NE Corr Center For Women | 1107 Recharge Rd | York | NE | 68467-8003 | York | NE28778 | Active | 84323 | 2019 | Aerco | WT - Water Tube Boiler | Bldg A Boiler Room | GLYC - Glycol Bldg Heat Sys | 11/30/2026
NE Corr Center For Women | 1107 Recharge Rd | York | NE | 68467-8003 | York | NE28779 | Active | 84324 | 2019 | Aerco | WT - Water Tube Boiler | Bldg A Boiler Room | GLYC - Glycol Bldg Heat Sys | 11/30/2026
NE Corr Center For Women | 1107 Recharge Rd | York | NE | 68467-8003 | York | NE30968 | Scrapped/Junked | N/A | 1968 | Kewanee | FTFB - Firetube-Firebox Boiler | BASEMENT -N. HALL | HWHT - Hot Water Heat | 11/30/2023
NE Corr Center For Women | 1107 Recharge Rd | York | NE | 68467-8003 | York | NE30969 | Scrapped/Junked | 330802 | 1993 | Loch | CPFT - Horiz Cpr Fin Boiler | BASEMENT -N. HALL | HWSD - Hot Water Dom/Potable | 11/30/2013
NE Corr Center For Women | 1107 Recharge Rd | York | NE | 68467-8003 | York | NE43367 | Active | 33844 | 2024 | Intellihot | WTSS - Watertube SS Steel | Building A Mech Room | HWSD - Hot Water Dom/Potable | 11/30/2026
NE Corr Center For Women | 1107 Recharge Rd | York | NE | 68467-8003 | York | NE43368 | Active | 33843 | 2024 | Intellihot | WTSS - Watertube SS Steel | Building A Mech Room | HWSD - Hot Water Dom/Potable | 11/30/2026
NE Corr Center For Women | 1107 Recharge Rd | York | NE | 68467-8003 | York | NE43369 | Active | 33846 | 2024 | Intellihot | WTSS - Watertube SS Steel | Building A Mech Room | HWSD - Hot Water Dom/Potable | 11/30/2026
NE Corr Center For Women | 1107 Recharge Rd | York | NE | 68467-8003 | York | NE43370 | Active | 33845 | 2024 | Intellihot | WTSS - Watertube SS Steel | Building A Mech Room | HWSD - Hot Water Dom/Potable | 11/30/2026
NE Corr Center For Women | 1107 Recharge Rd | York | NE | 68467-8003 | York | NE43371 | Active | 33841 | 2024 | Intellihot | WTSS - Watertube SS Steel | Building A Mech Room | HWSD - Hot Water Dom/Potable | 11/30/2026
NE Corr Center For Women | 1107 Recharge Rd | York | NE | 68467-8003 | York | NE43372 | Active | 33842 | 2024 | Intellihot | WTSS - Watertube SS Steel | Building A Mech Room | HWSD - Hot Water Dom/Potable | 11/30/2026
NE Corr Center For Women | 1107 Recharge Rd | York | NE | 68467-8003 | York | NE43373 | Active | 33349 | 2024 | Intellihot | WTSS - Watertube SS Steel | Building A Mech Room | HWSD - Hot Water Dom/Potable | 11/30/2026
NE Corr Center For Women | 1107 Recharge Rd | York | NE | 68467-8003 | York | NE43374 | Active | 33350 | 2024 | Intellihot | WTSS - Watertube SS Steel | Building A Mech Room | HWSD - Hot Water Dom/Potable | 11/30/2026
NE Corr Center For Women | 1107 Recharge Rd | York | NE | 68467-8003 | York | NE43375 | Active | 33351 | 2024 | Intellihot | WTSS - Watertube SS Steel | Building A Mech Room | HWSD - Hot Water Dom/Potable | 11/30/2026
NE Corr Center For Women | 1107 Recharge Rd | York | NE | 68467-8003 | York | NE43376 | Active | 33346 | 2024 | Intellihot | WTSS - Watertube SS Steel | Building A Mech Room | HWSD - Hot Water Dom/Potable | 11/30/2026
NE Corr Center For Women | 1107 Recharge Rd | York | NE | 68467-8003 | York | NE43377 | Active | 33347 | 2024 | Intellihot | WTSS - Watertube SS Steel | Building A Mech Room | HWSD - Hot Water Dom/Potable | 11/30/2026
NE Corr Center For Women | 1107 Recharge Rd | York | NE | 68467-8003 | York | NE43378 | Active | 33348 | 2024 | Intellihot | WTSS - Watertube SS Steel | Building A Mech Room | HWSD - Hot Water Dom/Potable | 11/30/2026
York College | 1125 E 8th St | York | NE | 68467-3200 | York | NE01585 | Active | 21894 | 1993 | Burnham | FTFB - Firetube-Firebox Boiler | Middlebrook Hall | STHT - Steam-Heat | 7/31/2026
York College | 1125 E 8th St | York | NE | 68467-3200 | York | NE05846 | Active | 75074 | 1997 | Lochinvar | CPFT - Horiz Cpr Fin Boiler | McCloud Hall | HWSD - Hot Water Dom/Potable | 7/31/2026
York College | 1125 E 8th St | York | NE | 68467-3200 | York | NE05857 | Active | 78119 | 1998 | Ruud-Rheem | CHWH - ASME/Fired Water Heater | KITCHEN/Mackey Hall | HWSD - Hot Water Dom/Potable | 7/31/2026
York College | 1125 E 8th St | York | NE | 68467-3200 | York | NE05924 | Out of Service | 67375 | 2001 | WEBJ | COBL - Coil Type Boiler | BOILER ROOM | HWSD - Hot Water Dom/Potable | 8/31/2010
York College | 1125 E 8th St | York | NE | 68467-3200 | York | NE10115 | Active | N/A | 2007 | Peerless | CI - Cast Iron | Sack Hall | STHT - Steam-Heat | 7/31/2026
York College | 1125 E 8th St | York | NE | 68467-3200 | York | NE20138 | Exempt 1999 LB-66 |  | 1991 | DAYTON | AHWH - ANSI/Fired Water Htr |  | HWSD - Hot Water Dom/Potable | 7/31/1999
York College | 1125 E 8th St | York | NE | 68467-3200 | York | NE20139 | Exempt 1999 LB-66 |  | 1993 | AO SMITH | AHWH - ANSI/Fired Water Htr |  | HWSD - Hot Water Dom/Potable | 7/31/1999
York College | 1125 E 8th St | York | NE | 68467-3200 | York | NE20140 | Exempt 1999 LB-66 |  | 1990 | RHEEM MANUFACTURING CO | AHWH - ANSI/Fired Water Htr |  | HWSD - Hot Water Dom/Potable | 7/31/1998
York College | 1125 E 8th St | York | NE | 68467-3200 | York | NE26231 | Active | 159968 | 2015 | NTI | FTVT - Firetube Vertical TB | Thomas Hall Mech | HWHT - Hot Water Heat | 7/31/2026
York College | 1125 E 8th St | York | NE | 68467-3200 | York | NE26232 | Active | 104299 | 2013 | NTI | FTVT - Firetube Vertical TB | Thomas Hall Mech | HWHT - Hot Water Heat | 7/31/2026
York College | 1125 E 8th St | York | NE | 68467-3200 | York | NE31491 | Scrapped/Junked |  | 1958 | PACIFIC | FTFB - Firetube-Firebox Boiler | BOILER ROOM | STHT - Steam-Heat | 8/31/2008
York College | 1125 E 8th St | York | NE | 68467-3200 | York | NE32373 | Scrapped/Junked | N/A | 1972 | Kewanee | FTFB - Firetube-Firebox Boiler | Hullitt Hall | STHT - Steam-Heat | 8/31/2012
York College | 1125 E 8th St | York | NE | 68467-3200 | York | NE32374 | Scrapped/Junked | N/A | 1971 | Kewanee | FTFB - Firetube-Firebox Boiler | Thomas Hall | HWHT - Hot Water Heat | 7/31/2016
York College | 1125 E 8th St | York | NE | 68467-3200 | York | NE32375 | Active | 3229 | 1972 | Sellers Engineering | FT - Firetube Boiler | Thomas Hall | HWSD - Hot Water Dom/Potable | 7/31/2026
York College | 1125 E 8th St | York | NE | 68467-3200 | York | NE33893 | Inactive |  | 1931 | KEWANEE | FTFB - Firetube-Firebox Boiler | BOILER ROOM | STHT - Steam-Heat | 8/31/2001
York College | 1125 E 8th St | York | NE | 68467-3200 | York | NE33899 | Active | N/A | 1963 | Kewanee | FTFB - Firetube-Firebox Boiler | McCloud Hall | HWHT - Hot Water Heat | 7/31/2026
York College | 1125 E 8th St | York | NE | 68467-3200 | York | NE33920 | Active | N/A | 1968 | Kewanee | FTFB - Firetube-Firebox Boiler | Levitt Building | HWHT - Hot Water Heat | 7/31/2026
York College | 1125 E 8th St | York | NE | 68467-3200 | York | NE34490 | Active | 6290 | 1973 | superior | FT - Firetube Boiler | Freeman Building | HWHT - Hot Water Heat | 7/31/2026
York College | 1125 E 8th St | York | NE | 68467-3200 | York | NE40132 | Scrapped/Junked | 79806 | 1998 | RHEEM | CHWH - ASME/Fired Water Heater | Mackey hall | HWSD - Hot Water Dom/Potable | 8/31/2012
York Armory | 1129 E 6th St | York | NE | 68467-3213 | YORK | NE30078 | Scrapped/Junked |  | 1956 | AMERICAN STANDARD |  | BOILER ROOM | STHT - Steam-Heat | 12/31/2004
Old York Middle School | 1200 N East Ave | York | NE | 68467-1953 | York | NE02536 | Inactive | 101263 | 2004 | Rheem | CHWH - ASME/Fired Water Heater | BOILER ROOM | HWSD - Hot Water Dom/Potable | 6/30/2010
Old York Middle School | 1200 N East Ave | York | NE | 68467-1953 | York | NE20006 | Exempt 1999 LB-66 |  | 1980 | RHEEM MANUFACTURING CO | AHWH - ANSI/Fired Water Htr |  | HWSD - Hot Water Dom/Potable | 6/30/2000
Old York Middle School | 1200 N East Ave | York | NE | 68467-1953 | York | NE31487 | Inactive | n/a | 1961 | Kewanee | FT - Firetube Boiler | BOILER ROOM | STHT - Steam-Heat | 6/30/2010
Old York Middle School | 1200 N East Ave | York | NE | 68467-1953 | York | NE31488 | Inactive | n/a | 1961 | Kewanee | FT - Firetube Boiler | BOILER ROOM | STHT - Steam-Heat | 6/30/2010
Old York Middle School | 1200 N East Ave | York | NE | 68467-1953 | York | NE34492 | Scrapped/Junked | 11888 | 1974 | MARKET FORGE INDUSTRIES | FT - Firetube Boiler |  | 0021 - Steam Supp Cooker/Kettle | 6/30/2000
Old York Middle School | 1200 N East Ave | York | NE | 68467-1953 | York | NE34685 | Scrapped/Junked | 31165 | 1965 | DAY & NIGHT | CHWH - ASME/Fired Water Heater | BOILER ROOM | HWSD - Hot Water Dom/Potable | 6/30/2005
YORK COLD STORAGE | 1215 N Division Ave | York | NE | 68467-1701 | YORK | NE18310 | Scrapped/Junked | 98236 | 1994 | RAYPAK INC, CALIFORNIA | CPFT - Horiz Cpr Fin Boiler | BOILER ROOM | HWSP - Hot Water Non Potable Supply | 10/31/2002
YORK COLD STORAGE | 1215 N Division Ave | York | NE | 68467-1701 | YORK | NE40924 | Inactive | 4287 | 1997 | HURST BOILER & WELDING CO | COBL - Coil Type Boiler | BOILER ROOM | PROW - Process Hot Water | 10/31/2000
York Cold Storage | 1302 N Division Ave | York | NE | 68467-1704 | York | NE08535 | Scrapped/Junked | 8944 | 2001 | Hurst | VTNT - Vertical Tubeless | NORTH BLDG | HWSP - Hot Water Non Potable Supply | 4/30/2014
York Cold Storage | 1302 N Division Ave | York | NE | 68467-1704 | York | NE09635 | Active | 191254 | 2002 | Raypak | CPFH - Copper Fin Water Heater | BOILER ROOM | HWSD - Hot Water Dom/Potable | 4/30/2027
York Cold Storage | 1302 N Division Ave | York | NE | 68467-1704 | York | NE25201 | Active | 19785 | 2014 | Hurst | FTFB - Firetube-Firebox Boiler | Production Floor | PROW - Process Hot Water | 4/30/2027
Midwest PMS | 1311 Road B | Bradshaw | NE | 68319-4000 | York | NE22309 | Scrapped/Junked | 1605 | 1956 | Cleaver Brooks | FTSM - FTS Marine Dry Back | BOILER ROOM | PROC - Process Steam | 7/31/2016
Midwest PMS | 1311 Road B | Bradshaw | NE | 68319-4000 | York | NE26532 | Active | 18239 | 2016 | Superior Boiler Works | FTHT - Firetube Horizontal | Boiler Building | PROC - Process Steam | 8/31/2026
Green Plains York LLC | 1414 Road O | York | NE | 68467-8236 | York | NE05031 | Active | 3095 | 1995 | Nebraska Boiler | WT - Water Tube Boiler | EQUIP ROOM | PROC - Process Steam | 2/28/2027
Green Plains York LLC | 1414 Road O | York | NE | 68467-8236 | York | NE05054 | Active | 241 | 1986 | COMBUSTION ENG | WT - Water Tube Boiler | EQUIP ROOM | PROC - Process Steam | 2/28/2027
Green Plains York LLC | 1414 Road O | York | NE | 68467-8236 | York | NE06298 | Active | 4244 | 2005 | NEBC | HRSG - Heat Recovery Stm Gen | OUTSIDE | PROC - Process Steam | 2/28/2027
Green Plains York LLC | 1414 Road O | York | NE | 68467-8236 | York | NE06299 | Scrapped/Junked | 196 | 2005 | WAHLCO FABRICATORS | ECON - Boiler Economizer | ON NE# 06298 | ECON - Boiler Economizer | 10/31/2006
Green Plains York LLC | 1414 Road O | York | NE | 68467-8236 | York | NE08180 | Scrapped/Junked | 293 | 2007 | Wahlco Fabricators | ECON - Boiler Economizer | ON NE#06298 | ECON - Boiler Economizer | 8/31/2014
Green Plains York LLC | 1414 Road O | York | NE | 68467-8236 | York | NE25234 | Active | 47 | 2014 | Phoenix Industrial | ECON - Boiler Economizer | Outside NE# 06298 | ECON - Boiler Economizer | 2/28/2027
Green Plains York LLC | 1414 Road O | York | NE | 68467-8236 | York | NE27576 | Inactive | 24491 | 2006 | CLAYTON | COBL - Coil Type Boiler | R&D Building | PROC - Process Steam | 8/31/2018
Green Plains York LLC | 1414 Road O | York | NE | 68467-8236 | York | NE43379 | Exempt | 1 | 2022 | Dynaxcel | UFPV - Unfired Pressure Vessel | New Addition | SEPR - Separator | 5/31/2025
HENDERSON PUBLIC SCHOOLS | 1500 FRONT ST | HENDERSON | NE | 68371 | YORK | NE20168 | Exempt 1999 LB-66 |  | 1990 | RUUD | AHWH - ANSI/Fired Water Htr | BOILER ROOM | HWSD - Hot Water Dom/Potable | 8/31/1999
HENDERSON PUBLIC SCHOOLS | 1500 FRONT ST | HENDERSON | NE | 68371 | YORK | NE20169 | Exempt 1999 LB-66 |  | 1990 | RUUD | AHWH - ANSI/Fired Water Htr | BOILER ROOM | HWSD - Hot Water Dom/Potable | 8/31/1999
HENDERSON PUBLIC SCHOOLS | 1500 FRONT ST | HENDERSON | NE | 68371 | YORK | NE20170 | Exempt 1999 LB-66 |  | 1990 | RHEEM MANUFACTURING CO | AHWH - ANSI/Fired Water Htr | KITCHEN | HWSD - Hot Water Dom/Potable | 8/31/1999
HENDERSON PUBLIC SCHOOLS | 1500 FRONT ST | HENDERSON | NE | 68371 | YORK | NE20171 | Exempt 1999 LB-66 |  | 1990 | RHEEM MANUFACTURING CO | AHWH - ANSI/Fired Water Htr | KITCHEN | HWSD - Hot Water Dom/Potable | 8/31/1999
HENDERSON PUBLIC SCHOOLS | 1500 FRONT ST | HENDERSON | NE | 68371 | YORK | NE30240 | Scrapped/Junked |  | 1958 | KEWANEE | FTFB - Firetube-Firebox Boiler | BOILER ROOM | HWHT - Hot Water Heat | 11/30/2009
HENDERSON PUBLIC SCHOOLS | 1500 FRONT ST | HENDERSON | NE | 68371 | YORK | NE30241 | Scrapped/Junked |  | 1953 | KEWANEE | FTFB - Firetube-Firebox Boiler | BOILER ROOM | HWHT - Hot Water Heat | 11/30/2009
Heartland Public Schools | 1501 Front St | Henderson | NE | 68371-8929 | York | NE13172 | Active | 51227 | 2008 | Aerco International | FTVT - Firetube Vertical TB | BOILER ROOM | HWHT - Hot Water Heat | 11/30/2026
Heartland Public Schools | 1501 Front St | Henderson | NE | 68371-8929 | York | NE13173 | Active | 51228 | 2008 | Aerco International | FTVT - Firetube Vertical TB | BOILER ROOM | HWHT - Hot Water Heat | 11/30/2026
Heartland Public Schools | 1501 Front St | Henderson | NE | 68371-8929 | York | NE20172 | Scrapped/Junked | n/a | 1983 | STAT | AHWH - ANSI/Fired Water Htr | GIRLS SHOWER | HWSD - Hot Water Dom/Potable | 11/30/2019
Heartland Public Schools | 1501 Front St | Henderson | NE | 68371-8929 | York | NE20173 | Scrapped/Junked | n/a | 1984 | STAT | AHWH - ANSI/Fired Water Htr | GIRLS SHOWER | HWSD - Hot Water Dom/Potable | 11/30/2019
Heartland Public Schools | 1501 Front St | Henderson | NE | 68371-8929 | York | NE20174 | Scrapped/Junked | n/a | 1984 | STAT | AHWH - ANSI/Fired Water Htr | BOYS SHOWER | HWSD - Hot Water Dom/Potable | 11/30/2015
Heartland Public Schools | 1501 Front St | Henderson | NE | 68371-8929 | York | NE20175 | Scrapped/Junked | n/a | 1984 | STAT | AHWH - ANSI/Fired Water Htr | BOYS SHOWER | HWSD - Hot Water Dom/Potable | 11/30/2011
Heartland Public Schools | 1501 Front St | Henderson | NE | 68371-8929 | York | NE21090 | Active | n/a | 2009 | Aerco | CALU - Cast Aluminum | Upstairs Mech Rm | HWHT - Hot Water Heat | 11/30/2025
York Elementary School | 1501 Washington Ave | York | NE | 68467-4700 | York | NE05906 | Scrapped/Junked | 18086 | 1991 | Market Forge | COOK - Fired Cooker | KITCHEN | COOK - Cooker/Kettle | 2/28/2018
York Elementary School | 1501 Washington Ave | York | NE | 68467-4700 | York | NE18551 | Scrapped/Junked | 7909 | 1994 | Aldrich | FTVT - Firetube Vertical TB | BOILER ROOM | GLYC - Glycol Bldg Heat Sys | 2/28/2020
York Elementary School | 1501 Washington Ave | York | NE | 68467-4700 | York | NE18552 | Scrapped/Junked | 7913 | 1994 | Aldrich | FTVT - Firetube Vertical TB | BOILER ROOM | GLYC - Glycol Bldg Heat Sys | 2/28/2019
York Elementary School | 1501 Washington Ave | York | NE | 68467-4700 | York | NE18553 | Scrapped/Junked | 7902 | 1994 | Aldrich | FTVT - Firetube Vertical TB | BOILER ROOM | GLYC - Glycol Bldg Heat Sys | 2/28/2020
York Elementary School | 1501 Washington Ave | York | NE | 68467-4700 | York | NE18554 | Scrapped/Junked | 3661 | 1994 | Vulcan | FT - Firetube Boiler | KITCHEN | STHT - Steam-Heat | 2/28/2014
York Elementary School | 1501 Washington Ave | York | NE | 68467-4700 | York | NE28326 | Active | 5888 | 2018 | Riello | WT - Water Tube Boiler | Mezzanine | HWHT - Hot Water Heat | 2/28/2027
York Elementary School | 1501 Washington Ave | York | NE | 68467-4700 | York | NE28327 | Active | 5788 | 2018 | Riello | WT - Water Tube Boiler | Mezzanine | HWHT - Hot Water Heat | 2/28/2027
York Elementary School | 1501 Washington Ave | York | NE | 68467-4700 | York | NE28328 | Active | 6335 | 2018 | Riello | WT - Water Tube Boiler | Mezzanine | HWHT - Hot Water Heat | 2/28/2027
York Elementary School | 1501 Washington Ave | York | NE | 68467-4700 | York | NE28329 | Active | 6333 | 2018 | Riello | WT - Water Tube Boiler | Mezzanine | HWHT - Hot Water Heat | 2/28/2027
York Elementary School | 1501 Washington Ave | York | NE | 68467-4700 | York | NE28330 | Active | 6341 | 2018 | Riello | WT - Water Tube Boiler | Mezzanine | HWHT - Hot Water Heat | 2/28/2027
York Elementary School | 1501 Washington Ave | York | NE | 68467-4700 | York | NE28331 | Active | 6338 | 2018 | Riello | WT - Water Tube Boiler | Mezzanine | HWHT - Hot Water Heat | 2/28/2027
York Elementary School | 1501 Washington Ave | York | NE | 68467-4700 | York | NE28332 | Active | 6339 | 2018 | Riello | WT - Water Tube Boiler | Mezzanine | HWHT - Hot Water Heat | 2/28/2027
York Elementary School | 1501 Washington Ave | York | NE | 68467-4700 | York | NE28333 | Active | 6340 | 2018 | Riello | WT - Water Tube Boiler | Mezzanine | HWHT - Hot Water Heat | 2/28/2027
York Elementary School | 1501 Washington Ave | York | NE | 68467-4700 | York | NE28334 | Active | 88990 | 2018 | PVI Industries | CHWH - ASME/Fired Water Heater | Mezzanine | HWSD - Hot Water Dom/Potable | 2/28/2027
Jon Strong Washers | 1610 N Platte Ave | York | NE | 68467-1448 | York | NE12377 | Active | 110048 | 2000 | Lochinvar | CPFT - Horiz Cpr Fin Boiler | NORTH EQUIP RM | HWSP - Hot Water Non Potable Supply | 3/31/2027
Jon Strong Washers | 1610 N Platte Ave | York | NE | 68467-1448 | York | NE21085 | Active | 325509 | 2011 | Raypak | CPFT - Horiz Cpr Fin Boiler | New Wash Bay | HWFS - HW Heat - Floor & Sidewalk | 3/31/2027
Jon Strong Washers | 1610 N Platte Ave | York | NE | 68467-1448 | York | NE23573 | Active | 11440 | 1979 | Raypak | COBL - Coil Type Boiler | BOILER ROOM | HWFG - Hotwater Heat Floor-Glycl | 3/31/2027
Henderson Community Hospital | 1621 Front St | Henderson | NE | 68371-8902 | YORK | NE08541 | Scrapped/Junked | 89563 | 2001 | RHEEM | CHWH - ASME/Fired Water Heater | BOILER ROOM | HWSD - Hot Water Dom/Potable | 12/31/2012
Henderson Community Hospital | 1621 Front St | Henderson | NE | 68371-8902 | YORK | NE14109 | Scrapped/Junked | 6531 | 2009 | Chromalox | ELBL - Electric Boiler | BOILER ROOM | STER - Sterilizer | 12/31/2024
Henderson Community Hospital | 1621 Front St | Henderson | NE | 68371-8902 | YORK | NE15561 | Scrapped/Junked | N/A | 1973 | Kewanee | FTFB - Firetube-Firebox Boiler | BOILER ROOM | HWHT - Hot Water Heat | 12/31/2021
Henderson Community Hospital | 1621 Front St | Henderson | NE | 68371-8902 | YORK | NE15562 | Out of Service | N/A | 1973 | Kewanee | FTFB - Firetube-Firebox Boiler | BOILER ROOM | HWHT - Hot Water Heat | 12/31/2021
Henderson Community Hospital | 1621 Front St | Henderson | NE | 68371-8902 | YORK | NE15563 | Scrapped/Junked | N/A | 1974 | AMSC | ELBL - Electric Boiler | CENTRAL SUPPLY | PROC - Process Steam | 4/30/2009
Henderson Community Hospital | 1621 Front St | Henderson | NE | 68371-8902 | YORK | NE15565 | Scrapped/Junked | N/A | 1960 | Kewanee | FT - Firetube Boiler | NURSING HOME | HWHT - Hot Water Heat | 12/31/2021
Henderson Community Hospital | 1621 Front St | Henderson | NE | 68371-8902 | YORK | NE15587 | Scrapped/Junked |  | 1993 | RUUD | CHWH - ASME/Fired Water Heater | BOILER ROOM | HWSD - Hot Water Dom/Potable | 4/30/2001
Henderson Community Hospital | 1621 Front St | Henderson | NE | 68371-8902 | YORK | NE17026 | Active | 103060 | 2009 | Lochinvar | COWH - Coil Type Water Heater | West End | HWHS - Hotwater Heat Sidewalks | 12/31/2026
Henderson Community Hospital | 1621 Front St | Henderson | NE | 68371-8902 | YORK | NE20655 | Exempt 1999 LB-66 |  | 1974 | RUUD | AHWH - ANSI/Fired Water Htr | BOILER ROOM | HWSD - Hot Water Dom/Potable | 4/30/1999
Henderson Community Hospital | 1621 Front St | Henderson | NE | 68371-8902 | YORK | NE22271 | Scrapped/Junked | 124502 | 2010 | RHEEM | CHWH - ASME/Fired Water Heater | Boiler room | HWSD - Hot Water Dom/Potable | 12/31/2021
Henderson Community Hospital | 1621 Front St | Henderson | NE | 68371-8902 | YORK | NE41806 | Active | 372948 | 2021 | Lochinvar | FTVT - Firetube Vertical TB | Mechanical Room | HWHT - Hot Water Heat | 12/31/2026
Henderson Community Hospital | 1621 Front St | Henderson | NE | 68371-8902 | YORK | NE41807 | Active | 374293 | 2021 | Lochinvar | FTVT - Firetube Vertical TB | Mechanical Room | HWHT - Hot Water Heat | 12/31/2026
Henderson Community Hospital | 1621 Front St | Henderson | NE | 68371-8902 | YORK | NE41808 | Active | 153169 | 2021 | PVI Industries | CHWH - ASME/Fired Water Heater | Mechanical Room | HWSD - Hot Water Dom/Potable | 12/31/2026
Henderson Community Hospital | 1621 Front St | Henderson | NE | 68371-8902 | YORK | NE41809 | Active | 153154 | 2021 | PVI Industries | CHWH - ASME/Fired Water Heater | Mechanical Room | HWSD - Hot Water Dom/Potable | 12/31/2026
Henderson Community Hospital | 1621 Front St | Henderson | NE | 68371-8902 | YORK | NE42477 | Active | 32966 | 2023 | Steris Corp | ELBL - Electric Boiler | New Wing Sterile area | STER - Sterilizer | 12/31/2026
Henderson Community Hospital | 1621 Front St | Henderson | NE | 68371-8902 | YORK | NE42478 | Active | 33588 | 2023 | Steris Corp | ELBL - Electric Boiler | New Wing Sterile area | STER - Sterilizer | 12/31/2026
Classic Car Wash | 1630 N Lincoln Ave | York | NE | 68467-1442 | York | NE00741 | Scrapped/Junked | 171729 | 2000 | Raypak | WT - Water Tube Boiler | MECH ROOM | HWHT - Hot Water Heat | 2/28/2012
Classic Car Wash | 1630 N Lincoln Ave | York | NE | 68467-1442 | York | NE00742 | Scrapped/Junked | 170579 | 2000 | Raypak | WT - Water Tube Boiler | MECH ROOM | HWSP - Hot Water Non Potable Supply | 2/28/2012
York Fire Department | 1714 N Lincoln Ave | York | NE | 68467-1444 | York | NE44116 | Active | 513763 | 2025 | AIC GDYNIA | FTSS - Firetube Stainless Steel | Upstairs mechanical room | GLYC - Glycol Bldg Heat Sys | 2/28/2026
York Fire Department | 1714 N Lincoln Ave | York | NE | 68467-1444 | York | NE44117 | Active | 431616 | 2025 | Lochinvar | ELBL - Electric Boiler | Upstairs mechanical room | GLFH - Glycol Floor Heat System | 2/28/2026
York Middle School | 1730 N Delaware Ave | York | NE | 68467-1203 | York | NE07679 | Active | 101054 | 2006 | Fulton | FT - Firetube Boiler | MECH ROOM | HWDP - Hotwater Heat & Dom Supply | 2/28/2027
York Middle School | 1730 N Delaware Ave | York | NE | 68467-1203 | York | NE33946 | Scrapped/Junked | 69844 | 1974 | GROE | COOK - Fired Cooker | KITCHEN | COOK - Cooker/Kettle | 2/28/2020
MAHONEY HOUSE | 1810 E 12th St | York | NE | 68467-2241 | YORK | NE21286 | Exempt 1999 LB-66 |  | 1997 | STATE INDUSTRIES | AHWH - ANSI/Fired Water Htr | MECH ROOM | HWSD - Hot Water Dom/Potable | 1/31/1999
MAHONEY HOUSE | 1810 E 12th St | York | NE | 68467-2241 | YORK | NE21287 | Exempt 1999 LB-66 |  | 1997 | STATE INDUSTRIES | AHWH - ANSI/Fired Water Htr | MECH ROOM | HWSD - Hot Water Dom/Potable | 1/31/1999
EPWORTH VILLAGE | 1822 N Iowa Ave | York | NE | 68467-1541 | YORK | NE05125 | Exempt 1999 LB-66 |  | 1969 | RHEEM MANUFACTURING CO | AHWH - ANSI/Fired Water Htr |  | HWSD - Hot Water Dom/Potable | 2/28/1999
BRADSHAW PUBLIC SCHOOLS | 206 E JACKSON ST | BRADSHAW | NE | 68310 | YORK | NE20141 | Exempt 1999 LB-66 |  | 1993 | RHEEM MANUFACTURING CO | AHWH - ANSI/Fired Water Htr |  | HWSD - Hot Water Dom/Potable | 6/30/1999
BRADSHAW PUBLIC SCHOOLS | 206 E JACKSON ST | BRADSHAW | NE | 68310 | YORK | NE32526 | Inactive |  | 1965 | KEWANEE | FTFB - Firetube-Firebox Boiler | BOILER ROOM | STHT - Steam-Heat | 3/31/2008
BRADSHAW PUBLIC SCHOOLS | 206 E JACKSON ST | BRADSHAW | NE | 68310 | YORK | NE37717 | Inactive |  | 1986 | PEERLESS HEATER COMPANY |  | BOILER ROOM | STHT - Steam-Heat | 3/31/2008
York Auto Sales | 207 E Nobes Rd | York | NE | 68467-4315 | York | NE23544 | Inactive | 67546 | 1987 | Raytherm/Raypak | CPFT - Horiz Cpr Fin Boiler | Mech Room | HWHT - Hot Water Heat | 3/31/2020
York Auto Sales | 207 E Nobes Rd | York | NE | 68467-4315 | York | NE23545 | Scrapped/Junked | 89617 | 1990 | Raytherm/Raypak | CPFT - Horiz Cpr Fin Boiler | Mech Room | HWSP - Hot Water Non Potable Supply | 3/31/2017
McCool Junction School Dist #83 | 209 S 2nd St | McCool Junction | NE | 68401 | York | NE18836 | Scrapped/Junked | 10030 | 1998 | Aldrich | FT - Firetube Boiler | Boiler Room | STHT - Steam-Heat | 10/31/2010
McCool Junction School Dist #83 | 209 S 2nd St | McCool Junction | NE | 68401 | York | NE19547 | Active | 148634 | 2010 | Lochinvar | WTSS - Watertube SS Steel | Boiler Room | HWHT - Hot Water Heat | 10/31/2026
McCool Junction School Dist #83 | 209 S 2nd St | McCool Junction | NE | 68401 | York | NE19548 | Active | 148642 | 2010 | Lochinvar | WTSS - Watertube SS Steel | Boiler Room | HWHT - Hot Water Heat | 10/31/2026
McCool Junction School Dist #83 | 209 S 2nd St | McCool Junction | NE | 68401 | York | NE21535 | Exempt 1999 LB-66 |  | 1991 | RHEEM MANUFACTURING CO | AHWH - ANSI/Fired Water Htr |  | HWSD - Hot Water Dom/Potable | 2/29/2000
McCool Junction School Dist #83 | 209 S 2nd St | McCool Junction | NE | 68401 | York | NE33926 | Scrapped/Junked | NA | 1973 | Ruud-Rheem | AHWH - ANSI/Fired Water Htr | Kitchen | HWSD - Hot Water Dom/Potable | 10/31/2020
York General Hospital | 2114 N Lincoln Ave | York | NE | 68467-1072 | York | NE06101 | Active | 14370 | 2004 | Precision | ELBL - Electric Boiler | NEW ADD/BLR ROOM | HWHT - Hot Water Heat | 3/31/2026
York General Hospital | 2114 N Lincoln Ave | York | NE | 68467-1072 | York | NE06102 | Active | 14371 | 2004 | Precision | ELBL - Electric Boiler | NEW ADD/BLR ROOM | HWHT - Hot Water Heat | 3/31/2026
York General Hospital | 2114 N Lincoln Ave | York | NE | 68467-1072 | York | NE06103 | Active | 14369 | 2004 | Precision | ELBL - Electric Boiler | NEW ADD/BLR ROOM | HWHT - Hot Water Heat | 3/31/2026
Epworth Village | 2119 N Division Ave | York | NE | 68467-1009 | York | NE37212 | Out of Service | n/a | 1955 | Bryant | CI - Cast Iron | ADMN BLDG BLR ROOM | STHT - Steam-Heat | 11/30/2021
Leisure Home | 215 N Lincoln Ave | York | NE | 68467-3500 | York | NE05781 | Scrapped/Junked | 38052 | 1997 | AO SMITH | COBL - Coil Type Boiler | BOILER ROOM | HWSD - Hot Water Dom/Potable | 1/31/2008
Leisure Home | 215 N Lincoln Ave | York | NE | 68467-3500 | York | NE05885 | Scrapped/Junked | 76355 | 1997 | RHEEM | CHWH - ASME/Fired Water Heater | 2ND FLOOR | HWSD - Hot Water Dom/Potable | 1/31/2025
Leisure Home | 215 N Lincoln Ave | York | NE | 68467-3500 | York | NE10114 | Out of Service | C17697 | 2007 | AO SMITH | COWH - Coil Type Water Heater | BOILER ROOM | HWSD - Hot Water Dom/Potable | 1/31/2016
Leisure Home | 215 N Lincoln Ave | York | NE | 68467-3500 | York | NE21512 | Active | 8642 | 1996 | Aldrich | FTVT - Firetube Vertical TB | BOILER ROOM | HWHT - Hot Water Heat | 1/31/2027
Leisure Home | 215 N Lincoln Ave | York | NE | 68467-3500 | York | NE21513 | Active | 8646 | 1996 | Aldrich | FTVT - Firetube Vertical TB | BOILER ROOM | HWHT - Hot Water Heat | 1/31/2027
Leisure Home | 215 N Lincoln Ave | York | NE | 68467-3500 | York | NE21514 | Active | 8645 | 1996 | Aldrich | FTVT - Firetube Vertical TB | BOILER ROOM | HWHT - Hot Water Heat | 1/31/2027
Leisure Home | 215 N Lincoln Ave | York | NE | 68467-3500 | York | NE21515 | Active | 8647 | 1996 | Aldrich | FTVT - Firetube Vertical TB | BOILER ROOM | HWHT - Hot Water Heat | 1/31/2027
Leisure Home | 215 N Lincoln Ave | York | NE | 68467-3500 | York | NE21517 | Scrapped/Junked | 48842 | 1995 | State Industries | FT - Firetube Boiler | BOILER ROOM | HWSD - Hot Water Dom/Potable | 1/31/2025
York Aquatic Center | 2222 E 14Th St | York | NE | 68467 | York | NE06206 | Out of Service | 1917 | 2004 | Raypak | CPFH - Copper Fin Water Heater | POOL HOUSE | OPHT - Outdoor Pool Heater | 6/30/2012
York Aquatic Center | 2222 E 14Th St | York | NE | 68467 | York | NE06207 | Scrapped/Junked | 78535 | 2003 | State Industries | CHWH - ASME/Fired Water Heater | MECH ROOM | HWSD - Hot Water Dom/Potable | 6/30/2023
York Aquatic Center | 2222 E 14Th St | York | NE | 68467 | York | NE06208 | Scrapped/Junked | 78520 | 2003 | State Industries | CHWH - ASME/Fired Water Heater | MECH ROOM | HWSD - Hot Water Dom/Potable | 6/30/2023
York Aquatic Center | 2222 E 14Th St | York | NE | 68467 | York | NE24145 | Active | 242075 | 2012 | Laars | CPFH - Copper Fin Water Heater | mech room | OPHT - Outdoor Pool Heater | 6/30/2026
York Aquatic Center | 2222 E 14Th St | York | NE | 68467 | York | NE24146 | Active | 242076 | 2012 | Laars | CPFH - Copper Fin Water Heater | mech room | OPHT - Outdoor Pool Heater | 6/30/2026
York General Hospital | 2222 N Lincoln Ave | York | NE | 68467-1030 | York | NE03635 | Active | 24737 | 1973 | Kewanee | FTSM - FTS Marine Dry Back | BOILER ROOM | BSUP - Bldg Heat & Process | 9/30/2026
York General Hospital | 2222 N Lincoln Ave | York | NE | 68467-1030 | York | NE03636 | Active | 24736 | 1973 | Kewanee | FTSM - FTS Marine Dry Back | BOILER ROOM | BSUP - Bldg Heat & Process | 3/31/2027
York Public Schools Head Start | 225 W 5th St | York | NE | 68467-3524 | York | NE19609 | Exempt 1999 LB-66 |  | 1988 | AO SMITH | AHWH - ANSI/Fired Water Htr |  | HWSD - Hot Water Dom/Potable | 2/28/2000
York Public Schools Head Start | 225 W 5th St | York | NE | 68467-3524 | York | NE21537 | Scrapped/Junked | 65592 | 1996 | Loch | CPFT - Horiz Cpr Fin Boiler | BOILER ROOM | HWHT - Hot Water Heat | 2/28/2009
York Public Schools Head Start | 225 W 5th St | York | NE | 68467-3524 | York | NE21538 | Scrapped/Junked | 65371 | 1996 | Loch | CPFT - Horiz Cpr Fin Boiler | BOILER ROOM | HWHT - Hot Water Heat | 6/30/2009
West View Medical Bldg | 2319 N Lincoln Ave | York | NE | 68467-1001 | York | NE04174 | Scrapped/Junked | 4180 | 1991 | AO SMITH | WT - Water Tube Boiler | MECH ROOM | HWSD - Hot Water Dom/Potable | 10/31/2006
West View Medical Bldg | 2319 N Lincoln Ave | York | NE | 68467-1001 | York | NE04642 | Inactive |  | 1985 | PEERLESS HEATER COMPANY |  | BASEMENT | HWHT - Hot Water Heat | 10/31/2004
West View Medical Bldg | 2319 N Lincoln Ave | York | NE | 68467-1001 | York | NE04643 | Inactive |  | 1956 | WEIL MCLAIN |  | BASEMENT | HWHT - Hot Water Heat | 10/31/2004
West View Medical Bldg | 2319 N Lincoln Ave | York | NE | 68467-1001 | York | NE04644 | Inactive |  | 1976 | RUUD | CHWH - ASME/Fired Water Heater | BASEMENT | HWSD - Hot Water Dom/Potable | 10/31/2004
West View Medical Bldg | 2319 N Lincoln Ave | York | NE | 68467-1001 | York | NE04645 | Inactive |  | 1967 | KEWANEE | FT - Firetube Boiler | BASEMENT | HWHT - Hot Water Heat | 10/31/2004
West View Medical Bldg | 2319 N Lincoln Ave | York | NE | 68467-1001 | York | NE04646 | Out of Service | 27814 | 1976 | Kewanee | FTFB - Firetube-Firebox Boiler | BASEMENT | HWHT - Hot Water Heat | 6/30/2022
West View Medical Bldg | 2319 N Lincoln Ave | York | NE | 68467-1001 | York | NE20181 | Exempt 1999 LB-66 |  | 1990 | RHEEM MANUFACTURING CO | AHWH - ANSI/Fired Water Htr |  | HWSD - Hot Water Dom/Potable | 10/31/1999
West View Medical Bldg | 2319 N Lincoln Ave | York | NE | 68467-1001 | York | NE41525 | Active | 15403 | 2021 | Riello | WT - Water Tube Boiler | Boiler Room | HWHT - Hot Water Heat | 6/30/2026
West View Medical Bldg | 2319 N Lincoln Ave | York | NE | 68467-1001 | York | NE41526 | Active | 15443 | 2021 | Riello | WT - Water Tube Boiler | Boiler Room | HWHT - Hot Water Heat | 6/30/2026
West View Medical Bldg | 2319 N Lincoln Ave | York | NE | 68467-1001 | York | NE41527 | Active | 15400 | 2021 | Riello | WT - Water Tube Boiler | Boiler Room | HWHT - Hot Water Heat | 6/30/2026
West View Medical Bldg | 2319 N Lincoln Ave | York | NE | 68467-1001 | York | NE41528 | Active | 15410 | 2021 | Riello | WT - Water Tube Boiler | Boiler Room | HWHT - Hot Water Heat | 6/30/2026
West View Medical Bldg | 2319 N Lincoln Ave | York | NE | 68467-1001 | York | NE41529 | Active | 15408 | 2021 | Riello | WT - Water Tube Boiler | Boiler Room | HWHT - Hot Water Heat | 6/30/2026
West View Medical Bldg | 2319 N Lincoln Ave | York | NE | 68467-1001 | York | NE41530 | Active | 15401 | 2021 | Riello | WT - Water Tube Boiler | Boiler Room | HWHT - Hot Water Heat | 6/30/2026
Americas Best Value Inn | 2426 S Lincoln Ave | York | NE | 68467-9478 | York | NE23383 | Out of Service | n/a | 1996 | Teledyne & Laars | CPFH - Copper Fin Water Heater | Pool House | OPHT - Outdoor Pool Heater | 6/30/2021
York General Hearthstone | 2600 N Lincoln Ave | York | NE | 68467-9637 | York | NE12120 | Active | 64151 | 2001 | A O Smith | COBL - Coil Type Boiler | Boiler Rm | HWSD - Hot Water Dom/Potable | 9/30/2026
York General Hearthstone | 2600 N Lincoln Ave | York | NE | 68467-9637 | York | NE12121 | Active | 64140 | 2001 | A O Smith | COBL - Coil Type Boiler | Boiler Rm | HWSD - Hot Water Dom/Potable | 9/30/2026
Collins Aerospace | 2800 N Division Ave | York | NE | 68467-9700 | York | NE07466 | Scrapped/Junked | 4239 | 2007 | Chromalox | ELBL - Electric Boiler | Plant Floor | PROC - Process Steam | 7/31/2009
Collins Aerospace | 2800 N Division Ave | York | NE | 68467-9700 | York | NE07467 | Active | 53981 | 2007 | Lattner | ELBL - Electric Boiler | North Mezzanine | HWCA - Hotwater to Coil Htexchgr | 10/31/2026
Collins Aerospace | 2800 N Division Ave | York | NE | 68467-9700 | York | NE10692 | Active | 18526 | 2002 | Chromalox | ELBL - Electric Boiler | Aerospace | PROC - Process Steam | 10/31/2026
Collins Aerospace | 2800 N Division Ave | York | NE | 68467-9700 | York | NE13449 | Active | 5807 | 2008 | Chromalox | ELBL - Electric Boiler | Plating Area | PROC - Process Steam | 10/31/2026
Collins Aerospace | 2800 N Division Ave | York | NE | 68467-9700 | York | NE28719 | Active | 8367 | 2019 | Riello | WT - Water Tube Boiler | Boiler Room | HWHT - Hot Water Heat | 10/31/2026
Collins Aerospace | 2800 N Division Ave | York | NE | 68467-9700 | York | NE28720 | Active | 8368 | 2019 | Riello | WT - Water Tube Boiler | Boiler Room | HWHT - Hot Water Heat | 10/31/2026
Collins Aerospace | 2800 N Division Ave | York | NE | 68467-9700 | York | NE28721 | Active | 8370 | 2019 | Riello | WT - Water Tube Boiler | Boiler Room | HWHT - Hot Water Heat | 10/31/2026
Collins Aerospace | 2800 N Division Ave | York | NE | 68467-9700 | York | NE28722 | Active | 8364 | 2019 | Riello | WT - Water Tube Boiler | Boiler Room | HWHT - Hot Water Heat | 10/31/2026
Collins Aerospace | 2800 N Division Ave | York | NE | 68467-9700 | York | NE28723 | Active | 8365 | 2019 | Riello | WT - Water Tube Boiler | Boiler Room | HWHT - Hot Water Heat | 10/31/2026
Collins Aerospace | 2800 N Division Ave | York | NE | 68467-9700 | York | NE28724 | Active | 8366 | 2019 | Riello | WT - Water Tube Boiler | Boiler Room | HWHT - Hot Water Heat | 10/31/2026
Collins Aerospace | 2800 N Division Ave | York | NE | 68467-9700 | York | NE37196 | Scrapped/Junked | 35189 | 1981 | Kewanee | FT - Firetube Boiler | Boiler Room | GLYC - Glycol Bldg Heat Sys | 10/31/2020
Collins Aerospace | 2800 N Division Ave | York | NE | 68467-9700 | York | NE41076 | Out of Service | 11207 | 2021 | Chromalox | ELBL - Electric Boiler | Aerospace | PROC - Process Steam | 10/31/2025
HAMILTON SUNDSTRAND | 2800 N Division Ave | York | NE | 68467-9700 | YORK | NE37195 | Inactive | 35326 | 1981 | KEWANEE | FT - Firetube Boiler | BOILER ROOM | HWHT - Hot Water Heat | 10/31/2000
Yorkshire Inn Motel | 3402 S Lincoln Ave | York | NE | 68467-9408 | York | NE23384 | Scrapped/Junked | 164812 | 1999 | Raypak | CPFH - Copper Fin Water Heater | BOILER ROOM | HWSD - Hot Water Dom/Potable | 3/31/2025
Yorkshire Inn Motel | 3402 S Lincoln Ave | York | NE | 68467-9408 | York | NE40095 | Scrapped/Junked | 45911 | 1985 | RAYPAK INC, CALIFORNIA | CPFT - Horiz Cpr Fin Boiler | BASEMENT | HWSD - Hot Water Dom/Potable | 6/30/2000
DAYS INN | 3710 S Lincoln Ave | York | NE | 68467-9409 | YORK | NE30894 | Exempt 1999 LB-66 |  | 1992 | AO SMITH | AHWH - ANSI/Fired Water Htr | LAUNDRY ROOM | HWSD - Hot Water Dom/Potable | 6/30/2000
DAYS INN | 3710 S Lincoln Ave | York | NE | 68467-9409 | YORK | NE30895 | Exempt 1999 LB-66 |  | 1992 | AO SMITH | AHWH - ANSI/Fired Water Htr | LAUNDRY ROOM | HWSD - Hot Water Dom/Potable | 6/30/2000
DAYS INN | 3710 S Lincoln Ave | York | NE | 68467-9409 | YORK | NE30896 | Exempt 1999 LB-66 |  | 1992 | A. O. Smith | AHWH - ANSI/Fired Water Htr | LAUNDRY ROOM | HWSD - Hot Water Dom/Potable | 6/30/2000
DAYS INN | 3710 S Lincoln Ave | York | NE | 68467-9409 | YORK | NE30898 | Exempt |  | 1993 | Comfort Zone | AHWH - ANSI/Fired Water Htr | POOL ROOM | HWSD - Hot Water Dom/Potable | 7/31/1997
Black Bart's Shell | 3711 S Lincoln Ave | York | NE | 68467-9455 | York | NE06700 | Scrapped/Junked | 20820 | 2005 | HTPI | COBL - Coil Type Boiler | MECH ROOM | HWHF - Hot Water Heat-Floor | 1/31/2016
Black Bart's Shell | 3711 S Lincoln Ave | York | NE | 68467-9455 | York | NE26255 | Inactive | N/A | 2014 | Lennox | CALU - Cast Aluminum | Mech. Room | HWHF - Hot Water Heat-Floor | 3/31/2021
QUALITY INN | 3724 S Lincoln Ave | York | NE | 68467-9409 | YORK | NE30899 | Exempt 1999 LB-66 |  | 1997 | A. O. Smith | AHWH - ANSI/Fired Water Htr | LAUNDRY ROOM | HWSD - Hot Water Dom/Potable | 6/30/2000
QUALITY INN | 3724 S Lincoln Ave | York | NE | 68467-9409 | YORK | NE40202 | Exempt 1999 LB-66 |  | 1998 | RHEEM MANUFACTURING CO | AHWH - ANSI/Fired Water Htr | LAUNDRY ROOM | HWSD - Hot Water Dom/Potable | 6/30/2000
YORK COMFORT INN | 3815 S Lincoln Ave | York | NE | 68467-9400 | YORK | NE23542 | Exempt 1999 LB-66 |  | 1992 | AO SMITH | AHWH - ANSI/Fired Water Htr | LAUNDRY | HWSD - Hot Water Dom/Potable | 3/31/2000
YORK COMFORT INN | 3815 S Lincoln Ave | York | NE | 68467-9400 | YORK | NE23543 | Exempt 1999 LB-66 |  | 1992 | AO SMITH | AHWH - ANSI/Fired Water Htr | LAUNDRY | HWSD - Hot Water Dom/Potable | 3/31/2000
Fairfield Inn | 4032 S Grand Ave | York | NE | 68467 | York | NE44147 | Active | 265991 | 2025 | Jandy | FTSS - Firetube Stainless Steel | Pool Mech Rm | IPHT - Indoor Pool Heater | 5/31/2026
SUPER 8 MOTEL | 4112 S Lincoln Ave | York | NE | 68467-9457 | YORK | NE21526 | Exempt 1999 LB-66 |  | 1990 | RHEEM MANUFACTURING CO | AHWH - ANSI/Fired Water Htr |  | HWSD - Hot Water Dom/Potable | 1/31/2000
SUPER 8 MOTEL | 4112 S Lincoln Ave | York | NE | 68467-9457 | YORK | NE22541 | Exempt 1999 LB-66 |  | 1997 | RUUD | AHWH - ANSI/Fired Water Htr |  | HWSD - Hot Water Dom/Potable | 1/31/2000
Blue Beacon Inc. | 4500 S Lincoln Ave | York | NE | 68467-9410 | York | NE05621 | Scrapped/Junked | 133838 | 1996 | RAYPAK INC, CALIFORNIA | CPFT - Horiz Cpr Fin Boiler | TRUCK WASH | HWSP - Hot Water Non Potable Supply | 11/30/2006
Holiday Inn | 4619 S Lincoln Ave | York | NE | 68467-9488 | York | NE05764 | Scrapped/Junked |  | 1988 | STAT | AHWH - ANSI/Fired Water Htr | BOILER ROOM | HWSD - Hot Water Dom/Potable | 1/31/2010
Holiday Inn | 4619 S Lincoln Ave | York | NE | 68467-9488 | York | NE05765 | Exempt 1999 LB-66 |  | 1994 | STATE INDUSTRIES | AHWH - ANSI/Fired Water Htr |  | HWSD - Hot Water Dom/Potable | 1/31/1999
Holiday Inn | 4619 S Lincoln Ave | York | NE | 68467-9488 | York | NE05766 | Exempt 1999 LB-66 |  | 1997 | AO SMITH | AHWH - ANSI/Fired Water Htr |  | HWSD - Hot Water Dom/Potable | 1/31/1999
Holiday Inn | 4619 S Lincoln Ave | York | NE | 68467-9488 | York | NE05856 | Scrapped/Junked | 13 | 1998 | PUREX TRITON | WT - Water Tube Boiler | BOILER ROOM | IPHT - Indoor Pool Heater | 4/30/2002
Petro Stopping Center | 4700 S Lincoln Ave | York | NE | 68467-9410 | York | NE05619 | Scrapped/Junked | 88982 | 1996 | Pvi | CHWH - ASME/Fired Water Heater | BOILER ROOM | HWSD - Hot Water Dom/Potable | 2/28/2016
Petro Stopping Center | 4700 S Lincoln Ave | York | NE | 68467-9410 | York | NE05620 | Scrapped/Junked | 133839 | 1996 | RAYPAK INC, CALIFORNIA | CPFT - Horiz Cpr Fin Boiler |  | HWSD - Hot Water Dom/Potable | 11/30/2006
Petro Stopping Center | 4700 S Lincoln Ave | York | NE | 68467-9410 | York | NE05622 | Scrapped/Junked | 88984 | 1996 | PVI INDUSTRIES | CHWH - ASME/Fired Water Heater | BOILER ROOM | HWSD - Hot Water Dom/Potable | 11/30/2003
Petro Stopping Center | 4700 S Lincoln Ave | York | NE | 68467-9410 | York | NE05623 | Scrapped/Junked | 88983 | 1996 | Pvi | CHWH - ASME/Fired Water Heater | BOILER ROOM | HWSD - Hot Water Dom/Potable | 2/28/2016
Petro Stopping Center | 4700 S Lincoln Ave | York | NE | 68467-9410 | York | NE06219 | Out of Service | 115814 | 2005 | Pvi | CHWH - ASME/Fired Water Heater | BOILER ROOM | HWSD - Hot Water Dom/Potable | 2/28/2022
Petro Stopping Center | 4700 S Lincoln Ave | York | NE | 68467-9410 | York | NE27486 | Scrapped/Junked | 212723 | 2016 | State Industries | CHWH - ASME/Fired Water Heater | BOILER ROOM | HWSD - Hot Water Dom/Potable | 2/28/2020
Petro Stopping Center | 4700 S Lincoln Ave | York | NE | 68467-9410 | York | NE27487 | Scrapped/Junked | 216831 | 2016 | State Industries | CHWH - ASME/Fired Water Heater | BOILER ROOM | HWSD - Hot Water Dom/Potable | 2/28/2020
Petro Stopping Center | 4700 S Lincoln Ave | York | NE | 68467-9410 | York | NE28725 | Scrapped/Junked | 251990 | 2019 | State Industries | CHWH - ASME/Fired Water Heater | BOILER ROOM | HWSD - Hot Water Dom/Potable | 2/28/2022
Petro Stopping Center | 4700 S Lincoln Ave | York | NE | 68467-9410 | York | NE28741 | Scrapped/Junked | 249612 | 2018 | State Industries | CHWH - ASME/Fired Water Heater | BOILER ROOM | HWSD - Hot Water Dom/Potable | 2/28/2024
Petro Stopping Center | 4700 S Lincoln Ave | York | NE | 68467-9410 | York | NE41457 | Scrapped/Junked | 273098 | 2020 | AO SMITH | CHWH - ASME/Fired Water Heater | BOILER ROOM | HWSD - Hot Water Dom/Potable | 2/28/2026
Petro Stopping Center | 4700 S Lincoln Ave | York | NE | 68467-9410 | York | NE43888 | Active | 342778 | 2025 | AO SMITH | CHWH - ASME/Fired Water Heater | BOILER ROOM | HWSD - Hot Water Dom/Potable | 1/31/2026
1St Inn Gold | 4817 S Lincoln | York | NE | 68467-9411 | YORK | NE30401 | Scrapped/Junked |  | 1990 | A. O. Smith | AHWH - ANSI/Fired Water Htr | BASEMENT | HWSD - Hot Water Dom/Potable | 12/31/2002
Motel 6 | 4817 S Lincoln Ave | York | NE | 68467-9411 | York | NE04125 | Scrapped/Junked |  | 1979 | RHEE | AHWH - ANSI/Fired Water Htr | NE STORAGE ROOM | HWSD - Hot Water Dom/Potable | 3/31/2010
Motel 6 | 4817 S Lincoln Ave | York | NE | 68467-9411 | York | NE10296 | Active | 65548 | 2001 | AOSM | CHWH - ASME/Fired Water Heater | restaurant basement | HWSD - Hot Water Dom/Potable | 3/31/2025
Motel 6 | 4817 S Lincoln Ave | York | NE | 68467-9411 | York | NE30398 | Active | n/a | 1990 | AOSM | AHWH - ANSI/Fired Water Htr | SE LAUNDRY | HWSD - Hot Water Dom/Potable | 3/31/2025
Motel 6 | 4817 S Lincoln Ave | York | NE | 68467-9411 | York | NE30400 | Active | n/a | 1990 | AOSM | AHWH - ANSI/Fired Water Htr | SE LAUNDRY | HWSD - Hot Water Dom/Potable | 3/31/2025
Motel 6 | 4817 S Lincoln Ave | York | NE | 68467-9411 | York | NE30402 | Active | n/a | 1990 | AOSM | AHWH - ANSI/Fired Water Htr | restaurant basement | HWSD - Hot Water Dom/Potable | 3/31/2025
5 Star Truck Wash | 4831 S Lincoln Ave | York | NE | 68467-9411 | York | NE00740 | Scrapped/Junked | 172783 | 2000 | Raypak | CPFT - Horiz Cpr Fin Boiler | MECH ROOM | HWSP - Hot Water Non Potable Supply | 7/31/2011
5 Star Truck Wash | 4831 S Lincoln Ave | York | NE | 68467-9411 | York | NE20779 | Out of Service | 321073 | 2011 | Raypak | CPFH - Copper Fin Water Heater | East Main Bay | HWSP - Hot Water Non Potable Supply | 9/30/2022
5 Star Truck Wash | 4831 S Lincoln Ave | York | NE | 68467-9411 | York | NE26955 | Active | 429956 | 2016 | Raypak | CPFH - Copper Fin Water Heater | Truck wash Mech. | HWSP - Hot Water Non Potable Supply | 9/30/2026
5 Star Truck Wash | 4831 S Lincoln Ave | York | NE | 68467-9411 | York | NE26956 | Active | 416322 | 2016 | Raypak | CPFH - Copper Fin Water Heater | Truck wash Mech. | HWSP - Hot Water Non Potable Supply | 9/30/2026
Overland Ready Mix | 501 W 3rd st | York | NE | 68467 | York | NE14766 | Inactive | 2085 | 1973 | ROCKMILLS STEEL | FT - Firetube Boiler | BOILER ROOM | STHT - Steam-Heat | 6/30/2004
York County Courthouse | 510 N Lincoln Ave | York | NE | 68467-2945 | York | NE04127 | Scrapped/Junked | 31225 | 1978 | Kewanee | FTFB - Firetube-Firebox Boiler | BOILER ROOM | HWHT - Hot Water Heat | 1/31/2012
York County Courthouse | 510 N Lincoln Ave | York | NE | 68467-2945 | York | NE04128 | Scrapped/Junked | 31219 | 1978 | Kewanee | FTFB - Firetube-Firebox Boiler | BOILER ROOM | HWHT - Hot Water Heat | 1/31/2012
York County Courthouse | 510 N Lincoln Ave | York | NE | 68467-2945 | York | NE19552 | Scrapped/Junked | 145346 | 2010 | A O Smith | FTVT - Firetube Vertical TB | Boiler Room | HWSD - Hot Water Dom/Potable | 1/31/2018
York County Courthouse | 510 N Lincoln Ave | York | NE | 68467-2945 | York | NE20191 | Scrapped/Junked | 52779 | 1995 | STAT | CHWH - ASME/Fired Water Heater | BOILER ROOM | HWSD - Hot Water Dom/Potable | 1/31/2011
York County Courthouse | 510 N Lincoln Ave | York | NE | 68467-2945 | York | NE20780 | Scrapped/Junked | 177144/47 | 2011 | Lochinvar | WTSS - Watertube SS Steel | Boiler Room | HWHT - Hot Water Heat | 1/31/2023
York County Courthouse | 510 N Lincoln Ave | York | NE | 68467-2945 | York | NE20781 | Active | 233368 | 2011 | Lochinvar | WTSS - Watertube SS Steel | Boiler Room | HWHT - Hot Water Heat | 1/31/2027
York County Courthouse | 510 N Lincoln Ave | York | NE | 68467-2945 | York | NE26917 | Active | 229291 | 2017 | A O Smith | CHWH - ASME/Fired Water Heater | Boiler Room | HWSD - Hot Water Dom/Potable | 1/31/2027
York County Courthouse | 510 N Lincoln Ave | York | NE | 68467-2945 | York | NE41854 | Active | 21041 | 2022 | Aldrich | FTHT - Firetube Horizontal | Basement Boiler Room | HWHT - Hot Water Heat | 1/31/2027
Nutrition Services Inc | 515 W 5th St | York | NE | 68467-2802 | York | NE05690 | Scrapped/Junked | 1530 | 1966 | Supr | FTSM - FTS Marine Dry Back | Boiler room | PROC - Process Steam | 6/30/2023
Nutrition Services Inc | 515 W 5th St | York | NE | 68467-2802 | York | NE42047 | Active | 26192 | 2022 | CLAYTON | COMD - Coil Boiler/Modular Ins | Boiler Room | PROC - Process Steam | 11/30/2026
Kilgore Library | 520 N Nebraska Ave | York | NE | 68467-3035 | York | NE41855 | Active | 286597 | 2021 | Trinity | FTVT - Firetube Vertical TB | Basement | HWDP - Hotwater Heat & Dom Supply | 9/30/2026
Kilgore Library | 520 N Nebraska Ave | York | NE | 68467-3035 | York | NE41856 | Active | 199031 | 2021 | Trinity | FTVT - Firetube Vertical TB | Basement | HWDP - Hotwater Heat & Dom Supply | 9/30/2026
Cornerstone Bank | 529 N Lincoln Ave | York | NE | 68467-2944 | York | NE06872 | Active | 42173 | 2005 | Aerco International | FTVT - Firetube Vertical TB | NEW ADDITION | HWHT - Hot Water Heat | 4/30/2027
Cornerstone Bank | 529 N Lincoln Ave | York | NE | 68467-2944 | York | NE37210 | Active | 34143 | 1980 | Kewanee | FTFB - Firetube-Firebox Boiler | BOILER ROOM | HWHT - Hot Water Heat | 4/30/2027
Epworth Village | 605 E 9th St | York | NE | 68467-3109 | York | NE00080 | Exempt | n/a | 2000 | Peerless | CI - Cast Iron | BASEMENT | HWHT - Hot Water Heat | 11/30/2020
Epworth Village | 605 E 9th St | York | NE | 68467-3109 | York | NE37211 | Scrapped/Junked |  | 1955 | American Standard | CI - Cast Iron |  | HWHT - Hot Water Heat | 2/29/2000
Deluxe Cleaners | 609 N Lincoln Ave | York | NE | 68467-2946 | York | NE05472 | Out of Service | 278 | 1964 | Bryan | FT - Firetube Boiler | BOILER ROOM | PROC - Process Steam | 12/31/2012
City Of York Auditorium | 612 N Nebraska Ave | York | NE | 68467-3037 | York | NE01488 | Scrapped/Junked | 47130 | 1998 | AO SMITH | CHWH - ASME/Fired Water Heater | Boiler Room | HWSD - Hot Water Dom/Potable | 11/30/2020
City Of York Auditorium | 612 N Nebraska Ave | York | NE | 68467-3037 | York | NE16594 | Scrapped/Junked | n/a | 1968 | Kewanee | FTFB - Firetube-Firebox Boiler | Auditorium Boiler Room | HWHT - Hot Water Heat | 11/30/2020
City Of York Auditorium | 612 N Nebraska Ave | York | NE | 68467-3037 | York | NE16597 | Scrapped/Junked |  | 1973 | DAY & NIGHT | AHWH - ANSI/Fired Water Htr | BASEMENT | HWSD - Hot Water Dom/Potable | 8/31/2004
City Of York Auditorium | 612 N Nebraska Ave | York | NE | 68467-3037 | York | NE24801 | Scrapped/Junked | 76362 | 1997 | RHEEM | CHWH - ASME/Fired Water Heater | Basement | HWSD - Hot Water Dom/Potable | 11/30/2020
City Of York Auditorium | 612 N Nebraska Ave | York | NE | 68467-3037 | York | NE29094 | Active | 360463 | 2020 | Lochinvar | FTVT - Firetube Vertical TB | Basement Boiler Room | HWHT - Hot Water Heat | 1/31/2027
City Of York Auditorium | 612 N Nebraska Ave | York | NE | 68467-3037 | York | NE29095 | Active | 360462 | 2020 | Lochinvar | FTVT - Firetube Vertical TB | Basement Boiler Room | HWHT - Hot Water Heat | 1/31/2027
Former JC Penney | 619 N Lincoln Ave | York | NE | 68467-2946 | YORK | NE04130 | Inactive |  | 1976 | AMERICAN STANDARD |  | BASEMENT | STHT - Steam-Heat | 2/28/1997
York State Bank | 700 N Lincoln Ave | York | NE | 68467-2949 | York | NE04129 | Scrapped/Junked | 0 | 1980 | PEER | CI - Cast Iron | Basement | HWHT - Hot Water Heat | 11/30/2015
York State Bank | 700 N Lincoln Ave | York | NE | 68467-2949 | York | NE26562 | Active | 176400 | 2015 | Trinity | FTVT - Firetube Vertical TB | Boiler Room | HWHT - Hot Water Heat | 10/31/2026
York State Bank | 700 N Lincoln Ave | York | NE | 68467-2949 | York | NE26563 | Active | 163978 | 2015 | Trinity | FTVT - Firetube Vertical TB | Boiler Room | HWHT - Hot Water Heat | 10/31/2026
Western Edge | 701 N Lincoln Ave | York | NE | 68467-2948 | York | NE06222 | Out of Service | N/A | 1977 | Peerless | CI - Cast Iron | BASEMENT | STHT - Steam-Heat | 3/31/2014
York Community Center | 710 N Grant Ave | York | NE | 68467-3045 | York | NE16596 | Scrapped/Junked | 9999 | 1965 | Kewanee | FTFB - Firetube-Firebox Boiler | Upstairs boiler room | HWHT - Hot Water Heat | 11/30/2021
York Community Center | 710 N Grant Ave | York | NE | 68467-3045 | York | NE16646 | Scrapped/Junked | N/A | 1965 | Kewanee | FTFB - Firetube-Firebox Boiler | Basement | HWHT - Hot Water Heat | 11/30/2021
York Community Center | 710 N Grant Ave | York | NE | 68467-3045 | York | NE41531 | Active | 462930 | 2019 | Lochinvar | WTSS - Watertube SS Steel | Upstairs Mechanical Room | HWSD - Hot Water Dom/Potable | 1/31/2027
York Community Center | 710 N Grant Ave | York | NE | 68467-3045 | York | NE41532 | Active | 370463 | 2021 | Lochinvar | CPPH - Ansi Cpr Fin Pool Heater | Upstairs Mechanical Room | IPHT - Indoor Pool Heater | 1/31/2027
YORK CITY POOL | 805 PARK ST | YORK | NE | 68467 | YORK | NE17880 | Scrapped/Junked |  | 1994 | RHEEM MANUFACTURING CO | AHWH - ANSI/Fired Water Htr | BOILER ROOM | HWSD - Hot Water Dom/Potable | 1/31/1997
Emmanuel Lutheran Church-BMIC #491487 | 806 N Beaver Ave | York | NE | 68467-2432 | York | NE04721 | Scrapped/Junked |  | 1967 | KEWA | FTFB - Firetube-Firebox Boiler | BOILER ROOM | HWHT - Hot Water Heat | 11/30/2009
Emmanuel Lutheran Church-BMIC #491487 | 806 N Beaver Ave | York | NE | 68467-2432 | York | NE04722 | Out of Service | n/a | 1985 | Peerless | CI - Cast Iron | Boiler Room | HWHT - Hot Water Heat | 11/30/2014
Emmanuel Lutheran Church-BMIC #491487 | 806 N Beaver Ave | York | NE | 68467-2432 | York | NE14160 | Active | 104643 | 2009 | Lochinvar | WTSS - Watertube SS Steel | BOILER ROOM | HWHT - Hot Water Heat | 11/30/2026
Emmanuel Lutheran Church-BMIC #491487 | 806 N Beaver Ave | York | NE | 68467-2432 | York | NE14161 | Active | 104668 | 2009 | Lochinvar | WTSS - Watertube SS Steel | BOILER ROOM | HWHT - Hot Water Heat | 11/30/2026
JERRY & KENNY MYERS | 8113 E Locust Rd | Holmesville | NE | 68310-8535 | YORK | NE01341 | Inactive |  | 1914 | J.I. CASE | HOBB - Hobby/Antique Boiler | PORTABLE | 0024 - Antique Steam Tractor | 12/31/1993
Waste Water Plant | 814 E Nobes Rd | York | NE | 68467-4404 | York | NE16593 | Scrapped/Junked | 36421 | 1982 | KEWA | FTFB - Firetube-Firebox Boiler | Old OP Bldge | HWHT - Hot Water Heat | 11/30/2010
H & H DRY CLEANERS | 827 N Lincoln Ave | York | NE | 68467-2443 | YORK | NE10742 | Inactive | 7692 | 1962 | STEAMASTER | FT - Firetube Boiler | REAR OF PLANT | PROC - Process Steam | 7/31/1996
Grace Inn | 905 Road B | Henderson | NE | 68371-8874 | York | NE30959 | Scrapped/Junked | 54165 | 1996 | STAT | CHWH - ASME/Fired Water Heater | LAUNDRY ROOM | HWSD - Hot Water Dom/Potable | 5/31/2009
GRACE INN | 905 Road B I-80 EXIT 342 | Henderson | NE | 68371-8874 | YORK | NE30960 | Inactive |  | 1997 | TELEDYNE LAARS | CPFT - Horiz Cpr Fin Boiler |  | OPHT - Outdoor Pool Heater | 6/30/1998
York Operations Ctr | 907 W 25th St | York | NE | 68467-1240 | York | NE18582 | Active | 45781 | 1995 | Lattner Boiler Co | ELBL - Electric Boiler | BOILER ROOM | STMG - Steam Generator | 4/30/2026
York Operations Ctr | 907 W 25th St | York | NE | 68467-1240 | York | NE18585 | Active | N/A | 1974 | STAT | ELBL - Electric Boiler | RUBBER TEST | HWSD - Hot Water Dom/Potable | 4/30/2026
Bethesda Mennonite Church | 930 16th St | Henderson | NE | 68371 | York | NE09516 | Active | n/a | 2003 | Peerless | CI - Cast Iron | BASEMENT | HWHT - Hot Water Heat | 1/31/2027
Bethesda Mennonite Church | 930 16th St | Henderson | NE | 68371 | York | NE19683 | Active | 92592 | 1990 | Teledyne Laars | CPFT - Horiz Cpr Fin Boiler | BOILER ROOM | HWHT - Hot Water Heat | 1/31/2027
BETHESDA MENNONITE CHURCH | 930 16TH ST | HENDERSON | NE | 68371 | YORK | NE19681 | Exempt 1999 LB-66 |  | 1995 | AO SMITH | AHWH - ANSI/Fired Water Htr | BOILER ROOM | HWSD - Hot Water Dom/Potable | 5/31/1999
BETHESDA MENNONITE CHURCH | 930 16TH ST | HENDERSON | NE | 68371 | YORK | NE19682 | Inactive |  | 1958 | AMERICAN STANDARD |  | BOILER ROOM | HWHT - Hot Water Heat | 5/31/2001
NPPD-YORK OPERATIONS CNTR | HWY 81 | YORK | NE | 68567 | YORK | NE18583 | Exempt 1999 LB-66 |  | 1974 | RUUD | ELWH - Electric Water Heater | R00M 67 | HWSD - Hot Water Dom/Potable | 7/31/1999
NPPD-YORK OPERATIONS CNTR | HWY 81 | YORK | NE | 68567 | YORK | NE18584 | Exempt 1999 LB-66 |  | 1974 | RUUD | AHWH - ANSI/Fired Water Htr | ROOM 67 | HWSD - Hot Water Dom/Potable | 7/31/1999
NPPD-YORK OPERATIONS CNTR | HWY 81 | YORK | NE | 68567 | YORK | NE18586 | Exempt 1999 LB-66 |  | 1974 | RUUD | ELWH - Electric Water Heater | R00M 132 | HWSD - Hot Water Dom/Potable | 7/31/1999
BENEDICT ELEMENTARY SCHL | HWY 81 | BENEDICT | NE | 68136 | YORK | NE21525 | Exempt 1999 LB-66 |  | 1968 | RHEEM MANUFACTURING CO | AHWH - ANSI/Fired Water Htr |  | HWSD - Hot Water Dom/Potable | 10/31/1998
LINCOLN PLACE APARTMENTS | OLD LINCOLN ELEM SCHOOL | YORK | NE | 68467 | YORK | NE31490 | Inactive |  | 1956 | KEWANEE | FT - Firetube Boiler |  | STHT - Steam-Heat | 6/30/1995
GRESHAM PUBLIC SCHOOLS | PO Box N | Gresham | NE | 68367-0228 | YORK | NE33898 | Inactive |  | 1965 | FRANK PROX |  | BOILER ROOM | STHT - Steam-Heat | 1/31/1987
CROSS COUNTY MIDDLE SCHL | SHERMAN & WORK AVE | BENEDICT | NE | 68316 | YORK | NE16243 | Inactive |  | 1987 | RHEEM GLASS | AHWH - ANSI/Fired Water Htr | BOILER ROOM | HWSD - Hot Water Dom/Potable | 10/31/2008
CROSS COUNTY MIDDLE SCHL | SHERMAN & WORK AVE | BENEDICT | NE | 68316 | YORK | NE16531 | Inactive |  | 1977 | AO SMITH | AHWH - ANSI/Fired Water Htr | ELECT ROOM | HWSD - Hot Water Dom/Potable | 10/31/2008
CROSS COUNTY MIDDLE SCHL | SHERMAN & WORK AVE | BENEDICT | NE | 68316 | YORK | NE16532 | Inactive |  | 1977 | AO SMITH | AHWH - ANSI/Fired Water Htr | ELECT ROOM | HWSD - Hot Water Dom/Potable | 10/31/2008
CROSS COUNTY MIDDLE SCHL | SHERMAN & WORK AVE | BENEDICT | NE | 68316 | YORK | NE34501 | Inactive |  | 1960 | NATIONAL RADIATOR |  | BOILER ROOM | STHT - Steam-Heat | 10/31/2008
ZION LUTHERAN SCHOOL | UNKNOWN | THAYER | NE | 68460 | YORK | NE30378 | Inactive |  | 1974 | AMERICAN STANDARD |  | BASEMENT | STHT - Steam-Heat | 4/30/1988