## Sheet1
Location Name | Address | City | State | Zip | County | Juris# | Status | NB# | Year Built | Manufacturer Name | Type | Plant Location | Use | Cert Expires
Ashby School | 203 W Hill St | Ashby | NE |  |  | NE30432 | Out of Service |  | 1992 | BURN | CI - Cast Iron | BASEMENT | STHT - Steam-Heat | 1/31/2010
Mason City Public School | 750 Main St | Mason City | NE |  |  | NE33251 | Inactive |  | 1935 | KEWA | FTFB - Firetube-Firebox Boiler | BOILER ROOM | STHT - Steam-Heat | 7/31/2006
Steele City Public Sch | District 1 | Steele City | NE |  |  | NE31564 | Inactive |  | 1960 | American Standard | CI - Cast Iron | BOILER ROOM | STHT - Steam-Heat | 10/31/1992
Merriman Public Schools | Green & 2Nd Ave | Merriman | NE |  |  | NE33544 | Scrapped/Junked |  | 1940 | KEWA | FTFB - Firetube-Firebox Boiler | BOILER ROOM | STHT - Steam-Heat | 7/31/2007
GOLDEN LIVING CENTER | 1102 N Harrison St | O'Neill | NE | 68763-2230 |  | NE34858 | Scrapped/Junked |  | 1964 | IRON FIREMAN | FTFB - Firetube-Firebox Boiler | BOILER ROOM | HWHT - Hot Water Heat | 4/30/2008
*GOLDEN HOTEL | 406 E Douglas St | O'neill | NE | 68763-1852 |  | NE35133 | Inactive |  | 1954 | WEIL MCLAIN |  | BASEMENT | STHT - Steam-Heat | 8/31/1997
Kenesaw Car Wash | 100 S Smith Ave | Kenesaw | NE | 68956-1548 | Adams | NE12432 | Active | 212429 | 2003 | Raypak | CPFT - Horiz Cpr Fin Boiler | MECH ROOM | GLFH - Glycol Floor Heat System | 10/31/2026
Accura Healthcare of Kenesaw | 100 W Elm St | Kenesaw | NE | 68956-1543 | Adams | NE11649 | Inactive |  | 1986 | AO SMITH | AHWH - ANSI/Fired Water Htr | EQUIP ROOM | HWSD - Hot Water Dom/Potable | 8/31/2002
Accura Healthcare of Kenesaw | 100 W Elm St | Kenesaw | NE | 68956-1543 | Adams | NE11650 | Scrapped/Junked | 108050 | 1990 | Burnham | FTFB - Firetube-Firebox Boiler | boiler room | HWHT - Hot Water Heat | 3/31/2015
Accura Healthcare of Kenesaw | 100 W Elm St | Kenesaw | NE | 68956-1543 | Adams | NE14452 | Inactive |  | 1996 | AO SMITH | AHWH - ANSI/Fired Water Htr | BOILER ROOM | HWSD - Hot Water Dom/Potable | 4/30/2000
Accura Healthcare of Kenesaw | 100 W Elm St | Kenesaw | NE | 68956-1543 | Adams | NE19177 | Exempt 1999 LB-66 |  | 1977 | RHEEM MANUFACTURING CO | AHWH - ANSI/Fired Water Htr |  | HWSD - Hot Water Dom/Potable | 4/30/1999
Accura Healthcare of Kenesaw | 100 W Elm St | Kenesaw | NE | 68956-1543 | Adams | NE25392 | Active | 317508 | 2014 | Laars | WTSS - Watertube SS Steel | Boiler room | HWHT - Hot Water Heat | 2/28/2027
Accura Healthcare of Kenesaw | 100 W Elm St | Kenesaw | NE | 68956-1543 | Adams | NE25393 | Active | 288890 | 2014 | Laars | WTSS - Watertube SS Steel | Boiler room | HWHT - Hot Water Heat | 2/28/2027
BPOE 159 ELKS LODGE | 1001 N 6th Ave | Hastings | NE | 68901-4122 | ADAMS | NE14397 | Inactive |  | 1950 | CRANE |  | BOILER ROOM | HWHT - Hot Water Heat | 4/30/1991
BPOE 159 ELKS LODGE | 1001 N 6th Ave | Hastings | NE | 68901-4122 | ADAMS | NE19128 | Exempt 1999 LB-66 |  | 1900 | AO SMITH | AHWH - ANSI/Fired Water Htr |  | HWSD - Hot Water Dom/Potable | 12/31/1999
WR Reserve | 1009 W M St | Hastings | NE | 68901-7234 | ADAMS | NE15422 | Active | 523 | 1990 | Cleaver Brooks | FTSM - FTS Marine Dry Back | Boiler room south unit | PROC - Process Steam | 4/30/2026
WR Reserve | 1009 W M St | Hastings | NE | 68901-7234 | ADAMS | NE17470 | Inactive | 26511 | 1975 | KEWANEE | FT - Firetube Boiler | BLR BLDG | STHT - Steam-Heat | 6/30/1998
WR Reserve | 1009 W M St | Hastings | NE | 68901-7234 | ADAMS | NE20484 | Out of Service | 4435 | 1974 | William-Davis | FTSM - FTS Marine Dry Back | Boiler Room | PROC - Process Steam | 6/30/2007
WR Reserve | 1009 W M St | Hastings | NE | 68901-7234 | ADAMS | NE25377 | Scrapped/Junked | 65019 | 1987 | Cleaver Brooks | FT - Firetube Boiler | Boiler Room | PROC - Process Steam | 12/31/2019
WR Reserve | 1009 W M St | Hastings | NE | 68901-7234 | ADAMS | NE41379 | Active | 25308 | 2022 | Hurst | FT - Firetube Boiler | Boiler Room | PROC - Process Steam | 12/31/2026
HASTINGS GOOD SAM VILLAGE | 1026 E E St | Hastings | NE | 68901-6618 | ADAMS | NE05307 | Scrapped/Junked |  | 1967 | PEERLESS HEATER COMPANY |  | 300 WING | HWHT - Hot Water Heat | 4/30/2006
HASTINGS GOOD SAM VILLAGE | 1026 E E St | Hastings | NE | 68901-6618 | ADAMS | NE05308 | Scrapped/Junked |  | 1967 | PEERLESS HEATER COMPANY |  | BOILER ROOM | HWHT - Hot Water Heat | 4/30/2006
HASTINGS GOOD SAM VILLAGE | 1026 E E St | Hastings | NE | 68901-6618 | ADAMS | NE05309 | Scrapped/Junked |  | 1967 | PEERLESS HEATER COMPANY |  | BOILER ROOM | HWHT - Hot Water Heat | 4/30/2006
HASTINGS GOOD SAM VILLAGE | 1026 E E St | Hastings | NE | 68901-6618 | ADAMS | NE05310 | Scrapped/Junked |  | 1967 | PEERLESS HEATER COMPANY |  | BOILER ROOM | HWHT - Hot Water Heat | 4/30/2006
HASTINGS GOOD SAM VILLAGE | 1026 E E St | Hastings | NE | 68901-6618 | ADAMS | NE05311 | Scrapped/Junked |  | 1967 | PEERLESS HEATER COMPANY |  | BOILER ROOM | HWHT - Hot Water Heat | 4/30/2006
Regency Heights | 1040 S Wabash Ave | Hastings | NE | 68901-7096 | Adams | NE00180 | Scrapped/Junked | 21379 | 1994 | WEBJ | COBL - Coil Type Boiler | 1st fl boiler room | HWSD - Hot Water Dom/Potable | 10/31/2022
City of Hastings Office Building | 105 N Hastings Ave | Hastings | NE | 68901-5142 | Adams | NE16648 | Inactive | N/A | 1970 | Peerless | CI - Cast Iron | Basement | STHT - Steam-Heat | 4/30/2020
Village Of Kenesaw Pool | 106 Fifth Ave | Kenesaw | NE | 68956-1563 | Adams | NE06213 | Scrapped/Junked | 83332 | 1998 | Teledyne & Laars | CPFT - Horiz Cpr Fin Boiler | OUTSIDE | OPHT - Outdoor Pool Heater | 6/30/2010
MARSHALLTOWN INSTRUMENTS | 108 S Colorado Ave | Hastings | NE | 68901-6206 | ADAMS | NE03675 | Inactive |  | 1987 | PEERLESS HEATER COMPANY |  | BOILER ROOM | HWHT - Hot Water Heat | 7/31/2001
EA Engineering | 109 W 2nd St. | Hastings | NE | 68901 | Adams | NE42765 | Out of Service | 19341 | 2020 | Superior | FTHT - Firetube Horizontal | Portable trailer | PROC - Process Steam | 8/31/2025
Adams Central High School | 1090 S Adams Central Ave | Hastings | NE | 68901-7458 | Adams | NE17501 | Out of Service | 78373 | 2003 | AO SMITH | CHWH - ASME/Fired Water Heater | Room 406 | HWSD - Hot Water Dom/Potable | 10/31/2024
Adams Central High School | 1090 S Adams Central Ave | Hastings | NE | 68901-7458 | Adams | NE17502 | Scrapped/Junked | 78372 | 2003 | AO SMITH | CHWH - ASME/Fired Water Heater | Room 406 | HWSD - Hot Water Dom/Potable | 10/31/2026
Adams Central High School | 1090 S Adams Central Ave | Hastings | NE | 68901-7458 | Adams | NE17503 | Scrapped/Junked | 78457 | 2003 | AO SMITH | CHWH - ASME/Fired Water Heater | Room 406 | HWSD - Hot Water Dom/Potable | 10/31/2026
Adams Central High School | 1090 S Adams Central Ave | Hastings | NE | 68901-7458 | Adams | NE32957 | Scrapped/Junked | 1761 | 1968 | SELL | FT - Firetube Boiler | BOILER ROOM | HWSD - Hot Water Dom/Potable | 10/31/2010
Kenesaw Public School | 110 N 5th Ave | Kenesaw | NE | 68956-1563 | Adams | NE10889 | Active | 135366 | 2003 | Waterpik Technologies | CPFT - Horiz Cpr Fin Boiler | BOILER ROOM | HWHT - Hot Water Heat | 3/31/2027
Kenesaw Public School | 110 N 5th Ave | Kenesaw | NE | 68956-1563 | Adams | NE10890 | Active | 13563 | 2003 | Waterpik Technologies | CPFT - Horiz Cpr Fin Boiler | BOILER ROOM | HWHT - Hot Water Heat | 3/31/2027
Kenesaw Public School | 110 N 5th Ave | Kenesaw | NE | 68956-1563 | Adams | NE10891 | Active | 13564 | 2003 | Waterpik Technologies | CPFT - Horiz Cpr Fin Boiler | BOILER ROOM | HWHT - Hot Water Heat | 3/31/2027
Kenesaw Public School | 110 N 5th Ave | Kenesaw | NE | 68956-1563 | Adams | NE10892 | Scrapped/Junked | 135365 | 2003 | Waterpik Technologies | CPFT - Horiz Cpr Fin Boiler | BOILER ROOM | HWSD - Hot Water Dom/Potable | 3/31/2023
Kenesaw Public School | 110 N 5th Ave | Kenesaw | NE | 68956-1563 | Adams | NE41358 | Active | 294045 | 2021 | AIC GDYNIA | FT - Firetube Boiler | Boiler room | HWSD - Hot Water Dom/Potable | 3/31/2027
Kenesaw Public School | 110 N 5th Ave | Kenesaw | NE | 68956-1563 | Adams | NE41359 | Active | 294044 | 2021 | AIC GDYNIA | FT - Firetube Boiler | Boiler room | HWSD - Hot Water Dom/Potable | 3/31/2027
KENESAW PUBLIC SCHOOL | 110 N 5TH AVE | KENESAW | NE | 68956-1563 | ADAMS | NE20444 | Scrapped/Junked | 8846 | 1996 | ALDRICH | FTVT - Firetube Vertical TB | BOILER ROOM | HWHT - Hot Water Heat | 8/31/2003
KENESAW PUBLIC SCHOOL | 110 N 5TH AVE | KENESAW | NE | 68956-1563 | ADAMS | NE20445 | Scrapped/Junked | 8844 | 1996 | ALDRICH | FTVT - Firetube Vertical TB | BOILER ROOM | HWHT - Hot Water Heat | 8/31/2003
KENESAW PUBLIC SCHOOL | 110 N 5TH AVE | KENESAW | NE | 68956-1563 | ADAMS | NE32866 | Inactive | 38877 | 1985 | KEWANEE | FT - Firetube Boiler | BOILER ROOM | HWHT - Hot Water Heat | 8/31/1996
KENESAW PUBLIC SCHOOL | 110 N 5TH AVE | KENESAW | NE | 68956-1563 | ADAMS | NE33721 | Inactive |  | 1961 | KEWANEE | FT - Firetube Boiler | BOILER ROOM | HWHT - Hot Water Heat | 8/31/1996
Hastings High School | 1100 W 14th St | Hastings | NE | 68901-3064 | Adams | NE01902 | Inactive | 95108 | 2003 | RHEEM | CHWH - ASME/Fired Water Heater | BOILER ROOM | HWSD - Hot Water Dom/Potable | 6/30/2011
Hastings High School | 1100 W 14th St | Hastings | NE | 68901-3064 | Adams | NE16169 | Scrapped/Junked | 56567 | 1991 | RHEEM MANUFACTURING CO | CHWH - ASME/Fired Water Heater | BOILER ROOM | HWSD - Hot Water Dom/Potable | 6/30/2004
Hastings High School | 1100 W 14th St | Hastings | NE | 68901-3064 | Adams | NE16906 | Scrapped/Junked | 73840 | 1991 | Pvi | CHWH - ASME/Fired Water Heater | Activities Boys LOCKER ROOM | HWSD - Hot Water Dom/Potable | 11/30/2025
Hastings High School | 1100 W 14th St | Hastings | NE | 68901-3064 | Adams | NE16907 | Scrapped/Junked | 73841 | 1991 | Pvi | CHWH - ASME/Fired Water Heater | ACTIVITIES BOYS LOCKER ROOM | HWSD - Hot Water Dom/Potable | 11/30/2026
Hastings High School | 1100 W 14th St | Hastings | NE | 68901-3064 | Adams | NE21236 | Scrapped/Junked | 104993 | 1993 | Market Forge | COOK - Fired Cooker | KITCHEN | 0023 - Water Heated Cooker | 11/30/2020
Hastings High School | 1100 W 14th St | Hastings | NE | 68901-3064 | Adams | NE21237 | Exempt 1999 LB-66 |  | 1996 | HATCO | AHWH - ANSI/Fired Water Htr | BOILER ROOM | HWSD - Hot Water Dom/Potable | 1/1/1900
Hastings High School | 1100 W 14th St | Hastings | NE | 68901-3064 | Adams | NE24074 | Active | n/a | 2012 | Aerco | CALU - Cast Aluminum | New Wing MR | GLYC - Glycol Bldg Heat Sys | 11/30/2026
Hastings High School | 1100 W 14th St | Hastings | NE | 68901-3064 | Adams | NE24075 | Active | n/a | 2012 | Aerco | CALU - Cast Aluminum | New Wing MR | GLYC - Glycol Bldg Heat Sys | 11/30/2026
Hastings High School | 1100 W 14th St | Hastings | NE | 68901-3064 | Adams | NE33822 | Active | n/a | 1953 | Kewanee | FTFB - Firetube-Firebox Boiler | BOILER ROOM | STHT - Steam-Heat | 11/30/2026
Hastings High School | 1100 W 14th St | Hastings | NE | 68901-3064 | Adams | NE33823 | Active | n/a | 1953 | Kewanee | FTFB - Firetube-Firebox Boiler | BOILER ROOM | STHT - Steam-Heat | 11/30/2026
Hastings High School | 1100 W 14th St | Hastings | NE | 68901-3064 | Adams | NE37513 | Scrapped/Junked | 22350 | 1985 | MARKET FORGE INDUSTRIES | COOK - Fired Cooker | KITCHEN | 0021 - Steam Supp Cooker/Kettle | 6/30/2000
BERNARDO'S STEAK HOUSE | 1109 S Baltimore Ave | Hastings | NE | 68901-6701 | ADAMS | NE30835 | Exempt 1999 LB-66 |  | 1990 | RHEEM MANUFACTURING CO | AHWH - ANSI/Fired Water Htr |  | HWSD - Hot Water Dom/Potable | 5/31/2000
Hansen Apartments | 1115 N Lexington Ave | Hastings | NE | 68901-3868 | Adams | NE19405 | Active | NA | 1995 | Peerless | CI - Cast Iron | Basement | HWHT - Hot Water Heat | 11/30/2026
THE HASTINGS HOMESTEAD | 1116 Sycamore Ave | Hastings | NE | 68901-3399 | ADAMS | NE30979 | Scrapped/Junked |  | 1997 | RHEEM MANUFACTURING CO | AHWH - ANSI/Fired Water Htr | BOILER ROOM | HWSD - Hot Water Dom/Potable | 7/31/2000
THE HASTINGS HOMESTEAD | 1116 Sycamore Ave | Hastings | NE | 68901-3399 | ADAMS | NE40005 | Exempt 1999 LB-66 |  | 1997 | RHEEM MANUFACTURING CO | AHWH - ANSI/Fired Water Htr | BOILER ROOM | HWSD - Hot Water Dom/Potable | 7/31/2000
THE HASTINGS HOMESTEAD | 1116 Sycamore Ave | Hastings | NE | 68901-3399 | ADAMS | NE40006 | Exempt 1999 LB-66 |  | 1997 | RHEEM MANUFACTURING CO | AHWH - ANSI/Fired Water Htr | BOILER ROOM | HWSD - Hot Water Dom/Potable | 7/31/2000
Pioneer Industrial Corp | 113 S Lincoln Ave | Hastings | NE | 68901-6053 | Adams | NE15773 | Scrapped/Junked | 6915 | 1972 | VAPOWER | COBL - Coil Type Boiler | Warehouse | PROC - Process Steam | 2/28/2016
Pioneer Industrial Corp | 113 S Lincoln Ave | Hastings | NE | 68901-6053 | Adams | NE17526 | Active | N/A | 1993 | Grall Products | HTNK - Horizontal UFPV | Warehouse | STOR - Storage Vessel | 2/28/2027
Pioneer Industrial Corp | 113 S Lincoln Ave | Hastings | NE | 68901-6053 | Adams | NE17527 | Active | N/A | 1996 | Conner Machine and Welding | HTNK - Horizontal UFPV | Warehouse | STOR - Storage Vessel | 2/28/2027
Pioneer Industrial Corp | 113 S Lincoln Ave | Hastings | NE | 68901-6053 | Adams | NE25874 | Active | 10736 | 2015 | VAPOWER | COBL - Coil Type Boiler | Main Shop | PROC - Process Steam | 9/30/2026
KNIGHTS OF COLUMBUS | 114 E 3rd St | Hastings | NE | 68901-5220 | ADAMS | NE40206 | Scrapped/Junked |  | 1987 | RHEEM MANUFACTURING CO | CHWH - ASME/Fired Water Heater | BY BAR | HWSD - Hot Water Dom/Potable | 11/30/2000
FURNITURE STORE | 115 N Hastings Ave | Hastings | NE | 68901-5142 | ADAMS | NE14345 | Inactive |  | 1949 | PACIFIC | FT - Firetube Boiler | BASEMENT | HWHT - Hot Water Heat | 9/30/1992
First Street Brewing Co | 119 N Saint Joseph Ave | Hastings | NE | 68901-7553 | Adams | NE26225 | Active | N/A | 2016 | Weil-McLain | CI - Cast Iron | Mechanical Room | PROC - Process Steam | 8/31/2026
DEVONSHIRE APARTMENTS | 1200 W 3rd St | Hastings | NE | 68901-4980 | ADAMS | NE04192 | Inactive |  | 1925 | AMERICAN RADIATOR |  | BASEMENT | STHT - Steam-Heat | 11/30/1999
First Christian Church | 1201 Sheridan Dr | Hastings | NE | 68901-2846 | Adams | NE00251 | Scrapped/Junked |  | 1971 | SLANT FIN |  | BASEMENT | HWHT - Hot Water Heat | 3/31/2003
First Christian Church | 1201 Sheridan Dr | Hastings | NE | 68901-2846 | Adams | NE00252 | Scrapped/Junked | N/A | 1971 | SLAN | CI - Cast Iron | BASEMENT | HWHT - Hot Water Heat | 3/31/2004
YMCA Sports & Rec | 1220 W 18th St | Hastings | NE | 68901-2980 | Adams | NE10078 | Scrapped/Junked | 273563 | 2007 | Raypak | CPFT - Horiz Cpr Fin Boiler | Pool Room | IPHT - Indoor Pool Heater | 8/31/2016
YMCA Sports & Rec | 1220 W 18th St | Hastings | NE | 68901-2980 | Adams | NE10253 | Scrapped/Junked | 5554 | 2002 | RBI, DIV OF MESTEK CANADA | WT - Water Tube Boiler | FILTER ROOM | IPHT - Indoor Pool Heater | 10/31/2007
YMCA Sports & Rec | 1220 W 18th St | Hastings | NE | 68901-2980 | Adams | NE40720 | Scrapped/Junked | 133817 | 1994 | TELEDYNE LAARS | CPFT - Horiz Cpr Fin Boiler | POOL ROOM | IPHT - Indoor Pool Heater | 10/31/2002
YMCA Sports & Rec | 1220 W 18th St | Hastings | NE | 68901-2980 | Adams | NE40721 | Exempt 1999 LB-66 |  | 1993 | BRADFORD | AHWH - ANSI/Fired Water Htr | UPSTAIRS | HWSD - Hot Water Dom/Potable | 8/31/2000
Regency Retire Res Of Hastings | 1235 N Laird Ave | Hastings | NE | 68901-2712 | Adams | NE10191 | Scrapped/Junked | 113611 | 2007 | RHEEM | CHWH - ASME/Fired Water Heater | SOUTH LAUNDRY ROOM | HWSD - Hot Water Dom/Potable | 3/31/2022
Regency Retire Res Of Hastings | 1235 N Laird Ave | Hastings | NE | 68901-2712 | Adams | NE22139 | Scrapped/Junked | 124288 | 2010 | RHEEM | CHWH - ASME/Fired Water Heater | N Laundry Room | HWSD - Hot Water Dom/Potable | 3/31/2022
Regency Retire Res Of Hastings | 1235 N Laird Ave | Hastings | NE | 68901-2712 | Adams | NE28402 | Active | 153420 | 2018 | RHEEM | CHWH - ASME/Fired Water Heater | S Laundry Room | HWSD - Hot Water Dom/Potable | 6/30/2027
Regency Retire Res Of Hastings | 1235 N Laird Ave | Hastings | NE | 68901-2712 | Adams | NE40027 | Scrapped/Junked | n/a | 1993 | RHEEM | AHWH - ANSI/Fired Water Htr | N LAUNDRY RM | HWSD - Hot Water Dom/Potable | 1/31/2014
Regency Retire Res Of Hastings | 1235 N Laird Ave | Hastings | NE | 68901-2712 | Adams | NE40028 | Scrapped/Junked |  | 1993 | RHEEM MANUFACTURING CO | AHWH - ANSI/Fired Water Htr | S LAUNDRY RM | HWSD - Hot Water Dom/Potable | 1/31/2008
Regency Retire Res Of Hastings | 1235 N Laird Ave | Hastings | NE | 68901-2712 | Adams | NE41116 | Active | 163204 | 2021 | RHEEM | CHWH - ASME/Fired Water Heater | Laundry Room | HWSD - Hot Water Dom/Potable | 6/30/2027
Hastings Utilities - North Denver | 1236 N Hastings Ave # 1322 | Hastings | NE | 68901-3014 | Adams | NE05049 | Scrapped/Junked | 3085 | 1982 | Precision | ELBL - Electric Boiler | Service Garage | STHT - Steam-Heat | 7/31/2022
Hastings Utilities - North Denver | 1236 N Hastings Ave # 1322 | Hastings | NE | 68901-3014 | Adams | NE05117 | Active | 22332 | 1966 | Babcock & Wilcox | WT - Water Tube Boiler | Powerhouse | POWR - Power Generation | 2/28/2027
Hastings Utilities - North Denver | 1236 N Hastings Ave # 1322 | Hastings | NE | 68901-3014 | Adams | NE05521 | Active | 374 | 1955 | Springfield Boiler Co | WT - Water Tube Boiler | Powerhouse | POWR - Power Generation | 2/28/2027
Hastings Utilities - North Denver | 1236 N Hastings Ave # 1322 | Hastings | NE | 68901-3014 | Adams | NE25099 | Active | NB-1574 | 1956 | Lummus | HEXC - Heat Exchanger | Powerhouse 4th Floor | FDHT - Feedwater Heater | 7/31/2027
Hastings Utilities - North Denver | 1236 N Hastings Ave # 1322 | Hastings | NE | 68901-3014 | Adams | NE41611 | Active | 22614 | 2022 | Cleaver Brooks | ELBL - Electric Boiler | Service Garage | STHT - Steam-Heat | 2/28/2027
Hastings Utilities - North Denver | 1236 N Hastings Ave # 1322 | Hastings | NE | 68901-3014 | Adams | NE42213 | Active | 290224 | 2021 | Lochinvar | COBL - Coil Type Boiler | Building# I North End | GLFH - Glycol Floor Heat System | 2/28/2027
Christ Lutheran Church | 13175 W 70th St | Juniata | NE | 68955-2138 | Adams | NE17702 | Scrapped/Junked | NA | 1962 | American Standard | CI - Cast Iron | Basement | HWHT - Hot Water Heat | 3/31/2019
HFX Honda | 132 E J St | Hastings | NE | 68901-7087 | Adams | NE06746 | Active | 6925 | 2005 | Lochinvar | COBL - Coil Type Boiler | BOILER ROOM | HWHT - Hot Water Heat | 1/31/2027
Hastings Museum | 1330 N Burlington Ave | Hastings | NE | 68901-3062 | Adams | NE18828 | Scrapped/Junked | 7805 | 1994 | Aldrich | FTVT - Firetube Vertical TB | Blr Rm | HWHT - Hot Water Heat | 2/28/2024
Hastings Museum | 1330 N Burlington Ave | Hastings | NE | 68901-3062 | Adams | NE18829 | Scrapped/Junked | 7804 | 1994 | Aldrich | FTVT - Firetube Vertical TB | Blr Rm | HWHT - Hot Water Heat | 2/28/2024
Hastings Museum | 1330 N Burlington Ave | Hastings | NE | 68901-3062 | Adams | NE18830 | Out of Service | 7808 | 1994 | Aldrich | FTVT - Firetube Vertical TB | blr rm | HWHT - Hot Water Heat | 2/28/2023
Hastings Museum | 1330 N Burlington Ave | Hastings | NE | 68901-3062 | Adams | NE42766 | Active | 376339 | 2022 | Lochinvar | FTVT - Firetube Vertical TB | Mech Room | HWHT - Hot Water Heat | 2/28/2027
Hastings Museum | 1330 N Burlington Ave | Hastings | NE | 68901-3062 | Adams | NE42767 | Active | 393805 | 2022 | Lochinvar | FTVT - Firetube Vertical TB | Mech Room | HWHT - Hot Water Heat | 2/28/2027
Adams County Judicial Center | 1335 W M St | Hastings | NE | 68901-7240 | Adams | NE42443 | Active | 296215 | 2022 | A O Smith | CHWH - ASME/Fired Water Heater | Jail Mechanical Room | HWSD - Hot Water Dom/Potable | 10/31/2026
Adams County Judicial Center | 1335 W M St | Hastings | NE | 68901-7240 | Adams | NE42444 | Active | 296216 | 2022 | A O Smith | CHWH - ASME/Fired Water Heater | Jail Mechanical Room | HWSD - Hot Water Dom/Potable | 10/31/2026
Adams County Judicial Center | 1335 W M St | Hastings | NE | 68901-7240 | Adams | NE42445 | Active | 296217 | 2022 | A O Smith | CHWH - ASME/Fired Water Heater | Jail Mechanical Room | HWSD - Hot Water Dom/Potable | 10/31/2026
Adams County Judicial Center | 1335 W M St | Hastings | NE | 68901-7240 | Adams | NE42446 | Active | 296218 | 2022 | A O Smith | CHWH - ASME/Fired Water Heater | Jail Mechanical Room | HWSD - Hot Water Dom/Potable | 10/31/2026
Adams County Judicial Center | 1335 W M St | Hastings | NE | 68901-7240 | Adams | NE42447 | Active | 295546 | 2022 | A O Smith | CHWH - ASME/Fired Water Heater | Jail Mechanical Room | HWSD - Hot Water Dom/Potable | 10/31/2026
Adams County Judicial Center | 1335 W M St | Hastings | NE | 68901-7240 | Adams | NE42448 | Active | 320110 | 2022 | Lochinvar | FTVT - Firetube Vertical TB | Mezzanine Boiler Room | HWHT - Hot Water Heat | 10/31/2026
Adams County Judicial Center | 1335 W M St | Hastings | NE | 68901-7240 | Adams | NE42449 | Active | 320119 | 2022 | Lochinvar | FTVT - Firetube Vertical TB | Mezzanine Boiler Room | HWHT - Hot Water Heat | 10/31/2026
Adams County Judicial Center | 1335 W M St | Hastings | NE | 68901-7240 | Adams | NE42450 | Active | 320120 | 2022 | Lochinvar | FTVT - Firetube Vertical TB | Mezzanine Boiler Room | HWHT - Hot Water Heat | 10/31/2026
X-L MOTEL | 1400 W J St | Hastings | NE | 68901-6709 | ADAMS | NE01796 | Scrapped/Junked |  | 1998 | RAYPAK INC, CALIFORNIA | CPFT - Horiz Cpr Fin Boiler | OUTSIDE | OPHT - Outdoor Pool Heater | 6/30/2005
X-L MOTEL | 1400 W J St | Hastings | NE | 68901-6709 | ADAMS | NE07172 | Scrapped/Junked |  | 1983 | AO SMITH | AHWH - ANSI/Fired Water Htr | LAUNDRY ROOM | HWSD - Hot Water Dom/Potable | 1/31/2004
X-L MOTEL | 1400 W J St | Hastings | NE | 68901-6709 | ADAMS | NE19127 | Scrapped/Junked | 25560 | 1994 | AO SMITH | CHWH - ASME/Fired Water Heater | BOILER ROOM | HWSD - Hot Water Dom/Potable | 6/30/2008
YMCA | 1430 W 16th St | Hastings | NE | 68901-2958 | Adams | NE06875 | Scrapped/Junked | 47904 | 2005 | TDCS | ELBL - Electric Boiler | POOL ROOM | SAUN - Sauna Steam Room Heat | 8/31/2014
YMCA | 1430 W 16th St | Hastings | NE | 68901-2958 | Adams | NE24068 | Inactive | 92763 | 2013 | SUSSMAN | ELBL - Electric Boiler | Pool Mech. Room | SAUN - Sauna Steam Room Heat | 8/31/2023
YMCA | 1430 W 16th St | Hastings | NE | 68901-2958 | Adams | NE30363 | Scrapped/Junked | 4856 | 1979 | Sellers Engineering | FT - Firetube Boiler | 2ND LEVEL BLRM | HWSD - Hot Water Dom/Potable | 8/31/2023
YMCA | 1430 W 16th St | Hastings | NE | 68901-2958 | Adams | NE30366 | Scrapped/Junked | 32074 | 1979 | Kewanee | FTFB - Firetube-Firebox Boiler | 2ND LEVEL BLRM | HWHT - Hot Water Heat | 8/31/2021
YMCA | 1430 W 16th St | Hastings | NE | 68901-2958 | Adams | NE30647 | Exempt |  | 1979 | RayPak Inc, California | CPFH - Copper Fin Water Heater | 2ND LEVEL | HWSD - Hot Water Dom/Potable | 7/31/1997
YMCA | 1430 W 16th St | Hastings | NE | 68901-2958 | Adams | NE43310 | Active | 399999 | 2023 | Lochinvar | FTVT - Firetube Vertical TB | Mechanical room | IPHT - Indoor Pool Heater | 4/30/2027
DUTTON LAINSON CO | 1501-1711 W 2ND ST | HASTINGS | NE | 68901-4835 | ADAMS | NE14332 | Inactive |  | 1979 | SLANT FIN |  | 1ST LEVEL | HWHT - Hot Water Heat | 7/31/1999
T-L Irrigation Company | 151 E Highway 6 | Hastings | NE | 68901-8439 | Adams | NE07108 | Active | 1758 | 1944 | FARRAR | FT - Firetube Boiler | BOILER ROOM EAST | STHT - Steam-Heat | 1/31/2027
T-L Irrigation Company | 151 E Highway 6 | Hastings | NE | 68901-8439 | Adams | NE07548 | Active | 53476 | 2006 | Lattner Boiler Co | ELBL - Electric Boiler | BOILER ROOM | PROC - Process Steam | 1/31/2027
T-L Irrigation Company | 151 E Highway 6 | Hastings | NE | 68901-8439 | Adams | NE16555 | Scrapped/Junked | 1757 | 1944 | FARRAR | FT - Firetube Boiler | BOILER ROOM | PROC - Process Steam | 1/31/2018
T-L Irrigation Company | 151 E Highway 6 | Hastings | NE | 68901-8439 | Adams | NE27844 | Active | 18965 | 2019 | Superior Boiler Works | FTVT - Firetube Vertical TB | Boiler Room | PROC - Process Steam | 1/31/2027
Dutton Lainson Co | 1601 W 2nd St | Hastings | NE | 68901-4837 | Adams | NE14331 | Inactive |  | 1928 | HEGG | FT - Firetube Boiler | BOILER ROOM BASEMENT | STHT - Steam-Heat | 7/31/2008
Dutton Lainson Co | 1601 W 2nd St | Hastings | NE | 68901-4837 | Adams | NE14360 | Scrapped/Junked | 42024 | 1979 | Eclipse | FT - Firetube Boiler | BOILER ROOM PRESS DEPT | PROC - Process Steam | 5/31/2015
Dutton Lainson Co | 1601 W 2nd St | Hastings | NE | 68901-4837 | Adams | NE25872 | Active | 19458 | 2015 | Aldrich | FT - Firetube Boiler | Press Department | PROC - Process Steam | 8/30/2026
Watson School | 1720 Crane Ave | Hastings | NE | 68901-2853 | Adams | NE17105 | Out of Service | 103252 | 2003 | Cleveland | COOK - Fired Cooker | KITCHEN | 0021 - Steam Supp Cooker/Kettle | 6/30/2014
Watson School | 1720 Crane Ave | Hastings | NE | 68901-2853 | Adams | NE17196 | Scrapped/Junked | 71392 | 1994 | WELBILT | FT - Firetube Boiler | KITCHEN | 0021 - Steam Supp Cooker/Kettle | 6/30/2006
The Church of Jesus Christ - Lincoln FM - Hastings | 1725 Crane Ave | Hastings | NE | 68901-2801 | Adams | NE21210 | Scrapped/Junked |  | 1978 | Ruud-Rheem | FT - Firetube Boiler | Mechanical Room | HWDP - Hotwater Heat & Dom Supply | 4/30/2006
Thermo King | 1800 Centennial Ave | Hastings | NE | 68901-6712 | Adams | NE17119 | Out of Service | 35014 | 1981 | Kewannee | FT - Firetube Boiler | Boiler room | PROC - Process Steam | 9/30/2010
Thermo King | 1800 Centennial Ave | Hastings | NE | 68901-6712 | Adams | NE17120 | Out of Service | 35018 | 1981 | Kewannee | FT - Firetube Boiler | Boiler room | PROC - Process Steam | 9/30/2010
Thermo King | 1800 Centennial Ave | Hastings | NE | 68901-6712 | Adams | NE22129 | Out of Service | 18506 | 2011 | Les Inc/Aldrich Co | FTVT - Firetube Vertical TB | Water Treatment | GLYC - Glycol Bldg Heat Sys | 2/28/2019
Thermo King | 1800 Centennial Ave | Hastings | NE | 68901-6712 | Adams | NE22130 | Scrapped/Junked | 18507 | 2011 | Les Inc/Aldrich Co | FTVT - Firetube Vertical TB | Water Treatment | GLYC - Glycol Bldg Heat Sys | 2/28/2020
Thermo King | 1800 Centennial Ave | Hastings | NE | 68901-6712 | Adams | NE28259 | Active | 10117 | 2019 | CAMUS | COBL - Coil Type Boiler | Mechanical cage | GLYC - Glycol Bldg Heat Sys | 12/31/2026
Thermo King | 1800 Centennial Ave | Hastings | NE | 68901-6712 | Adams | NE28260 | Active | 10115 | 2019 | CAMUS | COBL - Coil Type Boiler | Mechanical cage | GLYC - Glycol Bldg Heat Sys | 12/31/2026
Grace United Methodist Church | 1832 W 9th St | Hastings | NE | 68901-3610 | Adams | NE06293 | Active | 16540 | 2005 | MUNCHKIN | COBL - Coil Type Boiler | UPSTAIRS NEW ADDITION | HWHT - Hot Water Heat | 1/31/2027
Grace United Methodist Church | 1832 W 9th St | Hastings | NE | 68901-3610 | Adams | NE30434 | Scrapped/Junked | N/A | 1966 | Peerless | CI - Cast Iron | BASEMENT | HWHT - Hot Water Heat | 1/31/2014
Grace United Methodist Church | 1832 W 9th St | Hastings | NE | 68901-3610 | Adams | NE30435 | Scrapped/Junked | N/A | 1960 | National | CI - Cast Iron | BASEMENT | HWHT - Hot Water Heat | 1/31/2014
Dana Corporation | 1900 Summit Ave | Hastings | NE | 68901-6704 | Adams | NE15161 | Scrapped/Junked | 344667 | 1984 | Fulton Boilerworks | ELBL - Electric Boiler | RING DEPT | PROC - Process Steam | 9/30/1999
Dana Corporation | 1900 Summit Ave | Hastings | NE | 68901-6704 | Adams | NE15189 | Inactive | 47958 | 1994 | Reimers Electra Steam | ELBL - Electric Boiler | BOILER ROOM | PROC - Process Steam | 4/30/2002
Cooperative Producers Inc | 200 S Depot | Juniata | NE | 68901 | Adams | NE01155 | Inactive | 981 | 1963 | Superior Boiler Works | FTSM - FTS Marine Dry Back | BOILER ROOM | PROC - Process Steam | 12/31/2020
Flanders Homestyle Patties | 2001 Summit Ave | Hastings | NE | 68901-6713 | Adams | NE04016 | Inactive | 58488 | 1984 | Cleaver & Brooks | FTSM - FTS Marine Dry Back | BOILER ROOM | PROC - Process Steam | 5/31/1991
Flanders Homestyle Patties | 2001 Summit Ave | Hastings | NE | 68901-6713 | Adams | NE04017 | Scrapped/Junked | 58493 | 1984 | Cleaver & Brooks | FTSM - FTS Marine Dry Back | Boiler Room | PROC - Process Steam | 3/31/2023
Flanders Homestyle Patties | 2001 Summit Ave | Hastings | NE | 68901-6713 | Adams | NE09722 | Inactive | 11615 | 2001 | Cleaver Brooks | FTSM - FTS Marine Dry Back | Boiler Room | PROC - Process Steam | 6/30/2014
Flanders Homestyle Patties | 2001 Summit Ave | Hastings | NE | 68901-6713 | Adams | NE12066 | Active | 153461 | 2005 | York | UFPV - Unfired Pressure Vessel | Compressor #9 | 0035 - Ammonia Separator | 3/31/2026
Flanders Homestyle Patties | 2001 Summit Ave | Hastings | NE | 68901-6713 | Adams | NE12067 | Active | 150177 | 2003 | York | UFPV - Unfired Pressure Vessel | Compressor #10 | 0035 - Ammonia Separator | 3/31/2026
Flanders Homestyle Patties | 2001 Summit Ave | Hastings | NE | 68901-6713 | Adams | NE12068 | Exempt | 63682 | 1985 | Frick | UFPV - Unfired Pressure Vessel | Compressor #6 | 0035 - Ammonia Separator | 3/31/2024
Flanders Homestyle Patties | 2001 Summit Ave | Hastings | NE | 68901-6713 | Adams | NE12069 | Exempt | 35775 | 1989 | Vilter | UFPV - Unfired Pressure Vessel | Compressor #7 | 0035 - Ammonia Separator | 3/31/2024
Flanders Homestyle Patties | 2001 Summit Ave | Hastings | NE | 68901-6713 | Adams | NE12070 | Exempt | 34118 | 1989 | Vilter | UFPV - Unfired Pressure Vessel | Compressor # 8 | 0035 - Ammonia Separator | 3/31/2024
Flanders Homestyle Patties | 2001 Summit Ave | Hastings | NE | 68901-6713 | Adams | NE15329 | Scrapped/Junked | 22296 | 1987 | Clayton Industries | WT - Water Tube Boiler | BOILER ROOM | PROC - Process Steam | 2/28/2002
Hastings Middle School | 201 N Marian Rd | Hastings | NE | 68901-4671 | Adams | NE17965 | Active | 118482 | 2007 | AO SMITH | CHWH - ASME/Fired Water Heater | Maintenance Room | HWSD - Hot Water Dom/Potable | 11/30/2026
Hastings Middle School | 201 N Marian Rd | Hastings | NE | 68901-4671 | Adams | NE17966 | Scrapped/Junked | 118362 | 2007 | AO SMITH | CHWH - ASME/Fired Water Heater | Maintenance Room | HWSD - Hot Water Dom/Potable | 11/30/2023
Hastings Middle School | 201 N Marian Rd | Hastings | NE | 68901-4671 | Adams | NE17967 | Active | 118360 | 2007 | AO SMITH | CHWH - ASME/Fired Water Heater | Maintenance Room | HWSD - Hot Water Dom/Potable | 11/30/2026
CENTRAL SOYA COMPANY | 201 S DENVER | HASTINGS | NE | 68901 | ADAMS | NE13889 | Scrapped/Junked | 47748 | 1979 | CLEAVER BROOKS | FTSM - FTS Marine Dry Back | BOILER ROOM | PROC - Process Steam | 7/31/1997
RICK FLUCKEY | 201 W 4th St | Hastings | NE | 68901-5242 | ADAMS | NE30744 | Exempt |  | 1970 | AMERICAN STANDARD |  |  | STHT - Steam-Heat | 7/31/1998
City Of Hastings Old Armory | 2015 W 3rd St | Hastings | NE | 68901-4741 | Adams | NE30092 | Out of Service | N/A | 1953 | Kewanee | FT - Firetube Boiler | BOILER ROOM | STHT - Steam-Heat | 4/30/2015
Fill-n-Chill | 202 E 2nd St | Hastings | NE | 68901-5217 | Adams | NE08531 | Active | 173658 | 2000 | Raypak | CPFT - Horiz Cpr Fin Boiler | MECH ROOM | HWFG - Hotwater Heat Floor-Glycl | 2/28/2027
Jack's Best | 202 W 12th St | Hastings | NE | 68901-3967 | Adams | NE06882 | Inactive | 104204 | 2005 | RHEE | CHWH - ASME/Fired Water Heater | STORAGE COOLER | HWSD - Hot Water Dom/Potable | 2/28/2011
Jack's Best | 202 W 12th St | Hastings | NE | 68901-3967 | Adams | NE22322 | Scrapped/Junked | 23059 | 1967 | Kewanee | FTSM - FTS Marine Dry Back | BOILER ROOM | PROC - Process Steam | 2/28/2013
Hastings Utilities Propane Peak Shaving Station | 2020 N Kansas Ave | Hastings | NE | 68901-2645 | Adams | NE18821 | Inactive | NA | 1964 | Cleaver & Brooks | WT - Water Tube Boiler | Control Building | GLYC - Glycol Bldg Heat Sys | 11/30/2021
Hastings Utilities Propane Peak Shaving Station | 2020 N Kansas Ave | Hastings | NE | 68901-2645 | Adams | NE18822 | Inactive | NA | 1969 | Cleaver & Brooks | WT - Water Tube Boiler | Control Building | GLYC - Glycol Bldg Heat Sys | 11/30/2021
BEST WESTERN | 203 W 33rd St | Hastings | NE | 68901-2549 | ADAMS | NE30955 | Scrapped/Junked |  | 1996 | PUREX TRITON | WT - Water Tube Boiler | POOL | IPHT - Indoor Pool Heater | 7/31/2004
BEST WESTERN | 203 W 33rd St | Hastings | NE | 68901-2549 | ADAMS | NE30956 | Scrapped/Junked | 73598 | 1996 | RHEEM MANUFACTURING CO | CHWH - ASME/Fired Water Heater | POOL ROOM | HWSD - Hot Water Dom/Potable | 7/31/2004
BEST WESTERN | 203 W 33rd St | Hastings | NE | 68901-2549 | ADAMS | NE30957 | Scrapped/Junked | 73599 | 1996 | RHEEM MANUFACTURING CO | CHWH - ASME/Fired Water Heater | POOL ROOM | HWSD - Hot Water Dom/Potable | 7/31/2004
Hastings Medical Park | 2115 N Kansas Ave | Hastings | NE | 68901-2640 | Adams | NE04641 | Scrapped/Junked | 33079 | 1979 | Kewanee | FTFB - Firetube-Firebox Boiler | BOILER ROOM | HWHT - Hot Water Heat | 3/31/2014
Hastings Medical Park | 2115 N Kansas Ave | Hastings | NE | 68901-2640 | Adams | NE23393 | Active | 8220 | 1995 | ALES | FTVT - Firetube Vertical TB | MECHANICAL ROOM | HWSD - Hot Water Dom/Potable | 4/30/2027
Hastings Medical Park | 2115 N Kansas Ave | Hastings | NE | 68901-2640 | Adams | NE26190 | Active | 332606 | 2014 | Peerless | FT - Firetube Boiler | Boiler Room | HWHT - Hot Water Heat | 4/30/2026
Hastings Medical Park | 2115 N Kansas Ave | Hastings | NE | 68901-2640 | Adams | NE26191 | Active | 332607 | 2014 | Peerless | FT - Firetube Boiler | Boiler Room | HWHT - Hot Water Heat | 4/30/2027
HASTINGS UTILITIES | 2120 E 26th St | Hastings | NE | 68901-7371 | ADAMS | NE18824 | Scrapped/Junked | 33714 | 1982 | KEWANEE | FT - Firetube Boiler | BOILER ROOM | HWHT - Hot Water Heat | 7/31/2004
Hastings Utilities Pollution Control | 2120 East 26th Street | Hastings | NE | 68901-7371 | Adams | NE02537 | Active | 28697 | 2004 | Burnham | FT - Firetube Boiler | Boiler House | HWHT - Hot Water Heat | 11/30/2026
Hastings Utilities Pollution Control | 2120 East 26th Street | Hastings | NE | 68901-7371 | Adams | NE06685 | Active | 28962 | 2005 | Burnham Commericial/Indust | FTFB - Firetube-Firebox Boiler | Boiler House | HWHT - Hot Water Heat | 11/30/2026
Hastings Utilities Pollution Control | 2120 East 26th Street | Hastings | NE | 68901-7371 | Adams | NE06686 | Active | 28968 | 2005 | Burnham Commericial/Indust | FTFB - Firetube-Firebox Boiler | Boiler House | HWHT - Hot Water Heat | 11/30/2026
Hastings Utilities Pollution Control | 2120 East 26th Street | Hastings | NE | 68901-7371 | Adams | NE18823 | Scrapped/Junked | 33675 | 1980 | Kewannee | FT - Firetube Boiler | ERU Building | HWHT - Hot Water Heat | 7/31/2005
Hastings Utilities Pollution Control | 2120 East 26th Street | Hastings | NE | 68901-7371 | Adams | NE25036 | Scrapped/Junked | 57259 | 1981 | Dunham-Bush | HEXC - Heat Exchanger | Heat Recovery | HTEX - Heat Exchanger | 7/31/2006
BJ'S LAUNDROMAT | 214 S Elm Ave | Hastings | NE | 68901-6433 | ADAMS | NE00179 | Scrapped/Junked | 167418 | 2000 | RAYPAK INC, CALIFORNIA | CPFT - Horiz Cpr Fin Boiler | BOILER ROOM | HWSP - Hot Water Non Potable Supply | 6/30/2003
BJ'S LAUNDROMAT | 214 S Elm Ave | Hastings | NE | 68901-6433 | ADAMS | NE40379 | Scrapped/Junked | 140598 | 1997 | RAYPAK INC, CALIFORNIA | CPFT - Horiz Cpr Fin Boiler |  | HWSD - Hot Water Dom/Potable | 3/31/2000
Hastings City Hall | 220 N Hastings Ave | Hastings | NE | 68901-5144 | Adams | NE37540 | Scrapped/Junked |  | 1962 | KEWA | FT - Firetube Boiler | BOILER ROOM |  | 5/31/2004
Hastings City Hall | 220 N Hastings Ave | Hastings | NE | 68901-5144 | Adams | NE37541 | Scrapped/Junked |  | 1962 | KEWA | FT - Firetube Boiler | BOILER ROOM |  | 5/31/2004
Hastings City Hall | 220 N Hastings Ave | Hastings | NE | 68901-5144 | Adams | NE44139 | Active | 357539 | 2022 | Lochinvar | FTSS - Firetube Stainless Steel | Basement mech room | GLYC - Glycol Bldg Heat Sys | 5/31/2026
Hastings City Hall | 220 N Hastings Ave | Hastings | NE | 68901-5144 | Adams | NE44140 | Active | 358093 | 2022 | Lochinvar | FTSS - Firetube Stainless Steel | Basement mech room | GLYC - Glycol Bldg Heat Sys | 5/31/2026
SUPER 8 MOTEL | 2200 N Kansas Ave | Hastings | NE | 68901-2634 | ADAMS | NE20696 | Exempt 1999 LB-66 |  | 1993 | AO SMITH | AHWH - ANSI/Fired Water Htr | MECH ROOM | HWSD - Hot Water Dom/Potable | 11/30/1999
SUPER 8 MOTEL | 2200 N Kansas Ave | Hastings | NE | 68901-2634 | ADAMS | NE20697 | Exempt 1999 LB-66 |  | 1993 | AO SMITH | AHWH - ANSI/Fired Water Htr | MECH ROOM | HWSD - Hot Water Dom/Potable | 11/30/1999
City of Hastings Aquacourt | 2200 W 3rd St | Hastings | NE | 68901-4762 | Adams | NE01792 | Active | 217570 | 2004 | Raytherm/Raypak | CPFH - Copper Fin Water Heater | MECH ROOM | OPHT - Outdoor Pool Heater | 5/31/2026
City of Hastings Aquacourt | 2200 W 3rd St | Hastings | NE | 68901-4762 | Adams | NE01793 | Active | 217557 | 2004 | Raytherm/Raypak | CPFH - Copper Fin Water Heater | wave pool blr rm | OPHT - Outdoor Pool Heater | 5/31/2026
City of Hastings Aquacourt | 2200 W 3rd St | Hastings | NE | 68901-4762 | Adams | NE01794 | Active | 217558 | 2004 | Raytherm/Raypak | CPFH - Copper Fin Water Heater | wave pool blr rm | OPHT - Outdoor Pool Heater | 5/31/2026
City of Hastings Aquacourt | 2200 W 3rd St | Hastings | NE | 68901-4762 | Adams | NE37538 | Out of Service | o/n 1 | 1952 | Kewanee | FT - Firetube Boiler | Boiler Room | STHT - Steam-Heat | 6/30/2016
Hawthorne School | 2200 W 9th St | Hastings | NE | 68901-3655 | Adams | NE37502 | Inactive | 39085 | 1952 | Kewanee | FTFB - Firetube-Firebox Boiler | BOILER ROOM | STHT - Steam-Heat | 11/30/2019
Bubbles Car Wash | 2205 N Kansas Ave | Hastings | NE | 68901-2682 | Adams | NE40954 | Active | 66049 | 1988 | Raypak | CPFT - Horiz Cpr Fin Boiler | BOILER ROOM | GLFH - Glycol Floor Heat System | 3/31/2027
Bubbles Car Wash | 2205 N Kansas Ave | Hastings | NE | 68901-2682 | Adams | NE40955 | Out of Service | 66073 | 1988 | RAYP | CPFT - Horiz Cpr Fin Boiler | BOILER ROOM | HWSP - Hot Water Non Potable Supply | 11/30/2010
GARDEN CAFE | 2205 Osborne Dr E | Hastings | NE | 68901-2633 | ADAMS | NE20663 | Scrapped/Junked | 130476 | 1997 | RAYPAK INC, CALIFORNIA | CPFT - Horiz Cpr Fin Boiler | BOILER ROOM | HWSD - Hot Water Dom/Potable | 8/31/2005
Revive | 2205 Osborne Dr E | Hastings | NE | 68901-2633 | ADAMS | NE05287 | Scrapped/Junked |  | 1981 | Teledyne & Laars | CPFT - Horiz Cpr Fin Boiler | POOL ROOM | IPHT - Indoor Pool Heater | 11/30/2001
Revive | 2205 Osborne Dr E | Hastings | NE | 68901-2633 | ADAMS | NE09627 | Scrapped/Junked | 194245 | 2001 | Teledyne & Laars | CPFT - Horiz Cpr Fin Boiler | Pool Room | IPHT - Indoor Pool Heater | 10/31/2008
Revive | 2205 Osborne Dr E | Hastings | NE | 68901-2633 | ADAMS | NE12084 | Scrapped/Junked | 93190 | 2002 | Rheem Manufacturing Co | CHWH - ASME/Fired Water Heater | Kitchen Equipment Room | HWSD - Hot Water Dom/Potable | 10/31/2009
Revive | 2205 Osborne Dr E | Hastings | NE | 68901-2633 | ADAMS | NE13655 | Inactive | 112691 | 2007 | RHEEM MANUFACTURING CO | CHWH - ASME/Fired Water Heater | KITCHEN | HWSD - Hot Water Dom/Potable | 10/31/2009
Revive | 2205 Osborne Dr E | Hastings | NE | 68901-2633 | ADAMS | NE13656 | Scrapped/Junked | 246536 | 2008 | JANDY | CPFH - Copper Fin Water Heater | POOL MECH ROOM | IPHT - Indoor Pool Heater | 4/30/2014
Revive | 2205 Osborne Dr E | Hastings | NE | 68901-2633 | ADAMS | NE15597 | Scrapped/Junked | 43710 | 1993 | State Ind. | CHWH - ASME/Fired Water Heater | KITHCEN EQUIP ROOM | HWSD - Hot Water Dom/Potable | 8/31/2004
Revive | 2205 Osborne Dr E | Hastings | NE | 68901-2633 | ADAMS | NE15660 | Scrapped/Junked | 51253 | 1995 | State Ind. | CHWH - ASME/Fired Water Heater | Kitchen Equipment Room | HWSD - Hot Water Dom/Potable | 10/31/2008
Revive | 2205 Osborne Dr E | Hastings | NE | 68901-2633 | ADAMS | NE15775 | Scrapped/Junked | 120988 | 2009 | RHEEM | CHWH - ASME/Fired Water Heater | Boiler Room | HWSD - Hot Water Dom/Potable | 4/30/2017
Revive | 2205 Osborne Dr E | Hastings | NE | 68901-2633 | ADAMS | NE17071 | Scrapped/Junked | 122871 | 2009 | RHEEM | CHWH - ASME/Fired Water Heater | Mech Room | HWSD - Hot Water Dom/Potable | 4/30/2017
Revive | 2205 Osborne Dr E | Hastings | NE | 68901-2633 | ADAMS | NE24644 | Exempt | 223830 | 2010 | Lochinvar | CPFH - Copper Fin Water Heater | pool mech | SPAJ - Spa/Jacuzzi Heater | 4/30/2018
Revive | 2205 Osborne Dr E | Hastings | NE | 68901-2633 | ADAMS | NE24645 | Inactive | 374189 | 2014 | Raypak | CPFH - Copper Fin Water Heater | pool mech | IPHT - Indoor Pool Heater | 4/30/2014
Revive | 2205 Osborne Dr E | Hastings | NE | 68901-2633 | ADAMS | NE26483 | Scrapped/Junked | 145857 | 2016 | RHEEM | CHWH - ASME/Fired Water Heater | Boiler Room | HWSD - Hot Water Dom/Potable | 4/30/2018
Revive | 2205 Osborne Dr E | Hastings | NE | 68901-2633 | ADAMS | NE27538 | Inactive | 147671 | 2016 | RHEEM | CHWH - ASME/Fired Water Heater | Kitchen equipment room | HWSD - Hot Water Dom/Potable | 8/31/2023
Revive | 2205 Osborne Dr E | Hastings | NE | 68901-2633 | ADAMS | NE28210 | Inactive | 155992 | 2018 | Rheem Manufacturing Co | CHWH - ASME/Fired Water Heater | Kitchen Equipment Room | HWSD - Hot Water Dom/Potable | 8/31/2023
Revive | 2205 Osborne Dr E | Hastings | NE | 68901-2633 | ADAMS | NEW | Scrapped/Junked | 0 | 2017 | AO SMITH | AHWH - ANSI/Fired Water Htr | Boiler room | HWSD - Hot Water Dom/Potable | 6/7/2019
Timmy's Carwash | 2214 N Kansas Ave | Hastings | NE | 68901-2634 | Adams | NE06203 | Active | 161780 | 2004 | Lochinvar | CPFT - Horiz Cpr Fin Boiler | MECH ROOM | HWHF - Hot Water Heat-Floor | 2/28/2027
Crosier Park | 223 E 14th St | Hastings | NE | 68901-3200 | Adams | NE17424 | Scrapped/Junked |  | 1993 | RHEEM MANUFACTURING CO | AHWH - ANSI/Fired Water Htr | BOILER ROOM | HWSD - Hot Water Dom/Potable | 6/30/2003
Crosier Park | 223 E 14th St | Hastings | NE | 68901-3200 | Adams | NE20496 | Scrapped/Junked | 68417 | 1995 | RHEEM MANUFACTURING CO | CHWH - ASME/Fired Water Heater | BOILER ROOM | HWSD - Hot Water Dom/Potable | 6/30/2005
Crosier Park | 223 E 14th St | Hastings | NE | 68901-3200 | Adams | NE35124 | Inactive | N/A | 1961 | Kewanee | FTFB - Firetube-Firebox Boiler | BOILER ROOM | STHT - Steam-Heat | 4/30/2022
Crosier Park | 223 E 14th St | Hastings | NE | 68901-3200 | Adams | NE35125 | Inactive | n/a | 1961 | Kewanee | FTFB - Firetube-Firebox Boiler | BOILER ROOM | STHT - Steam-Heat | 4/30/2021
Hastings Physical Therapy | 2307 Osborne Dr W | Hastings | NE | 68901-9116 | Adams | NE24093 | Active | 359542 | 2013 | Raypak | CPFH - Copper Fin Water Heater | Pool Room | IPHT - Indoor Pool Heater | 2/28/2027
HASTINGS OIL RECYCLING | 231 CTY RD 3168 | HASTINGS | NE | 68901 | ADAMS | NE04031 | Scrapped/Junked | 2054 | 1961 | WILLIAMS & DAVIS BOILERS | FT - Firetube Boiler | BOILER ROOM | PROC - Process Steam | 8/31/1986
HASTINGS OIL RECYCLING | 231 CTY RD 3168 | HASTINGS | NE | 68901 | ADAMS | NE04039 | Scrapped/Junked | 10032 | 1971 | YORK SHIPLEY | FT - Firetube Boiler | BOILER ROOM | PROC - Process Steam | 8/31/1986
HASTINGS OIL RECYCLING | 231 CTY RD 3168 | HASTINGS | NE | 68901 | ADAMS | NE46616 | Inactive | 9727 | 1986 | SUPERIOR BOILERWORKS | FTSM - FTS Marine Dry Back | BOILER ROOM | PROC - Process Steam | 9/30/2006
Kensington Hastings | 233 N Hastings Ave | Hastings | NE | 68901-5168 | Adams | NE04421 | Active | n/a | 1988 | Peerless | CI - Cast Iron | Boiler Room | STHT - Steam-Heat | 4/30/2026
Kensington Hastings | 233 N Hastings Ave | Hastings | NE | 68901-5168 | Adams | NE04422 | Scrapped/Junked | n/a | 1988 | Peerless | CI - Cast Iron | Boiler Room | STHT - Steam-Heat | 4/30/2017
Kensington Hastings | 233 N Hastings Ave | Hastings | NE | 68901-5168 | Adams | NE04423 | Out of Service | 30891 | 1978 | KEWA | FT - Firetube Boiler | BOILER ROOM | STHT - Steam-Heat | 4/30/2004
Kensington Hastings | 233 N Hastings Ave | Hastings | NE | 68901-5168 | Adams | NE26768 | Active | N/A | 2016 | Peerless | CI - Cast Iron | Basement | STHT - Steam-Heat | 4/30/2026
CPI-Hastings | 265 N Showboat Blvd | Hastings | NE | 68901-7002 | Adams | NE27840 | Active | 432946 | 2018 | Lochinvar | FTSS - Firetube Stainless Steel | Basement | HWHT - Hot Water Heat | 3/31/2027
HUNAN CHINESE RESTAURANT | 2727 W 2nd St | Hastings | NE | 68901-4684 | ADAMS | NE23321 | Scrapped/Junked | 78687 | 1998 | RHEEM MANUFACTURING CO | CHWH - ASME/Fired Water Heater | MECH ROOM | HWSD - Hot Water Dom/Potable | 4/30/2007
Landmark Center | 2727 W 2nd St | Hastings | NE | 68901-4684 | Adams | NE02328 | Active | N/A | 2002 | Slant Fin | CI - Cast Iron | MECH ROOM | HWHT - Hot Water Heat | 4/30/2026
Landmark Center | 2727 W 2nd St | Hastings | NE | 68901-4684 | Adams | NE02329 | Active | N/A | 2002 | Slant Fin | CI - Cast Iron | MECH ROOM | HWHT - Hot Water Heat | 4/30/2026
Landmark Center | 2727 W 2nd St | Hastings | NE | 68901-4684 | Adams | NE02330 | Active | N/A | 2002 | Slant Fin | CI - Cast Iron | MECH ROOM | HWHT - Hot Water Heat | 4/30/2026
Landmark Center | 2727 W 2nd St | Hastings | NE | 68901-4684 | Adams | NE04630 | Inactive | 74469 | 1985 | TELEDYNE LAARS | CPFT - Horiz Cpr Fin Boiler | W. AIR ROOM | HWHT - Hot Water Heat | 4/30/1997
Landmark Center | 2727 W 2nd St | Hastings | NE | 68901-4684 | Adams | NE04655 | Scrapped/Junked | 118995 | 1989 | Teledyne Laars | CPFT - Horiz Cpr Fin Boiler | BOILER ROOM #2 | HWHT - Hot Water Heat | 4/30/2018
Landmark Center | 2727 W 2nd St | Hastings | NE | 68901-4684 | Adams | NE15609 | Scrapped/Junked |  | 1986 | RHEEM MANUFACTURING CO | AHWH - ANSI/Fired Water Htr | RESTAURANT | HWSD - Hot Water Dom/Potable | 4/30/1999
Landmark Center | 2727 W 2nd St | Hastings | NE | 68901-4684 | Adams | NE20662 | Active | 141295 | 1997 | Teledyne Laars | CPFT - Horiz Cpr Fin Boiler | BOILER ROOM #2 | HWHT - Hot Water Heat | 4/30/2026
Landmark Center | 2727 W 2nd St | Hastings | NE | 68901-4684 | Adams | NE28203 | Active | 288616 | 2018 | Laars | CPFT - Horiz Cpr Fin Boiler | MECH ROOM | HWHT - Hot Water Heat | 4/30/2026
Landmark Center | 2727 W 2nd St | Hastings | NE | 68901-4684 | Adams | NE34203 | Scrapped/Junked |  | 1954 | KEWANEE | FTFB - Firetube-Firebox Boiler | MECH ROOM | HWHT - Hot Water Heat | 4/30/2005
Landmark Center | 2727 W 2nd St | Hastings | NE | 68901-4684 | Adams | NE34204 | Scrapped/Junked |  | 1954 | KEWANEE | FTFB - Firetube-Firebox Boiler | MECH ROOM | HWHT - Hot Water Heat | 4/30/2005
AG Processing, Inc. / Soybean Refinery Plant | 2801 E 7th St | Hastings | NE | 68901-5560 | Adams | NE00739 | Active | 1549 | 1999 | Alloy | PICO - Pipe Coil Assy | Refinery - Deodorizing Column #1 | HTEX - Heat Exchanger | 6/30/2026
AG Processing, Inc. / Soybean Refinery Plant | 2801 E 7th St | Hastings | NE | 68901-5560 | Adams | NE06049 | Active | 246 | 2005 | Alloy | HEXC - Heat Exchanger | Geka Boiler Building | HTEX - Heat Exchanger | 5/31/2026
AG Processing, Inc. / Soybean Refinery Plant | 2801 E 7th St | Hastings | NE | 68901-5560 | Adams | NE06300 | Active | 283 | 2005 | Alloy | HEXC - Heat Exchanger | Geka Boiler Building | HTEX - Heat Exchanger | 5/31/2026
AG Processing, Inc. / Soybean Refinery Plant | 2801 E 7th St | Hastings | NE | 68901-5560 | Adams | NE06813 | Active | 447 | 2005 | Contract Fabricators | SHTB - Shell/Tube Htexchngr | Trim Heater #2/5th Floor Deodorizer Room | HTEX - Heat Exchanger | 6/30/2026
AG Processing, Inc. / Soybean Refinery Plant | 2801 E 7th St | Hastings | NE | 68901-5560 | Adams | NE06929 | Inactive | 2913 | 1993 | NEBC | WT - Water Tube Boiler | OUTSIDE | 0030 - Portable HPS Boiler | 6/30/2007
AG Processing, Inc. / Soybean Refinery Plant | 2801 E 7th St | Hastings | NE | 68901-5560 | Adams | NE06930 | Inactive | 5616 | 2003 | KENT | ECON - Boiler Economizer | OUTSIDE/ON NE# 06929 | ECON - Boiler Economizer | 6/30/2007
AG Processing Inc | 2801 E 7th St | Hastings | NE | 68901-5560 | Adams | NE06883 | Out of Service | 695 | 2004 | Hydro-Chem | FT - Firetube Boiler | Hydrogen Process Building | PROC - Process Steam | 6/30/2022
AG Processing Inc | 2801 E 7th St | Hastings | NE | 68901-5560 | Adams | NE06884 | Out of Service | 147 | 2003 | Economaster | ECON - Boiler Economizer | Hydo plant | ECON - Boiler Economizer | 6/30/2022
AG Processing Inc | 2801 E 7th St | Hastings | NE | 68901-5560 | Adams | NE06942 | Out of Service | 688 | 2003 | Hydro-Chem | UTNK - Unfired Vertical Tank | Gas plant desulphurizer | 0001 - Desulfurizer | 6/30/2022
AG Processing Inc | 2801 E 7th St | Hastings | NE | 68901-5560 | Adams | NE06943 | Out of Service | 689 | 2003 | Hydro-Chem | UTNK - Unfired Vertical Tank | Gas Plant Shift Converter | 0003 - Shift Converter | 6/30/2022
AG Processing Inc | 2801 E 7th St | Hastings | NE | 68901-5560 | Adams | NE06944 | Out of Service | 1894 | 2003 | Hydro-Chem | SHTB - Shell/Tube Htexchngr | Gas Plant | 0052 - Process Cooler | 6/30/2022
AG Processing Inc | 2801 E 7th St | Hastings | NE | 68901-5560 | Adams | NE06945 | Out of Service | 693 | 2003 | Hydro-Chem | SHTB - Shell/Tube Htexchngr | Gas Plant | 0003 - Shift Converter | 6/30/2022
AG Processing Inc | 2801 E 7th St | Hastings | NE | 68901-5560 | Adams | NE06946 | Out of Service | 690 | 2003 | Hydro-Chem | SHTB - Shell/Tube Htexchngr | Gas Plant | 0003 - Shift Converter | 6/30/2022
AG Processing Inc | 2801 E 7th St | Hastings | NE | 68901-5560 | Adams | NE06947 | Out of Service | 691 | 2003 | HYCM | SHTB - Shell/Tube Htexchngr | Gas Plant | 0003 - Shift Converter | 6/30/2022
AG Processing Inc | 2801 E 7th St | Hastings | NE | 68901-5560 | Adams | NE06948 | Exempt | 2394 | 2003 | Hydro-Chem | UTNK - Unfired Vertical Tank | Gas Plant | STOR - Storage Vessel | 6/30/2010
AG Processing /CFB Plant | 2801 E 7th St | Hastings | NE | 68901-5560 | Adams | NE05902 | Active | 9512 | 1998 | Cleaver & Brooks | FTSM - FTS Marine Dry Back | Corn Plant Boiler Room | PROC - Process Steam | 5/31/2027
AG Processing /CFB Plant | 2801 E 7th St | Hastings | NE | 68901-5560 | Adams | NE07836 | Active | 23689 | 1971 | Cleaver & Brooks | WT - Water Tube Boiler | Corn Plant Boiler Room | PROC - Process Steam | 5/31/2027
AG Processing /CFB Plant | 2801 E 7th St | Hastings | NE | 68901-5560 | Adams | NE13348 | Active | 25296 | 2007 | Babcock & Wilcox | WT - Water Tube Boiler | CFB Boiler Bldg | PROC - Process Steam | 6/30/2026
AG Processing /CFB Plant | 2801 E 7th St | Hastings | NE | 68901-5560 | Adams | NE19901 | Active | 24024 | 1972 | Cleaver & Brooks | WT - Water Tube Boiler | Corn Plant Boiler Room | PROC - Process Steam | 5/31/2027
AG PROCESSING INC | 2801 E 7th St | Hastings | NE | 68901-5560 | ADAMS | NE00744 | Inactive | 131 | 1999 | ALLOY FABRICATIONS CO | WT - Water Tube Boiler | GEKA BLR BLDG | PROC - Process Steam | 6/30/2005
AG PROCESSING INC | 2801 E 7th St | Hastings | NE | 68901-5560 | ADAMS | NE06616 | Inactive | 3513 | 1997 | NEBRASKA BOILER | WT - Water Tube Boiler | OUTSIDE/TEMP UNIT | PHPS - Portable High PSI Steam | 10/31/2006
AG PROCESSING INC | 2801 E 7th St | Hastings | NE | 68901-5560 | ADAMS | NE06617 | Inactive | 5616 | 2003 | KENTUBE ENG PRODUCTS | ECON - Boiler Economizer | ON NE# 06616 | ECON - Boiler Economizer | 10/31/2006
AG PROCESSING INC | 2801 E 7th St | Hastings | NE | 68901-5560 | ADAMS | NE19902 | Inactive | 23690 | 1979 | CLEAVER BROOKS | FTSM - FTS Marine Dry Back |  | PROC - Process Steam | 10/31/1996
COMFORT INN | 2903 Osborne Dr W | Hastings | NE | 68901-9146 | ADAMS | NE30963 | Scrapped/Junked |  | 1996 | RHEEM MANUFACTURING CO | ELWH - Electric Water Heater | STORE ROOM | HWSD - Hot Water Dom/Potable | 10/31/1999
COMFORT INN | 2903 Osborne Dr W | Hastings | NE | 68901-9146 | ADAMS | NE30964 | Exempt 1999 LB-66 |  | 1996 | RHEEM MANUFACTURING CO | ELWH - Electric Water Heater | STORE ROOM | HWSD - Hot Water Dom/Potable | 10/31/1999
Adams County Office Bldg | 300 N St Joseph Ave | Hastings | NE | 68901-7597 | Adams | NE00682 | Scrapped/Junked | n/a | 1980 | Bryant | CI - Cast Iron | Basement | HWHT - Hot Water Heat | 3/31/2015
Adams County Office Bldg | 300 N St Joseph Ave | Hastings | NE | 68901-7597 | Adams | NE25369 | Scrapped/Junked | 385907 | 2013 | Raypak | CPFT - Horiz Cpr Fin Boiler | Basement Boiler Room | HWHT - Hot Water Heat | 12/31/2025
Adams County Office Bldg | 300 N St Joseph Ave | Hastings | NE | 68901-7597 | Adams | NE43311 | Active | 466719 | 2024 | Lochinvar | WTSS - Watertube SS Steel | Mechanical Room | HWHT - Hot Water Heat | 12/31/2026
Adams County Office Bldg | 300 N St Joseph Ave | Hastings | NE | 68901-7597 | Adams | NE43312 | Active | 466681 | 2024 | Lochinvar | WTSS - Watertube SS Steel | Mechanical Room | HWHT - Hot Water Heat | 12/31/2026
Hastings Good Sam Village | 300 S 1st Ave | Hastings | NE | 68901-6464 | Adams | NE01781 | Scrapped/Junked | 98343 | 2003 | RHEEM | CHWH - ASME/Fired Water Heater | KITCHEN | HWSD - Hot Water Dom/Potable | 4/30/2015
Hastings Good Sam Village | 300 S 1st Ave | Hastings | NE | 68901-6464 | Adams | NE07549 | Scrapped/Junked | 110312 | 2006 | Ruud-Rheem | FTVT - Firetube Vertical TB | BOILER ROOM | HWSD - Hot Water Dom/Potable | 4/30/2013
Hastings Good Sam Village | 300 S 1st Ave | Hastings | NE | 68901-6464 | Adams | NE09361 | Scrapped/Junked | 120552 | 2007 | AOSM | CHWH - ASME/Fired Water Heater | MECH ROOM | HWSD - Hot Water Dom/Potable | 4/30/2020
Hastings Good Sam Village | 300 S 1st Ave | Hastings | NE | 68901-6464 | Adams | NE09362 | Scrapped/Junked | 120554 | 2007 | AOSM | CHWH - ASME/Fired Water Heater | MECH ROOM | HWSD - Hot Water Dom/Potable | 4/30/2020
Hastings Good Sam Village | 300 S 1st Ave | Hastings | NE | 68901-6464 | Adams | NE09952 | Scrapped/Junked | 91234 | 2001 | RHEEM | CHWH - ASME/Fired Water Heater | BOILER ROOM | HWSD - Hot Water Dom/Potable | 4/30/2013
Hastings Good Sam Village | 300 S 1st Ave | Hastings | NE | 68901-6464 | Adams | NE09953 | Scrapped/Junked | 91232 | 2001 | RHEEM MANUFACTURING CO | CHWH - ASME/Fired Water Heater | BOILER ROOM | HWSD - Hot Water Dom/Potable | 4/30/2007
Hastings Good Sam Village | 300 S 1st Ave | Hastings | NE | 68901-6464 | Adams | NE15930 | Active | n/a | 1972 | Thermo Pak | WT - Water Tube Boiler | BOILER ROOM | HWHT - Hot Water Heat | 4/30/2026
Hastings Good Sam Village | 300 S 1st Ave | Hastings | NE | 68901-6464 | Adams | NE15931 | Active | n/a | 1972 | Thermo Pak | WT - Water Tube Boiler | BOILER ROOM | HWHT - Hot Water Heat | 4/30/2027
Hastings Good Sam Village | 300 S 1st Ave | Hastings | NE | 68901-6464 | Adams | NE15932 | Active | n/a | 1972 | Thermo Pak | WT - Water Tube Boiler | BOILER ROOM | HWHT - Hot Water Heat | 4/30/2027
Hastings Good Sam Village | 300 S 1st Ave | Hastings | NE | 68901-6464 | Adams | NE15933 | Scrapped/Junked | n/a | 1972 | Thermo Pak | WT - Water Tube Boiler | BOILER ROOM | HWHT - Hot Water Heat | 4/30/2013
Hastings Good Sam Village | 300 S 1st Ave | Hastings | NE | 68901-6464 | Adams | NE15936 | Scrapped/Junked | 166209 | 1990 | AO SMITH | CHWH - ASME/Fired Water Heater | BOILER ROOM | HWSD - Hot Water Dom/Potable | 4/30/2004
Hastings Good Sam Village | 300 S 1st Ave | Hastings | NE | 68901-6464 | Adams | NE17192 | Scrapped/Junked | 62719 | 1993 | RHEEM | CHWH - ASME/Fired Water Heater | BOILER ROOM | HWSD - Hot Water Dom/Potable | 4/30/2013
Hastings Good Sam Village | 300 S 1st Ave | Hastings | NE | 68901-6464 | Adams | NE17193 | Scrapped/Junked | 62718 | 1993 | RHEEM | CHWH - ASME/Fired Water Heater | BOILER ROOM | HWSD - Hot Water Dom/Potable | 4/30/2013
Hastings Good Sam Village | 300 S 1st Ave | Hastings | NE | 68901-6464 | Adams | NE17194 | Scrapped/Junked | 23017 | 1993 | AO SMITH | CHWH - ASME/Fired Water Heater | BOILER ROOM | HWSD - Hot Water Dom/Potable | 4/30/2003
Hastings Good Sam Village | 300 S 1st Ave | Hastings | NE | 68901-6464 | Adams | NE17195 | Scrapped/Junked | 14563 | 1993 | AO SMITH | CHWH - ASME/Fired Water Heater | BOILER ROOM | HWSD - Hot Water Dom/Potable | 4/30/2003
Hastings Good Sam Village | 300 S 1st Ave | Hastings | NE | 68901-6464 | Adams | NE17200 | Scrapped/Junked | 68551 | 1995 | RHEEM MANUFACTURING CO | CHWH - ASME/Fired Water Heater | BOILER ROOM | HWSD - Hot Water Dom/Potable | 4/30/2009
Hastings Good Sam Village | 300 S 1st Ave | Hastings | NE | 68901-6464 | Adams | NE19801 | Scrapped/Junked | 68549 | 1995 | RHEEM MANUFACTURING CO | CHWH - ASME/Fired Water Heater | BOILER ROOM | HWSD - Hot Water Dom/Potable | 4/30/2009
Hastings Good Sam Village | 300 S 1st Ave | Hastings | NE | 68901-6464 | Adams | NE19803 | Scrapped/Junked | 328906 | 1994 | AO SMITH | CHWH - ASME/Fired Water Heater | BOILER ROOM | HWSD - Hot Water Dom/Potable | 4/30/2002
Hastings Good Sam Village | 300 S 1st Ave | Hastings | NE | 68901-6464 | Adams | NE19804 | Scrapped/Junked | 326335 | 1994 | AO SMITH | CHWH - ASME/Fired Water Heater | BOILER ROOM | HWSD - Hot Water Dom/Potable | 4/30/2004
Hastings Good Sam Village | 300 S 1st Ave | Hastings | NE | 68901-6464 | Adams | NE22350 | Scrapped/Junked | 77147 | 1998 | RHEEM | CHWH - ASME/Fired Water Heater | BOILER ROOM | HWSD - Hot Water Dom/Potable | 4/30/2014
Hastings Good Sam Village | 300 S 1st Ave | Hastings | NE | 68901-6464 | Adams | NE22351 | Scrapped/Junked | 77148 | 1998 | RHEEM | CHWH - ASME/Fired Water Heater | BOILER ROOM | HWSD - Hot Water Dom/Potable | 4/30/2014
Hastings Good Sam Village | 300 S 1st Ave | Hastings | NE | 68901-6464 | Adams | NE23781 | Active | 18705 | 2012 | Noritz | CPFH - Copper Fin Water Heater | Perkins Pavillion | HWSD - Hot Water Dom/Potable | 4/30/2027
Hastings Good Sam Village | 300 S 1st Ave | Hastings | NE | 68901-6464 | Adams | NE23782 | Active | 18707 | 2012 | Noritz | CPFH - Copper Fin Water Heater | Perkins Pavillion | HWSD - Hot Water Dom/Potable | 4/30/2027
Hastings Good Sam Village | 300 S 1st Ave | Hastings | NE | 68901-6464 | Adams | NE24643 | Active | 17541 | 2012 | Noritz | CPFH - Copper Fin Water Heater | Perkins Pavillion | HWSD - Hot Water Dom/Potable | 4/30/2027
Hastings Good Sam Village | 300 S 1st Ave | Hastings | NE | 68901-6464 | Adams | NE25829 | Active | 17552 | 2012 | Noritz | CPFH - Copper Fin Water Heater | Perkins Pavillion | HWSD - Hot Water Dom/Potable | 4/30/2027
Hastings Good Sam Village | 300 S 1st Ave | Hastings | NE | 68901-6464 | Adams | NE25830 | Active | 17578 | 2012 | Noritz | CPFH - Copper Fin Water Heater | Perkins Pavillion | HWSD - Hot Water Dom/Potable | 4/30/2027
Hastings Good Sam Village | 300 S 1st Ave | Hastings | NE | 68901-6464 | Adams | NE25842 | Active | 139454 | 2014 | RHEEM | CHWH - ASME/Fired Water Heater | KITCHEN | HWSD - Hot Water Dom/Potable | 4/30/2026
Herbergers | 3001 W 12th St | Hastings | NE | 68901-3481 | Adams | NE17651 | Inactive | 132881 | 1994 | Sussman-Automatic Corp | ELBL - Electric Boiler | ALTERATIONS | PROC - Process Steam | 5/31/1998
Hastings Ford Lincoln | 3005 Osborne Dr W | Hastings | NE | 68901-9104 | Adams | NE01785 | Scrapped/Junked | 212353 | 2003 | Raypak | CPFT - Horiz Cpr Fin Boiler | MECH ROOM | HWSP - Hot Water Non Potable Supply | 3/31/2025
Hastings Ford Lincoln | 3005 Osborne Dr W | Hastings | NE | 68901-9104 | Adams | NE01786 | Inactive | 214113 | 2003 | Raypak | CPFT - Horiz Cpr Fin Boiler | MECH ROOM | HWHF - Hot Water Heat-Floor | 3/31/2022
ST CECILIA PARISH SCHOOL | 301 W 7th St | Hastings | NE | 68901-4460 | ADAMS | NE20434 | Inactive |  | 1992 | RHEEM MANUFACTURING CO | AHWH - ANSI/Fired Water Htr | BOILER ROOM | HWSD - Hot Water Dom/Potable | 8/31/1999
ST CECILIA PARISH SCHOOL | 301 W 7th St | Hastings | NE | 68901-4460 | ADAMS | NE32243 | Inactive |  | 1982 | WEIL MCLAIN |  | ST CECILIA GYM | HWHT - Hot Water Heat | 8/31/1992
ST CECILIA PARISH SCHOOL | 301 W 7th St | Hastings | NE | 68901-4460 | ADAMS | NE32244 | Inactive |  | 1982 | WEIL MCLAIN |  | ST CECILIA GYM | HWHT - Hot Water Heat | 8/31/1992
US Bank - Hastings | 305 N Hastings Ave | Hastings | NE | 68901-5105 | Adams | NE09439 | Scrapped/Junked | N/A | 1971 | Kewanee | FTFB - Firetube-Firebox Boiler | Boiler Room | HWHT - Hot Water Heat | 9/30/2024
US Bank - Hastings | 305 N Hastings Ave | Hastings | NE | 68901-5105 | Adams | NE43690 | Active | 42977251 | 2023 | Thermal Solutions | CPFH - Copper Fin Water Heater | Basement | HWHT - Hot Water Heat | 9/30/2025
Remington Hybrid Seed Co | 311 Road 3168 | Hastings | NE | 68901-9413 | Adams | NE09807 | Active | 10900 | 2000 | Les Inc/Aldrich Co | FTVT - Firetube Vertical TB | BOILER ROOM | HWHT - Hot Water Heat | 2/28/2027
Remington Hybrid Seed Co | 311 Road 3168 | Hastings | NE | 68901-9413 | Adams | NE09808 | Active | 10905 | 2000 | Les Inc/Aldrich Co | FTVT - Firetube Vertical TB | BOILER ROOM | HWHT - Hot Water Heat | 2/28/2027
R Lazy K Feedlot | 31160 Road A | Glenvil | NE | 68941 | Adams | NE28379 | Active | 18768 | 2018 | Superior Boiler Works | FT - Firetube Boiler | Flaker building | PROC - Process Steam | 2/28/2027
Alcott School | 313 N Cedar Ave | Hastings | NE | 68901-5349 | Adams | NE34314 | Scrapped/Junked | 36936 | 1983 | Kewanee | FTFB - Firetube-Firebox Boiler | BOILER ROOM | STHT - Steam-Heat | 6/30/2016
Alcott School | 313 N Cedar Ave | Hastings | NE | 68901-5349 | Adams | NE34315 | Scrapped/Junked | 36200 | 1982 | Kewanee | FTFB - Firetube-Firebox Boiler | BOILER ROOM | STHT - Steam-Heat | 6/30/2016
City Of Hastings Library | 314 N Denver Ave | Hastings | NE | 68901-5127 | Adams | NE27100 | Active | 214704 | 2016 | Lochenvar | FTSS - Firetube Stainless Steel | Basement Boiler Room | HWHT - Hot Water Heat | 10/31/2026
City Of Hastings Library | 314 N Denver Ave | Hastings | NE | 68901-5127 | Adams | NE27301 | Active | 211321 | 2016 | Lochenvar | FTSS - Firetube Stainless Steel | Basement Boiler Room | HWHT - Hot Water Heat | 10/31/2026
City Of Hastings Library | 314 N Denver Ave | Hastings | NE | 68901-5127 | Adams | NE37539 | Scrapped/Junked | n/a | 1962 | Kewanee | FT - Firetube Boiler | Boiler Room | HWHT - Hot Water Heat | 1/31/2017
City of Hastings Old School Building | 314 W Lincoln St | Hastings | NE | 68901 | Adams | NE20433 | Exempt 1999 LB-66 |  | 1969 | RHEEM MANUFACTURING CO | AHWH - ANSI/Fired Water Htr | BOILER ROOM | HWSD - Hot Water Dom/Potable | 8/31/1999
City of Hastings Old School Building | 314 W Lincoln St | Hastings | NE | 68901 | Adams | NE32227 | Scrapped/Junked |  | 1973 | KEWANEE | FT - Firetube Boiler |  | STHT - Steam-Heat | 8/31/1999
HASTINGS GOOD SAM VILLAGE | 315 S 1st Ave | Hastings | NE | 68901-6482 | ADAMS | NE16000 | Inactive |  | 1987 | RHEEM MANUFACTURING CO | AHWH - ANSI/Fired Water Htr | EAST BOILER ROOM | HWSD - Hot Water Dom/Potable | 4/30/1992
HASTINGS GOOD SAM VILLAGE | 315 S 1st Ave | Hastings | NE | 68901-6482 | ADAMS | NE21211 | Exempt 1999 LB-66 |  | 1996 | AO SMITH | AHWH - ANSI/Fired Water Htr |  | HWSD - Hot Water Dom/Potable | 4/30/1999
HASTINGS GOOD SAM VILLAGE | 315 S 1st Ave | Hastings | NE | 68901-6482 | ADAMS | NE21212 | Exempt 1999 LB-66 |  | 1996 | AO SMITH | AHWH - ANSI/Fired Water Htr |  | HWSD - Hot Water Dom/Potable | 4/30/1999
HASTINGS GOOD SAM VILLAGE | 315 S 1st Ave | Hastings | NE | 68901-6482 | ADAMS | NE21213 | Exempt 1999 LB-66 |  | 1996 | AO SMITH | AHWH - ANSI/Fired Water Htr |  | HWSD - Hot Water Dom/Potable | 4/30/1999
HASTINGS GOOD SAM VILLAGE | 315 S 1st Ave | Hastings | NE | 68901-6482 | ADAMS | NE21214 | Exempt 1999 LB-66 |  | 1996 | AO SMITH | AHWH - ANSI/Fired Water Htr |  | HWSD - Hot Water Dom/Potable | 4/30/1999
BEREAN FUNDAMENTAL CHURCH | 316 N Lexington Ave | Hastings | NE | 68901-5041 | ADAMS | NE16400 | Scrapped/Junked |  | 1910 | US RADIATOR |  | BOILER ROOM | STHT - Steam-Heat | 1/31/1999
Hastings Police Station | 317 S Burlington Ave | Hastings | NE | 68901-5936 | Adams | NE01590 | Scrapped/Junked | 178239 | 2001 | Teledyne & Laars | COBL - Coil Type Boiler | blr rm | HWHT - Hot Water Heat | 2/28/2013
Hastings Police Station | 317 S Burlington Ave | Hastings | NE | 68901-5936 | Adams | NE01591 | Scrapped/Junked | 112250 | 2001 | Teledyne & Laars | COBL - Coil Type Boiler | blr rm | HWHT - Hot Water Heat | 2/28/2013
Hastings Police Station | 317 S Burlington Ave | Hastings | NE | 68901-5936 | Adams | NE01592 | Scrapped/Junked | 112249 | 2001 | Teledyne & Laars | COBL - Coil Type Boiler | BASEMENT | HWHT - Hot Water Heat | 2/28/2013
Hastings Police Station | 317 S Burlington Ave | Hastings | NE | 68901-5936 | Adams | NE01593 | Scrapped/Junked | 178237 | 2001 | Teledyne & Laars | COBL - Coil Type Boiler | BASEMENT | HWHT - Hot Water Heat | 2/28/2013
Hastings Police Station | 317 S Burlington Ave | Hastings | NE | 68901-5936 | Adams | NE01594 | Scrapped/Junked | 178235 | 2001 | Teledyne & Laars | COBL - Coil Type Boiler | blr rm | HWHT - Hot Water Heat | 2/28/2013
Hastings Police Station | 317 S Burlington Ave | Hastings | NE | 68901-5936 | Adams | NE01595 | Scrapped/Junked | 112252 | 2001 | Teledyne & Laars | COBL - Coil Type Boiler | BASEMENT | HWSD - Hot Water Dom/Potable | 2/28/2013
Hastings Police Station | 317 S Burlington Ave | Hastings | NE | 68901-5936 | Adams | NE23777 | Active | 18776 | 2012 | Aldrich | FTVT - Firetube Vertical TB | Basement | HWHT - Hot Water Heat | 2/28/2027
Hastings Police Station | 317 S Burlington Ave | Hastings | NE | 68901-5936 | Adams | NE23778 | Scrapped/Junked | 18777 | 2012 | Aldrich | FTVT - Firetube Vertical TB | Basement | HWHT - Hot Water Heat | 2/28/2017
Hastings Police Station | 317 S Burlington Ave | Hastings | NE | 68901-5936 | Adams | NE25049 | Inactive | 106221 | 2000 | TELEDYNE LAARS | WT - Water Tube Boiler | BOILER ROOM | HWHT - Hot Water Heat | 9/30/2001
Hastings Police Station | 317 S Burlington Ave | Hastings | NE | 68901-5936 | Adams | NE25050 | Inactive | 105477 | 2000 | TELEDYNE LAARS | WT - Water Tube Boiler | BOILER ROOM | HWHT - Hot Water Heat | 9/30/2001
Hastings Police Station | 317 S Burlington Ave | Hastings | NE | 68901-5936 | Adams | NE25051 | Inactive | 106215 | 2000 | TELEDYNE LAARS | WT - Water Tube Boiler | BOILER ROOM | HWHT - Hot Water Heat | 9/30/2001
Hastings Police Station | 317 S Burlington Ave | Hastings | NE | 68901-5936 | Adams | NE25052 | Inactive | 106212 | 2000 | TELEDYNE LAARS | WT - Water Tube Boiler | BOILER ROOM | HWHT - Hot Water Heat | 9/30/2001
Hastings Police Station | 317 S Burlington Ave | Hastings | NE | 68901-5936 | Adams | NE25053 | Inactive | 106211 | 2000 | TELEDYNE LAARS | WT - Water Tube Boiler | BOILER ROOM | HWHT - Hot Water Heat | 9/30/2001
Hastings Police Station | 317 S Burlington Ave | Hastings | NE | 68901-5936 | Adams | NE25057 | Inactive | 96562 | 1999 | TELEDYNE LAARS | WT - Water Tube Boiler | BOILER ROOM | HWHT - Hot Water Heat | 7/31/2001
Hastings Police Station | 317 S Burlington Ave | Hastings | NE | 68901-5936 | Adams | NE25058 | Inactive | 96563 | 1999 | TELEDYNE LAARS | WT - Water Tube Boiler | BOILER ROOM | HWHT - Hot Water Heat | 7/31/2001
Hastings Police Station | 317 S Burlington Ave | Hastings | NE | 68901-5936 | Adams | NE25059 | Inactive | 96564 | 1999 | TELEDYNE LAARS | WT - Water Tube Boiler | BOILER ROOM | HWHT - Hot Water Heat | 7/31/2001
Hastings Police Station | 317 S Burlington Ave | Hastings | NE | 68901-5936 | Adams | NE25060 | Inactive | 96560 | 1999 | TELEDYNE LAARS | WT - Water Tube Boiler | BOILER ROOM | HWHT - Hot Water Heat | 7/31/2001
Hastings Police Station | 317 S Burlington Ave | Hastings | NE | 68901-5936 | Adams | NE25061 | Inactive | 96557 | 1999 | TELEDYNE LAARS | WT - Water Tube Boiler | BOILER ROOM | HWHT - Hot Water Heat | 7/31/2001
Hastings Police Station | 317 S Burlington Ave | Hastings | NE | 68901-5936 | Adams | NE27309 | Active | 19931 | 2017 | Aldrich | FTVT - Firetube Vertical TB | Basement | HWHT - Hot Water Heat | 2/28/2027
Bimbo Baking US (BBU) | 317 S Elm Ave | Hastings | NE | 68901-6436 | Adams | NE05502 | Inactive | 16878 | 1952 | Kewanee | FTFB - Firetube-Firebox Boiler | Boiler Room | PROC - Process Steam | 10/31/2016
Bimbo Baking US (BBU) | 317 S Elm Ave | Hastings | NE | 68901-6436 | Adams | NE05503 | Out of Service | 16943 | 1952 | Kewanee | FTLO - Firetube Locomotive Type | Boiler Room | PROC - Process Steam | 3/31/2012
Windstream Communications | 321 N Saint Joseph Ave | Hastings | NE | 68901-7559 | Adams | NE15256 | Scrapped/Junked | n/a | 1966 | Peerless | CI - Cast Iron | BOILER ROOM | STHT - Steam-Heat | 12/31/2014
Windstream Communications | 321 N Saint Joseph Ave | Hastings | NE | 68901-7559 | Adams | NE25368 | Active | 130995 | 2013 | Lochinvar | CPFH - Copper Fin Water Heater | Basement Boiler Room | HWHT - Hot Water Heat | 12/31/2026
VILLAGE INN HASTINGS | 3211 W 2ND ST | HASTINGS | NE | 68901 | ADAMS | NE40884 | Exempt 1999 LB-66 |  | 1998 | RHEEM MANUFACTURING CO | AHWH - ANSI/Fired Water Htr | KITCHEN | HWSD - Hot Water Dom/Potable | 1/1/1900
FOOTE TIRE COMPANY | 324 W 2nd St | Hastings | NE | 68901-7532 | ADAMS | NE05917 | Inactive | 89278 | 1966 | COLUMBIA BOILER CO | FT - Firetube Boiler | PRODUCTION FLOOR | PROC - Process Steam | 5/31/2001
Auto Spa | 3300 Osborne Dr E | Hastings | NE | 68901 | Adams | NE28385 | Active | 106229 | 2019 | Lochinvar | SSCO - SS Coil Boiler | Mechanical room | GLFH - Glycol Floor Heat System | 3/31/2027
Gottsch Enterprises LLC | 3303 W 12th St | Hastings | NE | 68901-3446 | Adams | NE10593 | Scrapped/Junked | n/a | 1976 | Peerless | CI - Cast Iron | Basement | HWHT - Hot Water Heat | 1/31/2015
Menard's | 3400 Osborne Dr E | Hastings | NE | 68901-1977 | Adams | NE10148 | Active | 30248 | 2007 | Heat Transfer Products Inc. | WTSS - Watertube SS Steel | MECH ROOM | GLFH - Glycol Floor Heat System | 4/30/2027
Holiday Inn Express | 3605 Cimarron Plz | Hastings | NE | 68901-2881 | Adams | NE09201 | Scrapped/Junked | 111961 | 2007 | A O Smith | CHWH - ASME/Fired Water Heater | LAUNDRY | HWSD - Hot Water Dom/Potable | 4/30/2018
Holiday Inn Express | 3605 Cimarron Plz | Hastings | NE | 68901-2881 | Adams | NE27323 | Active | 228625 | 2017 | A O Smith | CHWH - ASME/Fired Water Heater | LAUNDRY | HWSD - Hot Water Dom/Potable | 1/31/2028
WALMART #1460 | 3803 OSBORNE DR | HASTINGS | NE | 68901 | ADAMS | NE06032 | Exempt | 56197 | 2004 | STANDARD REFRIGERATION | HTNK - Horizontal UFPV | PUMP HOUSE A | REFR - Refrigerant Storage/Supp | 2/28/2007
WALMART #1460 | 3803 OSBORNE DR | HASTINGS | NE | 68901 | ADAMS | NE06033 | Exempt | 56199 | 2004 | STANDARD REFRIGERATION | HTNK - Horizontal UFPV | PUMP HOUSE A | REFR - Refrigerant Storage/Supp | 2/28/2007
WALMART #1460 | 3803 OSBORNE DR | HASTINGS | NE | 68901 | ADAMS | NE06034 | Exempt | 55714 | 2004 | STANDARD REFRIGERATION | HTNK - Horizontal UFPV | PUMP HOUSE B | REFR - Refrigerant Storage/Supp | 2/28/2007
WALMART #1460 | 3803 OSBORNE DR | HASTINGS | NE | 68901 | ADAMS | NE06035 | Exempt | 55720 | 2004 | STANDARD REFRIGERATION | HTNK - Horizontal UFPV | PUMP HOUSE B | REFR - Refrigerant Storage/Supp | 2/28/2007
St Cecilia High School | 401 W 6th St | Hastings | NE | 68901-7523 | Adams | NE24230 | Scrapped/Junked | 142710 | 1997 | Raypak | WT - Water Tube Boiler | NEW GYM BOILER ROOM | HWSD - Hot Water Dom/Potable | 1/31/2015
St Cecilia High School | 401 W 6th St | Hastings | NE | 68901-7523 | Adams | NE24700 | Scrapped/Junked | 261414 | 2014 | Lochinvar | CHWH - ASME/Fired Water Heater | Gym Boiler room | HWSD - Hot Water Dom/Potable | 1/31/2021
St Cecilia High School | 401 W 6th St | Hastings | NE | 68901-7523 | Adams | NE28444 | Active | 152660 | 2020 | Lochinvar | COBL - Coil Type Boiler | BASEMENT BOILER ROOM | HWDP - Hotwater Heat & Dom Supply | 1/31/2027
St Cecilia High School | 401 W 6th St | Hastings | NE | 68901-7523 | Adams | NE32000 | Scrapped/Junked | na | 1956 | Kewanee | FTFB - Firetube-Firebox Boiler | SCHOOL BASEMENT | HWHT - Hot Water Heat | 1/31/2024
St Cecilia High School | 401 W 6th St | Hastings | NE | 68901-7523 | Adams | NE32242 | Scrapped/Junked | na | 1982 | Weil-Mcclain | CI - Cast Iron | GYM | HWHT - Hot Water Heat | 1/31/2020
St Cecilia High School | 401 W 6th St | Hastings | NE | 68901-7523 | Adams | NE32451 | Scrapped/Junked | na | 1961 | Kewanee | FTFB - Firetube-Firebox Boiler | SCHOOL BASEMENT | HWHT - Hot Water Heat | 1/31/2024
Ken Stein | 4030 S Wabash Ave | Hastings | NE | 68901-7755 | Adams | NE01344 | Inactive | n/a | 1915 | The New Huber | HOBB - Hobby/Antique Boiler | PORTABLE | 0024 - Antique Steam Tractor | 5/31/2021
Cuprem Inc | 411 E Elm St | Kenesaw | NE | 68956 | Adams | NE02129 | Scrapped/Junked | 16855 | 1986 | Electro-Steam | ELBL - Electric Boiler | BOILER ROOM | PROC - Process Steam | 7/31/2015
Hastings Masonic Temple | 411 N Hastings Ave | Hastings | NE | 68901-5162 | ADAMS | NE05801 | Exempt 1999 LB-66 |  | 1989 | STATE INDUSTRIES | AHWH - ANSI/Fired Water Htr | BASEMENT | HWSD - Hot Water Dom/Potable | 2/29/2000
Hastings Masonic Temple | 411 N Hastings Ave | Hastings | NE | 68901-5162 | ADAMS | NE15122 | Out of Service | n/a | 1988 | Peerless | CI - Cast Iron | BASEMENT | STHT - Steam-Heat | 11/30/2017
Hastings Masonic Temple | 411 N Hastings Ave | Hastings | NE | 68901-5162 | ADAMS | NE26433 | Active | 19784 | 2016 | Aldrich | FT - Firetube Boiler | Basement | STHT - Steam-Heat | 11/30/2026
Hastings Regional Center | 4200 W 2nd St | Hastings | NE | 68901-9700 | Adams | NE00036 | Inactive |  | 1927 | MURRAY | WT - Water Tube Boiler | #2 | POWR - Power Generation | 7/31/2002
Hastings Regional Center | 4200 W 2nd St | Hastings | NE | 68901-9700 | Adams | NE00372 | Inactive |  | 1927 | MURRAY | WT - Water Tube Boiler | POWER PLNT #1 | POWR - Power Generation | 7/31/2002
Hastings Regional Center | 4200 W 2nd St | Hastings | NE | 68901-9700 | Adams | NE01130 | Inactive | 1147 | 1961 | NEBC | WT - Water Tube Boiler | BOILER PLANT | BSUP - Bldg Heat & Process | 9/30/2010
Hastings Regional Center | 4200 W 2nd St | Hastings | NE | 68901-9700 | Adams | NE09708 | Scrapped/Junked | 9773 | 2001 | Hurst | FTWB - FTS Marine Wet Back | BOILER PLANT | BSUP - Bldg Heat & Process | 9/30/2020
Hastings Regional Center | 4200 W 2nd St | Hastings | NE | 68901-9700 | Adams | NE09709 | Inactive | 9796 | 2001 | Hurst | FTWB - FTS Marine Wet Back | BOILER PLANT | BSUP - Bldg Heat & Process | 9/30/2019
Hastings Regional Center | 4200 W 2nd St | Hastings | NE | 68901-9700 | Adams | NE09710 | Out of Service | 9797 | 2001 | Hurst | FTWB - FTS Marine Wet Back | BOILER PLANT | BSUP - Bldg Heat & Process | 9/30/2019
Hastings Regional Center | 4200 W 2nd St | Hastings | NE | 68901-9700 | Adams | NE29106 | Active | 488580 | 2020 | Lochinvar | COBL - Coil Type Boiler | Administration building | GLYC - Glycol Bldg Heat Sys | 9/30/2026
Hastings Regional Center | 4200 W 2nd St | Hastings | NE | 68901-9700 | Adams | NE29107 | Active | 488581 | 2020 | Lochinvar | COBL - Coil Type Boiler | Administration building | GLYC - Glycol Bldg Heat Sys | 9/30/2026
Hastings Regional Center | 4200 W 2nd St | Hastings | NE | 68901-9700 | Adams | NE29108 | Active | 486729 | 2020 | Lochinvar | COBL - Coil Type Boiler | Chappel | HWHT - Hot Water Heat | 9/30/2026
Hastings Regional Center | 4200 W 2nd St | Hastings | NE | 68901-9700 | Adams | NE29109 | Active | 333021 | 2018 | Lochinvar | COBL - Coil Type Boiler | Program building | GLYC - Glycol Bldg Heat Sys | 9/30/2026
Hastings Regional Center | 4200 W 2nd St | Hastings | NE | 68901-9700 | Adams | NE29110 | Active | 330262 | 2018 | Lochinvar | COBL - Coil Type Boiler | Program building | GLYC - Glycol Bldg Heat Sys | 9/30/2026
St Marks Pro-Cathedral | 422 N Burlington Ave | Hastings | NE | 68901-5059 | Adams | NE06747 | Active | 14503 | 2005 | ALES | FTVT - Firetube Vertical TB | BOILER ROOM | HWHT - Hot Water Heat | 1/31/2027
St Marks Pro-Cathedral | 422 N Burlington Ave | Hastings | NE | 68901-5059 | Adams | NE06748 | Active | 14505 | 2005 | ALES | FTVT - Firetube Vertical TB | BOILER ROOM | HWHT - Hot Water Heat | 1/31/2027
St Marks Pro-Cathedral | 422 N Burlington Ave | Hastings | NE | 68901-5059 | Adams | NE15119 | Scrapped/Junked |  | 1956 | KEWANEE | FTFB - Firetube-Firebox Boiler | BOILER ROOM | HWHT - Hot Water Heat | 10/31/2004
FOOTE CLINIC INC | 422 N Hastings Ave | Hastings | NE | 68901-5169 | ADAMS | NE35464 | Inactive |  | 1945 | CRANE |  | BOILER ROOM | STHT - Steam-Heat | 4/30/1990
Chief Ethanol Fuels Inc | 4225 E South St | Hastings | NE | 68901-8338 | Adams | NE03671 | Inactive | 19208 | 1984 | Zurn Industries | WT - Water Tube Boiler | BOILER ROOM | PROC - Process Steam | 5/31/2022
Chief Ethanol Fuels Inc | 4225 E South St | Hastings | NE | 68901-8338 | Adams | NE17427 | Active | 426 | 1993 | Foster Wheeler | WT - Water Tube Boiler | SOUTH BLR RM | PROC - Process Steam | 6/30/2026
Chief Ethanol Fuels Inc | 4225 E South St | Hastings | NE | 68901-8338 | Adams | NE41117 | Active | 390 | 2007 | RENTEC | WT - Water Tube Boiler | Rentech Boiler Building | PROC - Process Steam | 2/28/2027
Chief Ethanol Fuels Inc | 4225 E South St | Hastings | NE | 68901-8338 | Adams | NE41118 | Active | 6447 | 2007 | Kentube Engineered Products | ECON - Boiler Economizer | Rentech Boiler Building | PROC - Process Steam | 2/28/2027
A-1 Fiberglass | 4495 S Gunpowder Cir | Hastings | NE | 68901-8325 | Adams | NE06924 | Scrapped/Junked | 24958 | 2005 | HTPI | SSCO - SS Coil Boiler | BUILDING # 4 | HWHT - Hot Water Heat | 4/30/2016
A-1 Fiberglass | 4495 S Gunpowder Cir | Hastings | NE | 68901-8325 | Adams | NE06925 | Active | n/a | 2005 | Argo | ELBL - Electric Boiler | MAINTENANCE BLDG | HWHF - Hot Water Heat-Floor | 3/31/2027
A-1 Fiberglass | 4495 S Gunpowder Cir | Hastings | NE | 68901-8325 | Adams | NE20788 | Scrapped/Junked | n/a | 2008 | MUNCHKIN | WTSS - Watertube SS Steel | Building 2 | HWHF - Hot Water Heat-Floor | 4/30/2011
A-1 Fiberglass | 4495 S Gunpowder Cir | Hastings | NE | 68901-8325 | Adams | NE21068 | Active | 155806 | 2011 | HTPI/Giannoni | WTSS - Watertube SS Steel | Building 2 | HWHF - Hot Water Heat-Floor | 3/31/2027
A-1 Fiberglass | 4495 S Gunpowder Cir | Hastings | NE | 68901-8325 | Adams | NE26895 | Active | 142709 | 2014 | Lochinvar | WTSS - Watertube SS Steel | Bldg. 4 Boiler Room | HWHF - Hot Water Heat-Floor | 3/31/2027
Dutton Lainson Co | 451 W 2nd St | Hastings | NE | 68901-7535 | Adams | NE10425 | Scrapped/Junked | none | 2000 | Slant Fin | CI - Cast Iron | BOILER ROOM | HWHT - Hot Water Heat | 5/31/2021
Dutton Lainson Co | 451 W 2nd St | Hastings | NE | 68901-7535 | Adams | NE14333 | Active | none | 1919 | Kewanee | FTLO - Firetube Locomotive Type | BASEMENT | STHT - Steam-Heat | 5/31/2027
Dutton Lainson Co | 451 W 2nd St | Hastings | NE | 68901-7535 | Adams | NE15107 | Scrapped/Junked | 110311 | 1988 | Teledyne | CPFT - Horiz Cpr Fin Boiler | BASEMENT | HWHT - Hot Water Heat | 5/31/2021
Dutton Lainson Co | 451 W 2nd St | Hastings | NE | 68901-7535 | Adams | NE15108 | Scrapped/Junked | 109580 | 1988 | Teledyne | CPFT - Horiz Cpr Fin Boiler | BASEMENT | HWHT - Hot Water Heat | 5/31/2021
Dutton Lainson Co | 451 W 2nd St | Hastings | NE | 68901-7535 | Adams | NE15177 | Scrapped/Junked |  | 1992 | SLANT FIN |  | BASEMENT | HWHT - Hot Water Heat | 7/31/2003
Dutton Lainson Co | 451 W 2nd St | Hastings | NE | 68901-7535 | Adams | NE20486 | Scrapped/Junked | none | 1997 | Slant Fin | CI - Cast Iron | BOILER ROOM | HWHT - Hot Water Heat | 5/31/2021
Dutton Lainson Co | 451 W 2nd St | Hastings | NE | 68901-7535 | Adams | NE41191 | Active | 376384 | 2021 | Lochinvar | COBL - Coil Type Boiler | Warehouse | HWHT - Hot Water Heat | 5/31/2027
Dutton Lainson Co | 451 W 2nd St | Hastings | NE | 68901-7535 | Adams | NE41192 | Active | 371474 | 2021 | Lochinvar | COBL - Coil Type Boiler | Warehouse | HWHT - Hot Water Heat | 5/31/2027
Dutton Lainson Co | 451 W 2nd St | Hastings | NE | 68901-7535 | Adams | NE41193 | Active | Na | 2016 | Peerless | CI - Cast Iron | BASEMENT | HWHT - Hot Water Heat | 5/31/2027
Dutton Lainson Co | 451 W 2nd St | Hastings | NE | 68901-7535 | Adams | NE41194 | Active | NA | 2013 | Peerless | CI - Cast Iron | BASEMENT | HWHT - Hot Water Heat | 5/31/2027
Hastings Utilities - Gerald Whelan | 4520 E South St | Hastings | NE | 68901-8363 | Adams | NE05157 | Active | NB-22647 | 1979 | Combustion Eng | WT - Water Tube Boiler | Powerhouse | POWR - Power Generation | 5/31/2026
Hastings Utilities - Gerald Whelan | 4520 E South St | Hastings | NE | 68901-8363 | Adams | NE05158 | Active | 1826 | 1979 | Nebraska Boiler | WT - Water Tube Boiler | Powerhouse | BSUP - Bldg Heat & Process | 2/28/2027
Hastings Utilities - Gerald Whelan | 4520 E South St | Hastings | NE | 68901-8363 | Adams | NE11343 | Scrapped/Junked | 44245 | 1979 | Patterson Kelley | ELWH - Electric Water Heater | Turbine Bldg. | HWSD - Hot Water Dom/Potable | 10/31/2012
Hastings Utilities - Gerald Whelan | 4520 E South St | Hastings | NE | 68901-8363 | Adams | NE23297 | Active | 00 | 1978 | Yuba | SHTB - Shell/Tube Htexchngr | Level 4 | FDHT - Feedwater Heater | 5/31/2026
Whelan Energy Center | 4520 E South St | Hastings | NE | 68901-8363 | Adams | NE17553 | Out of Service | 66789 | 1988 | Cleaver Brooks | FTHT - Firetube Horizontal | Temporary - Trailer | HWSP - Hot Water Non Potable Supply | 5/31/2011
Whelan Energy Center | 4520 E South St | Hastings | NE | 68901-8363 | Adams | NE43314 | Active | 67482 | 2023 | Electro Industries | ELWH - Electric Water Heater | Mechanical Room | GLFH - Glycol Floor Heat System | 4/30/2026
Public Power Generation | 4520 E South St | Hastings | NE | 68901-8363 | Adams | NE19828 | Active | NB-25374 | 2010 | Babcock & Wilcox | WT - Water Tube Boiler | Unit 2 | POWR - Power Generation | 10/31/2026
Zion Lutheran School | 465 S Marian Rd | Hastings | NE | 68901-7401 | Adams | NE32856 | Inactive | n/a | 1970 | Kewanee | FTFB - Firetube-Firebox Boiler | BOILER ROOM | HWHT - Hot Water Heat | 1/31/2022
Chuck Holmberg | 4790 E J St | Hastings | NE | 68901-8346 | Adams | NE18636 | Out of Service | 42251 | 1989 | Kewanee | FTFB - Firetube-Firebox Boiler | Bldg 113 | STHT - Steam-Heat | 2/28/2011
Equalizer Inc | 4955 East South St | Hastings | NE | 68901-8267 | Adams | NE02861 | Inactive | 16489 | 1961 | ERIE CITY | WT - Water Tube Boiler | 1320 PLANT | PROC - Process Steam | 10/31/1987
Equalizer Inc | 4955 East South St | Hastings | NE | 68901-8267 | Adams | NE02862 | Inactive | 16487 | 1961 | ERIE CITY | WT - Water Tube Boiler | 1320 PLANT | PROC - Process Steam | 10/31/1987
Equalizer Inc | 4955 East South St | Hastings | NE | 68901-8267 | Adams | NE02939 | Inactive | 16806 | 1963 | ERIE CITY | WT - Water Tube Boiler | 1401 PLANT | PROC - Process Steam | 10/31/1987
Equalizer Inc | 4955 East South St | Hastings | NE | 68901-8267 | Adams | NE02940 | Inactive | 16808 | 1963 | ERIE CITY | WT - Water Tube Boiler | 1401 PLANT | PROC - Process Steam | 8/31/1990
Equalizer Inc | 4955 East South St | Hastings | NE | 68901-8267 | Adams | NE02941 | Inactive | 628 | 1963 | SPRINGFIELD | WT - Water Tube Boiler | 1401 PLANT | PROC - Process Steam | 10/31/1987
Equalizer Inc | 4955 East South St | Hastings | NE | 68901-8267 | Adams | NE09369 | Active | 6675 | 2006 | Miura | WT - Water Tube Boiler | BOILER HOUSE | STHT - Steam-Heat | 2/28/2027
Equalizer Inc | 4955 East South St | Hastings | NE | 68901-8267 | Adams | NE15423 | Scrapped/Junked |  | 1961 | AMERICAN STANDARD |  | GUARD HOUSE | HWHT - Hot Water Heat | 9/30/1999
Equalizer Inc | 4955 East South St | Hastings | NE | 68901-8267 | Adams | NE15424 | Active | N/A | 1989 | Peerless | CI - Cast Iron | OFFICE BOILER ROOM | HWHT - Hot Water Heat | 10/31/2026
Equalizer Inc | 4955 East South St | Hastings | NE | 68901-8267 | Adams | NE15425 | Active | N/A | 1989 | Peerless | CI - Cast Iron | OFFICE BOILER ROOM | HWHT - Hot Water Heat | 10/31/2026
Alta Convenience 6216 | 500 S Burlington Ave | Hastings | NE | 68901-5909 | Adams | NE40100 | Scrapped/Junked | 45436 | 1986 | RHEEM | CHWH - ASME/Fired Water Heater | Boiler Room | HWSP - Hot Water Non Potable Supply | 10/31/2012
Alta Convenience 6216 | 500 S Burlington Ave | Hastings | NE | 68901-5909 | Adams | NE40101 | Active | 55939 | 1986 | Raypak | CPFT - Horiz Cpr Fin Boiler | Boiler Room | HWHT - Hot Water Heat | 10/31/2026
Adams County Courthouse | 500 W 4th St | Hastings | NE | 68901-7654 | Adams | NE09954 | Scrapped/Junked | 87465 | 2000 | RHEE | CHWH - ASME/Fired Water Heater | BOILER ROOM | HWSD - Hot Water Dom/Potable | 12/31/2008
Adams County Courthouse | 500 W 4th St | Hastings | NE | 68901-7654 | Adams | NE13601 | Scrapped/Junked | 288420 | 2008 | Raypak | CPFH - Copper Fin Water Heater | BOILER ROOM | HWHT - Hot Water Heat | 3/31/2021
Adams County Courthouse | 500 W 4th St | Hastings | NE | 68901-7654 | Adams | NE13602 | Scrapped/Junked | 288421 | 2008 | Raypak | CPFH - Copper Fin Water Heater | BOILER ROOM | HWHT - Hot Water Heat | 3/31/2021
Adams County Courthouse | 500 W 4th St | Hastings | NE | 68901-7654 | Adams | NE13948 | Scrapped/Junked | 116201 | 2008 | RHEEM | CHWH - ASME/Fired Water Heater | BOILER ROOM | HWDP - Hotwater Heat & Dom Supply | 3/31/2018
Adams County Courthouse | 500 W 4th St | Hastings | NE | 68901-7654 | Adams | NE17197 | Scrapped/Junked | 68418 | 1995 | RHEEM MANUFACTURING CO | CHWH - ASME/Fired Water Heater | BOILER ROOM | HWSD - Hot Water Dom/Potable | 3/31/2003
Adams County Courthouse | 500 W 4th St | Hastings | NE | 68901-7654 | Adams | NE26920 | Scrapped/Junked | 146808 | 2016 | RHEEM | CHWH - ASME/Fired Water Heater | BOILER ROOM | HWDP - Hotwater Heat & Dom Supply | 3/31/2021
Adams County Courthouse | 500 W 4th St | Hastings | NE | 68901-7654 | Adams | NE29102 | Active | 155110 | 2020 | Lochinvar | COBL - Coil Type Boiler | Basement | HWHT - Hot Water Heat | 12/31/2026
Adams County Courthouse | 500 W 4th St | Hastings | NE | 68901-7654 | Adams | NE29103 | Active | 155113 | 2020 | Lochinvar | COBL - Coil Type Boiler | Basement | HWHT - Hot Water Heat | 12/31/2026
Adams County Courthouse | 500 W 4th St | Hastings | NE | 68901-7654 | Adams | NE31911 | Scrapped/Junked |  | 1963 | KEWA | FTSM - FTS Marine Dry Back | BOILER ROOM | HWHT - Hot Water Heat | 12/31/2008
First St Paul Lutheran Church - BMIC#524693 | 501 N Burlington Ave | Hastings | NE | 68901-5036 | ADAMS | NE01777 | Active | 12706 | 2003 | Les Inc/Aldrich Co | FTVT - Firetube Vertical TB | BOILER ROOM | HWHT - Hot Water Heat | 4/30/2026
First St Paul Lutheran Church - BMIC#524693 | 501 N Burlington Ave | Hastings | NE | 68901-5036 | ADAMS | NE01778 | Active | 12707 | 2003 | Les Inc/Aldrich Co | FTVT - Firetube Vertical TB | BOILER ROOM | HWHT - Hot Water Heat | 4/30/2026
First St Paul Lutheran Church - BMIC#524693 | 501 N Burlington Ave | Hastings | NE | 68901-5036 | ADAMS | NE01779 | Active | 12701 | 2003 | Les Inc/Aldrich Co | FTVT - Firetube Vertical TB | BOILER ROOM | HWHT - Hot Water Heat | 4/30/2026
First St Paul Lutheran Church - BMIC#524693 | 501 N Burlington Ave | Hastings | NE | 68901-5036 | ADAMS | NE35128 | Scrapped/Junked | 34021 | 1980 | KEWANEE | FTFB - Firetube-Firebox Boiler | BOILER ROOM | HWHT - Hot Water Heat | 6/30/2004
Office Building | 505 N Hastings Ave | Hastings | NE | 68901-5181 | Adams | NE32407 | Inactive |  | 1975 | KEWA | FTFB - Firetube-Firebox Boiler | BOILER ROOM | STHT - Steam-Heat | 6/30/2010
Office Building | 505 N Hastings Ave | Hastings | NE | 68901-5181 | Adams | NE32409 | Inactive |  | 1975 | KEWA | FTFB - Firetube-Firebox Boiler | BOILER ROOM | STHT - Steam-Heat | 6/30/2010
UERLING HOME FURNISHINGS | 509 W 2nd St | Hastings | NE | 68901-7537 | ADAMS | NE23368 | Scrapped/Junked |  | 1999 | GALX | CI - Cast Iron | BOILER ROOM | STHT - Steam-Heat | 9/30/2005
UERLING HOME FURNISHINGS | 509 W 2nd St | Hastings | NE | 68901-7537 | ADAMS | NE23369 | Scrapped/Junked |  | 1999 | GALAXY/SLANT FIN |  | BOILER ROOM | STHT - Steam-Heat | 9/30/2005
Juniata Elementary School | 510 N Brass Ave | Juniata | NE | 68955-2215 | Adams | NE17417 | Scrapped/Junked | 59605 | 1992 | RHEEM | CHWH - ASME/Fired Water Heater | BOILER ROOM | HWSD - Hot Water Dom/Potable | 7/31/2016
Juniata Elementary School | 510 N Brass Ave | Juniata | NE | 68955-2215 | Adams | NE17418 | Out of Service | 48765 | 1987 | Ruud-Rheem | CHWH - ASME/Fired Water Heater | BOILER ROOM | HWSD - Hot Water Dom/Potable | 7/31/2012
Juniata Elementary School | 510 N Brass Ave | Juniata | NE | 68955-2215 | Adams | NE33873 | Inactive | 3220 | 1962 | KEWANEE | FTFB - Firetube-Firebox Boiler | BOILER ROOM | HWHT - Hot Water Heat | 7/31/2005
Gottsch Juniata Yard | 5120 N Liberty Ave | Juniata | NE | 68955-3012 | Adams | NE08156 | Out of Service | 8783 | 1994 | Johnston | FTSM - FTS Marine Dry Back | Boiler Room | 0030 - Portable HPS Boiler | 10/31/2022
Gottsch Juniata Yard | 5120 N Liberty Ave | Juniata | NE | 68955-3012 | Adams | NE16424 | Scrapped/Junked | 2786 | 1990 | ABCO | FT - Firetube Boiler | BOILER ROOM | PROC - Process Steam | 7/31/2014
Gottsch Juniata Yard | 5120 N Liberty Ave | Juniata | NE | 68955-3012 | Adams | NE25379 | Active | 17755 | 2014 | Superior Boiler Works | FT - Firetube Boiler | Boiler Room | PROC - Process Steam | 2/28/2027
Gottsch Juniata Yard | 5120 N Liberty Ave | Juniata | NE | 68955-3012 | Adams | NE42974 | Active | 20385 | 2024 | Superior Boiler Works | FT - Firetube Boiler | Boiler Room | PROC - Process Steam | 6/30/2027
Apartment Building | 516 N Hastings Ave | Hastings | NE | 68901-5176 | Adams | NE22318 | Exempt 1999 LB-66 |  | 1995 | RHEEM MANUFACTURING CO | AHWH - ANSI/Fired Water Htr | BOILER ROOM | HWSD - Hot Water Dom/Potable | 1/31/2000
Apartment Building | 516 N Hastings Ave | Hastings | NE | 68901-5176 | Adams | NE37269 | Active | NA | 1987 | Peerless | CI - Cast Iron | Boiler Room | STHT - Steam-Heat | 4/30/2027
Central Community College | 550 Technical Blvd | Hastings | NE | 68901-8362 | Adams | NE09365 | Scrapped/Junked | 13217 | 2006 | Triad | FTVT - Firetube Vertical TB | Hall Cefeteria Boiler Room | 0021 - Steam Supp Cooker/Kettle | 2/28/2015
Central Community College | 550 Technical Blvd | Hastings | NE | 68901-8362 | Adams | NE09366 | Scrapped/Junked | 13027 | 2007 | Hurst Boiler & Welding | FT - Firetube Boiler | Hall Cafeteria Boiler Rm | STHT - Steam-Heat | 2/28/2015
Central Community College | 550 Technical Blvd | Hastings | NE | 68901-8362 | Adams | NE09367 | Scrapped/Junked | 183326 | 2007 | Teledyne & Laars | COBL - Coil Type Boiler | Harlan Boiler Room | HWHT - Hot Water Heat | 2/28/2023
Central Community College | 550 Technical Blvd | Hastings | NE | 68901-8362 | Adams | NE09368 | Scrapped/Junked | 183991 | 2007 | Teledyne & Laars | COBL - Coil Type Boiler | Harlan Boiler Room | HWHT - Hot Water Heat | 2/28/2023
Central Community College | 550 Technical Blvd | Hastings | NE | 68901-8362 | Adams | NE14553 | Scrapped/Junked | 5894 | 1988 | Aldrich/L.E.S. | FTVT - Firetube Vertical TB | Nuckolls Boiler Room | HWHT - Hot Water Heat | 2/28/2022
Central Community College | 550 Technical Blvd | Hastings | NE | 68901-8362 | Adams | NE14554 | Scrapped/Junked | 5885 | 1988 | Aldrich/L.E.S. | FTVT - Firetube Vertical TB | Nuckolls Boiler Room | HWHT - Hot Water Heat | 2/28/2022
Central Community College | 550 Technical Blvd | Hastings | NE | 68901-8362 | Adams | NE14555 | Scrapped/Junked | 5879 | 1988 | Aldrich/L.E.S. | FTVT - Firetube Vertical TB | Nuckolls Boiler Room | HWHT - Hot Water Heat | 2/28/2022
Central Community College | 550 Technical Blvd | Hastings | NE | 68901-8362 | Adams | NE15598 | Active | 14974 | 1990 | Weben-Jarco | COBL - Coil Type Boiler | Dawson Boiler Room | HWSD - Hot Water Dom/Potable | 2/28/2027
Central Community College | 550 Technical Blvd | Hastings | NE | 68901-8362 | Adams | NE15599 | Active | 6694 | 1990 | Aldrich/L.E.S. | FTVT - Firetube Vertical TB | Dawson Boiler Room | HWHT - Hot Water Heat | 2/28/2027
Central Community College | 550 Technical Blvd | Hastings | NE | 68901-8362 | Adams | NE15600 | Active | 6692 | 1990 | Aldrich/L.E.S. | FTVT - Firetube Vertical TB | Dawson Boiler Room | HWHT - Hot Water Heat | 2/28/2027
Central Community College | 550 Technical Blvd | Hastings | NE | 68901-8362 | Adams | NE15601 | Active | 6691 | 1990 | Aldrich/L.E.S. | FTVT - Firetube Vertical TB | Dawson Boiler Room | HWHT - Hot Water Heat | 2/28/2027
Central Community College | 550 Technical Blvd | Hastings | NE | 68901-8362 | Adams | NE15602 | Active | 6693 | 1990 | Aldrich/L.E.S. | FTVT - Firetube Vertical TB | Dawson Boiler Room | HWHT - Hot Water Heat | 2/28/2027
Central Community College | 550 Technical Blvd | Hastings | NE | 68901-8362 | Adams | NE15681 | Exempt 1999 LB-66 |  | 1995 | AO SMITH | AHWH - ANSI/Fired Water Htr |  | HWSD - Hot Water Dom/Potable | 7/31/1999
Central Community College | 550 Technical Blvd | Hastings | NE | 68901-8362 | Adams | NE15682 | Exempt 1999 LB-66 |  | 1992 | RHEEM MANUFACTURING CO | AHWH - ANSI/Fired Water Htr |  | HWSD - Hot Water Dom/Potable | 7/31/1999
Central Community College | 550 Technical Blvd | Hastings | NE | 68901-8362 | Adams | NE15683 | Scrapped/Junked |  | 1995 | PEERLESS HEATER COMPANY |  | BOILER ROOM | HWHT - Hot Water Heat | 7/31/2007
Central Community College | 550 Technical Blvd | Hastings | NE | 68901-8362 | Adams | NE15684 | Scrapped/Junked |  | 1995 | PEERLESS HEATER COMPANY |  | BOILER ROOM | HWHT - Hot Water Heat | 7/31/2006
Central Community College | 550 Technical Blvd | Hastings | NE | 68901-8362 | Adams | NE15774 | Scrapped/Junked | 136943 | 2009 | AO SMITH | CHWH - ASME/Fired Water Heater | Hall Cafeteria Boiler Room | HWSD - Hot Water Dom/Potable | 2/28/2020
Central Community College | 550 Technical Blvd | Hastings | NE | 68901-8362 | Adams | NE20609 | Exempt 1999 LB-66 |  | 1992 | RHEEM MANUFACTURING CO | AHWH - ANSI/Fired Water Htr |  | HWSD - Hot Water Dom/Potable | 7/31/1999
Central Community College | 550 Technical Blvd | Hastings | NE | 68901-8362 | Adams | NE20610 | Exempt 1999 LB-66 |  | 1988 | RHEEM MANUFACTURING CO | AHWH - ANSI/Fired Water Htr |  | HWSD - Hot Water Dom/Potable | 7/31/1999
Central Community College | 550 Technical Blvd | Hastings | NE | 68901-8362 | Adams | NE20611 | Exempt 1999 LB-66 |  | 1993 | RHEEM MANUFACTURING CO | AHWH - ANSI/Fired Water Htr |  | HWSD - Hot Water Dom/Potable | 7/31/1999
Central Community College | 550 Technical Blvd | Hastings | NE | 68901-8362 | Adams | NE20612 | Exempt 1999 LB-66 |  | 1991 | RHEEM MANUFACTURING CO | AHWH - ANSI/Fired Water Htr |  | HWSD - Hot Water Dom/Potable | 7/31/1999
Central Community College | 550 Technical Blvd | Hastings | NE | 68901-8362 | Adams | NE20627 | Scrapped/Junked |  | 1996 | PEERLESS HEATER COMPANY |  | BOILER ROOM | HWHT - Hot Water Heat | 7/31/2007
Central Community College | 550 Technical Blvd | Hastings | NE | 68901-8362 | Adams | NE22128 | Active | n/a | 2011 | Aerco | CALU - Cast Aluminum | Adams Building | HHHP - Hotwater Heat & Heat Pump | 2/28/2027
Central Community College | 550 Technical Blvd | Hastings | NE | 68901-8362 | Adams | NE22311 | Exempt 1999 LB-66 |  | 1997 | RHEEM MANUFACTURING CO | AHWH - ANSI/Fired Water Htr |  | HWSD - Hot Water Dom/Potable | 7/31/1999
Central Community College | 550 Technical Blvd | Hastings | NE | 68901-8362 | Adams | NE22342 | Scrapped/Junked | 48499 | 1996 | Ajax | WT - Water Tube Boiler | BOILER ROOM | 0021 - Steam Supp Cooker/Kettle | 7/31/2009
Central Community College | 550 Technical Blvd | Hastings | NE | 68901-8362 | Adams | NE22343 | Exempt 1999 LB-66 |  | 1996 | RHEEM MANUFACTURING CO | AHWH - ANSI/Fired Water Htr |  | HWSD - Hot Water Dom/Potable | 7/31/1999
Central Community College | 550 Technical Blvd | Hastings | NE | 68901-8362 | Adams | NE23675 | Active | N/A | 2012 | Aerco | CALU - Cast Aluminum | Harlan Building | HHHP - Hotwater Heat & Heat Pump | 2/28/2027
Central Community College | 550 Technical Blvd | Hastings | NE | 68901-8362 | Adams | NE23676 | Active | N/A | 2012 | Aerco | CALU - Cast Aluminum | Harlan Building | HHHP - Hotwater Heat & Heat Pump | 2/28/2027
Central Community College | 550 Technical Blvd | Hastings | NE | 68901-8362 | Adams | NE25306 | Scrapped/Junked | 0 | 1998 | Peerless | CI - Cast Iron | Furnas Boiler Room | STHT - Steam-Heat | 2/28/2013
Central Community College | 550 Technical Blvd | Hastings | NE | 68901-8362 | Adams | NE25307 | Scrapped/Junked | 0 | 1998 | Peerless | CI - Cast Iron | Furnas Boiler Room | STHT - Steam-Heat | 2/28/2017
Central Community College | 550 Technical Blvd | Hastings | NE | 68901-8362 | Adams | NE25367 | Active | N/A | 2013 | Aerco | CALU - Cast Aluminum | Hall Cafeteria Boiler Room | HWHT - Hot Water Heat | 2/28/2027
Central Community College | 550 Technical Blvd | Hastings | NE | 68901-8362 | Adams | NE25883 | Active | 20791 | 2015 | Hurst | FT - Firetube Boiler | Hamilton Basement | STHT - Steam-Heat | 2/28/2027
Central Community College | 550 Technical Blvd | Hastings | NE | 68901-8362 | Adams | NE25884 | Active | 20790 | 2015 | Hurst | FT - Firetube Boiler | Hamilton Basement | STHT - Steam-Heat | 2/28/2027
Central Community College | 550 Technical Blvd | Hastings | NE | 68901-8362 | Adams | NE26161 | Scrapped/Junked | 207 | 2015 | Les Inc/Aldrich Co | FT - Firetube Boiler | Platte Basement Boiler Room | STHT - Steam-Heat | 2/28/2025
Central Community College | 550 Technical Blvd | Hastings | NE | 68901-8362 | Adams | NE26162 | Scrapped/Junked | 206 | 2015 | Les Inc/Aldrich Co | FT - Firetube Boiler | Platte Basement Boiler Room | STHT - Steam-Heat | 2/28/2025
Central Community College | 550 Technical Blvd | Hastings | NE | 68901-8362 | Adams | NE26481 | Active | 19733 | 2016 | Aldrich | FT - Firetube Boiler | Furnas Boiler room | HWHT - Hot Water Heat | 2/28/2027
Central Community College | 550 Technical Blvd | Hastings | NE | 68901-8362 | Adams | NE26482 | Active | 19734 | 2016 | Aldrich | FT - Firetube Boiler | Furnas Boiler room | HWHT - Hot Water Heat | 2/28/2027
Central Community College | 550 Technical Blvd | Hastings | NE | 68901-8362 | Adams | NE28380 | Scrapped/Junked | 101624 | 2019 | PVI Industries | FTVT - Firetube Vertical TB | Hamilton building | HWSD - Hot Water Dom/Potable | 2/28/2020
Central Community College | 550 Technical Blvd | Hastings | NE | 68901-8362 | Adams | NE28437 | Active | 89957 | 2018 | PVI Industries | FTVT - Firetube Vertical TB | Hamilton building | HWSD - Hot Water Dom/Potable | 2/28/2027
Central Community College | 550 Technical Blvd | Hastings | NE | 68901-8362 | Adams | NE29125 | Out of Service | 20584 | 2020 | Aldrich | FTHT - Firetube Horizontal | Phelps Building Basement | STHT - Steam-Heat | 2/28/2024
Central Community College | 550 Technical Blvd | Hastings | NE | 68901-8362 | Adams | NE33602 | Scrapped/Junked |  | 1979 | WEIL MCLAIN |  |  | STHT - Steam-Heat | 7/31/1999
Central Community College | 550 Technical Blvd | Hastings | NE | 68901-8362 | Adams | NE33604 | Inactive | 32581 | 1979 | KEWANEE | FT - Firetube Boiler | BOILER ROOM | STHT - Steam-Heat | 7/31/2001
Central Community College | 550 Technical Blvd | Hastings | NE | 68901-8362 | Adams | NE33614 | Scrapped/Junked | 12205 | 1980 | Burnham America | FT - Firetube Boiler | Hamilton Boiler Room | STHT - Steam-Heat | 2/28/2015
Central Community College | 550 Technical Blvd | Hastings | NE | 68901-8362 | Adams | NE33615 | Scrapped/Junked | 12206 | 1980 | Burnham America | FT - Firetube Boiler | Hamilton Boiler Room | STHT - Steam-Heat | 2/28/2015
Central Community College | 550 Technical Blvd | Hastings | NE | 68901-8362 | Adams | NE33623 | Scrapped/Junked | 794 | 1943 | FITZGIBBONS | FT - Firetube Boiler | BOILER ROOM | STHT - Steam-Heat | 7/31/2007
Central Community College | 550 Technical Blvd | Hastings | NE | 68901-8362 | Adams | NE34448 | Scrapped/Junked | 0 | 1977 | Peerless | CI - Cast Iron | Gausman Boiler Room | HWHT - Hot Water Heat | 2/28/2022
Central Community College | 550 Technical Blvd | Hastings | NE | 68901-8362 | Adams | NE34552 | Scrapped/Junked |  | 1969 | RUUD | COBL - Coil Type Boiler | BOILER ROOM | HWSD - Hot Water Dom/Potable | 7/31/2003
Central Community College | 550 Technical Blvd | Hastings | NE | 68901-8362 | Adams | NE34650 | Scrapped/Junked | 0 | 1943 | Us Radiator | CI - Cast Iron | Adams Boiler Rom | STHT - Steam-Heat | 2/28/2011
Central Community College | 550 Technical Blvd | Hastings | NE | 68901-8362 | Adams | NE34651 | Inactive |  | 1943 | US RADIATOR |  | CLAY DORM | STHT - Steam-Heat | 7/31/2000
Central Community College | 550 Technical Blvd | Hastings | NE | 68901-8362 | Adams | NE34652 | Out of Service | 798 | 1943 | Fitzgibbons | FTFB - Firetube-Firebox Boiler | Hall Cafeteria Boiler Room | STHT - Steam-Heat | 2/28/2013
Central Community College | 550 Technical Blvd | Hastings | NE | 68901-8362 | Adams | NE34657 | Scrapped/Junked | 8172 | 1943 | Kewannee | FT - Firetube Boiler | Platte Boiler Room | STHT - Steam-Heat | 2/28/2015
Central Community College | 550 Technical Blvd | Hastings | NE | 68901-8362 | Adams | NE34750 | Scrapped/Junked | 39512 | 1985 | Kewannee | FTFB - Firetube-Firebox Boiler | Phelps Boiler Room | STHT - Steam-Heat | 2/28/2021
Central Community College | 550 Technical Blvd | Hastings | NE | 68901-8362 | Adams | NE35211 | Exempt 1999 LB-66 |  | 1991 | RHEEM MANUFACTURING CO | AHWH - ANSI/Fired Water Htr |  | HWSD - Hot Water Dom/Potable | 7/31/1998
Central Community College | 550 Technical Blvd | Hastings | NE | 68901-8362 | Adams | NE40113 | Exempt 1999 LB-66 |  | 1996 | RHEEM MANUFACTURING CO | AHWH - ANSI/Fired Water Htr | BLDG 600-KITCHEN | HWSD - Hot Water Dom/Potable | 2/29/2000
Central Community College | 550 Technical Blvd | Hastings | NE | 68901-8362 | Adams | NE40114 | Out of Service | 73024 | 1996 | RHEE | CHWH - ASME/Fired Water Heater | BLDG 600 | HWSD - Hot Water Dom/Potable | 2/28/2010
Central Community College | 550 Technical Blvd | Hastings | NE | 68901-8362 | Adams | NE40115 | Out of Service | 73023 | 1996 | RHEE | CHWH - ASME/Fired Water Heater | BLDG 600 | HWSD - Hot Water Dom/Potable | 2/28/2010
Central Community College | 550 Technical Blvd | Hastings | NE | 68901-8362 | Adams | NE40116 | Inactive | 72664 | 1996 | RHEE | CHWH - ASME/Fired Water Heater | BLDG 610 | HWSD - Hot Water Dom/Potable | 2/28/2009
Central Community College | 550 Technical Blvd | Hastings | NE | 68901-8362 | Adams | NE40117 | Inactive | 72662 | 1996 | RHEE | CHWH - ASME/Fired Water Heater | BLDG 620 | HWSD - Hot Water Dom/Potable | 2/28/2009
Central Community College | 550 Technical Blvd | Hastings | NE | 68901-8362 | Adams | NE41129 | Active | 11976 | 2020 | Riello | COBL - Coil Type Boiler | GUASMAN BUILDING | HWHT - Hot Water Heat | 2/28/2027
Central Community College | 550 Technical Blvd | Hastings | NE | 68901-8362 | Adams | NE41130 | Active | 11980 | 2020 | Riello | COBL - Coil Type Boiler | GUASMAN BUILDING | HWHT - Hot Water Heat | 2/28/2027
Central Community College | 550 Technical Blvd | Hastings | NE | 68901-8362 | Adams | NE41131 | Active | 11972 | 2020 | Riello | COBL - Coil Type Boiler | GUASMAN BUILDING | HWHT - Hot Water Heat | 2/28/2027
Central Community College | 550 Technical Blvd | Hastings | NE | 68901-8362 | Adams | NE41132 | Active | 13723 | 2020 | Riello | COBL - Coil Type Boiler | GUASMAN BUILDING | HWHT - Hot Water Heat | 2/28/2027
Central Community College | 550 Technical Blvd | Hastings | NE | 68901-8362 | Adams | NE41133 | Active | 13694 | 2020 | Riello | COBL - Coil Type Boiler | GUASMAN BUILDING | HWHT - Hot Water Heat | 2/28/2027
Central Community College | 550 Technical Blvd | Hastings | NE | 68901-8362 | Adams | NE41134 | Active | 13408 | 2020 | Riello | COBL - Coil Type Boiler | GUASMAN BUILDING | HWHT - Hot Water Heat | 2/28/2027
Central Community College | 550 Technical Blvd | Hastings | NE | 68901-8362 | Adams | NE41301 | Active | 15838 | 2021 | Riello | COBL - Coil Type Boiler | Nuckolls Boiler room | HWHT - Hot Water Heat | 2/28/2027
Central Community College | 550 Technical Blvd | Hastings | NE | 68901-8362 | Adams | NE41302 | Active | 18155 | 2021 | Riello | COBL - Coil Type Boiler | Nuckolls Boiler room | HWHT - Hot Water Heat | 2/28/2027
Central Community College | 550 Technical Blvd | Hastings | NE | 68901-8362 | Adams | NE41303 | Active | 18157 | 2021 | Riello | COBL - Coil Type Boiler | Nuckolls Boiler room | HWHT - Hot Water Heat | 2/28/2027
Central Community College | 550 Technical Blvd | Hastings | NE | 68901-8362 | Adams | NE41612 | Active | 342418 | 2018 | Lochinvar | COBL - Coil Type Boiler | Harlan Building | HWHT - Hot Water Heat | 2/28/2027
Central Community College | 550 Technical Blvd | Hastings | NE | 68901-8362 | Adams | NE41613 | Active | 342451 | 2018 | Lochinvar | COBL - Coil Type Boiler | Harlan Building | HWHT - Hot Water Heat | 2/28/2027
Central Community College | 550 Technical Blvd | Hastings | NE | 68901-8362 | Adams | NE43315 | Active | 4735 | 2023 | Riello | WTSS - Watertube SS Steel | Platte Bldg Basement | HWHT - Hot Water Heat | 2/28/2027
Central Community College | 550 Technical Blvd | Hastings | NE | 68901-8362 | Adams | NE43316 | Active | 4734 | 2023 | Riello | WTSS - Watertube SS Steel | Platte Bldg Basement | HWHT - Hot Water Heat | 2/28/2027
Central Community College | 550 Technical Blvd | Hastings | NE | 68901-8362 | Adams | NE43317 | Active | 4700 | 2023 | Riello | WTSS - Watertube SS Steel | Platte Bldg Basement | HWHT - Hot Water Heat | 2/28/2027
Central Community College | 550 Technical Blvd | Hastings | NE | 68901-8362 | Adams | NE43318 | Active | 4724 | 2023 | Riello | WTSS - Watertube SS Steel | Platte Bldg Basement | HWHT - Hot Water Heat | 2/28/2027
Central Community College | 550 Technical Blvd | Hastings | NE | 68901-8362 | Adams | NE43319 | Active | 4727 | 2023 | Riello | WTSS - Watertube SS Steel | Platte Bldg Basement | HWHT - Hot Water Heat | 2/28/2027
Central Community College | 550 Technical Blvd | Hastings | NE | 68901-8362 | Adams | NE43320 | Active | 4723 | 2023 | Riello | WTSS - Watertube SS Steel | Platte Bldg Basement | HWHT - Hot Water Heat | 2/28/2027
Hastings Surgical Center | 5803 Osborne Dr W | Hastings | NE | 68901-9158 | Adams | NE06819 | Scrapped/Junked | 180096 | 2005 | Lochnivar | CPFT - Horiz Cpr Fin Boiler | MECH ROOM B1 | HWHT - Hot Water Heat | 1/31/2025
Hastings Surgical Center | 5803 Osborne Dr W | Hastings | NE | 68901-9158 | Adams | NE06820 | Scrapped/Junked | 180095 | 2005 | Lochnivar | CPFT - Horiz Cpr Fin Boiler | MECH ROOM B2 | HWHT - Hot Water Heat | 1/31/2025
Hastings Surgical Center | 5803 Osborne Dr W | Hastings | NE | 68901-9158 | Adams | NE28403 | Active | 23602 | 2020 | Steris Corp | ELBL - Electric Boiler | Sterile | 0020 - Supp to Sterlizer/Autoclave | 1/31/2027
Hastings Surgical Center | 5803 Osborne Dr W | Hastings | NE | 68901-9158 | Adams | NE28404 | Scrapped/Junked | 24295 | 2020 | Steris Corp | ELBL - Electric Boiler | Sterile | 0020 - Supp to Sterlizer/Autoclave | 6/30/2023
Hastings Surgical Center | 5803 Osborne Dr W | Hastings | NE | 68901-9158 | Adams | NE41670 | Active | 31686 | 2022 | Steris Corp | ELBL - Electric Boiler | Sterile | 0020 - Supp to Sterlizer/Autoclave | 1/31/2027
Hastings Surgical Center | 5803 Osborne Dr W | Hastings | NE | 68901-9158 | Adams | NE43121 | Active | 7538 | 2024 | Riello | WTSS - Watertube SS Steel | Mechanical Room | HWHT - Hot Water Heat | 1/31/2027
Hastings Surgical Center | 5803 Osborne Dr W | Hastings | NE | 68901-9158 | Adams | NE43122 | Active | 6584 | 2024 | Riello | WTSS - Watertube SS Steel | Mechanical Room | HWHT - Hot Water Heat | 1/31/2027
Hastings Surgical Center | 5803 Osborne Dr W | Hastings | NE | 68901-9158 | Adams | NE43123 | Active | 7535 | 2024 | Riello | WTSS - Watertube SS Steel | Mechanical Room | HWHT - Hot Water Heat | 1/31/2027
Custom Pack Inc | 601 W J St | Hastings | NE | 68901-6936 | Adams | NE07551 | Scrapped/Junked | 103347 | 2004 | Ruud-Rheem | CHWH - ASME/Fired Water Heater | MECH ROOM | HWSD - Hot Water Dom/Potable | 12/31/2016
Lochland Country Club | 601 W Lochland Rd | Hastings | NE | 68901-2445 | ADAMS | NE13949 | Scrapped/Junked | 290000 | 2008 | Raypak | CPFT - Horiz Cpr Fin Boiler | POOL HOUSE | OPHT - Outdoor Pool Heater | 6/30/2016
Lochland Country Club | 601 W Lochland Rd | Hastings | NE | 68901-2445 | ADAMS | NE13950 | Scrapped/Junked | 280860 | 2004 | Raypak | CPFT - Horiz Cpr Fin Boiler | BOILER ROOM | SPAJ - Spa/Jacuzzi Heater | 6/30/2024
Lochland Country Club | 601 W Lochland Rd | Hastings | NE | 68901-2445 | ADAMS | NE25843 | Scrapped/Junked | 267627 | 2013 | Lochinvar | CPFT - Horiz Cpr Fin Boiler | Boiler Room | OPHT - Outdoor Pool Heater | 6/30/2024
Lochland Country Club | 601 W Lochland Rd | Hastings | NE | 68901-2445 | ADAMS | NE30509 | Scrapped/Junked | 38135 | 1994 | TELE | CPFT - Horiz Cpr Fin Boiler | MECH ROOM | OPHT - Outdoor Pool Heater | 6/30/2009
Lochland Country Club | 601 W Lochland Rd | Hastings | NE | 68901-2445 | ADAMS | NE30726 | Scrapped/Junked |  | 1993 | RHEEM MANUFACTURING CO | AHWH - ANSI/Fired Water Htr | CLUB HOUSE BASEMNT | HWSD - Hot Water Dom/Potable | 7/31/2000
Lochland Country Club | 601 W Lochland Rd | Hastings | NE | 68901-2445 | ADAMS | NE40557 | Exempt 1999 LB-66 |  | 1997 | RHEEM MANUFACTURING CO | AHWH - ANSI/Fired Water Htr | CLUB HOUSE BSMNT | HWSD - Hot Water Dom/Potable | 7/31/2000
Lochland Country Club | 601 W Lochland Rd | Hastings | NE | 68901-2445 | ADAMS | NE43124 | Active | 324680 | 2024 | PENTAIR | CPPH - Ansi Cpr Fin Pool Heater | Pool mech room | HWHT - Hot Water Heat | 7/31/2025
Vacant Building | 602 S Wabash Ave | Hastings | NE | 68901-6152 | Adams | NE00266 | Out of Service | 64530 | 1999 | STAT | CHWH - ASME/Fired Water Heater | BASEMENT | HWSD - Hot Water Dom/Potable | 9/30/2021
St Paul Lutheran Church | 6075 E Assumption Rd | Glenvil | NE | 68941-7102 | Adams | NE13450 | Scrapped/Junked | 17508 | 2005 | Heat Transfer Products | SSCH - SS Coil Water Heater | Basement | HWHT - Hot Water Heat | 12/31/2022
St Paul Lutheran Church | 6075 E Assumption Rd | Glenvil | NE | 68941-7102 | Adams | NE17285 | Scrapped/Junked |  | 1962 | PEERLESS HEATER COMPANY |  | BASEMENT | HWHT - Hot Water Heat | 12/31/2006
St Paul Lutheran Church | 6075 E Assumption Rd | Glenvil | NE | 68941-7102 | Adams | NE41625 | Active | 342413 | 2018 | Lochinvar | COBL - Coil Type Boiler | Basement Boiler room | HWHT - Hot Water Heat | 12/31/2026
HASTINGS GOOD SAM VILLAGE | 613 S 4TH AVE | HASTINGS | NE | 68902 | ADAMS | NE19805 | Scrapped/Junked | 50764 | 1995 | LOCHINVAR | CPFT - Horiz Cpr Fin Boiler | BOILER ROOM | HWSD - Hot Water Dom/Potable | 4/30/2004
HASTINGS GOOD SAM VILLAGE | 613 S 4TH AVE | HASTINGS | NE | 68902 | ADAMS | NE19806 | Scrapped/Junked |  | 1995 | LOCHINVAR | WT - Water Tube Boiler | LAUNDRY | HWSD - Hot Water Dom/Potable | 4/30/1999
HASTINGS GOOD SAM VILLAGE | 613 S 4TH AVE | HASTINGS | NE | 68902 | ADAMS | NE20073 | Inactive | 29776 | 1995 | AO SMITH | COBL - Coil Type Boiler | LAUNDRY | HWSD - Hot Water Dom/Potable | 4/30/2007
HASTINGS GOOD SAM VILLAGE | 613 S 4TH AVE | HASTINGS | NE | 68902 | ADAMS | NE25562 | Scrapped/Junked |  | 1998 | AO SMITH | COBL - Coil Type Boiler | BOILER ROOM | HWSD - Hot Water Dom/Potable | 4/30/2007
Hastings Good Sam Village | 613 S 4th St | Hastings | NE | 68901 | Adams | NE07550 | Out of Service | 16014 | 2006 | ALES | FTVT - Firetube Vertical TB | BOILER ROOM | HWSD - Hot Water Dom/Potable | 4/30/2018
Hastings Good Sam Village | 613 S 4th St | Hastings | NE | 68901 | Adams | NE27075 | Scrapped/Junked | 4584 | 2017 | BOCK | CHWH - ASME/Fired Water Heater | Laundry | HWSD - Hot Water Dom/Potable | 4/30/2019
Hastings Good Sam Village | 613 S 4th St | Hastings | NE | 68901 | Adams | NE27076 | Active | 4591 | 2017 | BOCK | CHWH - ASME/Fired Water Heater | Laundry | HWSD - Hot Water Dom/Potable | 4/30/2027
Hastings Good Sam Village | 613 S 4th St | Hastings | NE | 68901 | Adams | NE27825 | Active | 5114 | 2017 | BOCK | CHWH - ASME/Fired Water Heater | Laundry | HWSD - Hot Water Dom/Potable | 4/30/2027
1st United Methodist Church | 614 N Hastings Ave | Hastings | NE | 68901-5114 | Adams | NE07173 | Out of Service | n/a | 1968 | Kewanee | FTFB - Firetube-Firebox Boiler | BOILER ROOM | STHT - Steam-Heat | 12/31/2022
1st United Methodist Church | 614 N Hastings Ave | Hastings | NE | 68901-5114 | Adams | NE07174 | Out of Service | n/a | 1968 | Kewanee | FTFB - Firetube-Firebox Boiler | BOILER ROOM | STHT - Steam-Heat | 12/31/2022
MAPLEWOOD APARTMENTS | 618 W 11th St | Hastings | NE | 68901-3903 | ADAMS | NE24260 | Inactive |  | 1999 | PEERLESS HEATER COMPANY |  | BASEMENT | HWHT - Hot Water Heat | 10/31/2004
DUPLICATE LOCATION... First Presbyterian Church | 621 N Lincoln Ave | Hastings | NE | 68901-5118 | Adams | NE16249 | Scrapped/Junked |  | 1986 | PEERLESS HEATER COMPANY |  | BOILER ROOM | HWHT - Hot Water Heat | 6/30/2008
DUPLICATE LOCATION... First Presbyterian Church | 621 N Lincoln Ave | Hastings | NE | 68901-5118 | Adams | NE16250 | Scrapped/Junked |  | 1987 | PEERLESS HEATER COMPANY |  | BOILER ROOM | HWHT - Hot Water Heat | 3/31/2002
DUPLICATE LOCATION... First Presbyterian Church | 621 N Lincoln Ave | Hastings | NE | 68901-5118 | Adams | NE16253 | Scrapped/Junked |  | 1987 | PEERLESS HEATER COMPANY |  | BOILER ROOM | HWHT - Hot Water Heat | 3/31/2003
DUPLICATE LOCATION... First Presbyterian Church | 621 N Lincoln Ave | Hastings | NE | 68901-5118 | Adams | NE16665 | Scrapped/Junked | N/A | 1987 | Peerless | CI - Cast Iron | BOILER ROOM | HWHT - Hot Water Heat | 3/31/2014
DUPLICATE LOCATION... First Presbyterian Church | 621 N Lincoln Ave | Hastings | NE | 68901-5118 | Adams | NE16666 | Scrapped/Junked | n/a | 1987 | Peerless | CI - Cast Iron | BOILER ROOM | HWHT - Hot Water Heat | 3/31/2014
DUPLICATE LOCATION... First Presbyterian Church | 621 N Lincoln Ave | Hastings | NE | 68901-5118 | Adams | NE20020 | Exempt 1999 LB-66 |  | 1994 | RHEEM MANUFACTURING CO | AHWH - ANSI/Fired Water Htr | MANUAL ARTS BLDG | HWSD - Hot Water Dom/Potable | 6/30/1999
DUPLICATE LOCATION... First Presbyterian Church | 621 N Lincoln Ave | Hastings | NE | 68901-5118 | Adams | NE25303 | Scrapped/Junked | 95165 | 1998 | Pvi | CHWH - ASME/Fired Water Heater | BOILER ROOM | HWSD - Hot Water Dom/Potable | 3/31/2012
DUPLICATE LOCATION... First Presbyterian Church | 621 N Lincoln Ave | Hastings | NE | 68901-5118 | Adams | NE34512 | Scrapped/Junked | 51100 | 1983 | PVI INDUSTRIES | CHWH - ASME/Fired Water Heater | BOILER ROOM | HWSD - Hot Water Dom/Potable | 6/30/2006
DUPLICATE LOCATION... First Presbyterian Church | 621 N Lincoln Ave | Hastings | NE | 68901-5118 | Adams | NE34513 | Scrapped/Junked | 51099 | 1983 | PVI INDUSTRIES | CHWH - ASME/Fired Water Heater | BOILER ROOM | HWSD - Hot Water Dom/Potable | 6/30/2006
First Presby Annex #0000004519 | 621 N Lincoln Ave | Hastings | NE | 68901-5118 | Adams | NE10241 | Active | N/A | 2008 | ECR | CI - Cast Iron | BASEMENT BOILER ROOM | HWHT - Hot Water Heat | 7/31/2026
First Presby Annex #0000004519 | 621 N Lincoln Ave | Hastings | NE | 68901-5118 | Adams | NE25304 | Out of Service | 9834 | 1998 | ALES | FTFB - Firetube-Firebox Boiler | BOILER ROOM | STHT - Steam-Heat | 3/31/2022
First Presby Annex #0000004519 | 621 N Lincoln Ave | Hastings | NE | 68901-5118 | Adams | NE25305 | Out of Service | 9836 | 1998 | ALES | FTFB - Firetube-Firebox Boiler | BOILER ROOM | STHT - Steam-Heat | 3/31/2022
Business World Products | 634 W 2nd St | Hastings | NE | 68901-5130 | Adams | NE16649 | Out of Service | N/A | 1935 | U S Radiator | CI - Cast Iron | BASEMENT | STHT - Steam-Heat | 4/30/2018
Khas Tv/Channel 5 | 6475 Osborne Dr W | Hastings | NE | 68901-9120 | Adams | NE15180 | Scrapped/Junked |  | 1985 | PEER | CI - Cast Iron | BOILER ROOM | STHT - Steam-Heat | 3/31/2010
Army National Guard Hastings | 6700 E J St | Hastings | NE | 68901-8441 | Adams | NE28383 | Active | 158189 | 2019 | RHEEM | FTVT - Firetube Vertical TB | Building 600 Level 1 | HWSD - Hot Water Dom/Potable | 3/31/2020
Army National Guard Hastings | 6700 E J St | Hastings | NE | 68901-8441 | Adams | NE28384 | Active | 157624 | 2019 | RHEEM | FTVT - Firetube Vertical TB | Building 600 Level 1 | HWSD - Hot Water Dom/Potable | 3/31/2020
HASTINGS COLLEGE | 700 N Turner Ave | Hastings | NE | 68901-7621 | ADAMS | NE31608 | Inactive |  | 1980 | PEERLESS HEATER COMPANY |  | SHOP | STHT - Steam-Heat | 6/30/1988
Crossroads Center | 702 W 14th St | Hastings | NE | 68901-3006 | Adams | NE06113 | Active | 511 | 2004 | Giannoni | COBL - Coil Type Boiler | BASEMENT | HWHT - Hot Water Heat | 3/31/2027
Crossroads Center | 702 W 14th St | Hastings | NE | 68901-3006 | Adams | NE06114 | Active | 516 | 2004 | Giannoni | COBL - Coil Type Boiler | BASEMENT | HWHT - Hot Water Heat | 3/31/2027
Crossroads Center | 702 W 14th St | Hastings | NE | 68901-3006 | Adams | NE15653 | Scrapped/Junked |  | 1995 | RHEEM MANUFACTURING CO | CHWH - ASME/Fired Water Heater | BASEMENT | HWSD - Hot Water Dom/Potable | 9/30/2000
Crossroads Center | 702 W 14th St | Hastings | NE | 68901-3006 | Adams | NE23389 | Scrapped/Junked | 81919 | 1999 | RHEE | CHWH - ASME/Fired Water Heater | BASEMENT | HWSD - Hot Water Dom/Potable | 9/30/2009
Crossroads Center | 702 W 14th St | Hastings | NE | 68901-3006 | Adams | NE23779 | Scrapped/Junked | 130869 | 2012 | RHEEM | CHWH - ASME/Fired Water Heater | Basement | HWSD - Hot Water Dom/Potable | 3/31/2019
Crossroads Center | 702 W 14th St | Hastings | NE | 68901-3006 | Adams | NE27582 | Active | 153415 | 2018 | RHEEM | CHWH - ASME/Fired Water Heater | Boiler Room | HWSD - Hot Water Dom/Potable | 3/31/2027
Crossroads Center | 702 W 14th St | Hastings | NE | 68901-3006 | Adams | NE30358 | Scrapped/Junked |  | 1960 | CRANE |  | BOILER ROOM | HWHT - Hot Water Heat | 9/30/2004
Crossroads Center | 702 W 14th St | Hastings | NE | 68901-3006 | Adams | NE30360 | Scrapped/Junked |  | 1960 | CRANE |  | BASEMENT | HWHT - Hot Water Heat | 9/30/2004
Hastings College/Perkins Library | 705 E 7th St | Hastings | NE | 68901-7620 | Adams | NE32577 | Active | / | 1963 | Kewanee | FTFB - Firetube-Firebox Boiler | BOILER ROOM | HWHT - Hot Water Heat | 1/31/2027
Hastings College/Hazelrigg Student Union | 705 E 9th St | Hastings | NE | 68901-7673 | Adams | NE27321 | Active | 284382 | 2017 | Laars | CI - Cast Iron | Basement | HWSD - Hot Water Dom/Potable | 1/31/2027
Hastings College/Hazelrigg Student Union | 705 E 9th St | Hastings | NE | 68901-7673 | Adams | NE32568 | Active | n/a | 1963 | Kewanee | FT - Firetube Boiler | BOILER ROOM | HWHT - Hot Water Heat | 1/31/2027
Hastings College/Hazelrigg Student Union | 705 E 9th St | Hastings | NE | 68901-7673 | Adams | NE32879 | Out of Service | 20810 | 1961 | Kewanee | FTSM - FTS Marine Dry Back | BOILER ROOM | STHT - Steam-Heat | 1/31/2017
Hastings College/Hazelrigg Student Union | 705 E 9th St | Hastings | NE | 68901-7673 | Adams | NE37285 | Scrapped/Junked | 107660 | 1983 | Teledyne Laars | CPFT - Horiz Cpr Fin Boiler | BOILER ROOM | HWHT - Hot Water Heat | 1/31/2018
Hastings College/Steinhart Hall of Science | 708 E 9th St | Hastings | NE | 68901-7663 | Adams | NE19183 | Exempt 1999 LB-66 |  | 1990 | AO SMITH | AHWH - ANSI/Fired Water Htr |  | HWSD - Hot Water Dom/Potable | 7/30/2000
Hastings College/Steinhart Hall of Science | 708 E 9th St | Hastings | NE | 68901-7663 | Adams | NE32567 | Scrapped/Junked | n/a | 1956 | Kewanee | FT - Firetube Boiler | BOILER ROOM | STHT - Steam-Heat | 1/31/2015
Hastings College/Admin Bldg | 710 N Turner Ave | Hastings | NE | 68901-7621 | Adams | NE32578 | Scrapped/Junked | n/a | 1963 | Kewanee | FTFB - Firetube-Firebox Boiler | BOILER ROOM | HWHT - Hot Water Heat | 1/31/2022
Hastings College/Admin Bldg | 710 N Turner Ave | Hastings | NE | 68901-7621 | Adams | NE41127 | Active | 149389 | 2020 | Lochinvar | COBL - Coil Type Boiler | BASEMENT | HWHT - Hot Water Heat | 1/31/2027
Hastings College/Admin Bldg | 710 N Turner Ave | Hastings | NE | 68901-7621 | Adams | NE41128 | Active | 149369 | 2020 | Lochinvar | COBL - Coil Type Boiler | BASEMENT | HWHT - Hot Water Heat | 1/31/2027
HASTINGS JUNIOR HIGH | 712 W 5th St | Hastings | NE | 68901-5140 | ADAMS | NE21238 | Scrapped/Junked |  | 1996 | HATCO | AHWH - ANSI/Fired Water Htr | BOILER ROOM | HWSD - Hot Water Dom/Potable | 6/30/1999
HASTINGS JUNIOR HIGH | 712 W 5th St | Hastings | NE | 68901-5140 | ADAMS | NE34319 | Inactive |  | 1985 | RAYPAK INC, CALIFORNIA | WT - Water Tube Boiler | POOL | HWHT - Hot Water Heat | 6/30/1986
Hastings College/Wilson Science Center | 714 E 9th St | Hastings | NE | 68901-7663 | Adams | NE05849 | Scrapped/Junked | 64832 | 1996 | Lochinvar | CPFT - Horiz Cpr Fin Boiler | BOILER ROOM | HWHT - Hot Water Heat | 1/31/2020
Hastings College/Wilson Science Center | 714 E 9th St | Hastings | NE | 68901-7663 | Adams | NE28211 | Active | 460162 | 2019 | Lochinvar | CPFT - Horiz Cpr Fin Boiler | BOILER ROOM | HWHT - Hot Water Heat | 1/31/2027
Beauty Salon | 714 East Side Blvd | Hastings | NE | 68901-4529 | Adams | NE10334 | Active | n/a | 1966 | American Standard | CI - Cast Iron | BASEMENT | HWHT - Hot Water Heat | 3/31/2027
St Michael's Church | 715 Creighton Ave | Hastings | NE | 68901-3416 | Adams | NE14772 | Scrapped/Junked | n/a | 1967 | Kewanee | FTFB - Firetube-Firebox Boiler | MECHANICAL ROOM | HWHT - Hot Water Heat | 2/28/2019
HASTINGS COLLEGE | 715 E 7th St | Hastings | NE | 68901-7620 | ADAMS | NE32360 | Scrapped/Junked | 1947 | 1968 | SELLERS | FT - Firetube Boiler | GYM | IPHT - Indoor Pool Heater | 7/31/2005
HASTINGS COLLEGE | 715 E 7th St | Hastings | NE | 68901-7620 | ADAMS | NE35120 | Scrapped/Junked | 3094 | 1975 | TELEDYNE LAARS | WT - Water Tube Boiler | BASEMENT | IPHT - Indoor Pool Heater | 7/31/2006
Hastings College/Weyer Bldg | 715 E 9th St | Hastings | NE | 68901-7673 | Adams | NE32575 | Scrapped/Junked | n/a | 1948 | Kewanee | FT - Firetube Boiler | BOILER ROOM | HWHT - Hot Water Heat | 1/31/2024
HASTINGS COLLEGE | 715 E 9th St | Hastings | NE | 68901-7673 | ADAMS | NE19169 | Exempt 1999 LB-66 |  | 1994 | RHEEM MANUFACTURING CO | AHWH - ANSI/Fired Water Htr |  | HWSD - Hot Water Dom/Potable | 7/30/2000
Mary Lanning Hospital | 715 N St Joseph Ave | Hastings | NE | 68901-4451 | Adams | NE05482 | Scrapped/Junked | 23985 | 1969 | Kewanee | FTSM - FTS Marine Dry Back | BOILER ROOM | PROC - Process Steam | 4/30/2025
Mary Lanning Hospital | 715 N St Joseph Ave | Hastings | NE | 68901-4451 | Adams | NE05483 | Inactive | 23854 | 1968 | Kewanee | FTSM - FTS Marine Dry Back | BOILER ROOM | BSUP - Bldg Heat & Process | 4/30/2022
Mary Lanning Hospital | 715 N St Joseph Ave | Hastings | NE | 68901-4451 | Adams | NE05484 | Scrapped/Junked | 23855 | 1969 | Kewanee | FTSM - FTS Marine Dry Back | BOILER ROOM | BSUP - Bldg Heat & Process | 4/30/2025
Mary Lanning Hospital | 715 N St Joseph Ave | Hastings | NE | 68901-4451 | Adams | NE05485 | Scrapped/Junked | 23856 | 1969 | Kewanee | FTSM - FTS Marine Dry Back | BOILER ROOM | BSUP - Bldg Heat & Process | 4/30/2025
Mary Lanning Hospital | 715 N St Joseph Ave | Hastings | NE | 68901-4451 | Adams | NE43673 | Active | 20587 | 2025 | Superior Boiler Works | FTWB - FTS Marine Wet Back | Boiler Plant | PROC - Process Steam | 8/31/2026
Mary Lanning Hospital | 715 N St Joseph Ave | Hastings | NE | 68901-4451 | Adams | NE43674 | Active | 20590 | 2025 | Superior Boiler Works | FTWB - FTS Marine Wet Back | Boiler Plant | PROC - Process Steam | 8/31/2026
Mary Lanning Hospital | 715 N St Joseph Ave | Hastings | NE | 68901-4451 | Adams | NE43675 | Active | 20588 | 2025 | Superior Boiler Works | FTWB - FTS Marine Wet Back | Boiler Plant | PROC - Process Steam | 8/31/2026
Hastings College/Morrison Reeves Science | 717 N Ash Ave | Hastings | NE | 68901-7684 | Adams | NE13647 | Active | 202207 | 2008 | LAARS HEATING SYSTEMS CO | CPFH - Copper Fin Water Heater | NORTH MECH ROOM | HWHT - Hot Water Heat | 1/31/2027
Hastings College/Morrison Reeves Science | 717 N Ash Ave | Hastings | NE | 68901-7684 | Adams | NE13648 | Scrapped/Junked | 202206 | 2008 | LAARS HEATING SYSTEMS CO | CPFH - Copper Fin Water Heater | NORTH MECH ROOM | HWHT - Hot Water Heat | 1/31/2026
Hastings College/Morrison Reeves Science | 717 N Ash Ave | Hastings | NE | 68901-7684 | Adams | NE13649 | Active | 202209 | 2008 | LAARS HEATING SYSTEMS CO | CPFH - Copper Fin Water Heater | NORTH MECH ROOM | HWHT - Hot Water Heat | 1/31/2027
Hastings College/Morrison Reeves Science | 717 N Ash Ave | Hastings | NE | 68901-7684 | Adams | NE13650 | Out of Service | 202208 | 2008 | LAARS HEATING SYSTEMS CO | CPFH - Copper Fin Water Heater | NORTH MECH ROOM | HWHT - Hot Water Heat | 1/31/2013
Hastings College/Morrison Reeves Science | 717 N Ash Ave | Hastings | NE | 68901-7684 | Adams | NE13651 | Active | 80158 | 2008 | BRADFORD-WHITE | CHWH - ASME/Fired Water Heater | NORTH MECH ROOM | HWSD - Hot Water Dom/Potable | 1/31/2027
Hastings College/Morrison Reeves Science | 717 N Ash Ave | Hastings | NE | 68901-7684 | Adams | NE13652 | Active | 80151 | 2008 | BRADFORD-WHITE | CHWH - ASME/Fired Water Heater | NORTH MECH ROOM | HWSD - Hot Water Dom/Potable | 1/31/2027
Hastings College/Morrison Reeves Science | 717 N Ash Ave | Hastings | NE | 68901-7684 | Adams | NE23776 | Scrapped/Junked | 213389 | 2012 | Laars/Giannoni | WTSS - Watertube SS Steel | Boiler Room | GLYC - Glycol Bldg Heat Sys | 1/31/2021
Hastings College/Morrison Reeves Science | 717 N Ash Ave | Hastings | NE | 68901-7684 | Adams | NE29131 | Active | 507052 | 2020 | LAARS HEATING SYSTEMS CO | SSCO - SS Coil Boiler | NORTH MECH ROOM | HWHT - Hot Water Heat | 1/31/2027
Hastings College/Morrison Reeves Science | 717 N Ash Ave | Hastings | NE | 68901-7684 | Adams | NE43842 | Active | 632586 | 2025 | Lochinvar | FTSS - Firetube Stainless Steel | North Mech Room | HWHT - Hot Water Heat | 1/31/2027
Lincoln Elementary School | 720 S Franklin Ave | Hastings | NE | 68901-5806 | Adams | NE22842 | Scrapped/Junked | 193501 | 2011 | CAMUS | WTSS - Watertube SS Steel | Boiler room | HWHT - Hot Water Heat | 6/30/2017
Lincoln Elementary School | 720 S Franklin Ave | Hastings | NE | 68901-5806 | Adams | NE32835 | Scrapped/Junked | n/a | 1978 | Kewanee | FTFB - Firetube-Firebox Boiler | BOILER ROOM | HWHT - Hot Water Heat | 6/30/2013
Lincoln Elementary School | 720 S Franklin Ave | Hastings | NE | 68901-5806 | Adams | NE32836 | Scrapped/Junked | n/a | 1979 | Kewanee | FTFB - Firetube-Firebox Boiler | BOILER ROOM | HWHT - Hot Water Heat | 6/30/2013
St Michael's School | 721 Creighton Ave | Hastings | NE | 68901-3416 | Adams | NE20498 | Active | 8842 | 1996 | ALES | FTVT - Firetube Vertical TB | BOILER ROOM | HWHT - Hot Water Heat | 2/28/2027
St Michael's School | 721 Creighton Ave | Hastings | NE | 68901-3416 | Adams | NE20499 | Active | 8855 | 1996 | ALES | FTVT - Firetube Vertical TB | BOILER ROOM | HWHT - Hot Water Heat | 2/28/2027
St Michael's School | 721 Creighton Ave | Hastings | NE | 68901-3416 | Adams | NE20500 | Active | 8856 | 1996 | ALES | FTVT - Firetube Vertical TB | BOILER ROOM | HWHT - Hot Water Heat | 2/28/2027
Hastings Good Sam Village | 721 S 1st Ave | Hastings | NE | 68901-6651 | Adams | NE00678 | Scrapped/Junked | 53922 | 2001 | BRDW | CHWH - ASME/Fired Water Heater | BOILER ROOM | HWSD - Hot Water Dom/Potable | 4/30/2016
Hastings Good Sam Village | 721 S 1st Ave | Hastings | NE | 68901-6651 | Adams | NE00679 | Scrapped/Junked | 53921 | 2001 | BRDW | CHWH - ASME/Fired Water Heater | BOILER ROOM | HWSD - Hot Water Dom/Potable | 4/30/2016
Hastings Good Sam Village | 721 S 1st Ave | Hastings | NE | 68901-6651 | Adams | NE00680 | Scrapped/Junked | 54028 | 2001 | BRDW | CHWH - ASME/Fired Water Heater | BOILER ROOM | HWSD - Hot Water Dom/Potable | 4/30/2016
Hastings Good Sam Village | 721 S 1st Ave | Hastings | NE | 68901-6651 | Adams | NE15995 | Inactive | 2502 | 1985 | AO SMITH | CHWH - ASME/Fired Water Heater | BASEMENT BOILER ROOM | HWSD - Hot Water Dom/Potable | 4/30/2001
Hastings Good Sam Village | 721 S 1st Ave | Hastings | NE | 68901-6651 | Adams | NE15996 | Inactive | 2587 | 1985 | AO SMITH | CHWH - ASME/Fired Water Heater | BASEMENT BOILER ROOM | HWSD - Hot Water Dom/Potable | 4/30/2001
Hastings Good Sam Village | 721 S 1st Ave | Hastings | NE | 68901-6651 | Adams | NE15997 | Inactive | 132688 | 1983 | AO SMITH | CHWH - ASME/Fired Water Heater | BASEMENT | HWSD - Hot Water Dom/Potable | 4/30/2001
Hastings College/Fuhr Hall of Music | 723 E 9th St | Hastings | NE | 68901-7673 | Adams | NE32576 | Out of Service | n/a | 1956 | Kewanee | FT - Firetube Boiler | BOILER ROOM | STHT - Steam-Heat | 1/31/2025
Hastings College/Bronc Hall | 724 E 9th St | Hastings | NE | 68901-7663 | Adams | NE10254 | Scrapped/Junked | 69456 | 2002 | AOSM | COBL - Coil Type Boiler | BOILER ROOM | HWSD - Hot Water Dom/Potable | 1/31/2022
Hastings College/Bronc Hall | 724 E 9th St | Hastings | NE | 68901-7663 | Adams | NE19170 | Scrapped/Junked | 35085 | 1983 | AO SMITH | WT - Water Tube Boiler | BOILER ROOM | HWSD - Hot Water Dom/Potable | 7/31/2003
Hastings College/Bronc Hall | 724 E 9th St | Hastings | NE | 68901-7663 | Adams | NE32571 | Scrapped/Junked | n/a | 1959 | Kewanee | FTFB - Firetube-Firebox Boiler | BOILER ROOM | HWHT - Hot Water Heat | 1/31/2015
Mary Lanning Hospital | 724 W 7th St | Hastings | NE | 68901-4414 | Adams | NE17413 | Out of Service | 0 | 1965 | KEWA | FTFB - Firetube-Firebox Boiler | BASEMENT | STHT - Steam-Heat | 4/30/2013
Mary Lanning Hospital | 724 W 7th St | Hastings | NE | 68901-4414 | Adams | NE17414 | Scrapped/Junked | 24742 | 1991 | LOCHINVAR | CHWH - ASME/Fired Water Heater |  | HWSD - Hot Water Dom/Potable | 6/30/1999
Mary Lanning Hospital | 724 W 7th St | Hastings | NE | 68901-4414 | Adams | NE23560 | Out of Service | 78683 | 1998 | RHEE | CHWH - ASME/Fired Water Heater | BASEMENT | HWSD - Hot Water Dom/Potable | 4/30/2013
Maryland Living Center | 724 W 7th St | Hastings | NE | 68901-4414 | Adams | NE24066 | Active | 266452 | 2013 | Laars | WTSS - Watertube SS Steel | Basement | HWHT - Hot Water Heat | 10/31/2026
Maryland Living Center | 724 W 7th St | Hastings | NE | 68901-4414 | Adams | NE24067 | Active | 263671 | 2013 | Laars | WTSS - Watertube SS Steel | Basement | HWHT - Hot Water Heat | 10/31/2026
Maryland Living Center | 724 W 7th St | Hastings | NE | 68901-4414 | Adams | NE24162 | Scrapped/Junked | 239809 | 2012 | Laars | WTSS - Watertube SS Steel | basement | HWHT - Hot Water Heat | 8/31/2014
Maryland Living Center | 724 W 7th St | Hastings | NE | 68901-4414 | Adams | NE24163 | Scrapped/Junked | 215417 | 2012 | Laars | WTSS - Watertube SS Steel | basement | HWHT - Hot Water Heat | 8/31/2014
Morton School | 735 N Baltimore Ave | Hastings | NE | 68901-4315 | Adams | NE34312 | Scrapped/Junked | 36905 | 1983 | Kewanee | FTFB - Firetube-Firebox Boiler | BOILER ROOM | STHT - Steam-Heat | 11/30/2020
Morton School | 735 N Baltimore Ave | Hastings | NE | 68901-4315 | Adams | NE34313 | Scrapped/Junked | 36906 | 1983 | Kewanee | FTFB - Firetube-Firebox Boiler | BOILER ROOM | STHT - Steam-Heat | 11/30/2020
Bubbles Car Wash | 739 S Burlington Ave | Hastings | NE | 68901-5914 | Adams | NE40883 | Scrapped/Junked | 153197 | 1998 | Raypak | WT - Water Tube Boiler | MECH RM | HWSP - Hot Water Non Potable Supply | 6/30/2014
Nelson's Furniture | 742 W 2nd St | Hastings | NE | 68901-5103 | Adams | NE06684 | Out of Service | n/a | 1986 | Slant Fin | CI - Cast Iron | basement | HWHT - Hot Water Heat | 11/30/2014
Wells Fargo | 747 N Burlington Ave | Hastings | NE | 68901-4421 | Adams | NE02530 | Active | 13483 | 2004 | Aldrich/LES | FT - Firetube Boiler | Basement mech room | HWHT - Hot Water Heat | 10/31/2026
Wells Fargo | 747 N Burlington Ave | Hastings | NE | 68901-4421 | Adams | NE02531 | Active | 13450 | 2004 | Aldrich/LES | FT - Firetube Boiler | Boiler room | HWHT - Hot Water Heat | 10/31/2026
Wells Fargo | 747 N Burlington Ave | Hastings | NE | 68901-4421 | Adams | NE07105 | Scrapped/Junked | 35160 | 1981 | Kewannee | FT - Firetube Boiler | Boiler Room |  | 9/30/2004
Wells Fargo | 747 N Burlington Ave | Hastings | NE | 68901-4421 | Adams | NE19150 | Scrapped/Junked |  | 1990 | State Ind. |  | BOILER ROOM |  | 5/31/2000
Hastings College/Arena Bldg | 800 E 12th St | Hastings | NE | 68901-7340 | Adams | NE01906 | Scrapped/Junked | 105963 | 2001 | Pvi | CHWH - ASME/Fired Water Heater | BOILER ROOM | HWSD - Hot Water Dom/Potable | 1/31/2021
Hastings College/Arena Bldg | 800 E 12th St | Hastings | NE | 68901-7340 | Adams | NE29116 | Active | 494605 | 2020 | Lochinvar | COBL - Coil Type Boiler | Mechanical Room | HWSD - Hot Water Dom/Potable | 1/31/2027
Hastings College/French Memorial Chapel | 800 N Turner Ave | Hastings | NE | 68901-7622 | Adams | NE09704 | Active | n/a | 2001 | Weil-Mcclain | CI - Cast Iron | BOILER ROOM | HWHT - Hot Water Heat | 1/31/2027
Hastings College/French Memorial Chapel | 800 N Turner Ave | Hastings | NE | 68901-7622 | Adams | NE09705 | Active | n/a | 2001 | Weil-Mcclain | CI - Cast Iron | BOILER ROOM | HWHT - Hot Water Heat | 1/31/2027
Hastings College/French Memorial Chapel | 800 N Turner Ave | Hastings | NE | 68901-7622 | Adams | NE09706 | Active | n/a | 2001 | Weil-Mcclain | CI - Cast Iron | BOILER ROOM | HWHT - Hot Water Heat | 1/31/2027
Hastings College/French Memorial Chapel | 800 N Turner Ave | Hastings | NE | 68901-7622 | Adams | NE09707 | Active | n/a | 2001 | Weil-Mcclain | CI - Cast Iron | BOILER ROOM | HWHT - Hot Water Heat | 1/31/2027
Hastings College/French Memorial Chapel | 800 N Turner Ave | Hastings | NE | 68901-7622 | Adams | NE31606 | Inactive |  | 1980 | PEERLESS HEATER COMPANY |  | BOILER ROOM | STHT - Steam-Heat | 7/30/2001
Hastings College/French Memorial Chapel | 800 N Turner Ave | Hastings | NE | 68901-7622 | Adams | NE37283 | Inactive |  | 1987 | Slant Fin Corp | CI - Cast Iron | BOILER ROOM | STHT - Steam-Heat | 7/31/2002
Hastings College/French Memorial Chapel | 800 N Turner Ave | Hastings | NE | 68901-7622 | Adams | NE37284 | Out of Service | n/a | 1987 | Slant Fin | CI - Cast Iron | BOILER ROOM | STHT - Steam-Heat | 1/31/2020
Heritage Bank | 800 W 3rd St | Hastings | NE | 68901-5054 | Adams | NE04627 | Active | 8374 | 1968 | Kewanee | FTFB - Firetube-Firebox Boiler | Boiler room | HWHT - Hot Water Heat | 3/31/2027
Hastings College/Altman Hall | 809 N Ash Ave | Hastings | NE | 68901-7674 | Adams | NE27510 | Scrapped/Junked | 287798 | 2018 | Laars | CPFT - Horiz Cpr Fin Boiler | Basement | HWSD - Hot Water Dom/Potable | 1/31/2022
Hastings College/Altman Hall | 809 N Ash Ave | Hastings | NE | 68901-7674 | Adams | NE32572 | Active | n/a | 1962 | Kewanee | FTFB - Firetube-Firebox Boiler | BOILER ROOM | HWHT - Hot Water Heat | 1/31/2027
Hastings College/Altman Hall | 809 N Ash Ave | Hastings | NE | 68901-7674 | Adams | NE35119 | Scrapped/Junked | 81352 | 1986 | Teledyne Laars | WT - Water Tube Boiler | BOILER ROOM | HWSD - Hot Water Dom/Potable | 1/31/2019
Community Redevelopment | 809 W 2Nd St | Hastings | NE | 68901-5004 | Adams | NE06108 | Inactive |  | 2005 | SLAN | CI - Cast Iron | BASEMENT | STHT - Steam-Heat | 4/30/2009
Community Redevelopment | 809 W 2Nd St | Hastings | NE | 68901-5004 | Adams | NE22317 | Scrapped/Junked |  | 1970 | SLANT FIN |  | BOILER ROOM | STHT - Steam-Heat | 1/31/2006
Wells Fargo | 815 N Marian Rd | Hastings | NE | 68901-3489 | Adams | NE07110 | Inactive |  | 1974 | Peerless | CI - Cast Iron | Boiler Room | HWHT - Hot Water Heat | 10/31/2007
Hastings College/Taylor Hall | 818 N Turner Ave | Hastings | NE | 68901-7622 | Adams | NE21087 | Scrapped/Junked | 237593 | 2011 | Laars | CPFH - Copper Fin Water Heater | Laundry Area | HWSD - Hot Water Dom/Potable | 1/31/2022
Hastings College/Taylor Hall | 818 N Turner Ave | Hastings | NE | 68901-7622 | Adams | NE35121 | Scrapped/Junked | 78837 | 1986 | Teledyne Laars | WT - Water Tube Boiler | BOILER ROOM | HWSD - Hot Water Dom/Potable | 1/31/2012
SALVATION ARMY | 821 W 2nd St | Hastings | NE | 68901-5004 | ADAMS | NE16650 | Inactive |  | 1978 | AMERICAN STANDARD |  | BOILER ROOM | STHT - Steam-Heat | 1/31/2005
Hastings College/Babcock Hall | 824 N Turner Ave | Hastings | NE | 68901-7622 | Adams | NE25080 | Active | 96071 | 1998 | Pvi | CHWH - ASME/Fired Water Heater | BASEMENT | HWSD - Hot Water Dom/Potable | 1/31/2027
Hastings College/Babcock Hall | 824 N Turner Ave | Hastings | NE | 68901-7622 | Adams | NE32821 | Active | 29739 | 1977 | Kewanee | FT - Firetube Boiler | BOILER ROOM | HWHT - Hot Water Heat | 1/31/2027
Hastings College/Babcock Hall | 824 N Turner Ave | Hastings | NE | 68901-7622 | Adams | NE37286 | Inactive | 67474 | 1989 | PVI INDUSTRIES | CHWH - ASME/Fired Water Heater | BOILER ROOM | HWSD - Hot Water Dom/Potable | 7/30/2001
Longfellow Elementary | 828 N Hastings Ave | Hastings | NE | 68901-4463 | Adams | NE20019 | Exempt 1999 LB-66 |  | 1994 | RHEEM MANUFACTURING CO | AHWH - ANSI/Fired Water Htr | BOILER ROOM | HWSD - Hot Water Dom/Potable | 6/30/1999
Longfellow Elementary | 828 N Hastings Ave | Hastings | NE | 68901-4463 | Adams | NE32455 | Inactive | n/a | 1967 | Kewanee | FTFB - Firetube-Firebox Boiler | BOILER ROOM | STHT - Steam-Heat | 11/30/2018
Hoff Cleaners | 834 W 2nd St | Hastings | NE | 68901-5003 | Adams | NE17875 | Inactive | 43584 | 1993 | Parker Boiler Company | WT - Water Tube Boiler | basement | PROC - Process Steam | 6/30/2023
Hastings Good Sam Village | 900 E B St | Hastings | NE | 68901-6480 | Adams | NE22358 | Active | 136069 | 1996 | Raypak | COBL - Coil Type Boiler | BOILER ROOM | HWSD - Hot Water Dom/Potable | 4/30/2027
Hastings Good Sam Village | 900 E B St | Hastings | NE | 68901-6480 | Adams | NE22359 | Active | 135607 | 1996 | Raypak | COBL - Coil Type Boiler | BOILER ROOM | HWHT - Hot Water Heat | 4/30/2027
Apartment Building | 900 N Hastings Ave | Hastings | NE | 68901-3800 | Adams | NE10240 | Active | 39801 | 2007 | Peerless | COWH - Coil Type Water Heater | BASEMENT | HWHT - Hot Water Heat | 3/31/2027
HASTINGS COLLEGE | 900 TURNER AVE | HASTINGS | NE | 68901 | ADAMS | NE19168 | Inactive | 200811 | 1992 | VALLIANT |  | BOILER ROOM | STHT - Steam-Heat | 7/30/2001
Midlands Lodge | 910 W J St | Hastings | NE | 68901-6810 | ADAMS | NE00677 | Scrapped/Junked | 58298 | 2000 | AOSM | COBL - Coil Type Boiler | BASEMENT | HWSD - Hot Water Dom/Potable | 3/31/2013
Midlands Lodge | 910 W J St | Hastings | NE | 68901-6810 | ADAMS | NE15640 | Scrapped/Junked | 49053 | 1977 | AO SMITH | WT - Water Tube Boiler | WEST LAUNDRY ROOM | HWHT - Hot Water Heat | 3/31/2001
Midlands Lodge | 910 W J St | Hastings | NE | 68901-6810 | ADAMS | NE24143 | Scrapped/Junked | 131059 | 2012 | RHEEM | CHWH - ASME/Fired Water Heater | Basement | HWSD - Hot Water Dom/Potable | 6/30/2020
Midlands Lodge | 910 W J St | Hastings | NE | 68901-6810 | ADAMS | NE35463 | Scrapped/Junked | N/A | 1963 | Peerless | CI - Cast Iron | WEST LAUNDRY RM | HWHT - Hot Water Heat | 3/31/2011
Hastings College/Student Housing | 913 N Ash Ave | Hastings | NE | 68901 | Adams | NE44141 | Active | 159127 | 2025 | PVI Industries | CHWH - ASME/Fired Water Heater | Basement | HWSD - Hot Water Dom/Potable | 1/31/2026
Hastings College/Student Housing | 913 N Ash Ave | Hastings | NE | 68901 | Adams | NE44142 | Active | 159505 | 2025 | PVI Industries | CHWH - ASME/Fired Water Heater | Basement | HWSD - Hot Water Dom/Potable | 1/31/2026
Hastings College/Student Housing | 913 N Ash Ave | Hastings | NE | 68901 | Adams | NE44143 | Active | 159383 | 2025 | PVI Industries | CHWH - ASME/Fired Water Heater | Basement | HWSD - Hot Water Dom/Potable | 1/31/2026
M FRANK/GROUP DAYCARE | 916 W 9th St | Hastings | NE | 68901-3801 | ADAMS | NE10335 | Inactive | N/A | 2001 | PEERLESS HEATER COMPANY |  | BASEMENT | STHT - Steam-Heat | 2/28/2005
M FRANK/GROUP DAYCARE | 916 W 9th St | Hastings | NE | 68901-3801 | ADAMS | NE30489 | Scrapped/Junked |  | 1992 | PEERLESS HEATER COMPANY |  | BASEMENT | STHT - Steam-Heat | 1/31/2003
THE BRIDGE | 922 N Denver Ave | Hastings | NE | 68901-3922 | ADAMS | NE30293 | Exempt |  | 1940 | AMERICAN RADIATOR |  | BASEMENT | HWHT - Hot Water Heat | 10/31/2007
Hastings Good Sam Village | 931 E F St | Hastings | NE | 68901-6660 | Adams | NE05028 | Scrapped/Junked | 11327 | 1990 | AO SMITH | CHWH - ASME/Fired Water Heater | BOILER ROOM | HWSD - Hot Water Dom/Potable | 4/30/2004
Hastings Good Sam Village | 931 E F St | Hastings | NE | 68901-6660 | Adams | NE09363 | Active | 47578 | 2007 | Aerco International | FTVT - Firetube Vertical TB | MECH ROOM | GLYC - Glycol Bldg Heat Sys | 4/30/2027
Hastings Good Sam Village | 931 E F St | Hastings | NE | 68901-6660 | Adams | NE09364 | Active | 47579 | 2007 | Aerco International | FTVT - Firetube Vertical TB | MECH ROOM | HWHT - Hot Water Heat | 4/30/2027
Hastings Good Sam Village | 931 E F St | Hastings | NE | 68901-6660 | Adams | NE15998 | Inactive |  | 1980 | BRYANT |  | BOILER ROOM | HWHT - Hot Water Heat | 4/30/2007
Hastings Good Sam Village | 931 E F St | Hastings | NE | 68901-6660 | Adams | NE16006 | Scrapped/Junked |  | 1990 | RHEEM MANUFACTURING CO | CHWH - ASME/Fired Water Heater | BOILER ROOM | HWSD - Hot Water Dom/Potable | 4/30/2006
Hastings Good Sam Village | 931 E F St | Hastings | NE | 68901-6660 | Adams | NE17190 | Scrapped/Junked | 11327 | 1993 | AO SMITH | CHWH - ASME/Fired Water Heater |  | HWSD - Hot Water Dom/Potable | 4/30/1999
Hastings Good Sam Village | 931 E F St | Hastings | NE | 68901-6660 | Adams | NE17191 | Inactive | 23435 | 1992 | Aerco International | WT - Water Tube Boiler | BOILER ROOM | HWHT - Hot Water Heat | 4/30/2019
Hastings Good Sam Village | 931 E F St | Hastings | NE | 68901-6660 | Adams | NE17199 | Exempt 1999 LB-66 |  | 1993 | AO SMITH | AHWH - ANSI/Fired Water Htr |  | HWSD - Hot Water Dom/Potable | 4/30/1999
Hastings Good Sam Village | 931 E F St | Hastings | NE | 68901-6660 | Adams | NE25555 | Scrapped/Junked | n/a | 1998 | RHEEM | CHWH - ASME/Fired Water Heater | BOILER ROOM | HWSD - Hot Water Dom/Potable | 4/30/2015
Hastings Good Sam Village | 931 E F St | Hastings | NE | 68901-6660 | Adams | NE43313 | Active | 485955 | 2024 | Lochinvar | FTVT - Firetube Vertical TB | Mechanical Room | GLFH - Glycol Floor Heat System | 4/30/2027
HOLSTEIN PUBLIC SCHOOL | 9625 S Holstein Ave | Holstein | NE | 68950-5053 | ADAMS | NE31518 | Inactive |  | 1945 | KEWANEE | FT - Firetube Boiler | BOILER ROOM | STHT - Steam-Heat | 7/31/2001
CHIEF ETHANOL FUELS INC | E HWY 6 | HASTINGS | NE | 68901 | ADAMS | NE01795 | Inactive | 2992 | 1994 | NEBRASKA BOILER | WT - Water Tube Boiler | OUTSIDE-PORTABLE | PROC - Process Steam | 6/30/2005
WM PHILLIPS/PHILLIPS IND | PO Box 307 | Hastings | NE | 68902-0307 | ADAMS | NE30503 | Inactive |  | 1960 | WEIL MCLAIN |  | BLDG 8SH18 | HWHT - Hot Water Heat | 6/30/1997
ASSUMPTION CHURCH | PO Box 67 | Roseland | NE | 68973-0067 | ADAMS | NE14767 | Scrapped/Junked |  | 1978 | CRANE |  | BASEMENT | STHT - Steam-Heat | 11/30/2001
JOE DITTRICK | RR 1 Box 127 | Kenesaw | NE | 68956-9801 | ADAMS | NE30200 | Exempt |  | 1985 | DITTRICK | FT - Firetube Boiler |  | 0024 - Antique Steam Tractor | 6/30/1992
GREG LEMKE | RR 1 Box 35 | Glenvil | NE | 68941-9741 | ADAMS | NE40149 | Inactive |  | 1922 | Unknown | HOBB - Hobby/Antique Boiler | PORTABLE | 0024 - Antique Steam Tractor | 8/31/2002
FLORAL SHOP | UNKNOWN | HASTINGS | NE | 68901 | ADAMS | NE14330 | Inactive |  | 1930 | NATIONAL RADIATOR |  | BASEMENT | STHT - Steam-Heat | 7/31/1993
Neligh City Pool | 100 Riverside Blvd | Neligh | NE | 68756-0087 | Antelope | NE00099 | Inactive | 93524 | 1999 | Teledyne & Laars | CPFT - Horiz Cpr Fin Boiler | FILTER ROOM | OPHT - Outdoor Pool Heater | 6/30/2017
CLEARWATER PUBLIC SCHOOL | 101 IOWA ST | CLEARWATER | NE | 68726 | ANTELOPE | NE33660 | Inactive |  | 1931 | KEWANEE | FT - Firetube Boiler | BOILER ROOM | STHT - Steam-Heat | 7/31/1988
CLEARWATER PUBLIC SCHOOL | 101 IOWA ST | CLEARWATER | NE | 68726 | ANTELOPE | NE33844 | Inactive |  | 1966 | KEWANEE | FT - Firetube Boiler | BOILER ROOM #1 | STHT - Steam-Heat | 8/31/2006
CLEARWATER PUBLIC SCHOOL | 101 IOWA ST | CLEARWATER | NE | 68726 | ANTELOPE | NE37047 | Exempt 1999 LB-66 |  | 1975 | G AND S | AHWH - ANSI/Fired Water Htr | BOILER ROOM #1 | HWSD - Hot Water Dom/Potable | 8/31/2000
CLEARWATER PUBLIC SCHOOL | 101 IOWA ST | CLEARWATER | NE | 68726 | ANTELOPE | NE37048 | Exempt 1999 LB-66 |  | 1975 | G AND S | AHWH - ANSI/Fired Water Htr | BOILER ROOM #1 | HWSD - Hot Water Dom/Potable | 8/31/2000
Elgin Psd Gym | 101 N 4th St | Elgin | NE | 68636-4471 | Antelope | NE21524 | Exempt 1999 LB-66 |  | 1985 | RUUD | AHWH - ANSI/Fired Water Htr |  | HWSD - Hot Water Dom/Potable | 7/31/2000
Elgin Psd Gym | 101 N 4th St | Elgin | NE | 68636-4471 | Antelope | NE31282 | Scrapped/Junked | 10352 | 1973 | Ruud-Rheem | CHWH - ASME/Fired Water Heater | BOILER ROOM | HWSD - Hot Water Dom/Potable | 3/31/2015
Elgin Psd Gym | 101 N 4th St | Elgin | NE | 68636-4471 | Antelope | NE32881 | Scrapped/Junked | 10087 | 1973 | Ruud-Rheem | CHWH - ASME/Fired Water Heater | BOILER ROOM | HWSD - Hot Water Dom/Potable | 3/31/2015
Elgin Public School | 101 N 4th St | Elgin | NE | 68636-4471 | Antelope | NE16530 | Scrapped/Junked | n/a | 1987 | Peerless | CI - Cast Iron | BOILER ROOM | STHT - Steam-Heat | 3/31/2013
Elgin Public School | 101 N 4th St | Elgin | NE | 68636-4471 | Antelope | NE24549 | Active | 254483 | 2013 | Lochinvar | WTSS - Watertube SS Steel | high schl boiler rm | HWHT - Hot Water Heat | 3/31/2027
Elgin Public School | 101 N 4th St | Elgin | NE | 68636-4471 | Antelope | NE24550 | Active | 252438 | 2013 | Lochinvar | WTSS - Watertube SS Steel | high schl boiler rm | HWHT - Hot Water Heat | 3/31/2027
Elgin Public School | 101 N 4th St | Elgin | NE | 68636-4471 | Antelope | NE24551 | Active | 228421 | 2013 | Lochinvar | WTSS - Watertube SS Steel | Elem schl boiler rm | HWHT - Hot Water Heat | 3/31/2027
Elgin Public School | 101 N 4th St | Elgin | NE | 68636-4471 | Antelope | NE24552 | Active | 251746 | 2013 | Lochinvar | WTSS - Watertube SS Steel | Elem schl boiler rm | HWHT - Hot Water Heat | 3/31/2027
Elgin Public School | 101 N 4th St | Elgin | NE | 68636-4471 | Antelope | NE32347 | Inactive |  | 1924 | KEWANEE | FT - Firetube Boiler | BOILER ROOM | HWHT - Hot Water Heat | 7/31/1988
GETZ'S GROCERY | 102 N 2nd St | Elgin | NE | 68636-4425 | ANTELOPE | NE18802 | Inactive |  | 1950 | UNITED STATES |  | BASEMENT | STHT - Steam-Heat | 11/30/2001
Antelope Memorial Hospital | 102 W 9th St | Neligh | NE | 68756-1114 | Antelope | NE02130 | Scrapped/Junked |  | 1976 | A. O. Smith | AHWH - ANSI/Fired Water Htr | #2 Blr Room | HWSD - Hot Water Dom/Potable | 9/30/2010
Antelope Memorial Hospital | 102 W 9th St | Neligh | NE | 68756-1114 | Antelope | NE02131 | Scrapped/Junked |  | 1973 | AO SMITH | AHWH - ANSI/Fired Water Htr | BOILER ROOM | HWSD - Hot Water Dom/Potable | 10/31/2005
Antelope Memorial Hospital | 102 W 9th St | Neligh | NE | 68756-1114 | Antelope | NE02132 | Scrapped/Junked |  | 1976 | A. O. Smith | AHWH - ANSI/Fired Water Htr | #2 Boiler Room | HWSD - Hot Water Dom/Potable | 9/30/2010
Antelope Memorial Hospital | 102 W 9th St | Neligh | NE | 68756-1114 | Antelope | NE02672 | Scrapped/Junked | 14721 | 1950 | KEWANEE | FTSM - FTS Marine Dry Back | BOILER ROOM | BSUP - Bldg Heat & Process | 10/31/2005
Antelope Memorial Hospital | 102 W 9th St | Neligh | NE | 68756-1114 | Antelope | NE02673 | Inactive | 14720 | 1950 | KEWANEE | FTSM - FTS Marine Dry Back | BOILER ROOM | BSUP - Bldg Heat & Process | 8/31/2005
Antelope Memorial Hospital | 102 W 9th St | Neligh | NE | 68756-1114 | Antelope | NE06364 | Active | 13852 | 2005 | Aldrich | FTFB - Firetube-Firebox Boiler | #1 Boiler Room | STHT - Steam-Heat | 8/31/2026
Antelope Memorial Hospital | 102 W 9th St | Neligh | NE | 68756-1114 | Antelope | NE06365 | Active | 13851 | 2005 | Aldrich | FTFB - Firetube-Firebox Boiler | NEW ADDITION BLR ROOM | STHT - Steam-Heat | 8/31/2026
Antelope Memorial Hospital | 102 W 9th St | Neligh | NE | 68756-1114 | Antelope | NE06366 | Scrapped/Junked | 950 | 2004 | OGDN | ELBL - Electric Boiler | CENTRAL SUPPLY | PROC - Process Steam | 8/31/2021
Antelope Memorial Hospital | 102 W 9th St | Neligh | NE | 68756-1114 | Antelope | NE06367 | Active | 949 | 2004 | OGDN | ELBL - Electric Boiler | SURGERY | STER - Sterilizer | 8/31/2026
Antelope Memorial Hospital | 102 W 9th St | Neligh | NE | 68756-1114 | Antelope | NE41200 | Active | 127336 | 2020 | Getinge | ELBL - Electric Boiler | Surgery | 0020 - Supp to Sterlizer/Autoclave | 8/31/2026
ESU 8 | 110 W 3rd St | Neligh | NE | 68756-1464 | Antelope | NE27583 | Active | 253270 | 2017 | Lochinvar | FTSS - Firetube Stainless Steel | Boiler Room | HWHT - Hot Water Heat | 10/31/2026
ESU 8 | 110 W 3rd St | Neligh | NE | 68756-1464 | Antelope | NE27584 | Active | 250839 | 2017 | Lochinvar | FTSS - Firetube Stainless Steel | Boiler Room | HWHT - Hot Water Heat | 10/31/2026
ESU 8 | 110 W 3rd St | Neligh | NE | 68756-1464 | Antelope | NE27585 | Active | 253003 | 2017 | Lochinvar | FTSS - Firetube Stainless Steel | Boiler Room | HWHT - Hot Water Heat | 10/31/2026
Accura Healthcare - Neligh | 1100 T St | Neligh | NE | 68756-1027 | Antelope | NE12164 | Scrapped/Junked | 12810 | 2003 | ALES | FTVT - Firetube Vertical TB | BOILER ROOM | HWHT - Hot Water Heat | 4/30/2015
Accura Healthcare - Neligh | 1100 T St | Neligh | NE | 68756-1027 | Antelope | NE14901 | Scrapped/Junked |  | 1968 | AO SMITH | AHWH - ANSI/Fired Water Htr | BOILER ROOM | HWSD - Hot Water Dom/Potable | 4/30/2006
Accura Healthcare - Neligh | 1100 T St | Neligh | NE | 68756-1027 | Antelope | NE18520 | Exempt 1999 LB-66 |  | 1988 | STATE INDUSTRIES | AHWH - ANSI/Fired Water Htr | BOILER ROOM | HWSD - Hot Water Dom/Potable | 4/30/2000
Accura Healthcare - Neligh | 1100 T St | Neligh | NE | 68756-1027 | Antelope | NE18521 | Exempt 1999 LB-66 |  | 1995 | VANGUARD | AHWH - ANSI/Fired Water Htr | BOILER ROOM | HWSD - Hot Water Dom/Potable | 4/30/2000
Accura Healthcare - Neligh | 1100 T St | Neligh | NE | 68756-1027 | Antelope | NE20474 | Scrapped/Junked | 8960 | 1996 | ALDRICH/LES | FTVT - Firetube Vertical TB | BOILER ROOM | HWHT - Hot Water Heat | 4/30/2004
Accura Healthcare - Neligh | 1100 T St | Neligh | NE | 68756-1027 | Antelope | NE22336 | Exempt 1999 LB-66 |  | 1997 | AO SMITH | AHWH - ANSI/Fired Water Htr | BOILER ROOM | HWSD - Hot Water Dom/Potable | 4/30/2000
Accura Healthcare - Neligh | 1100 T St | Neligh | NE | 68756-1027 | Antelope | NE25740 | Inactive | 308972 | 2014 | CAMUS | WTSS - Watertube SS Steel | Mech. room | HWHT - Hot Water Heat | 5/31/2023
Accura Healthcare - Neligh | 1100 T St | Neligh | NE | 68756-1027 | Antelope | NE25741 | Inactive | 308971 | 2014 | CAMUS | WTSS - Watertube SS Steel | Mech. room | HWHT - Hot Water Heat | 5/31/2020
Accura Healthcare - Neligh | 1100 T St | Neligh | NE | 68756-1027 | Antelope | NE34861 | Inactive |  | 1968 | AMERICAN STANDARD |  | BOILER ROOM | HWHT - Hot Water Heat | 4/30/1992
Accura Healthcare - Neligh | 1100 T St | Neligh | NE | 68756-1027 | Antelope | NE43181 | Active | 595835 | 2023 | NTI | WTSS - Watertube SS Steel | Mechanical Room | HWHT - Hot Water Heat | 3/31/2027
Antelope County Law Enforcement | 1102 L St | Neligh | NE | 68756-1062 | Antelope | NE25690 | Active | 190245 | 2014 | State Industries | CHWH - ASME/Fired Water Heater | Upsatirs | HWSD - Hot Water Dom/Potable | 2/28/2027
Antelope County Law Enforcement | 1102 L St | Neligh | NE | 68756-1062 | Antelope | NE25691 | Active | 192608 | 2014 | State Industries | CHWH - ASME/Fired Water Heater | Upsatirs | HWSD - Hot Water Dom/Potable | 2/28/2027
Antelope County Law Enforcement | 1102 L St | Neligh | NE | 68756-1062 | Antelope | NE25692 | Scrapped/Junked | 190246 | 2014 | State Industries | CHWH - ASME/Fired Water Heater | Upsatirs | HWSD - Hot Water Dom/Potable | 2/28/2021
Antelope County Law Enforcement | 1102 L St | Neligh | NE | 68756-1062 | Antelope | NE28964 | Active | 253347 | 2019 | State Industries | CHWH - ASME/Fired Water Heater | Upsatirs | HWSD - Hot Water Dom/Potable | 2/28/2027
Adfac/Imac | 120 W 2nd St | Orchard | NE | 68764-5054 | Antelope | NE04065 | Active | 6535 | 1977 | Johnston Boiler Co. | FTSM - FTS Marine Dry Back | Boiler Room | PROC - Process Steam | 8/31/2026
Automated Dairy Specialists | 203 First St | Clearwater | NE | 68726-5368 | Antelope | NE28807 | Active | 6176 | 2019 | Navien | FTVT - Firetube Vertical TB | Office | GLYC - Glycol Bldg Heat Sys | 7/31/2026
Automated Dairy Specialists | 203 First St | Clearwater | NE | 68726-5368 | Antelope | NE28808 | Active | 5906 | 2019 | Navien | FTVT - Firetube Vertical TB | Office | GLFH - Glycol Floor Heat System | 7/31/2026
ST PETERS LUTHERAN CHURCH | 230 Cherry St | Orchard | NE | 68764-5069 | ANTELOPE | NE35284 | Inactive |  | 1968 | AMERICAN STANDARD |  | BASEMENT | STHT - Steam-Heat | 11/30/2006
St Boniface School | 301 S 2nd St | Elgin | NE | 68636-4442 | Antelope | NE16155 | Out of Service | n/a | 1987 | Peerless | CI - Cast Iron | BASEMENT | STHT - Steam-Heat | 3/31/2014
Orchard Municpal Pool | 405 E 6th | Orchard | NE | 68764 | Antelope | NE14143 | Active | 295326 | 2009 | RAYPAK INC, CALIFORNIA | CPFT - Horiz Cpr Fin Boiler | OUTSIDE | OPHT - Outdoor Pool Heater | 6/30/2025
Village of Orchard | 425 E 4th St | Orchard | NE | 68764-6310 | Antelope | NE23011 | Inactive | 8203 | 1995 | ALES | FTVT - Firetube Vertical TB | BOILER ROOM | HWHT - Hot Water Heat | 8/31/2022
Village of Orchard | 425 E 4th St | Orchard | NE | 68764-6310 | Antelope | NE31946 | Inactive |  | 1923 | KEWANEE | FT - Firetube Boiler | BOILER ROOM | STHT - Steam-Heat | 7/31/2000
Clearwater Learning Center-ESU * | 501 Iowa St | Clearwater | NE | 68726-5380 | Antelope | NE37246 | Inactive | n/a | 1987 | AOSM | CHWH - ASME/Fired Water Heater | BOILER ROOM | HWSD - Hot Water Dom/Potable | 2/28/2021
Clearwater Learning Center-ESU * | 501 Iowa St | Clearwater | NE | 68726-5380 | Antelope | NE37247 | Active | 40423 | 1987 | Kewanee | FT - Firetube Boiler | BOILER ROOM | HWHT - Hot Water Heat | 2/28/2026
ANTELOPE CTY COURTHOUSE | 501 M St | Neligh | NE | 68756-1424 | ANTELOPE | NE16134 | Scrapped/Junked |  | 1920 | US RADIATOR |  | BOILER ROOM | STHT - Steam-Heat | 12/31/2001
Summerland School District | 51293 857th Rd | Ewing | NE | 68735-2010 | Antelope | NE41360 | Active | 498514 | 2020 | Sermeta | COBL - Coil Type Boiler | Boiler room | GLYC - Glycol Bldg Heat Sys | 2/28/2027
Neligh-Oakdale Public Schools | 600 J St | Neligh | NE | 68756-1354 | Antelope | NE22249 | Active | 43371 | 1998 | AO SMITH | WT - Water Tube Boiler | Old Gym Boiler Room | HWSD - Hot Water Dom/Potable | 2/28/2027
Neligh-Oakdale Public Schools | 600 J St | Neligh | NE | 68756-1354 | Antelope | NE24158 | Active | 242411 | 2013 | Laars | COND - Condenser | basement | HWHT - Hot Water Heat | 2/28/2027
Neligh-Oakdale Public Schools | 600 J St | Neligh | NE | 68756-1354 | Antelope | NE29168 | Active | 508465 | 2020 | Laars | COND - Condenser | basement | HWHT - Hot Water Heat | 2/28/2027
Neligh-Oakdale Public Schools | 600 J St | Neligh | NE | 68756-1354 | Antelope | NE33095 | Scrapped/Junked | 55816 | 1949 | Kewanee | FT - Firetube Boiler | Boileroom | STHT - Steam-Heat | 2/28/2022
Neligh-Oakdale Public Schools | 600 J St | Neligh | NE | 68756-1354 | Antelope | NE33096 | Scrapped/Junked | NA | 1949 | Kewanee | FT - Firetube Boiler | Boiler Room | STHT - Steam-Heat | 2/28/2022
JOHN NIEMOTH | PO Box 338 | Niobrara | NE | 68760-0338 | ANTELOPE | NE31581 | Inactive |  | 1946 | BROTHERS | FT - Firetube Boiler | OAKDALE SCH BL | STHT - Steam-Heat | 7/31/1995
JOHN NIEMOTH | PO Box 338 | Niobrara | NE | 68760-0338 | ANTELOPE | NE31602 | Inactive |  | 1967 | AMERICAN STANDARD |  | OAKDALE SCH BL | STHT - Steam-Heat | 7/31/1995
CARL D SCHRADER | RR 2 | Neligh | NE | 68756-9802 | ANTELOPE | NE30141 | Inactive |  | 1914 | MINNEAPOLIS | FT - Firetube Boiler | PORTABLE | 0024 - Antique Steam Tractor | 6/30/1990
HAROLD RITTER | RR 2 Box 22 | Tilden | NE | 68781-9310 | ANTELOPE | NE30143 | Inactive |  | 1971 | HAROLD RITTER | FT - Firetube Boiler | PORTABLE | 0024 - Antique Steam Tractor | 12/31/1993
Arthur County High School | 100 Marshall Ave | Arthur | NE | 69121 | Arthur | NE26469 | Active | N/A | 2016 | Slant Fin | CI - Cast Iron | Boiler Room | HWHT - Hot Water Heat | 10/31/2026
Arthur County High School | 100 Marshall Ave | Arthur | NE | 69121 | Arthur | NE26470 | Active | N/A | 2016 | Slant Fin | CI - Cast Iron | Boiler Room | HWHT - Hot Water Heat | 10/31/2026
Arthur County High School | 100 Marshall Ave | Arthur | NE | 69121 | Arthur | NE26471 | Active | N/A | 2016 | Slant Fin | CI - Cast Iron | Boiler Room | HWHT - Hot Water Heat | 10/31/2026
Arthur County High School | 100 Marshall Ave | Arthur | NE | 69121 | Arthur | NE34662 | Scrapped/Junked | n/a | 1968 | Kewanee | FTFB - Firetube-Firebox Boiler | boiler room | HWHT - Hot Water Heat | 1/31/2017
BANNER COUNTY MUSEUM | 200 N PENNSYLVANNIA AVE | HARRISBURG | NE | 69345 | BANNER | NE30099 | Inactive |  | 1926 | LOOKOUT | HOBB - Hobby/Antique Boiler | PORTABLE | 0024 - Antique Steam Tractor | 9/30/1990
Banner County Museum | 200 N. Pennsylvania | Harrisburg | NE | 69345-5097 | Banner | NE01392 | Active | 27 | 1922 | J. I. Case | HOBB - Hobby/Antique Boiler | PORTABLE | 0024 - Antique Steam Tractor | 4/30/2028
Banner County School | 200 School St | Harrisburg | NE | 69345-0005 | Banner | NE00808 | Active | 10907 | 2000 | ALES | FTVT - Firetube Vertical TB | BOILER ROOM | HWHT - Hot Water Heat | 11/30/2026
Banner County School | 200 School St | Harrisburg | NE | 69345-0005 | Banner | NE00809 | Active | 10908 | 2000 | ALES | FTVT - Firetube Vertical TB | BOILER ROOM | HWHT - Hot Water Heat | 11/30/2026
Banner County School | 200 School St | Harrisburg | NE | 69345-0005 | Banner | NE15144 | Active | n/a | 1990 | Peerless | CI - Cast Iron | W Teachers Building | HWHT - Hot Water Heat | 11/30/2026
Banner County School | 200 School St | Harrisburg | NE | 69345-0005 | Banner | NE40131 | Scrapped/Junked | 60445 | 1998 | STAT | CHWH - ASME/Fired Water Heater | BOILER ROOM | HWSD - Hot Water Dom/Potable | 11/30/2017
BANNER COUNTY SCHOOL | 200 SCHOOL ST | HARRISBURG | NE | 69345 | BANNER | NE15143 | Scrapped/Junked |  | 1990 | BRADFORD-WHITE | AHWH - ANSI/Fired Water Htr | MECH RM | HWSD - Hot Water Dom/Potable | 11/30/1999
St John Baptist Offices | 106 N 4th | Petersburg | NE | 68652 | Boone | NE23054 | Scrapped/Junked | 8043 | 1994 | ALES | FTVT - Firetube Vertical TB | SCHOOL BASEMENT | HWHT - Hot Water Heat | 2/28/2015
St John Baptist Offices | 106 N 4th | Petersburg | NE | 68652 | Boone | NE23055 | Scrapped/Junked | 8045 | 1994 | ALES | FTVT - Firetube Vertical TB | SCHOOL BASEMENT | HWHT - Hot Water Heat | 2/28/2015
St John Baptist Offices | 106 N 4th | Petersburg | NE | 68652 | Boone | NE27271 | Active | 394885 | 2017 | CAMUS | WTSS - Watertube SS Steel | Boiler Room | HWHT - Hot Water Heat | 10/31/2026
St John Baptist Offices | 106 N 4th | Petersburg | NE | 68652 | Boone | NE28963 | Active | 122659 | 2019 | Lochinvar | FTVT - Firetube Vertical TB | Boiler Room | GLYC - Glycol Bldg Heat Sys | 10/31/2026
Albion City Pool | 1144 South 8th St | Albion | NE | 68620 | Boone | NE25200 | Active | 372132 | 2014 | Raypak | CPPH - Ansi Cpr Fin Pool Heater | Mech. Bldg | OPHT - Outdoor Pool Heater | 6/30/2026
Wolf Mem Good Sam Ctr | 1222 S 7th St | Albion | NE | 68620-1716 | Boone | NE15940 | Scrapped/Junked | n/a | 1967 | Kewanee | FT - Firetube Boiler | BLRM-S | HWHT - Hot Water Heat | 2/28/2026
Wolf Mem Good Sam Ctr | 1222 S 7th St | Albion | NE | 68620-1716 | Boone | NE15941 | Active | 36279 | 1982 | Kewanee | FT - Firetube Boiler | BLRM MID WING | HWHT - Hot Water Heat | 2/28/2027
Wolf Mem Good Sam Ctr | 1222 S 7th St | Albion | NE | 68620-1716 | Boone | NE18969 | Exempt 1999 LB-66 |  | 1985 | AO SMITH | AHWH - ANSI/Fired Water Htr |  | HWSD - Hot Water Dom/Potable | 4/30/2000
Wolf Mem Good Sam Ctr | 1222 S 7th St | Albion | NE | 68620-1716 | Boone | NE18970 | Exempt 1999 LB-66 |  | 1984 | AO SMITH | AHWH - ANSI/Fired Water Htr |  | HWSD - Hot Water Dom/Potable | 4/30/2000
Wolf Mem Good Sam Ctr | 1222 S 7th St | Albion | NE | 68620-1716 | Boone | NE22264 | Active | 16987 | 2012 | Noritz | CPFH - Copper Fin Water Heater | Mech. Room | HWSD - Hot Water Dom/Potable | 2/28/2027
Wolf Mem Good Sam Ctr | 1222 S 7th St | Albion | NE | 68620-1716 | Boone | NE22265 | Active | 15775 | 2012 | Noritz | CPFH - Copper Fin Water Heater | Mech. Room | HWSD - Hot Water Dom/Potable | 2/28/2027
Wolf Mem Good Sam Ctr | 1222 S 7th St | Albion | NE | 68620-1716 | Boone | NE27842 | Active | 23054 | 2016 | Noritz | CPFH - Copper Fin Water Heater | Mechanical Room | HWSD - Hot Water Dom/Potable | 2/28/2027
Wolf Mem Good Sam Ctr | 1222 S 7th St | Albion | NE | 68620-1716 | Boone | NE27843 | Active | 23069 | 2016 | Noritz | CPFH - Copper Fin Water Heater | Mechanical Room | HWSD - Hot Water Dom/Potable | 2/28/2027
Wolf Memorial Gsc | 1225 S 6th St | Albion | NE | 68620-1763 | Boone | NE10826 | Active | n/a | 2003 | Hydrotherm | CI - Cast Iron | BOILER ROOM | HWHT - Hot Water Heat | 2/28/2027
Wolf Memorial Gsc | 1225 S 6th St | Albion | NE | 68620-1763 | Boone | NE10827 | Active | n/a | 2003 | Hydrotherm | CI - Cast Iron | BOILER ROOM | HWHT - Hot Water Heat | 2/28/2027
Wolf Memorial Gsc | 1225 S 6th St | Albion | NE | 68620-1763 | Boone | NE10828 | Scrapped/Junked | n/a | 2003 | Hydrotherm | CI - Cast Iron | BOILER ROOM | HWHT - Hot Water Heat | 2/28/2019
Wolf Memorial Gsc | 1225 S 6th St | Albion | NE | 68620-1763 | Boone | NE10829 | Scrapped/Junked | n/a | 2003 | Hydrotherm | CI - Cast Iron | BOILER ROOM | HWHT - Hot Water Heat | 2/28/2019
Wolf Memorial Gsc | 1225 S 6th St | Albion | NE | 68620-1763 | Boone | NE27817 | Active | 394963 | 2017 | CAMUS | WTSS - Watertube SS Steel | Boiler Room | HWHT - Hot Water Heat | 2/28/2027
Wolf Memorial Gsc | 1225 S 6th St | Albion | NE | 68620-1763 | Boone | NE27818 | Active | 394964 | 2017 | CAMUS | WTSS - Watertube SS Steel | Mechanical Room | HWHT - Hot Water Heat | 2/28/2027
St John the Baptist Church | 201 N 4th St | Petersburg | NE | 68652 | Boone | NE26242 | Active | 329694 | 2014 | Burnham | WTSS - Watertube SS Steel | Basement | HWHT - Hot Water Heat | 10/31/2026
St John the Baptist Church | 201 N 4th St | Petersburg | NE | 68652 | Boone | NE26243 | Active | 336115 | 2015 | Burnham | WTSS - Watertube SS Steel | Basement | HWHT - Hot Water Heat | 10/31/2026
St John the Baptist Church | 201 N 4th St | Petersburg | NE | 68652 | Boone | NE37548 | Scrapped/Junked | n/a | 1965 | Kewanee | FTFB - Firetube-Firebox Boiler | BASEMENT | HWHT - Hot Water Heat | 2/28/2015
Boone Central Elementary School | 210 Widaman Ave | Petersburg | NE | 68651 | Boone | NE21205 | Exempt 1999 LB-66 |  | 1969 | AO SMITH | AHWH - ANSI/Fired Water Htr | KITCHEN | HWSD - Hot Water Dom/Potable | 9/30/1998
Boone Central Elementary School | 210 Widaman Ave | Petersburg | NE | 68651 | Boone | NE21273 | Exempt 1999 LB-66 |  | 1996 | AO SMITH | AHWH - ANSI/Fired Water Htr | GYM | HWSD - Hot Water Dom/Potable | 9/30/1998
Boone Central Elementary School | 210 Widaman Ave | Petersburg | NE | 68651 | Boone | NE32907 | Inactive | n/a | 1978 | Bryant | CI - Cast Iron | boiler room | STHT - Steam-Heat | 10/31/2021
Roaster Ranch | 211 E Main St | Petersburg | NE | 68652-5638 | Boone | NE09801 | Inactive | 91646 | 2001 | RHEE | CHWH - ASME/Fired Water Heater | SMOKER ROOM | HWSP - Hot Water Non Potable Supply | 11/30/2007
Roaster Ranch | 211 E Main St | Petersburg | NE | 68652-5638 | Boone | NE16233 | Scrapped/Junked | 39187 | 1984 | RHEEM MANUFACTURING CO | CHWH - ASME/Fired Water Heater | SMOKER ROOM | HWSD - Hot Water Dom/Potable | 10/31/2004
Roaster Ranch | 211 E Main St | Petersburg | NE | 68652-5638 | Boone | NE16234 | Scrapped/Junked | 39188 | 1984 | RHEEM MANUFACTURING CO | FT - Firetube Boiler | SMOKER ROOM | HWSP - Hot Water Non Potable Supply | 2/28/2002
Upstream Farms | 2311 140th Ave | Albion | NE | 68620-5511 | Boone | NE42206 | Active | 155093 | 2019 | Columbia | FTHT - Firetube Horizontal | Boiler Room | PROC - Process Steam | 12/31/2026
KN ENERGY | 233 S 4th St | Albion | NE | 68620-1217 | BOONE | NE23710 | Scrapped/Junked |  | 1975 | KEWANEE | FT - Firetube Boiler | COMPRESSOR BLDG | HWHT - Hot Water Heat | 6/30/2003
Kleffner, Henrietta | 239 W Marengo St # 243 | Albion | NE | 68620-1234 | Boone | NE39160 | Inactive |  | 1931 | Weil-Mcclain | CI - Cast Iron | South East Bsmt | STHT - Steam-Heat | 2/28/2006
Valero Renewable Fuels | 2615 260th St | Albion | NE | 68620-5860 | Boone | NE10086 | Active | NB 107 | 2006 | Victory | WHTB - Waste Heat Boiler | Energy Building | PROC - Process Steam | 4/30/2026
Valero Renewable Fuels | 2615 260th St | Albion | NE | 68620-5860 | Boone | NE10087 | Active | NB 108 | 2006 | Victory | WHTB - Waste Heat Boiler | Energy Building | PROC - Process Steam | 4/30/2026
Sprinkk Candy | 2660 State Highway 39 | Albion | NE | 68620-5834 | Boone | NE42476 | Active | 126428 | 2023 | Fulton | VTNT - Vertical Tubeless | Mech room | PROC - Process Steam | 12/31/2026
Simplot Grower Solutions | 2694 NE-39 | Albion | NE | 68620 | Boone | NE43689 | Active | 470903 | 2024 | Lochinvar | FTSS - Firetube Stainless Steel | Boiler Room | GLFH - Glycol Floor Heat System | 9/30/2026
VILLAGE OF PETERSBURG | 2ND & MAIN ST | PETERSBURG | NE | 68652 | BOONE | NE16671 | Scrapped/Junked |  | 1950 | AMERICAN STANDARD |  | 1ST FLOOR | HWHT - Hot Water Heat | 2/28/2008
Cloverlodge Care Center | 301 N 13th St | Saint Edward | NE | 68660-4426 | Boone | NE18569 | Active | 22532 | 1995 | JARCO | COBL - Coil Type Boiler | BOILER ROOM | HWSD - Hot Water Dom/Potable | 10/31/2026
Cloverlodge Care Center | 301 N 13th St | Saint Edward | NE | 68660-4426 | Boone | NE20929 | Active | 128082 | 2011 | RHEEM | CHWH - ASME/Fired Water Heater | BOILER ROOM | HWSD - Hot Water Dom/Potable | 10/31/2026
Cloverlodge Care Center | 301 N 13th St | Saint Edward | NE | 68660-4426 | Boone | NE39164 | Scrapped/Junked | n/a | 1987 | AOSM | AHWH - ANSI/Fired Water Htr | machine room | HWSD - Hot Water Dom/Potable | 10/31/2011
St Edward City Pool | 301 N 5th St | St Edward | NE | 68660-4459 | Boone | NE00097 | Scrapped/Junked | 73732 | 1986 | TELEDYNE LAARS | CPFT - Horiz Cpr Fin Boiler | OLD POOL HOUSE | OPHT - Outdoor Pool Heater | 6/30/2005
St Edward City Pool | 301 N 5th St | St Edward | NE | 68660-4459 | Boone | NE06283 | Scrapped/Junked | 230654 | 2005 | Raypak | CPFH - Copper Fin Water Heater | POOL HOUSE | OPHT - Outdoor Pool Heater | 6/30/2016
St Edward City Pool | 301 N 5th St | St Edward | NE | 68660-4459 | Boone | NE26212 | Active | 275393 | 2016 | Laars | CPPH - Ansi Cpr Fin Pool Heater | Boiler Room | OPHT - Outdoor Pool Heater | 6/30/2025
Rae Valley Threshers | 307 E Main St | Petersburg | NE | 68652-5601 | Boone | NE01371 | Inactive | N/A | 1911 | Minneapolis | HOBB - Hobby/Antique Boiler | PORTABLE | 0024 - Antique Steam Tractor | 8/31/2023
Cedar Rapids Pool | 312 W Prairie St | Cedar Rapids | NE | 68627-5005 | Boone | NE00277 | Scrapped/Junked | 101247 | 2000 | TELE | CPFT - Horiz Cpr Fin Boiler | BOILER ROOM | OPHT - Outdoor Pool Heater | 6/30/2007
Cedar Rapids Pool | 312 W Prairie St | Cedar Rapids | NE | 68627-5005 | Boone | NE17960 | Scrapped/Junked | 223231 | 2010 | Laars | CPFT - Horiz Cpr Fin Boiler | Pool Mech. Room | OPHT - Outdoor Pool Heater | 6/30/2024
Cedar Rapids Pool | 312 W Prairie St | Cedar Rapids | NE | 68627-5005 | Boone | NE43678 | Active | 329543 | 2025 | Laars | CPFT - Horiz Cpr Fin Boiler | Pool Mech. Room | OPHT - Outdoor Pool Heater | 7/31/2026
ZION LUTHERAN CHURCH | 319 S 5th St | Albion | NE | 68620-1305 | BOONE | NE30436 | Inactive |  | 1970 | RITE ENGINEERING | WT - Water Tube Boiler | BOILER ROOM | HWHT - Hot Water Heat | 2/28/2003
JL & RD CROSBY | 400 W Main St | Albion | NE | 68620-1231 | BOONE | NE39159 | Inactive |  | 1950 | AMERICAN STANDARD |  | BASEMENT | STHT - Steam-Heat | 10/31/1997
Riverside Public School | 408 W Dayton St | Cedar Rapids | NE | 68627-5559 | Boone | NE21251 | Scrapped/Junked | 8980 | 1996 | LES Aldrich | FTFB - Firetube-Firebox Boiler | Boiler Room | GLYC - Glycol Bldg Heat Sys | 11/30/2025
Riverside Public School | 408 W Dayton St | Cedar Rapids | NE | 68627-5559 | Boone | NE32901 | Scrapped/Junked |  | 1975 | BRYAN STEAM LLC |  |  | STHT - Steam-Heat | 1/1/1900
CITY HALL | 420 W Market St | Albion | NE | 68620-1242 | BOONE | NE03692 | Inactive |  | 1934 | KEWANEE | FT - Firetube Boiler | BOILER ROOM | STHT - Steam-Heat | 9/30/1991
ST ANTHONYS PARISH | 508 W Main St | Cedar Rapids | NE | 68627-5557 | BOONE | NE14703 | Inactive |  | 1970 | PEERLESS HEATER COMPANY |  | BASEMENT | STHT - Steam-Heat | 8/31/2003
ST MICHAEL PARISH | 524 W Church St | Albion | NE | 68620-1126 | BOONE | NE19642 | Exempt |  | 1912 | AMERICAN STANDARD |  | RECTORY | STHT - Steam-Heat | 10/31/2005
ST MICHAEL PARISH | 524 W Church St | Albion | NE | 68620-1126 | BOONE | NE31965 | Scrapped/Junked |  | 1945 | KEWANEE | FTFB - Firetube-Firebox Boiler | SCHOOL BOILER ROOM | STHT - Steam-Heat | 8/31/2003
Boone County Fitness Ctr | 527 S 5th St | Albion | NE | 68620-1501 | Boone | NE09861 | Scrapped/Junked | 65120 | 2001 | AO SMITH | CHWH - ASME/Fired Water Heater | BASEMENT | HWSD - Hot Water Dom/Potable | 7/31/2025
Boone County Fitness Ctr | 527 S 5th St | Albion | NE | 68620-1501 | Boone | NE11352 | Scrapped/Junked | 178244 | 2001 | RAYP | CPFH - Copper Fin Water Heater | POOL ROOM | OPHT - Outdoor Pool Heater | 7/31/2008
Boone County Fitness Ctr | 527 S 5th St | Albion | NE | 68620-1501 | Boone | NE17595 | Scrapped/Junked | 295883 | 2009 | Raypak | CPPH - Ansi Cpr Fin Pool Heater | Basement | IPHT - Indoor Pool Heater | 7/31/2018
Boone County Fitness Ctr | 527 S 5th St | Albion | NE | 68620-1501 | Boone | NE27071 | Active | 446821 | 2009 | Raypak | CPPH - Ansi Cpr Fin Pool Heater | Basement | IPHT - Indoor Pool Heater | 7/31/2026
Boone County Fitness Ctr | 527 S 5th St | Albion | NE | 68620-1501 | Boone | NE40634 | Scrapped/Junked |  | 1994 | RAYPAK INC, CALIFORNIA | CPFT - Horiz Cpr Fin Boiler | POOL | OPHT - Outdoor Pool Heater | 6/30/2003
Boone County Fitness Ctr | 527 S 5th St | Albion | NE | 68620-1501 | Boone | NE40635 | Scrapped/Junked |  | 1982 | RHEEM MANUFACTURING CO | AHWH - ANSI/Fired Water Htr | POOL | HWSD - Hot Water Dom/Potable | 6/30/2002
St Edward School | 601 Clark St | St Edward | NE | 68660-4518 | Boone | NE02549 | Scrapped/Junked | 81009 | 2003 | STAT | CHWH - ASME/Fired Water Heater | BOILER ROOM | HWSD - Hot Water Dom/Potable | 10/31/2023
St Edward School | 601 Clark St | St Edward | NE | 68660-4518 | Boone | NE17469 | Scrapped/Junked |  | 1992 | RHEEM MANUFACTURING CO | AHWH - ANSI/Fired Water Htr | BOILER ROOM | HWSD - Hot Water Dom/Potable | 6/30/2004
St Edward School | 601 Clark St | St Edward | NE | 68660-4518 | Boone | NE18302 | Active | 46495 | 1994 | Kewanee | FTFB - Firetube-Firebox Boiler | BOILER ROOM | HWHT - Hot Water Heat | 10/31/2026
St Edward School | 601 Clark St | St Edward | NE | 68660-4518 | Boone | NE20190 | Active | 52776 | 1995 | STAT | AHWH - ANSI/Fired Water Htr | BOILER ROOM | HWSD - Hot Water Dom/Potable | 10/31/2026
St Edward School | 601 Clark St | St Edward | NE | 68660-4518 | Boone | NE42116 | Active | 278590 | 2021 | AO SMITH | CHWH - ASME/Fired Water Heater | BOILER ROOM | HWSD - Hot Water Dom/Potable | 10/31/2026
Boone Central Public Schools | 605 S 6th St | Albion | NE | 68620-1543 | Boone | NE17261 | Scrapped/Junked | 7230 | 1992 | Aldrich | FT - Firetube Boiler | boiler room | HWHT - Hot Water Heat | 10/31/2017
Boone Central Public Schools | 605 S 6th St | Albion | NE | 68620-1543 | Boone | NE17262 | Scrapped/Junked | 7238 | 1992 | Aldrich | FT - Firetube Boiler | BOILER ROOM | HWHT - Hot Water Heat | 10/31/2017
Boone Central Public Schools | 605 S 6th St | Albion | NE | 68620-1543 | Boone | NE20132 | Exempt 1999 LB-66 |  | 1984 | RHEEM MANUFACTURING CO | AHWH - ANSI/Fired Water Htr |  | HWSD - Hot Water Dom/Potable | 8/31/1999
Boone Central Public Schools | 605 S 6th St | Albion | NE | 68620-1543 | Boone | NE20133 | Scrapped/Junked | 4447 | 1970 | VULCAN-HART | FT - Firetube Boiler |  | 0021 - Steam Supp Cooker/Kettle | 8/31/2000
Boone Central Public Schools | 605 S 6th St | Albion | NE | 68620-1543 | Boone | NE20134 | Inactive |  | 1973 | AO SMITH | AHWH - ANSI/Fired Water Htr |  | HWSD - Hot Water Dom/Potable | 8/31/1998
Boone Central Public Schools | 605 S 6th St | Albion | NE | 68620-1543 | Boone | NE20135 | Inactive |  | 1973 | AO SMITH | AHWH - ANSI/Fired Water Htr | 605 S 6TH ST | HWSD - Hot Water Dom/Potable | 8/31/1998
Boone Central Public Schools | 605 S 6th St | Albion | NE | 68620-1543 | Boone | NE20136 | Exempt 1999 LB-66 |  | 1971 | RUUD | AHWH - ANSI/Fired Water Htr |  | HWSD - Hot Water Dom/Potable | 8/31/1999
Boone Central Public Schools | 605 S 6th St | Albion | NE | 68620-1543 | Boone | NE27302 | Active | 8004 | 2016 | CAMUS | WTSS - Watertube SS Steel | New Boiler Room | HWHT - Hot Water Heat | 10/31/2026
Boone Central Public Schools | 605 S 6th St | Albion | NE | 68620-1543 | Boone | NE27303 | Active | 8005 | 2016 | CAMUS | WTSS - Watertube SS Steel | New Boiler Room | HWHT - Hot Water Heat | 10/31/2026
Boone Central Public Schools | 605 S 6th St | Albion | NE | 68620-1543 | Boone | NE37004 | Scrapped/Junked | n/a | 1984 | Peerless | CI - Cast Iron | BOILER ROOM | HWHT - Hot Water Heat | 10/31/2024
Boone Central Public Schools | 605 S 6th St | Albion | NE | 68620-1543 | Boone | NE37005 | Out of Service | 17520 | 1983 | Bryan | WT - Water Tube Boiler | BOILER ROOM | HWSD - Hot Water Dom/Potable | 10/31/2021
Boone Central Public Schools | 605 S 6th St | Albion | NE | 68620-1543 | Boone | NE43182 | Active | 588706 | 2023 | Lochinvar | FHEX - Fired Heat Exchanger | Old Boiler Room | HWHT - Hot Water Heat | 10/31/2026
Boone Central Public Schools | 605 S 6th St | Albion | NE | 68620-1543 | Boone | NE43183 | Active | 593334 | 2023 | Lochinvar | FTHT - Firetube Horizontal | Old Boiler Room | HWHT - Hot Water Heat | 10/31/2026
Boone County Health Center | 723 W Fairview St | Albion | NE | 68620-1725 | Boone | NE06618 | Scrapped/Junked | 115078 | 2005 | Pvi | CHWH - ASME/Fired Water Heater | Clinic Basement | HWSD - Hot Water Dom/Potable | 9/30/2023
Boone County Health Center | 723 W Fairview St | Albion | NE | 68620-1725 | Boone | NE06619 | Scrapped/Junked | 115077 | 2005 | Pvi | CHWH - ASME/Fired Water Heater | Clinic basement | HWSD - Hot Water Dom/Potable | 9/30/2023
Boone County Health Center | 723 W Fairview St | Albion | NE | 68620-1725 | Boone | NE06681 | Scrapped/Junked | N/A | 2003 | HYDR | CI - Cast Iron | Clinic basement | HWHT - Hot Water Heat | 9/30/2023
Boone County Health Center | 723 W Fairview St | Albion | NE | 68620-1725 | Boone | NE10803 | Scrapped/Junked | N/A | 2003 | HYDR | CI - Cast Iron | Clinic basement | HWHT - Hot Water Heat | 9/30/2023
Boone County Health Center | 723 W Fairview St | Albion | NE | 68620-1725 | Boone | NE10806 | Scrapped/Junked | 108655 | 2002 | Pvi | CHWH - ASME/Fired Water Heater | Clinic Basement | HWSD - Hot Water Dom/Potable | 9/30/2023
Boone County Health Center | 723 W Fairview St | Albion | NE | 68620-1725 | Boone | NE13616 | Scrapped/Junked | 4120 | 2007 | CHROMALOX PRECISION HEAT | ELBL - Electric Boiler | SURGERY | STER - Sterilizer | 9/30/2022
Boone County Health Center | 723 W Fairview St | Albion | NE | 68620-1725 | Boone | NE17591 | Scrapped/Junked | 6040 | 2008 | Steris | STER - Sterilizer | Sterile Supply | STER - Sterilizer | 9/30/2022
Boone County Health Center | 723 W Fairview St | Albion | NE | 68620-1725 | Boone | NE17592 | Active | 41015 | 2009 | Lochinvar | WT - Water Tube Boiler | Mechanical Room-East wing | HWSD - Hot Water Dom/Potable | 9/30/2026
Boone County Health Center | 723 W Fairview St | Albion | NE | 68620-1725 | Boone | NE17593 | Active | 123578 | 2009 | Lochinvar | WT - Water Tube Boiler | Mechanical Room-East Wing | HWHT - Hot Water Heat | 9/30/2026
Boone County Health Center | 723 W Fairview St | Albion | NE | 68620-1725 | Boone | NE17594 | Active | 126536 | 2009 | Lochinvar | WT - Water Tube Boiler | Mechanical Room | HWHT - Hot Water Heat | 9/30/2026
Boone County Health Center | 723 W Fairview St | Albion | NE | 68620-1725 | Boone | NE30367 | Scrapped/Junked |  | 1973 | PEERLESS HEATER COMPANY |  | BOILER ROOM | HWHT - Hot Water Heat | 9/30/2007
Boone County Health Center | 723 W Fairview St | Albion | NE | 68620-1725 | Boone | NE30368 | Scrapped/Junked |  | 1973 | PEERLESS HEATER COMPANY |  | BOILER ROOM | HWHT - Hot Water Heat | 9/30/2007
Boone County Health Center | 723 W Fairview St | Albion | NE | 68620-1725 | Boone | NE30564 | Scrapped/Junked | N/A | 1994 | Burnham | CI - Cast Iron | Clinic basement | HWHT - Hot Water Heat | 9/30/2022
Boone County Health Center | 723 W Fairview St | Albion | NE | 68620-1725 | Boone | NE30646 | Inactive | 8149 | 1993 | EMER | ELBL - Electric Boiler | STERLIZER RM | 0020 - Supp to Sterlizer/Autoclave | 9/30/2009
Boone County Health Center | 723 W Fairview St | Albion | NE | 68620-1725 | Boone | NE30763 | Exempt 1999 LB-66 |  | 1975 | AO SMITH | AHWH - ANSI/Fired Water Htr | BOILER ROOM | HWSD - Hot Water Dom/Potable | 4/30/2000
Boone County Health Center | 723 W Fairview St | Albion | NE | 68620-1725 | Boone | NE30764 | Exempt 1999 LB-66 |  | 1976 | Ruud-Rheem | AHWH - ANSI/Fired Water Htr | BOILER ROOM | HWSD - Hot Water Dom/Potable | 4/30/2000
Boone County Health Center | 723 W Fairview St | Albion | NE | 68620-1725 | Boone | NE30765 | Inactive | 24085 | 1971 | American Sterilizer | ELBL - Electric Boiler | BLANKET ROOM | PROC - Process Steam | 4/30/1997
Boone County Health Center | 723 W Fairview St | Albion | NE | 68620-1725 | Boone | NE41311 | Active | 27792 | 2021 | Steris | STER - Sterilizer | Sterile Supply | STER - Sterilizer | 9/30/2026
Boone County Health Center | 723 W Fairview St | Albion | NE | 68620-1725 | Boone | NE41312 | Active | 28292 | 2021 | Steris | STER - Sterilizer | Sterile Supply | STER - Sterilizer | 9/30/2026
Boone County Health Center | 723 W Fairview St | Albion | NE | 68620-1725 | Boone | NE41313 | Active | 284215 | 2021 | A O Smith | AHWH - ANSI/Fired Water Htr | NEW ADDITION BOILER ROOM | HWSD - Hot Water Dom/Potable | 9/30/2026
Boone County Health Center | 723 W Fairview St | Albion | NE | 68620-1725 | Boone | NE41314 | Active | 283906 | 2021 | A O Smith | AHWH - ANSI/Fired Water Htr | NEW ADDITION BOILER ROOM | HWSD - Hot Water Dom/Potable | 9/30/2026
Boone County Health Center | 723 W Fairview St | Albion | NE | 68620-1725 | Boone | NE41315 | Active | 367326 | 2021 | Lochinvar | FT - Firetube Boiler | NEW ADDITION MECHANICAL ROOM | HWHT - Hot Water Heat | 9/30/2026
Boone County Health Center | 723 W Fairview St | Albion | NE | 68620-1725 | Boone | NE41316 | Active | 366593 | 2021 | Lochinvar | FT - Firetube Boiler | NEW ADDITION MECHANICAL ROOM | HWHT - Hot Water Heat | 9/30/2026
Boone County Health Center | 723 W Fairview St | Albion | NE | 68620-1725 | Boone | NE41317 | Active | 366594 | 2021 | Lochinvar | FT - Firetube Boiler | NEW ADDITION MECHANICAL ROOM | HWHT - Hot Water Heat | 9/30/2026
Boone County Health Center | 723 W Fairview St | Albion | NE | 68620-1725 | Boone | NE41388 | Scrapped/Junked | 545787 | 2022 | Lochinvar | COBL - Coil Type Boiler | Basement Boiler Room (West) | HWHT - Hot Water Heat | 9/30/2025
Boone County Health Center | 723 W Fairview St | Albion | NE | 68620-1725 | Boone | NE41389 | Active | 543592 | 2022 | Lochinvar | COBL - Coil Type Boiler | Basement Boiler Room (West) | HWHT - Hot Water Heat | 9/30/2026
Boone County Health Center | 723 W Fairview St | Albion | NE | 68620-1725 | Boone | NE43679 | Active | 618061 | 2024 | Lochinvar | FTVT - Firetube Vertical TB | Basement Boiler Room (West) | HWHT - Hot Water Heat | 9/30/2026
HARMONY HOMES | 827 W Columbia St | Albion | NE | 68620-1500 | BOONE | NE20196 | Exempt |  | 1995 | PEERLESS HEATER COMPANY |  | BOILER ROOM | HWHT - Hot Water Heat | 3/31/2004
HARMONY HOMES | 827 W Columbia St | Albion | NE | 68620-1500 | BOONE | NE20197 | Exempt |  | 1996 | PEERLESS HEATER COMPANY |  | BOILER ROOM | HWHT - Hot Water Heat | 3/31/2004
HARMONY HOMES | 827 W Columbia St | Albion | NE | 68620-1500 | BOONE | NE20198 | Exempt |  | 1996 | PEERLESS HEATER COMPANY |  | BOILER ROOM | HWHT - Hot Water Heat | 3/31/2004
HARMONY HOMES | 827 W Columbia St | Albion | NE | 68620-1500 | BOONE | NE20199 | Exempt |  | 1995 | PEERLESS HEATER COMPANY |  | BOILER ROOM | HWHT - Hot Water Heat | 3/31/2004
HARMONY HOMES | 827 W Columbia St | Albion | NE | 68620-1500 | BOONE | NE20200 | Exempt |  | 1996 | PEERLESS HEATER COMPANY |  | BOILER ROOM | HWHT - Hot Water Heat | 3/31/2004
HARMONY HOMES | 827 W Columbia St | Albion | NE | 68620-1500 | BOONE | NE20892 | Exempt |  | 1995 | PEERLESS HEATER COMPANY |  | BOILER ROOM | HWHT - Hot Water Heat | 3/31/2004
HARMONY HOMES | 827 W Columbia St | Albion | NE | 68620-1500 | BOONE | NE20893 | Exempt |  | 1995 | PEERLESS HEATER COMPANY |  | BOILER ROOM | HWHT - Hot Water Heat | 3/31/2004
HARMONY HOMES | 827 W Columbia St | Albion | NE | 68620-1500 | BOONE | NE20894 | Exempt |  | 1995 | PEERLESS HEATER COMPANY |  | BOILER ROOM | HWHT - Hot Water Heat | 3/31/2004
HARMONY HOMES | 827 W Columbia St | Albion | NE | 68620-1500 | BOONE | NE20895 | Exempt |  | 1995 | PEERLESS HEATER COMPANY |  | BOILER ROOM | HWHT - Hot Water Heat | 3/31/2004
HARMONY HOMES | 827 W Columbia St | Albion | NE | 68620-1500 | BOONE | NE20896 | Exempt |  | 1995 | PEERLESS HEATER COMPANY |  | BOILER ROOM | HWHT - Hot Water Heat | 3/31/2004
HARMONY HOMES | 827 W Columbia St | Albion | NE | 68620-1500 | BOONE | NE20897 | Exempt |  | 1996 | PEERLESS HEATER COMPANY |  | BOILER ROOM | HWHT - Hot Water Heat | 3/31/2004
HARMONY HOMES | 827 W Columbia St | Albion | NE | 68620-1500 | BOONE | NE20898 | Exempt |  | 1996 | PEERLESS HEATER COMPANY |  | BOILER ROOM | HWHT - Hot Water Heat | 3/31/2004
HARMONY HOMES | 827 W Columbia St | Albion | NE | 68620-1500 | BOONE | NE20899 | Exempt |  | 1996 | PEERLESS HEATER COMPANY |  | BOILER ROOM | HWHT - Hot Water Heat | 3/31/2004
HARMONY HOMES | 827 W Columbia St | Albion | NE | 68620-1500 | BOONE | NE20900 | Exempt |  | 1996 | PEERLESS HEATER COMPANY |  | BOILER ROOM | HWHT - Hot Water Heat | 3/31/2004
ALBION CITY POOL | FULLER & A ST | ALBION | NE | 68620 | BOONE | NE40636 | Scrapped/Junked | 21028 | 1984 | TELEDYNE LAARS | CPFT - Horiz Cpr Fin Boiler | HEATER ROOM | OPHT - Outdoor Pool Heater | 6/30/2005
JAY RUTTEN | PO Box 315 | Cedar Rapids | NE | 68627-0315 | BOONE | NE13870 | Inactive | 14020 | 1965 | CLEAVER BROOKS | FT - Firetube Boiler | SPACES | PROC - Process Steam | 9/30/1998
ST BONAVENTURE CHURCH | ROUTE 1, BOX R5 | RAEVILLE | NE | 68656 | BOONE | NE14702 | Scrapped/Junked |  | 1925 | US RADIATOR |  | CHURCH BASEMENT | STHT - Steam-Heat | 3/31/2002
ST BONAVENTURE CHURCH | ROUTE 1, BOX R5 | RAEVILLE | NE | 68656 | BOONE | NE17290 | Scrapped/Junked |  | 1920 | US RADIATOR |  | RECTORY BOILER ROOM | STHT - Steam-Heat | 3/31/2002
ST BONAVENTURE CHURCH | ROUTE 1, BOX R5 | RAEVILLE | NE | 68656 | BOONE | NE30209 | Inactive |  | 1955 | BRYANT |  | BASEMENT | STHT - Steam-Heat | 3/31/1990
JIM O'BRIEN | RR 1 Box 135 | Albion | NE | 68620-9764 | BOONE | NE01314 | Inactive |  | 1909 | CASE | HOBB - Hobby/Antique Boiler | PORTABLE | 0024 - Antique Steam Tractor | 12/31/1996
JIM O'BRIEN | RR 1 Box 135 | Albion | NE | 68620-9764 | BOONE | NE30707 | Inactive |  | 1913 | CASE | HOBB - Hobby/Antique Boiler | PORTABLE | 0024 - Antique Steam Tractor | 4/30/2000
JIM O'BRIEN | RR 1 Box 135 | Albion | NE | 68620-9764 | BOONE | NE30708 | Inactive |  | 1916 | CASE | HOBB - Hobby/Antique Boiler | PORTABLE | 0024 - Antique Steam Tractor | 12/31/1996
JIM O'BRIEN | RR 1 Box 135 | Albion | NE | 68620-9764 | BOONE | NE30709 | Inactive |  | 1920 | Unknown | HOBB - Hobby/Antique Boiler | PORTABLE | 0024 - Antique Steam Tractor | 12/31/1996
LAND OLAKES HARVEST STAT | RR 2 | ALBION | NE | 68620 | BOONE | NE05547 | Scrapped/Junked | 902 | 1963 | SUPERIOR BOILERWORKS | FTSM - FTS Marine Dry Back | BOILER ROOM | PROC - Process Steam | 7/31/2001
SCHOOL DISTRICT NO 39 | 100 Depot St | Alliance | NE | 69301-5238 | BOX BUTTE | NE21167 | Inactive |  | 1997 | BURNHAM COMM/INDUST |  | BOILER ROOM | HWHT - Hot Water Heat | 2/28/2008
Alliance High School | 100 W 14th St | Alliance | NE | 69301-2512 | Box Butte | NE12278 | Scrapped/Junked | 1338 | 2003 | Hurst | FTFB - Firetube-Firebox Boiler | BOILER ROOM | STHT - Steam-Heat | 2/28/2020
Alliance High School | 100 W 14th St | Alliance | NE | 69301-2512 | Box Butte | NE12279 | Scrapped/Junked | 1339 | 2003 | Hurst | FTFB - Firetube-Firebox Boiler | BOILER ROOM | STHT - Steam-Heat | 2/28/2020
Alliance High School | 100 W 14th St | Alliance | NE | 69301-2512 | Box Butte | NE20231 | Exempt 1999 LB-66 |  | 1993 | RHEEM MANUFACTURING CO | AHWH - ANSI/Fired Water Htr |  | HWSD - Hot Water Dom/Potable | 7/31/2000
Alliance High School | 100 W 14th St | Alliance | NE | 69301-2512 | Box Butte | NE20232 | Exempt 1999 LB-66 |  | 1984 | STATE INDUSTRIES | AHWH - ANSI/Fired Water Htr |  | HWSD - Hot Water Dom/Potable | 7/31/2000
Alliance High School | 100 W 14th St | Alliance | NE | 69301-2512 | Box Butte | NE20233 | Exempt 1999 LB-66 |  | 1988 | STATE INDUSTRIES | AHWH - ANSI/Fired Water Htr |  | HWSD - Hot Water Dom/Potable | 7/31/2000
Alliance High School | 100 W 14th St | Alliance | NE | 69301-2512 | Box Butte | NE28433 | Active | 354242 | 2020 | Lochinvar | COBL - Coil Type Boiler | BASEMENT | GLYC - Glycol Bldg Heat Sys | 12/31/2026
Alliance High School | 100 W 14th St | Alliance | NE | 69301-2512 | Box Butte | NE28434 | Active | 354241 | 2020 | Lochinvar | COBL - Coil Type Boiler | BASEMENT | HWHT - Hot Water Heat | 12/31/2026
Alliance High School | 100 W 14th St | Alliance | NE | 69301-2512 | Box Butte | NE31668 | Scrapped/Junked | 67372 | 1955 | Kewannee | FT - Firetube Boiler | BOILER ROOM | STHT - Steam-Heat | 7/31/2003
Paradeis Cleaners | 1004 W 3rd St | Alliance | NE | 69301-3122 | Box Butte | NE15178 | Inactive | 41376 | 1990 | Lattner Boiler Co | ELBL - Electric Boiler | BOILER ROOM | PROC - Process Steam | 4/30/2020
Paradeis Cleaners | 1004 W 3rd St | Alliance | NE | 69301-3122 | Box Butte | NE21028 | Scrapped/Junked | 53662 | 1999 | AO SMITH | COBL - Coil Type Boiler | BOILER ROOM | HWSP - Hot Water Non Potable Supply | 4/30/2011
Alliance City Pool | 101 E 18th St | Alliance | NE | 69301-4451 | Box Butte | NE09232 | Active | 78510 | 2003 | STAT | CHWH - ASME/Fired Water Heater | BOILER ROOM | HWSD - Hot Water Dom/Potable | 7/31/2026
Alliance City Pool | 101 E 18th St | Alliance | NE | 69301-4451 | Box Butte | NE09233 | Active | 78512 | 2003 | STAT | CHWH - ASME/Fired Water Heater | BOILER ROOM | HWSD - Hot Water Dom/Potable | 7/31/2026
Alliance City Pool | 101 E 18th St | Alliance | NE | 69301-4451 | Box Butte | NE09234 | Scrapped/Junked | 215626 | 2003 | Raypak | WT - Water Tube Boiler | POOL FILTER ROOM | HWHT - Hot Water Heat | 7/31/2025
Alliance City Pool | 101 E 18th St | Alliance | NE | 69301-4451 | Box Butte | NE40611 | Scrapped/Junked | 55841 | 1995 | TELEDYNE LAARS | CPFT - Horiz Cpr Fin Boiler | BOILER ROOM | OPHT - Outdoor Pool Heater | 7/31/2004
Alliance City Pool | 101 E 18th St | Alliance | NE | 69301-4451 | Box Butte | NE40612 | Scrapped/Junked | 55840 | 1995 | TELEDYNE LAARS | CPFT - Horiz Cpr Fin Boiler | BOILER ROOM | OPHT - Outdoor Pool Heater | 7/31/2004
Alliance City Pool | 101 E 18th St | Alliance | NE | 69301-4451 | Box Butte | NE43810 | Active | 561005 | 2023 | Raypak | CPPH - Ansi Cpr Fin Pool Heater | Pump House | OPHT - Outdoor Pool Heater | 7/31/2025
HEMINGFORD CITY POOL | 1010 CUSTER | HEMINGFORD | NE | 69348 | BOX BUTTE | NE00217 | Inactive | 16229 | 1979 | TELEDYNE LAARS | CPFT - Horiz Cpr Fin Boiler | BOILER HOUSE | OPHT - Outdoor Pool Heater | 5/31/2004
Alliance Good Sam Village | 1016 E 6th St | Alliance | NE | 69301-3600 | Box Butte | NE10426 | Scrapped/Junked | 69063 | 2002 | AOSM | CHWH - ASME/Fired Water Heater | BOILER ROOM | HWSD - Hot Water Dom/Potable | 4/30/2016
Alliance Good Sam Village | 1016 E 6th St | Alliance | NE | 69301-3600 | Box Butte | NE15968 | Out of Service | n/a | 1983 | BRYN | CI - Cast Iron | BOILER ROOM | HWHT - Hot Water Heat | 4/30/2009
Alliance Good Sam Village | 1016 E 6th St | Alliance | NE | 69301-3600 | Box Butte | NE15969 | Out of Service | n/a | 1980 | Weil-Mcclain | CI - Cast Iron | BOILER ROOM | HWHT - Hot Water Heat | 4/30/2009
Alliance Good Sam Village | 1016 E 6th St | Alliance | NE | 69301-3600 | Box Butte | NE18997 | Exempt 1999 LB-66 |  | 1991 | AO SMITH | AHWH - ANSI/Fired Water Htr | #1 BOILER ROOM | HWSD - Hot Water Dom/Potable | 4/30/2000
Alliance Good Sam Village | 1016 E 6th St | Alliance | NE | 69301-3600 | Box Butte | NE23402 | Exempt 1999 LB-66 |  | 1997 | AO SMITH | AHWH - ANSI/Fired Water Htr | BOILER ROOM | HWSD - Hot Water Dom/Potable | 6/30/1999
Alliance Good Sam Village | 1016 E 6th St | Alliance | NE | 69301-3600 | Box Butte | NE23547 | Exempt 1999 LB-66 |  | 1997 | AO SMITH | AHWH - ANSI/Fired Water Htr | BOILER ROOM | HWSD - Hot Water Dom/Potable | 4/30/2000
Alliance Good Sam Village | 1016 E 6th St | Alliance | NE | 69301-3600 | Box Butte | NE34007 | Scrapped/Junked | 13082 | 1991 | AO SMITH | CHWH - ASME/Fired Water Heater | BOILER ROOM | HWSD - Hot Water Dom/Potable | 4/30/2003
Immanuel Lutheran Church-BMIC#537873 | 1024 Box Butte Ave | Alliance | NE | 69301-2520 | Box Butte | NE18483 | Active | N/A | 1976 | Peerless | CI - Cast Iron | Lower Level | HWHT - Hot Water Heat | 10/31/2026
Dave's Carwash | 105 Niobrara | Hemingford | NE | 69348 | Box Butte | NE00214 | Scrapped/Junked | 41736 | 1984 | RAYP | CPFT - Horiz Cpr Fin Boiler | EQUIP ROOM | HWSP - Hot Water Non Potable Supply | 7/31/2011
Majic Spray Car Wash "Alliance" | 110 Cody Ave | Alliance | NE | 69301-3133 | Box Butte | NE00204 | Scrapped/Junked | 22598 | 1980 | Raytherm/Raypak | CPFT - Horiz Cpr Fin Boiler | Mechanical Room | HWSP - Hot Water Non Potable Supply | 4/30/2009
Majic Spray Car Wash "Alliance" | 110 Cody Ave | Alliance | NE | 69301-3133 | Box Butte | NE00205 | Out of Service | 24595 | 1980 | Raytherm/Raypak | CPFT - Horiz Cpr Fin Boiler | Mechanical Room | GLFH - Glycol Floor Heat System | 4/30/2014
St Agnes Academy | 1104 Cheyenne Ave | Alliance | NE | 69301-2527 | Box Butte | NE23528 | Scrapped/Junked | n/a | 1998 | Burnham | CI - Cast Iron | BOILER ROOM | HWHT - Hot Water Heat | 10/31/2021
St Agnes Academy | 1104 Cheyenne Ave | Alliance | NE | 69301-2527 | Box Butte | NE23529 | Scrapped/Junked | n/a | 1998 | Burnham | CI - Cast Iron | BOILER ROOM | HWHT - Hot Water Heat | 10/31/2021
St Agnes Academy | 1104 Cheyenne Ave | Alliance | NE | 69301-2527 | Box Butte | NE41394 | Active | 9837 | 2022 | Allied | CPFT - Horiz Cpr Fin Boiler | Boiler Room | HWHT - Hot Water Heat | 10/31/2026
St Agnes Academy | 1104 Cheyenne Ave | Alliance | NE | 69301-2527 | Box Butte | NE41395 | Active | 9729 | 2022 | Allied | CPFT - Horiz Cpr Fin Boiler | Boiler Room | HWHT - Hot Water Heat | 10/31/2026
Marian Learning Center | 1104 Toluca Ave | Alliance | NE | 69301-2446 | Box Butte | NE03926 | Active | n/a | 1984 | Peerless | CI - Cast Iron | BOILER ROOM | HWHT - Hot Water Heat | 2/28/2027
Marian Learning Center | 1104 Toluca Ave | Alliance | NE | 69301-2446 | Box Butte | NE30686 | Exempt 1999 LB-66 |  | 1995 | AO SMITH | AHWH - ANSI/Fired Water Htr |  | HWSD - Hot Water Dom/Potable | 2/29/2000
Burlington Northern Santa Fe | 111 W 1st St | Alliance | NE | 69301-3706 | Box Butte | NE03899 | Scrapped/Junked |  | 1979 | A. O. Smith | AHWH - ANSI/Fired Water Htr | Boiler Room | HWSD - Hot Water Dom/Potable | 2/28/2009
Burlington Northern Santa Fe | 111 W 1st St | Alliance | NE | 69301-3706 | Box Butte | NE17474 | Scrapped/Junked | NA | 1992 | Weil-Mcclain | CI - Cast Iron | DOB 111, W 1st Terminal Bldg East End | HWHT - Hot Water Heat | 2/28/2018
Burlington Northern Santa Fe | 111 W 1st St | Alliance | NE | 69301-3706 | Box Butte | NE25029 | Scrapped/Junked | 2843 | 1978 | Rite Engineering Corp | WT - Water Tube Boiler | 800 W Kansas St | HWHT - Hot Water Heat | 2/28/2021
Burlington Northern Santa Fe | 111 W 1st St | Alliance | NE | 69301-3706 | Box Butte | NE27332 | Active | 294761 | 2014 | Raypak | CPFT - Horiz Cpr Fin Boiler | Boiler Room | HWHT - Hot Water Heat | 2/28/2027
Burlington Northern Santa Fe | 111 W 1st St | Alliance | NE | 69301-3706 | Box Butte | NE27333 | Active | 324151 | 2014 | Raypak | CPFT - Horiz Cpr Fin Boiler | Boiler Room | HWHT - Hot Water Heat | 2/28/2027
Alliance Middle School | 1113 Laramie Ave | Alliance | NE | 69301-2535 | Box Butte | NE06585 | Scrapped/Junked | n/a | 2004 | Burnham | CI - Cast Iron | BOILER ROOM | STHT - Steam-Heat | 2/28/2024
Alliance Middle School | 1113 Laramie Ave | Alliance | NE | 69301-2535 | Box Butte | NE06586 | Scrapped/Junked | n/a | 2004 | Burnham | CI - Cast Iron | BOILER ROOM | STHT - Steam-Heat | 2/28/2024
Alliance Middle School | 1113 Laramie Ave | Alliance | NE | 69301-2535 | Box Butte | NE21136 | Exempt 1999 LB-66 |  | 1997 | RHEEM MANUFACTURING CO | AHWH - ANSI/Fired Water Htr |  | HWSD - Hot Water Dom/Potable | 7/31/2000
Alliance Middle School | 1113 Laramie Ave | Alliance | NE | 69301-2535 | Box Butte | NE23559 | Exempt 1999 LB-66 |  | 1998 | RHEEM MANUFACTURING CO | AHWH - ANSI/Fired Water Htr |  | HWSD - Hot Water Dom/Potable | 7/31/2000
Alliance Middle School | 1113 Laramie Ave | Alliance | NE | 69301-2535 | Box Butte | NE31667 | Scrapped/Junked |  | 1950 | NATL BOILER |  | BOILER ROOM | STHT - Steam-Heat | 7/31/2005
Alliance Middle School | 1113 Laramie Ave | Alliance | NE | 69301-2535 | Box Butte | NE42841 | Active | 539248 | 2021 | Lochinvar | FT - Firetube Boiler | Boiler room | HWSD - Hot Water Dom/Potable | 2/28/2027
Alliance Middle School | 1113 Laramie Ave | Alliance | NE | 69301-2535 | Box Butte | NE42842 | Active | 540205 | 2021 | Lochinvar | FT - Firetube Boiler | Boiler room | HWSD - Hot Water Dom/Potable | 2/28/2027
Alliance Middle School | 1113 Laramie Ave | Alliance | NE | 69301-2535 | Box Butte | NE42843 | Active | 540208 | 2021 | Lochinvar | FT - Firetube Boiler | Boiler room | HWSD - Hot Water Dom/Potable | 2/28/2027
ALLIANCE PUBLISHING | 112-24 E 4TH ST | ALLIANCE | NE | 69301-3402 | BOX BUTTE | NE14340 | Inactive |  | 1973 | CRANE |  | BASEMENT | HWHT - Hot Water Heat | 8/31/1994
ALLIANCE PUBLISHING | 112-24 E 4TH ST | ALLIANCE | NE | 69301-3402 | BOX BUTTE | NE14341 | Inactive |  | 1973 | CRANE |  | BASEMENT | HWHT - Hot Water Heat | 8/31/1996
ALLIANCE PUBLISHING | 112-24 E 4TH ST | ALLIANCE | NE | 69301-3402 | BOX BUTTE | NE14342 | Inactive |  | 1973 | CRANE |  | BASEMENT | HWHT - Hot Water Heat | 8/31/1996
Days Inn | 117 Cody Ave | Alliance | NE | 69301-3134 | Box Butte | NE30912 | Exempt 1999 LB-66 |  | 1995 | A. O. Smith | AHWH - ANSI/Fired Water Htr | RM #2 BY POOL | HWSD - Hot Water Dom/Potable | 7/31/2000
Days Inn | 117 Cody Ave | Alliance | NE | 69301-3134 | Box Butte | NE30913 | Exempt 1999 LB-66 |  | 1995 | AO SMITH | AHWH - ANSI/Fired Water Htr | RM #2 BY POOL | HWSD - Hot Water Dom/Potable | 7/31/2000
Days Inn | 117 Cody Ave | Alliance | NE | 69301-3134 | Box Butte | NE30914 | Exempt 1999 LB-66 |  | 1995 | A. O. Smith | AHWH - ANSI/Fired Water Htr | RM #2 BY POOL | HWSD - Hot Water Dom/Potable | 7/31/2000
Days Inn | 117 Cody Ave | Alliance | NE | 69301-3134 | Box Butte | NE30915 | Scrapped/Junked | 137168 | 1995 | TELEDYNE LAARS | CPFT - Horiz Cpr Fin Boiler | RM #2 BY POOL | HWSD - Hot Water Dom/Potable | 2/28/2005
Days Inn | 117 Cody Ave | Alliance | NE | 69301-3134 | Box Butte | NE30916 | Exempt |  | 1996 | TELEDYNE LAARS | WT - Water Tube Boiler | RM #2 BY POOL | IPHT - Indoor Pool Heater | 7/31/1998
First Interstate Inn | 1207 W 3rd St | Alliance | NE | 69301-3124 | Box Butte | NE17493 | Scrapped/Junked | 94452 | 2002 | RHEEM | CHWH - ASME/Fired Water Heater | LAUNDRY | HWSD - Hot Water Dom/Potable | 8/31/2019
First Interstate Inn | 1207 W 3rd St | Alliance | NE | 69301-3124 | Box Butte | NE21194 | Scrapped/Junked | 78040 | 1998 | RHEEM | CHWH - ASME/Fired Water Heater | BEHIND #19 | HWSD - Hot Water Dom/Potable | 8/31/2019
First Interstate Inn | 1207 W 3rd St | Alliance | NE | 69301-3124 | Box Butte | NEW | Out of Service | 00000 | 1987 | RHEEM | CHWH - ASME/Fired Water Heater | LAUNDRY | HWSD - Hot Water Dom/Potable | 4/1/2013
FNBO - 702110E | 124 W 3rd St | Alliance | NE | 69301-3302 | Box Butte | NE00813 | Scrapped/Junked | 0 | 1965 | USNA | CI - Cast Iron | BASEMENT | HWHT - Hot Water Heat | 3/31/2012
FNBO - 702110E | 124 W 3rd St | Alliance | NE | 69301-3302 | Box Butte | NE22813 | Active | 18499 | 2011 | Les Inc/Aldrich Co | FTVT - Firetube Vertical TB | Basement | HWHT - Hot Water Heat | 10/31/2026
FNBO - 702110E | 124 W 3rd St | Alliance | NE | 69301-3302 | Box Butte | NE22814 | Active | 18500 | 2011 | Les Inc/Aldrich Co | FTVT - Firetube Vertical TB | Basement | HWHT - Hot Water Heat | 10/31/2026
ROBINS ENTERPRISES | 1419 W 3rd St | Alliance | NE | 69301-3127 | BOX BUTTE | NE21115 | Scrapped/Junked |  | 1992 | RHEEM MANUFACTURING CO | AHWH - ANSI/Fired Water Htr |  | HWSD - Hot Water Dom/Potable | 3/31/2000
ROBINS ENTERPRISES | 1419 W 3rd St | Alliance | NE | 69301-3127 | BOX BUTTE | NE21116 | Scrapped/Junked |  | 1992 | RHEEM MANUFACTURING CO | AHWH - ANSI/Fired Water Htr |  | HWSD - Hot Water Dom/Potable | 3/31/2000
Holiday Inn Express | 1420 W 3Rd St | Alliance | NE | 69301-3128 | Box Butte | NE40075 | Exempt 1999 LB-66 |  | 1995 | RHEEM MANUFACTURING CO | AHWH - ANSI/Fired Water Htr | MECH ROOM | HWSD - Hot Water Dom/Potable | 2/29/2000
Holiday Inn Express | 1420 W 3Rd St | Alliance | NE | 69301-3128 | Box Butte | NE40076 | Exempt 1999 LB-66 |  | 1995 | RHEEM MANUFACTURING CO | AHWH - ANSI/Fired Water Htr | MECH ROOM | HWSD - Hot Water Dom/Potable | 2/29/2000
Holiday Inn Express | 1420 W 3Rd St | Alliance | NE | 69301-3128 | Box Butte | NE40077 | Exempt 1999 LB-66 |  | 1995 | Rheem Manufacturing Co | AHWH - ANSI/Fired Water Htr | MECH ROOM | HWSD - Hot Water Dom/Potable | 2/29/2000
Highland Park Care Center | 1633 Sweetwater Ave | Alliance | NE | 69301-2610 | Box Butte | NE05188 | Scrapped/Junked | 112147 | 1989 | TELEDYNE LAARS | CPFT - Horiz Cpr Fin Boiler | BASEMENT | HWSD - Hot Water Dom/Potable | 4/30/2008
Highland Park Care Center | 1633 Sweetwater Ave | Alliance | NE | 69301-2610 | Box Butte | NE10177 | Active | 72808 | 2007 | WEBJ | CPFH - Copper Fin Water Heater | BOILER ROOM | HWSD - Hot Water Dom/Potable | 4/30/2027
Highland Park Care Center | 1633 Sweetwater Ave | Alliance | NE | 69301-2610 | Box Butte | NE15165 | Scrapped/Junked | 113242 | 1989 | Teledyne Laars | CPFT - Horiz Cpr Fin Boiler | BOILER ROOM | HWHT - Hot Water Heat | 4/30/2019
Highland Park Care Center | 1633 Sweetwater Ave | Alliance | NE | 69301-2610 | Box Butte | NE15166 | Scrapped/Junked | 112678 | 1989 | Teledyne Laars | CPFT - Horiz Cpr Fin Boiler | BOILER ROOM | HWHT - Hot Water Heat | 4/30/2019
Highland Park Care Center | 1633 Sweetwater Ave | Alliance | NE | 69301-2610 | Box Butte | NE18169 | Active | 20451 | 1994 | WEBJ | COBL - Coil Type Boiler | BASEMENT | HWSD - Hot Water Dom/Potable | 4/30/2027
Highland Park Care Center | 1633 Sweetwater Ave | Alliance | NE | 69301-2610 | Box Butte | NE28111 | Active | 8701 | 2017 | Allied engineering | CI - Cast Iron | BOILER ROOM | HWHT - Hot Water Heat | 4/30/2027
Highland Park Care Center | 1633 Sweetwater Ave | Alliance | NE | 69301-2610 | Box Butte | NE28112 | Active | 8947 | 2017 | Allied engineering | CI - Cast Iron | BOILER ROOM | HWHT - Hot Water Heat | 4/30/2027
Alliance Berean Church | 1639 Emerson Ave | Alliance | NE | 69301-2260 | Box Butte | NE30773 | Scrapped/Junked | na | 1997 | Weil-Mcclain | CI - Cast Iron | BOILER ROOM | HWHT - Hot Water Heat | 4/30/2011
Learning Center/Library | 1750 Sweetwater Ave | Alliance | NE | 69301-4463 | Box Butte | NE00801 | Active | 9395 | 1997 | ALES | FTVT - Firetube Vertical TB | Basement | HWHT - Hot Water Heat | 10/31/2026
Learning Center/Library | 1750 Sweetwater Ave | Alliance | NE | 69301-4463 | Box Butte | NE00802 | Active | 9379 | 1997 | ALES | FTVT - Firetube Vertical TB | basement | HWHT - Hot Water Heat | 10/31/2026
Learning Center/Library | 1750 Sweetwater Ave | Alliance | NE | 69301-4463 | Box Butte | NE00803 | Active | 9396 | 1997 | ALES | FTVT - Firetube Vertical TB | basement | HWHT - Hot Water Heat | 10/31/2026
Learning Center/Library | 1750 Sweetwater Ave | Alliance | NE | 69301-4463 | Box Butte | NE00804 | Active | 9380 | 1997 | ALES | FTVT - Firetube Vertical TB | basement | HWHT - Hot Water Heat | 10/31/2026
Office Building | 202-204 W 3rd | Alliance | NE | 69301 | Box Butte | NE03901 | Out of Service |  | 1987 | BURN | CI - Cast Iron | BOILER ROOM | HWHT - Hot Water Heat | 2/28/2009
ALLIANCE CLEANERS | 203 Box Butte Ave | Alliance | NE | 69301-3741 | BOX BUTTE | NE02476 | Inactive | 12273 | 1946 | DUTTON | FT - Firetube Boiler | BOILER ROOM | PROC - Process Steam | 8/31/1995
Box Butte General Hospital | 2101 Box Butte Ave | Alliance | NE | 69301-4445 | Box Butte | NE19479 | Inactive | 44640 | 2000 | Primus | ELBL - Electric Boiler | Central Supply | STER - Sterilizer | 8/31/2015
Box Butte General Hospital | 2101 Box Butte Ave | Alliance | NE | 69301-4445 | Box Butte | NE19480 | Inactive | 147819 | 2007 | SUSSMAN | ELBL - Electric Boiler | Central Supply | STER - Sterilizer | 8/31/2015
Box Butte General Hospital | 2101 Box Butte Ave | Alliance | NE | 69301-4445 | Box Butte | NE25380 | Active | 34382 | 2014 | Rbi | CPFT - Horiz Cpr Fin Boiler | Basement Mechanical Room | GLYC - Glycol Bldg Heat Sys | 2/28/2027
Box Butte General Hospital | 2101 Box Butte Ave | Alliance | NE | 69301-4445 | Box Butte | NE25381 | Active | 34801 | 2014 | Rbi | CPFT - Horiz Cpr Fin Boiler | Basement Mechanical Room | GLYC - Glycol Bldg Heat Sys | 2/28/2027
Box Butte General Hospital | 2101 Box Butte Ave | Alliance | NE | 69301-4445 | Box Butte | NE25382 | Active | 19203 | 2014 | Aldrich | FTFB - Firetube-Firebox Boiler | Basement Mechanical Room | GLYC - Glycol Bldg Heat Sys | 2/28/2027
Box Butte General Hospital | 2101 Box Butte Ave | Alliance | NE | 69301-4445 | Box Butte | NE25834 | Active | 19202 | 2014 | Aldrich | FTFB - Firetube-Firebox Boiler | Basement Mechanical Room | GLYC - Glycol Bldg Heat Sys | 2/28/2027
Box Butte General Hospital | 2101 Box Butte Ave | Alliance | NE | 69301-4445 | Box Butte | NE25888 | Active | 100785 | 2015 | Getinge | ELBL - Electric Boiler | Sterilizer Room | STER - Sterilizer | 1/31/2027
Box Butte General Hospital | 2101 Box Butte Ave | Alliance | NE | 69301-4445 | Box Butte | NE25889 | Active | 99500 | 2015 | Getinge | ELBL - Electric Boiler | Sterilizer Room | STER - Sterilizer | 1/31/2027
Box Butte General Hospital | 2101 Box Butte Ave | Alliance | NE | 69301-4445 | Box Butte | NE35166 | Scrapped/Junked | N/A | 1975 | KEWA | FTSM - FTS Marine Dry Back | BOILER ROOM | STHT - Steam-Heat | 8/31/2015
Box Butte General Hospital | 2101 Box Butte Ave | Alliance | NE | 69301-4445 | Box Butte | NE35167 | Scrapped/Junked | N/A | 1975 | KEWA | FTSM - FTS Marine Dry Back | BOILER ROOM | STHT - Steam-Heat | 8/31/2014
Retail Store | 211 W 3rd St | Alliance | NE | 69301-3303 | Box Butte | NE17480 | Inactive |  | 1992 | Burnham Commericial/Indust | CI - Cast Iron | BASEMENT | STHT - Steam-Heat | 11/30/2005
KUTCH'S SPAS | 217 W 3rd St | Alliance | NE | 69301-3303 | BOX BUTTE | NE04495 | Inactive |  | 1987 | BURNHAM COMM/INDUST |  | BASEMENT BOILER ROOM | STHT - Steam-Heat | 9/30/2002
BMO | 224 Box Butte Ave | Alliance | NE | 69301-3742 | Box Butte | NE19353 | Scrapped/Junked | n/a | 1970 | PEER | CI - Cast Iron | BASEMENT | HWHT - Hot Water Heat | 2/28/2021
BMO | 224 Box Butte Ave | Alliance | NE | 69301-3742 | Box Butte | NE28432 | Active | NA | 2020 | Weil-McLain | CI - Cast Iron | BASEMENT | HWHT - Hot Water Heat | 12/31/2026
Westco Coop | 2377 Highway 385 | Alliance | NE | 69301-6098 | Box Butte | NE42844 | Active | 6868 | 2011 | Allied | FTHT - Firetube Horizontal | Boiler Building | PROH - Fired Process Heater | 10/31/2026
Parker Hannifin Corporation | 2490 County Road 58 | Alliance | NE | 69301-6076 | Box Butte | NE01234 | Inactive | 28499 | 1976 | Unknown | FTSM - FTS Marine Dry Back |  | PROC - Process Steam | 5/31/2009
Parker Hannifin Corporation | 2490 County Road 58 | Alliance | NE | 69301-6076 | Box Butte | NE11442 | Active | 28499 | 1976 | Kewanee | FTSM - FTS Marine Dry Back | Boiler Room | PROC - Process Steam | 5/31/2027
Parker Hannifin Corporation | 2490 County Road 58 | Alliance | NE | 69301-6076 | Box Butte | NE18254 | Active | 46504 | 1994 | Kewanee | FTSM - FTS Marine Dry Back | Boiler Room | PROC - Process Steam | 5/31/2027
Vitalix Inc | 2692 CR 57 | Alliance | NE | 69301-6051 | Box Butte | NE21021 | Inactive | 4228 | 1969 | Superior Boiler Works | FTSM - FTS Marine Dry Back | WEST ADDITION | PROC - Process Steam | 3/31/2019
VITALIX INC | 2692 CR 57 | ALLIANCE | NE | 69301-6051 | BOX BUTTE | NE04714 | Inactive | 2676 | 1968 | SUPERIOR BOILERWORKS | FTSM - FTS Marine Dry Back | BOILER ROOM | PROC - Process Steam | 1/31/2004
Schiff of Nebraska | 2822 S Highway 385 Lot 3 | Alliance | NE | 69301-6118 | Box Butte | NE04485 | Active | 9873 | 1986 | Superior Boiler Works | FTSM - FTS Marine Dry Back | BOILER ROOM | PROD - Product Testing | 6/30/2026
PARADEIS CLEANERS | 3017 Cheyenne Dr | Alliance | NE | 69301-2038 | BOX BUTTE | NE30557 | Scrapped/Junked | 41376 | 1979 | AO SMITH | WT - Water Tube Boiler | 1004 W. 3RD | HWSD - Hot Water Dom/Potable | 4/30/2000
Eisenbarth Motor Co | 302 W 3rd St | Alliance | NE | 69301-3306 | Box Butte | NE17403 | Scrapped/Junked |  | 1968 | Weil-Mcclain | CI - Cast Iron | BASEMENT | HWHT - Hot Water Heat | 12/31/2006
Fresh Start Car Wash | 307 Mississippi Ave | Alliance | NE | 69301-3859 | Box Butte | NE04713 | Inactive | 13315 | 1989 | WEBEN JARCO | COBL - Coil Type Boiler | BOILER ROOM | HWHT - Hot Water Heat | 2/28/2017
Fresh Start Car Wash | 307 Mississippi Ave | Alliance | NE | 69301-3859 | Box Butte | NE25443 | Inactive | 13421 | 1990 | WEBEN JARCO | COBL - Coil Type Boiler | BOILER ROOM | HWSP - Hot Water Non Potable Supply | 2/28/2017
St Matthew's Church | 312 W 16th St | Alliance | NE | 69301-2205 | Box Butte | NE14377 | Scrapped/Junked |  | 1968 | Weil-Mcclain | CI - Cast Iron | BASEMENT | HWHT - Hot Water Heat | 12/31/2009
St Matthew's Church | 312 W 16th St | Alliance | NE | 69301-2205 | Box Butte | NE17046 | Scrapped/Junked | 75118 | 2009 | MUNCHKIN | COBL - Coil Type Boiler | Basement | HWHT - Hot Water Heat | 12/31/2021
St Matthew's Church | 312 W 16th St | Alliance | NE | 69301-2205 | Box Butte | NE17047 | Scrapped/Junked | 78513 | 2009 | MUNCHKIN | COBL - Coil Type Boiler | Basement | HWHT - Hot Water Heat | 12/31/2021
St Matthew's Church | 312 W 16th St | Alliance | NE | 69301-2205 | Box Butte | NE41329 | Active | 530532 | 2021 | Sermeta | COBL - Coil Type Boiler | Boiler Room | HWHT - Hot Water Heat | 12/31/2026
St Matthew's Church | 312 W 16th St | Alliance | NE | 69301-2205 | Box Butte | NE41330 | Active | 532254 | 2021 | Sermeta | COBL - Coil Type Boiler | Boiler Room | HWHT - Hot Water Heat | 12/31/2026
City Hall Municipal Bldg | 324 Laramie Ave | Alliance | NE | 69301-3358 | Box Butte | NE35413 | Out of Service | n/a | 1987 | PEER | CI - Cast Iron | basement | STHT - Steam-Heat | 10/31/2010
Eagle Theatre | 410 Box Butte | Alliance | NE | 69301-3344 | Box Butte | NE34244 | Scrapped/Junked |  | 1920 | Ideal American | CI - Cast Iron |  | STHT - Steam-Heat | 3/31/2000
Alliance Theatre | 410 Box Butte Ave | Alliance | NE | 69301-3344 | Box Butte | NE23578 | Inactive |  | 1978 | BRYN | CI - Cast Iron | BOILER ROOM | HWHT - Hot Water Heat | 3/31/2009
ROLLER HARDWARE/APPL/RENT | 416 Box Butte Ave | Alliance | NE | 69301-3344 | BOX BUTTE | NE03930 | Inactive |  | 1982 | PEERLESS HEATER COMPANY |  | BASEMENT | STHT - Steam-Heat | 3/31/2005
Vacant Bldg | 423 Boyd Ave | Alliance | NE | 69301-3668 | Box Butte | NE05181 | Scrapped/Junked | 17686 | 1992 | AOSM | COBL - Coil Type Boiler | BOILER ROOM | HWSD - Hot Water Dom/Potable | 4/30/2008
The Tower | 423 Boyd Ave | Alliance | NE | 69301-3668 | BOX BUTTE | NE08201 | Out of Service | 17109 | 2007 | AO SMITH | COBL - Coil Type Boiler | BOILER ROOM | HWSD - Hot Water Dom/Potable | 4/30/2015
The Tower | 423 Boyd Ave | Alliance | NE | 69301-3668 | BOX BUTTE | NE08605 | Out of Service | n/a | 2001 | Burnham | CI - Cast Iron | BOILER ROOM | HWHT - Hot Water Heat | 4/30/2015
The Tower | 423 Boyd Ave | Alliance | NE | 69301-3668 | BOX BUTTE | NE08606 | Out of Service | n/a | 2001 | Burnham | CI - Cast Iron | BOILER ROOM | HWHT - Hot Water Heat | 4/30/2015
The Tower | 423 Boyd Ave | Alliance | NE | 69301-3668 | BOX BUTTE | NE15965 | Scrapped/Junked |  | 1980 | WEIL MCLAIN |  | BOILER ROOM | HWHT - Hot Water Heat | 4/30/2002
The Tower | 423 Boyd Ave | Alliance | NE | 69301-3668 | BOX BUTTE | NE15966 | Scrapped/Junked |  | 1980 | WEIL MCLAIN |  | BOILER ROOM | HWHT - Hot Water Heat | 4/30/2002
BOX BUTTE CO SCHOOL 42 | 5 MI N ON CR59 TO KNOX | ALLIANCE | NE | 69301 | BOX BUTTE | NE30369 | Scrapped/Junked |  | 1991 | BURNHAM COMM/INDUST |  | BOILER ROOM | HWHT - Hot Water Heat | 2/28/2004
Burlington Northern Santa Fe | 500 W Kansas St | Alliance | NE | 69301-4041 | Box Butte | NE04490 | Inactive | 42587 | 1978 | CLEAVER BROOKS | WT - Water Tube Boiler | BOILER ROOM | HWHT - Hot Water Heat | 7/31/2000
Burlington Northern Santa Fe | 500 W Kansas St | Alliance | NE | 69301-4041 | Box Butte | NE04491 | Inactive | 42586 | 1978 | Cleaver & Brooks | WT - Water Tube Boiler | Heating Plant | HWHT - Hot Water Heat | 2/28/2018
Burlington Northern Santa Fe | 500 W Kansas St | Alliance | NE | 69301-4041 | Box Butte | NE04492 | Scrapped/Junked | 11670 | 1978 | International Boiler Works | WT - Water Tube Boiler | Boiler Room | HWHT - Hot Water Heat | 7/31/2016
Burlington Northern Santa Fe | 500 W Kansas St | Alliance | NE | 69301-4041 | Box Butte | NE04493 | Inactive | 11671 | 1978 | International Boiler Works | WT - Water Tube Boiler | Heating Plant | HWHT - Hot Water Heat | 7/31/2016
Burlington Northern Santa Fe | 500 W Kansas St | Alliance | NE | 69301-4041 | Box Butte | NE04494 | Inactive | 11672 | 1978 | International Boiler Works | WT - Water Tube Boiler | Heating Plant | HWHT - Hot Water Heat | 7/31/2016
Burlington Northern Santa Fe | 500 W Kansas St | Alliance | NE | 69301-4041 | Box Butte | NE11337 | Scrapped/Junked | NA | 1992 | Burnham | CI - Cast Iron | Mezzanine | HWHT - Hot Water Heat | 2/28/2017
Burlington Northern Santa Fe | 500 W Kansas St | Alliance | NE | 69301-4041 | Box Butte | NE11338 | Scrapped/Junked | NA | 1992 | Burnham | CI - Cast Iron | Mezzanine | HWHT - Hot Water Heat | 2/28/2017
Burlington Northern Santa Fe | 500 W Kansas St | Alliance | NE | 69301-4041 | Box Butte | NE11339 | Scrapped/Junked | NA | 1992 | Burnham | CI - Cast Iron | Mezzanine | HWHT - Hot Water Heat | 2/28/2017
Burlington Northern Santa Fe | 500 W Kansas St | Alliance | NE | 69301-4041 | Box Butte | NE17408 | Scrapped/Junked | NA | 1992 | Burnham America | CI - Cast Iron | Mezzanine | HWHT - Hot Water Heat | 2/28/2017
Burlington Northern Santa Fe | 500 W Kansas St | Alliance | NE | 69301-4041 | Box Butte | NE18473 | Active | 12477 | 1994 | Superior Boiler Works | FT - Firetube Boiler | Tank Car Cleaning Area | PROC - Process Steam | 2/28/2027
Burlington Northern Santa Fe | 500 W Kansas St | Alliance | NE | 69301-4041 | Box Butte | NE19068 | Active | N/A | 2011 | Burnham | CI - Cast Iron | Diesel Pit | HWHT - Hot Water Heat | 2/28/2027
Burlington Northern Santa Fe | 500 W Kansas St | Alliance | NE | 69301-4041 | Box Butte | NE19069 | Active | N/A | 2011 | Burnham | CI - Cast Iron | Diesel Pit | HWHT - Hot Water Heat | 2/28/2027
Burlington Northern Santa Fe | 500 W Kansas St | Alliance | NE | 69301-4041 | Box Butte | NE21134 | Active | NA | 1996 | Burnham America | CI - Cast Iron | Mezzanine East End | HWSD - Hot Water Dom/Potable | 2/28/2027
Burlington Northern Santa Fe | 500 W Kansas St | Alliance | NE | 69301-4041 | Box Butte | NE21135 | Active | NA | 1996 | Burnham America | CI - Cast Iron | Mezzanine East End | HWSD - Hot Water Dom/Potable | 2/28/2027
Burlington Northern Santa Fe | 500 W Kansas St | Alliance | NE | 69301-4041 | Box Butte | NE22430 | Scrapped/Junked | 17764 | 1983 | Bryan | WT - Water Tube Boiler | Diesel Pit Yard/Tornado Shelter | HWHT - Hot Water Heat | 2/28/2010
Burlington Northern Santa Fe | 500 W Kansas St | Alliance | NE | 69301-4041 | Box Butte | NE26466 | Active | 1958 | 2016 | Easco | FT - Firetube Boiler | Boiler Room | HWHT - Hot Water Heat | 2/28/2027
Burlington Northern Santa Fe | 500 W Kansas St | Alliance | NE | 69301-4041 | Box Butte | NE26467 | Active | 1957 | 2016 | Easco | FT - Firetube Boiler | Boiler Room | HWHT - Hot Water Heat | 2/28/2027
DOBSON DODGE | 502 Box Butte Ave | Alliance | NE | 69301-3346 | BOX BUTTE | NE04399 | Inactive |  | 1981 | AMERICAN STANDARD |  | BASEMENT | STHT - Steam-Heat | 3/31/1991
LARRY HANSEN | 503 Hudson Ave | Alliance | NE | 69301-3518 | BOX BUTTE | NE15167 | Inactive |  | 1989 | TELEDYNE LAARS | CPFT - Horiz Cpr Fin Boiler | BOILER ROOM | HWSD - Hot Water Dom/Potable | 2/28/1994
Box Butte County Sheriff | 513 Box Butte Ave | Alliance | NE | 69301-3345 | Box Butte | NE17048 | Active | n/a | 2009 | Burnham | CI - Cast Iron | Basement | HWHT - Hot Water Heat | 5/31/2027
Box Butte County Sheriff | 513 Box Butte Ave | Alliance | NE | 69301-3345 | Box Butte | NE18165 | Scrapped/Junked |  | 1976 | SLAN | CI - Cast Iron | JAIL/BOILER ROOM | HWHT - Hot Water Heat | 10/31/2009
Box Butte County Sheriff | 513 Box Butte Ave | Alliance | NE | 69301-3345 | Box Butte | NE18166 | Scrapped/Junked | 31168 | 1989 | state | AHWH - ANSI/Fired Water Htr | BOILER ROOM | HWSD - Hot Water Dom/Potable | 10/31/2016
Box Butte Co Courthouse | 515 Box Butte Ave | Alliance | NE | 69301-3374 | Box Butte | NE28388 | Active | 122675 | 2019 | Lochinvar | COBL - Coil Type Boiler | Basement | GLYC - Glycol Bldg Heat Sys | 5/31/2027
Box Butte Co Courthouse | 515 Box Butte Ave | Alliance | NE | 69301-3374 | Box Butte | NE28389 | Active | 122674 | 2019 | Lochinvar | COBL - Coil Type Boiler | Basement | GLYC - Glycol Bldg Heat Sys | 5/31/2027
Box Butte Co Courthouse | 515 Box Butte Ave | Alliance | NE | 69301-3374 | Box Butte | NE28390 | Active | 122669 | 2019 | Lochinvar | COBL - Coil Type Boiler | Basement | GLYC - Glycol Bldg Heat Sys | 5/31/2027
First Presbyterian Church-BMIC#466282 | 515 Emerson Ave | Alliance | NE | 69301-3255 | Box Butte | NE07511 | Active | n/a | 2005 | Burnham | CI - Cast Iron | BOILER ROOM | HWHT - Hot Water Heat | 4/30/2026
First Presbyterian Church-BMIC#466282 | 515 Emerson Ave | Alliance | NE | 69301-3255 | Box Butte | NE07512 | Active | N/A | 2005 | Burnham | CI - Cast Iron | BOILER ROOM | HWHT - Hot Water Heat | 4/30/2026
First Presbyterian Church-BMIC#466282 | 515 Emerson Ave | Alliance | NE | 69301-3255 | Box Butte | NE07513 | Active | 4613 | 2006 | Allied | ELBL - Electric Boiler | BOILER ROOM | HWHT - Hot Water Heat | 4/30/2026
First Presbyterian Church-BMIC#466282 | 515 Emerson Ave | Alliance | NE | 69301-3255 | Box Butte | NE16607 | Scrapped/Junked |  | 1957 | AMERICAN STANDARD |  | BOILER ROOM | HWHT - Hot Water Heat | 4/30/2006
ALLIANCE MILLING CO | 523 W 2nd St | Alliance | NE | 69301-3723 | BOX BUTTE | NE13186 | Inactive | 1458 | 1965 | SUPERIOR BOILERWORKS | FTSM - FTS Marine Dry Back | BOILER ROOM | PROC - Process Steam | 7/31/1995
Grandview Elementary | 615 Grand Ave | Alliance | NE | 69301-3554 | Box Butte | NE21198 | Exempt 1999 LB-66 |  | 1997 | RUUD | AHWH - ANSI/Fired Water Htr |  | HWSD - Hot Water Dom/Potable | 7/31/2000
Grandview Elementary | 615 Grand Ave | Alliance | NE | 69301-3554 | Box Butte | NE28217 | Active | 341855 | 2019 | Lochinvar | CPFT - Horiz Cpr Fin Boiler | Boiler Room | HWSD - Hot Water Dom/Potable | 2/28/2027
Grandview Elementary | 615 Grand Ave | Alliance | NE | 69301-3554 | Box Butte | NE28218 | Active | 341854 | 2019 | Lochinvar | CPFT - Horiz Cpr Fin Boiler | Boiler Room | HWSD - Hot Water Dom/Potable | 2/28/2027
Grandview Elementary | 615 Grand Ave | Alliance | NE | 69301-3554 | Box Butte | NE31670 | Scrapped/Junked | n/a | 1954 | Kewanee | FTFB - Firetube-Firebox Boiler | BOILER ROOM | STHT - Steam-Heat | 2/28/2020
United Methodist Church | 619 Custer St | Hemingford | NE | 69348-8239 | Box Butte | NE00213 | Scrapped/Junked |  | 1999 | BURN | CI - Cast Iron | BASEMENT | HWHT - Hot Water Heat | 9/30/2008
United Methodist Church | 619 Custer St | Hemingford | NE | 69348-8239 | Box Butte | NE17045 | Active | N/A | 2009 | Burnham | CI - Cast Iron | Basement | HWHT - Hot Water Heat | 3/31/2027
Emerson Elementary School | 700 Black Hills Ave | Alliance | NE | 69301-2824 | BOX BUTTE | NE00790 | Scrapped/Junked | n/a | 2000 | Burnham | CI - Cast Iron | BASEMENT BOILER ROOM | STHT - Steam-Heat | 2/28/2020
Emerson Elementary School | 700 Black Hills Ave | Alliance | NE | 69301-2824 | BOX BUTTE | NE00791 | Scrapped/Junked | n/a | 2000 | Burnham | CI - Cast Iron | BASEMENT BOILER ROOM | STHT - Steam-Heat | 2/28/2020
Emerson Elementary School | 700 Black Hills Ave | Alliance | NE | 69301-2824 | BOX BUTTE | NE28435 | Active | 354383 | 2020 | Lochinvar | COBL - Coil Type Boiler | BASEMENT | HWHT - Hot Water Heat | 2/28/2027
Emerson Elementary School | 700 Black Hills Ave | Alliance | NE | 69301-2824 | BOX BUTTE | NE28436 | Active | 3543382 | 2020 | Lochinvar | COBL - Coil Type Boiler | BASEMENT | HWHT - Hot Water Heat | 2/28/2027
Emerson Elementary School | 700 Black Hills Ave | Alliance | NE | 69301-2824 | BOX BUTTE | NE31856 | Scrapped/Junked |  | 1973 | CRANE |  | BOILER ROOM | STHT - Steam-Heat | 7/31/2001
United Methodist Church | 704 Box Butte Ave | Alliance | NE | 69301-2938 | Box Butte | NE30406 | Active | N/A | 1991 | Burnham | CI - Cast Iron | BOILER ROOM | HWHT - Hot Water Heat | 3/31/2026
Apartment Bldg | 704 Missouri Ave | Alliance | NE | 69301-3063 | Box Butte | NE18480 | Active | n/a | 1995 | Burnham | CI - Cast Iron | BASEMENT LAUNDRY | HWHT - Hot Water Heat | 3/31/2027
OLD CENTRAL ELEMENTARY SCHOOL | 715 Box Butte Ave | Alliance | NE | 69301-2967 | BOX BUTTE | NE31669 | Inactive |  | 1955 | KEWANEE | FTFB - Firetube-Firebox Boiler | BOILER ROOM | STHT - Steam-Heat | 7/31/2006
STRANG CARPET SERVICE | 723 Platte Ave | Alliance | NE | 69301-2844 | BOX BUTTE | NE04601 | Inactive |  | 1956 | US RADIATOR |  | 723 PLATTE AVE | STHT - Steam-Heat | 11/30/1997
Heartland Baptist Church | 901 Box Butte Ave | Alliance | NE | 69301-2941 | Box Butte | NE03898 | Active | 3271 | 1979 | Rite Engineering Corp | WT - Water Tube Boiler | Boiler Room, Lower Level | HWHT - Hot Water Heat | 2/28/2027
Heartland Baptist Church | 901 Box Butte Ave | Alliance | NE | 69301-2941 | Box Butte | NE07456 | Scrapped/Junked | 4471 | 2006 | Allied Engineering | ELBL - Electric Boiler | Boiler Room | HWHT - Hot Water Heat | 2/28/2024
Hemingford Public School | 911 Niobrara Ave | Hemingford | NE | 69348-3102 | Box Butte | NE00782 | Active | N/A | 2000 | Peerless | CI - Cast Iron | BOILER ROOM/BASEMENT | HWHT - Hot Water Heat | 10/31/2026
Hemingford Public School | 911 Niobrara Ave | Hemingford | NE | 69348-3102 | Box Butte | NE00783 | Active | N/A | 1999 | Peerless | CI - Cast Iron | BOILER ROOM/BASEMENT | HWHT - Hot Water Heat | 10/31/2026
Hemingford Public School | 911 Niobrara Ave | Hemingford | NE | 69348-3102 | Box Butte | NE03925 | Scrapped/Junked |  | 1975 | RHEEM MANUFACTURING CO | AHWH - ANSI/Fired Water Htr | BOILER ROOM | HWSD - Hot Water Dom/Potable | 3/31/2001
Hemingford Public School | 911 Niobrara Ave | Hemingford | NE | 69348-3102 | Box Butte | NE31647 | Scrapped/Junked |  | 1926 | US RADIATOR |  | BOILER ROOM | STHT - Steam-Heat | 3/31/2001
Hemingford Public School | 911 Niobrara Ave | Hemingford | NE | 69348-3102 | Box Butte | NE35161 | Inactive |  | 1978 | VULCRAFT | AHWH - ANSI/Fired Water Htr | BOILER ROOM | HWSD - Hot Water Dom/Potable | 3/31/2000
First Christian Church parsonage | 912 Box Butte Ave | Alliance | NE | 69301-2942 | Box Butte | NE28216 | Exempt | Na | 2017 | Peerless | CI - Cast Iron | Basement | HWHT - Hot Water Heat | 2/28/2026
Holy Rosary Church | 916 Cheyenne Ave | Alliance | NE | 69301-2948 | Box Butte | NE06584 | Active | n/a | 2004 | Burnham | CI - Cast Iron | BOILER ROOM | HWHT - Hot Water Heat | 10/31/2026
Holy Rosary Church | 916 Cheyenne Ave | Alliance | NE | 69301-2948 | Box Butte | NE37592 | Scrapped/Junked |  | 1960 | CRANE |  | BOILER ROOM | HWHT - Hot Water Heat | 10/31/2004
Doctors Center | 916 W 10th St | Alliance | NE | 69301-2858 | Box Butte | NE16608 | Scrapped/Junked |  | 1960 | AMST | CI - Cast Iron | BASEMENT | HWHT - Hot Water Heat | 10/31/2009
First Baptist Church | 931 Yellowstone Ave | Alliance | NE | 69301-3025 | Box Butte | NE30774 | Active | N/A | 1995 | Burnham | CI - Cast Iron | MECH ROOM | HWHT - Hot Water Heat | 10/31/2026
BOYS/GIRLS HOME FAM SRVCS | HC31 BOX 38F | ALLIANCE | NE | 69301-9803 | BOX BUTTE | NE33448 | Inactive |  | 1957 | AMERICAN STANDARD |  | MECH ROOM BASEMENT | HWHT - Hot Water Heat | 11/30/2001
COVER JONES MOTOR CO | PO Box 717 | Alliance | NE | 69301-0717 | BOX BUTTE | NE16790 | Inactive |  | 1967 | KEWANEE | FT - Firetube Boiler | 313-319 W 3RD | STHT - Steam-Heat | 6/30/1996
City Of Alliance Airport | PO Box D | Alliance | NE | 69301-0770 | Box Butte | NE15164 | Scrapped/Junked | n/a | 1991 | PEER | CI - Cast Iron | boiler room | HWHT - Hot Water Heat | 10/31/2013
US WEST | UNKNOWN | ALLIANCE | NE | 69301 | BOX BUTTE | NE14376 | Inactive |  | 1950 | US RADIATOR |  |  | HWHT - Hot Water Heat | 1/31/1993
Boyd County School Dist 51 | 106 E Greig | Spencer | NE | 68777-0109 | Boyd | NE17289 | Scrapped/Junked | 20607 | 1993 | BURN | FT - Firetube Boiler | Boiler Room | STHT - Steam-Heat | 1/31/2011
Boyd County School Dist 51 | 106 E Greig | Spencer | NE | 68777-0109 | Boyd | NE18534 | Active | 231012 | 1996 | Bock Energy | CHWH - ASME/Fired Water Heater | Boiler Room | HWSD - Hot Water Dom/Potable | 12/31/2026
Boyd County School Dist 51 | 106 E Greig | Spencer | NE | 68777-0109 | Boyd | NE19237 | Active | n/a | 2010 | Peerless | CI - Cast Iron | Boiler Room | STHT - Steam-Heat | 12/31/2026
Boyd County School Dist 51 | 106 E Greig | Spencer | NE | 68777-0109 | Boyd | NE19238 | Active | n/a | 2010 | Peerless | CI - Cast Iron | Boiler Room | STHT - Steam-Heat | 12/31/2026
Boyd County School Dist 51 | 106 E Greig | Spencer | NE | 68777-0109 | Boyd | NE30310 | Inactive |  | 1965 | KEWANEE | FT - Firetube Boiler | BOILER ROOM | STHT - Steam-Heat | 1/31/2007
Butte Nursing Home | 210 Broadway St | Butte | NE | 68722-3067 | Boyd | NE12476 | Inactive |  | 2003 | BOCK | AHWH - ANSI/Fired Water Htr | BOILER ROOM | HWSD - Hot Water Dom/Potable | 1/1/1900
Butte Nursing Home | 210 Broadway St | Butte | NE | 68722-3067 | Boyd | NE12477 | Scrapped/Junked | 15171 | 2003 | Paget Equip/Bock Wtr Htrs | CHWH - ASME/Fired Water Heater | Boiler Room | HWSD - Hot Water Dom/Potable | 2/28/2021
Butte Nursing Home | 210 Broadway St | Butte | NE | 68722-3067 | Boyd | NE20488 | Scrapped/Junked | 338 | 1996 | Paget Equip/Bock Wtr Htrs | CHWH - ASME/Fired Water Heater | Boiler Room | HWSD - Hot Water Dom/Potable | 2/28/2013
Butte Nursing Home | 210 Broadway St | Butte | NE | 68722-3067 | Boyd | NE24132 | Active | 856 | 2012 | BOCK | FTVT - Firetube Vertical TB | boiler room | HWSD - Hot Water Dom/Potable | 2/28/2027
Butte Nursing Home | 210 Broadway St | Butte | NE | 68722-3067 | Boyd | NE35108 | Inactive | none | 1966 | Kewanee | FT - Firetube Boiler | Boiler Rm | HWHT - Hot Water Heat | 2/28/2023
Butte Nursing Home | 210 Broadway St | Butte | NE | 68722-3067 | Boyd | NE35109 | Active | 2633 | 1979 | Precision | ELBL - Electric Boiler | Boiler Rroom | HWHT - Hot Water Heat | 2/28/2027
Butte Nursing Home | 210 Broadway St | Butte | NE | 68722-3067 | Boyd | NE35111 | Scrapped/Junked | 2868 | 1966 | Aldrich | FT - Firetube Boiler | BOILER ROOM | HWSD - Hot Water Dom/Potable | 9/30/2004
Butte Nursing Home | 210 Broadway St | Butte | NE | 68722-3067 | Boyd | NE43837 | Active | 475704 | 2024 | Lochinvar | FTSS - Firetube Stainless Steel | Boiler Room | HWHT - Hot Water Heat | 2/28/2025
Butte Nursing Home | 210 Broadway St | Butte | NE | 68722-3067 | Boyd | NE43838 | Active | 391876 | 2022 | Lochinvar | FTSS - Firetube Stainless Steel | Boiler Room | HWHT - Hot Water Heat | 2/28/2025
Butte Nursing Home | 210 Broadway St | Butte | NE | 68722-3067 | Boyd | NE43839 | Active | 398255 | 2022 | Lochinvar | FTSS - Firetube Stainless Steel | Boiler Room | HWHT - Hot Water Heat | 2/28/2025
Niobrara Valley Hospital | 401 S 5Th St | Lynch | NE | 68746-0118 | Boyd | NE30945 | Exempt 1999 LB-66 |  | 1978 | Lochinvar | CPFH - Copper Fin Water Heater | BOILER ROOM | HWSD - Hot Water Dom/Potable | 7/31/2006
Niobrara Valley Hospital | 401 S 5th St | Lynch | NE | 68746 | Boyd | NE35134 | Active | n/a | 1970 | Kewanee | FTFB - Firetube-Firebox Boiler | Boiler Room | GLYC - Glycol Bldg Heat Sys | 2/28/2027
Niobrara Valley Hospital | 401 S 5th St | Lynch | NE | 68746 | Boyd | NE35135 | Active | n/a | 1970 | Kewanee | FTFB - Firetube-Firebox Boiler | Boiler Room | GLYC - Glycol Bldg Heat Sys | 2/28/2027
Niobrara Valley Hospital | 401 S 5th St | Lynch | NE | 68746 | Boyd | NE35136 | Active | 156678 | 1978 | Lochinvar | CHWH - ASME/Fired Water Heater | boiler room | HWSD - Hot Water Dom/Potable | 2/28/2027
Boyd County Courthouse | 401 Thayer St | Butte | NE | 68722 | Boyd | NE17460 | Scrapped/Junked | n/a | 1992 | PEER | CI - Cast Iron | BASEMENT | HWHT - Hot Water Heat | 12/31/2010
Boyd County Courthouse | 401 Thayer St | Butte | NE | 68722 | Boyd | NE19236 | Active | n/a | 2010 | Peerless | CI - Cast Iron | Boiler Room | HWHT - Hot Water Heat | 1/31/2027
Boyd County School Dist 51 | 402 Butte St | Butte | NE | 68722 | Boyd | NE37113 | Active | 39120 | 1985 | Kewanee | FTFB - Firetube-Firebox Boiler | BASEMENT | STHT - Steam-Heat | 1/31/2027
BASCO Travel Plaza | 415 S Hillcrest Blvd | Spencer | NE | 68777-3599 | Boyd | NE44110 | Active | 50790 | 2024 | Navien | FTSS - Firetube Stainless Steel | Breakroom | GLFH - Glycol Floor Heat System | 2/28/2026
BASCO Travel Plaza | 415 S Hillcrest Blvd | Spencer | NE | 68777-3599 | Boyd | NE44111 | Active | 455447 | 2023 | Navien | FTSS - Firetube Stainless Steel | Mechanical Room | GLFH - Glycol Floor Heat System | 2/28/2026
BASCO Travel Plaza | 415 S Hillcrest Blvd | Spencer | NE | 68777-3599 | Boyd | NE44112 | Active | 50801 | 2024 | Navien | FTSS - Firetube Stainless Steel | Mechanical Room | GLFH - Glycol Floor Heat System | 2/28/2026
Boyd County School Dist 51 | 701 Hoffman St | Lynch | NE | 68746 | Boyd | NE34744 | Inactive | N/A | 1979 | Peerless | CI - Cast Iron | Boiler Room | STHT - Steam-Heat | 2/28/2018
ED SHARP | RR 2, BOX 85 | SPENCER | NE | 68777 | BOYD | NE30195 | Inactive |  | 1974 | CASE | FT - Firetube Boiler | PORTABLE | 0024 - Antique Steam Tractor | 5/31/1991
Central Valley Ag | 102 S Main St | Ainsworth | NE | 69210-1358 | Brown | NE03572 | Active | 7475 | 1959 | Cleaver Brooks | FTSM - FTS Marine Dry Back | BOILER ROOM | PROC - Process Steam | 7/31/2026
Central Valley Ag | 102 S Main St | Ainsworth | NE | 69210-1358 | Brown | NE26487 | Active | 25607 | 2016 | CLAYTON | COBL - Coil Type Boiler | Boiler Room | PROC - Process Steam | 7/31/2026
Central Valley Ag | 102 S Main St | Ainsworth | NE | 69210-1358 | Brown | NE26488 | Scrapped/Junked | 14913 | 2015 | HTP | SSCH - SS Coil Water Heater | Control Room | GLFH - Glycol Floor Heat System | 7/31/2021
Central Valley Ag | 102 S Main St | Ainsworth | NE | 69210-1358 | Brown | NE41110 | Active | 37447 | 2017 | HTP | SSCH - SS Coil Water Heater | Control Room | GLFH - Glycol Floor Heat System | 7/31/2026
BPOE LODGE 1790 | 111 E 3rd St | Ainsworth | NE | 69210-1460 | BROWN | NE35401 | Inactive |  | 1960 | AMERICAN STANDARD |  | BASEMENT | HWHT - Hot Water Heat | 9/30/2006
COMFORT INN | 1124 E 4th St | Ainsworth | NE | 69210-1223 | BROWN | NE40142 | Exempt 1999 LB-66 |  | 1998 | STATE INDUSTRIES | AHWH - ANSI/Fired Water Htr | BOILER RM/LAUNDRY | HWSD - Hot Water Dom/Potable | 3/31/2000
COMFORT INN | 1124 E 4th St | Ainsworth | NE | 69210-1223 | BROWN | NE40143 | Exempt 1999 LB-66 |  | 1998 | STATE INDUSTRIES | AHWH - ANSI/Fired Water Htr | BOILER RM/LAUNDRY | HWSD - Hot Water Dom/Potable | 3/31/2000
COMFORT INN | 1124 E 4th St | Ainsworth | NE | 69210-1223 | BROWN | NE40144 | Exempt |  | 1997 | PUREX TRITON | CPPH - Ansi Cpr Fin Pool Heater | POOL EQUIP ROOM | IPHT - Indoor Pool Heater | 3/31/1999
Sandhills Care Center | 143 N Fullerton St | Ainsworth | NE | 69210-1515 | Brown | NE37410 | Active | n/a | 1963 | Bryan | CI - Cast Iron | boiler room | HWHT - Hot Water Heat | 3/31/2027
Sandhills Care Center | 143 N Fullerton St | Ainsworth | NE | 69210-1515 | Brown | NE37411 | Scrapped/Junked |  | 1991 | STATE INDUSTRIES | AHWH - ANSI/Fired Water Htr | BOILER ROOM | HWSD - Hot Water Dom/Potable | 4/30/2007
Sandhills Care Center | 143 N Fullerton St | Ainsworth | NE | 69210-1515 | Brown | NE37412 | Scrapped/Junked |  | 1986 | STATE INDUSTRIES | AHWH - ANSI/Fired Water Htr | BOILER ROOM | HWSD - Hot Water Dom/Potable | 4/30/2007
Ainsworth City Pool | 201 N Richardson Dr | Ainsworth | NE | 69210-1546 | Brown | NE10641 | Scrapped/Junked | 132628 | 2003 | Raytherm/Raypak | CPFT - Horiz Cpr Fin Boiler | Boiler Room | OPHT - Outdoor Pool Heater | 6/30/2013
Ainsworth City Pool | 201 N Richardson Dr | Ainsworth | NE | 69210-1546 | Brown | NE24133 | Scrapped/Junked | 250098 | 2013 | Laars | CPFH - Copper Fin Water Heater | mech bldg | OPHT - Outdoor Pool Heater | 6/30/2023
LONG PINE CONTINUING | 4TH & PINE | LONG PINE | NE | 68714 | BROWN | NE37701 | Inactive |  | 1985 | PEERLESS HEATER COMPANY |  |  | STHT - Steam-Heat | 11/30/1998
Ainsworth Community School | 520 E 2nd St | Ainsworth | NE | 69210-1439 | Brown | NE20265 | Exempt 1999 LB-66 |  | 1991 | RHEEM MANUFACTURING CO | AHWH - ANSI/Fired Water Htr |  | HWSD - Hot Water Dom/Potable | 7/31/2000
Ainsworth Community School | 520 E 2nd St | Ainsworth | NE | 69210-1439 | Brown | NE20266 | Exempt 1999 LB-66 |  | 1991 | RHEEM MANUFACTURING CO | AHWH - ANSI/Fired Water Htr |  | HWSD - Hot Water Dom/Potable | 7/31/2000
Ainsworth Community School | 520 E 2nd St | Ainsworth | NE | 69210-1439 | Brown | NE20267 | Exempt 1999 LB-66 |  | 1991 | RHEEM MANUFACTURING CO | AHWH - ANSI/Fired Water Htr |  | HWSD - Hot Water Dom/Potable | 7/31/2000
Ainsworth Community School | 520 E 2nd St | Ainsworth | NE | 69210-1439 | Brown | NE20268 | Exempt 1999 LB-66 |  | 1991 | RHEEM MANUFACTURING CO | AHWH - ANSI/Fired Water Htr |  | HWSD - Hot Water Dom/Potable | 7/31/2000
Ainsworth Community School | 520 E 2nd St | Ainsworth | NE | 69210-1439 | Brown | NE20269 | Exempt 1999 LB-66 |  | 1991 | RHEEM MANUFACTURING CO | AHWH - ANSI/Fired Water Htr |  | HWSD - Hot Water Dom/Potable | 7/31/2000
Ainsworth Community School | 520 E 2nd St | Ainsworth | NE | 69210-1439 | Brown | NE22443 | Scrapped/Junked | 10330 | 1998 | Aldrich | FT - Firetube Boiler | Boiler Room | GLYC - Glycol Bldg Heat Sys | 10/31/2022
Ainsworth Community School | 520 E 2nd St | Ainsworth | NE | 69210-1439 | Brown | NE22444 | Active | 10332 | 1998 | Aldrich | FT - Firetube Boiler | Boileroom | GLYC - Glycol Bldg Heat Sys | 10/31/2026
Ainsworth Community School | 520 E 2nd St | Ainsworth | NE | 69210-1439 | Brown | NE31993 | Scrapped/Junked |  | 1966 | Kewannee | FT - Firetube Boiler |  | STHT - Steam-Heat | 7/31/1999
Ainsworth Community School | 520 E 2nd St | Ainsworth | NE | 69210-1439 | Brown | NE43174 | Active | 3068 | 2023 | Riello | WTSS - Watertube SS Steel | Boiler Room | HWHT - Hot Water Heat | 10/31/2024
Ainsworth Community School | 520 E 2nd St | Ainsworth | NE | 69210-1439 | Brown | NE43175 | Active | 3075 | 2023 | Riello | WTSS - Watertube SS Steel | Boiler Room | HWHT - Hot Water Heat | 10/31/2024
Ainsworth Community School | 520 E 2nd St | Ainsworth | NE | 69210-1439 | Brown | NE43176 | Active | 3060 | 2023 | Riello | WTSS - Watertube SS Steel | Boiler Room | HWHT - Hot Water Heat | 10/31/2024
Ainsworth Community School | 520 E 2nd St | Ainsworth | NE | 69210-1439 | Brown | NE43177 | Active | 3048 | 2023 | Riello | WTSS - Watertube SS Steel | Boiler Room | HWHT - Hot Water Heat | 10/31/2024
Rolling Stone Feed Yard | 87848 430th Ave | Ainsworth | NE | 69210-1874 | Brown | NE03368 | Out of Service | 23060 | 1967 | Kewanee | FTSM - FTS Marine Dry Back | BOILER ROOM | PROC - Process Steam | 7/31/2016
Rolling Stone Feed Yard | 87848 430th Ave | Ainsworth | NE | 69210-1874 | Brown | NE10820 | Out of Service | 10935 | 2003 | Hurst | FTSM - FTS Marine Dry Back | BOILER ROOM | PROC - Process Steam | 7/31/2016
Rolling Stone Feed Yard | 87848 430th Ave | Ainsworth | NE | 69210-1874 | Brown | NE26436 | Active | 12564 | 2016 | Sellers Engineering | FT - Firetube Boiler | Flaking Mill | PROC - Process Steam | 11/30/2026
Rolling Stone Feed Yard | 87848 430th Ave | Ainsworth | NE | 69210-1874 | Brown | NE26437 | Active | 12534 | 2016 | Sellers Engineering | FT - Firetube Boiler | Flaking Mill | PROC - Process Steam | 10/31/2026
Ainsworth Car Wash | 916 E 4th St | Ainsworth | NE | 69210-1219 | Brown | NE24357 | Scrapped/Junked | n/a | 1980 | Weben-Jarco | CI - Cast Iron | MECH ROOM | GLFH - Glycol Floor Heat System | 6/30/2014
Brown County Hospital | 945 E Zero St | Ainsworth | NE | 69210-1556 | Brown | NE03370 | Scrapped/Junked |  | 1976 | CHROMALOX PRECISION HEAT | ELBL - Electric Boiler | CSRM | PROC - Process Steam | 9/30/2002
Brown County Hospital | 945 E Zero St | Ainsworth | NE | 69210-1556 | Brown | NE03918 | Scrapped/Junked |  | 1969 | KEWANEE | FTFB - Firetube-Firebox Boiler | BOILER ROOM | STHT - Steam-Heat | 9/30/2007
Brown County Hospital | 945 E Zero St | Ainsworth | NE | 69210-1556 | Brown | NE03919 | Scrapped/Junked |  | 1969 | KEWANEE | FTFB - Firetube-Firebox Boiler | BOILER ROOM | STHT - Steam-Heat | 9/30/2007
Brown County Hospital | 945 E Zero St | Ainsworth | NE | 69210-1556 | Brown | NE07272 | Active | 16643 | 2007 | ALES | FTFB - Firetube-Firebox Boiler | BOILER ROOM | GLYC - Glycol Bldg Heat Sys | 9/30/2026
Brown County Hospital | 945 E Zero St | Ainsworth | NE | 69210-1556 | Brown | NE07273 | Active | 16647 | 2007 | ALES | FTFB - Firetube-Firebox Boiler | BOILER ROOM | GLYC - Glycol Bldg Heat Sys | 9/30/2026
Brown County Hospital | 945 E Zero St | Ainsworth | NE | 69210-1556 | Brown | NE07274 | Active | 16649 | 2007 | ALES | FTFB - Firetube-Firebox Boiler | BOILER ROOM | GLYC - Glycol Bldg Heat Sys | 9/30/2026
Brown County Hospital | 945 E Zero St | Ainsworth | NE | 69210-1556 | Brown | NE08597 | Active | 50666 | 2002 | CAST | ELBL - Electric Boiler | CENTRAL SUPPLY ROOM | 0020 - Supp to Sterlizer/Autoclave | 9/30/2026
Brown County Hospital | 945 E Zero St | Ainsworth | NE | 69210-1556 | Brown | NE08598 | Scrapped/Junked | 75059 | 2001 | AO SMITH | CHWH - ASME/Fired Water Heater | BOILER ROOM | HWSD - Hot Water Dom/Potable | 9/30/2003
Brown County Hospital | 945 E Zero St | Ainsworth | NE | 69210-1556 | Brown | NE08599 | Out of Service | 49618 | 2002 | AOSM | CHWH - ASME/Fired Water Heater | BOILER ROOM | HWSD - Hot Water Dom/Potable | 9/30/2024
Brown County Hospital | 945 E Zero St | Ainsworth | NE | 69210-1556 | Brown | NE10443 | Scrapped/Junked | 76182 | 2003 | AOSM | CHWH - ASME/Fired Water Heater | BOILER ROOM | HWSD - Hot Water Dom/Potable | 9/30/2017
Brown County Hospital | 945 E Zero St | Ainsworth | NE | 69210-1556 | Brown | NE17575 | Scrapped/Junked | 119082 | 2007 | A O Smith | FTVT - Firetube Vertical TB | Boiler Room | HWSD - Hot Water Dom/Potable | 9/30/2016
Brown County Hospital | 945 E Zero St | Ainsworth | NE | 69210-1556 | Brown | NE26884 | Active | 155603 | 2017 | A O Smith | CHWH - ASME/Fired Water Heater | Mech Room | HWSD - Hot Water Dom/Potable | 9/30/2026
Brown County Hospital | 945 E Zero St | Ainsworth | NE | 69210-1556 | Brown | NE26885 | Active | 200029 | 2014 | A O Smith | CHWH - ASME/Fired Water Heater | Mech Room | HWSD - Hot Water Dom/Potable | 9/30/2026
Brown County Hospital | 945 E Zero St | Ainsworth | NE | 69210-1556 | Brown | NE41342 | Active | 127329 | 2020 | Getinge | STER - Sterilizer | Central supply room | 0020 - Supp to Sterlizer/Autoclave | 9/30/2026
AINSWORTH CITY POOL | RICHARDSON DR | AINSWORTH | NE | 69210 | BROWN | NE24358 | Scrapped/Junked | 138126 | 1997 | RAYPAK INC, CALIFORNIA | CPFT - Horiz Cpr Fin Boiler | MECH ROOM | OPHT - Outdoor Pool Heater | 6/30/2002
AINSWORTH FEED YARDS | WILSON ST | AINSWORTH | NE | 69210 | BROWN | NE13981 | Scrapped/Junked | 5399 | 1970 | SUPERIOR BOILERWORKS | FTSM - FTS Marine Dry Back | BOILER ROOM | PROC - Process Steam | 9/30/2003
CHI-Good Samaritan Hospital | 10 E 31st St | Kearney | NE | 68847-2926 | Buffalo | NE01840 | Active | 28358 | 2003 | Burnham America | FT - Firetube Boiler | Boiler Room | STHT - Steam-Heat | 7/31/2026
CHI-Good Samaritan Hospital | 10 E 31st St | Kearney | NE | 68847-2926 | Buffalo | NE03643 | Active | 32560 | 1974 | Cleaver & Brooks | FT - Firetube Boiler | Boiler Room | STHT - Steam-Heat | 5/31/2026
CHI-Good Samaritan Hospital | 10 E 31st St | Kearney | NE | 68847-2926 | Buffalo | NE03644 | Scrapped/Junked | 32681 | 1974 | Cleaver & Brooks | FTSM - FTS Marine Dry Back | BOILER ROOM | PROC - Process Steam | 10/31/2005
CHI-Good Samaritan Hospital | 10 E 31st St | Kearney | NE | 68847-2926 | Buffalo | NE04076 | Scrapped/Junked | 23645 | 1986 | YORK SHIPLEY | FT - Firetube Boiler | WASTE FACILITY | PROC - Process Steam | 7/31/2000
CHI-Good Samaritan Hospital | 10 E 31st St | Kearney | NE | 68847-2926 | Buffalo | NE06593 | Out of Service | 29187 | 2005 | Burnham Industrial | FTWB - FTS Marine Wet Back | Boiler Room | BSUP - Bldg Heat & Process | 7/31/2011
CHI-Good Samaritan Hospital | 10 E 31st St | Kearney | NE | 68847-2926 | Buffalo | NE22038 | Scrapped/Junked | 1315 | 2011 | Unilux | WT - Water Tube Boiler | Boiler Room | STHT - Steam-Heat | 5/31/2023
CHI-Good Samaritan Hospital | 10 E 31st St | Kearney | NE | 68847-2926 | Buffalo | NE42409 | Out of Service | 19726 | 2016 | Cleaver & Brooks | FTSM - FTS Marine Dry Back | Portable Trailer | PROC - Process Steam | 9/30/2025
CHI-Good Samaritan Hospital | 10 E 31st St | Kearney | NE | 68847-2926 | Buffalo | NE42626 | Out of Service | 2005 | 2021 | Powermaster | FTSM - FTS Marine Dry Back | Portable Outside | STHT - Steam-Heat | 5/31/2026
CHI-Good Samaritan Hospital | 10 E 31st St | Kearney | NE | 68847-2926 | Buffalo | NE42945 | Active | 3123 | 2024 | Unilux | WT - Water Tube Boiler | Boiler Room | STHT - Steam-Heat | 7/31/2026
Amherst Senior High | 100 N Sycamore St | Amherst | NE | 68812-4515 | Buffalo | NE01834 | Scrapped/Junked | 142373 | 2004 | Laars | COBL - Coil Type Boiler | NEW ADDITION BLR ROOM | GLYC - Glycol Bldg Heat Sys | 10/31/2018
Amherst Senior High | 100 N Sycamore St | Amherst | NE | 68812-4515 | Buffalo | NE01835 | Out of Service | 142271 | 2004 | Laars | COBL - Coil Type Boiler | NEW ADDITION BLR ROOM | GLYC - Glycol Bldg Heat Sys | 10/31/2020
Amherst Senior High | 100 N Sycamore St | Amherst | NE | 68812-4515 | Buffalo | NE01836 | Scrapped/Junked | 142178 | 2004 | Laars | COBL - Coil Type Boiler | NEW ADDITION BLR ROOM | GLYC - Glycol Bldg Heat Sys | 10/31/2018
Amherst Senior High | 100 N Sycamore St | Amherst | NE | 68812-4515 | Buffalo | NE16939 | Active | 19090 | 1993 | WEBJ | COBL - Coil Type Boiler | BOILER ROOM | HWSD - Hot Water Dom/Potable | 10/31/2026
Amherst Senior High | 100 N Sycamore St | Amherst | NE | 68812-4515 | Buffalo | NE16940 | Active | 19083 | 1993 | WEBJ | COBL - Coil Type Boiler | BOILER ROOM | HWSD - Hot Water Dom/Potable | 10/31/2026
Amherst Senior High | 100 N Sycamore St | Amherst | NE | 68812-4515 | Buffalo | NE27062 | Active | 206509 | 2016 | Lochinvar | SSCO - SS Coil Boiler | New Addition Boiler Room | GLYC - Glycol Bldg Heat Sys | 10/31/2026
Amherst Senior High | 100 N Sycamore St | Amherst | NE | 68812-4515 | Buffalo | NE27548 | Active | 287207 | 2016 | Lochinvar | SSCO - SS Coil Boiler | New Addition Boiler Room | GLYC - Glycol Bldg Heat Sys | 10/31/2026
Amherst Senior High | 100 N Sycamore St | Amherst | NE | 68812-4515 | Buffalo | NE32369 | Scrapped/Junked |  | 1971 | Bryant Boiler | CI - Cast Iron | BOILER ROOM | STHT - Steam-Heat | 10/31/2005
Amherst Senior High | 100 N Sycamore St | Amherst | NE | 68812-4515 | Buffalo | NE43609 | Active | 543526 | 2022 | Lochinvar | FTSS - Firetube Stainless Steel | Weight Room Mezzanine | HWHT - Hot Water Heat | 10/31/2026
Amherst Senior High | 100 N Sycamore St | Amherst | NE | 68812-4515 | Buffalo | NE43610 | Active | 545782 | 2022 | Lochinvar | FTSS - Firetube Stainless Steel | Weight Room Mezzanine | HWHT - Hot Water Heat | 10/31/2026
AMHERST ELEMENTARY SCHOOL | 100 N Sycamore St | Amherst | NE | 68812-4515 | BUFFALO | NE18922 | Exempt 1999 LB-66 |  | 1982 | RHEEM MANUFACTURING CO | AHWH - ANSI/Fired Water Htr | KITCHEN | HWSD - Hot Water Dom/Potable | 10/31/1999
SHINN TURKEY INC | 1002 Front St | Gibbon | NE | 68840-6236 | BUFFALO | NE10465 | Inactive |  | 2002 | PEER | CI - Cast Iron | BOILER ROOM/BASEMENT | HWHT - Hot Water Heat | 1/31/2009
SHINN TURKEY INC | 1002 Front St | Gibbon | NE | 68840-6236 | BUFFALO | NE10466 | Inactive |  | 2002 | PEER | CI - Cast Iron | BOILER ROOM/BASEMENT | HWHT - Hot Water Heat | 1/31/2009
SHINN TURKEY INC | 1002 Front St | Gibbon | NE | 68840-6236 | BUFFALO | NE14021 | Inactive | 1343 | 1965 | NEBRASKA BOILER | WT - Water Tube Boiler | BOILER ROOM | PROC - Process Steam | 8/31/2002
DAVE SIMS | 101 E 25th St | Kearney | NE | 68847-4508 | BUFFALO | NE40697 | Exempt 1999 LB-66 |  | 1984 | PALOMA | COWH - Coil Type Water Heater | MECH ROOM | HWSP - Hot Water Non Potable Supply | 8/31/2000
DAVE SIMS | 101 E 25th St | Kearney | NE | 68847-4508 | BUFFALO | NE40698 | Exempt 1999 LB-66 |  | 1984 | PALOMA | AHWH - ANSI/Fired Water Htr | MECH ROOM | HWSP - Hot Water Non Potable Supply | 8/31/2000
DAVE SIMS | 101 E 25th St | Kearney | NE | 68847-4508 | BUFFALO | NE40699 | Exempt 1999 LB-66 |  | 1984 | PALOMA | AHWH - ANSI/Fired Water Htr | MECH ROOM | HWSP - Hot Water Non Potable Supply | 8/31/2000
Best Western Inn | 1010 3rd Ave | Kearney | NE | 68845-7369 | Buffalo | NE05994 | Inactive | 241901 | 2006 | JANDY | COBL - Coil Type Boiler | N BOILER RM | IPHT - Indoor Pool Heater | 4/30/2008
Best Western Inn | 1010 3rd Ave | Kearney | NE | 68845-7369 | Buffalo | NE06427 | Inactive |  | 2003 | LAARS HEATING SYSTEMS CO | CPPH - Ansi Cpr Fin Pool Heater | POOL ROOM | OPHT - Outdoor Pool Heater | 1/1/1900
Best Western Inn | 1010 3rd Ave | Kearney | NE | 68845-7369 | Buffalo | NE08349 | Inactive | 82897 | 1999 | RHEEM | CHWH - ASME/Fired Water Heater | NORTH LAUNDRY RM | HWSD - Hot Water Dom/Potable | 4/30/2014
Best Western Inn | 1010 3rd Ave | Kearney | NE | 68845-7369 | Buffalo | NE10421 | Inactive | 94664 | 2002 | RHEEM | CHWH - ASME/Fired Water Heater | NORTH BOILER ROOM | HWSD - Hot Water Dom/Potable | 4/30/2014
Best Western Inn | 1010 3rd Ave | Kearney | NE | 68845-7369 | Buffalo | NE10422 | Scrapped/Junked | 92256 | 2002 | RHEE | CHWH - ASME/Fired Water Heater | SOUTH BOILER ROOM | HWSD - Hot Water Dom/Potable | 4/30/2010
Best Western Inn | 1010 3rd Ave | Kearney | NE | 68845-7369 | Buffalo | NE13442 | Inactive | 117067 | 2008 | RHEEM | CHWH - ASME/Fired Water Heater | LAUNDRY SOUTH | HWSD - Hot Water Dom/Potable | 4/30/2014
Best Western Inn | 1010 3rd Ave | Kearney | NE | 68845-7369 | Buffalo | NE15633 | Scrapped/Junked |  | 1994 | LAARS HEATING SYSTEMS CO | CPFT - Horiz Cpr Fin Boiler | NORTH BOILER ROOM | IPHT - Indoor Pool Heater | 4/30/2004
Best Western Inn | 1010 3rd Ave | Kearney | NE | 68845-7369 | Buffalo | NE15634 | Scrapped/Junked | 63724 | 1993 | RHEEM MANUFACTURING CO | CHWH - ASME/Fired Water Heater | SOUTH BOILER RM | HWSD - Hot Water Dom/Potable | 4/30/2006
Best Western Inn | 1010 3rd Ave | Kearney | NE | 68845-7369 | Buffalo | NE15648 | Scrapped/Junked | 66518 | 1994 | RHEEM MANUFACTURING CO | CHWH - ASME/Fired Water Heater | NORTH BOILER ROOM | HWSD - Hot Water Dom/Potable | 6/30/2002
Best Western Inn | 1010 3rd Ave | Kearney | NE | 68845-7369 | Buffalo | NE15659 | Scrapped/Junked | 67661 | 1994 | RHEEM MANUFACTURING CO | CHWH - ASME/Fired Water Heater | BOILER ROOM | HWSD - Hot Water Dom/Potable | 6/30/2002
Best Western Inn | 1010 3rd Ave | Kearney | NE | 68845-7369 | Buffalo | NE16735 | Inactive |  | 1983 | Jet | AHWH - ANSI/Fired Water Htr | POOL ROOM | HWSD - Hot Water Dom/Potable | 6/30/1995
Best Western Inn | 1010 3rd Ave | Kearney | NE | 68845-7369 | Buffalo | NE22338 | Scrapped/Junked | 42931 | 1997 | AMERICAN STANDARD | CHWH - ASME/Fired Water Heater | SOUTH BOILER ROOM | HWSD - Hot Water Dom/Potable | 4/30/2004
Meadowlark Elementary | 1010 E 53rd St | Kearney | NE | 68847-8599 | Buffalo | NE19794 | Scrapped/Junked | 8088 | 1994 | ALES | FTVT - Firetube Vertical TB | BOILER ROOM | HWHT - Hot Water Heat | 12/31/2019
Meadowlark Elementary | 1010 E 53rd St | Kearney | NE | 68847-8599 | Buffalo | NE28125 | Active | 98780 | 2019 | Lochinvar | FTVT - Firetube Vertical TB | BOILER ROOM | HWHT - Hot Water Heat | 12/31/2026
Cimarron Court | 1011 6th Ave | Kearney | NE | 68845-7305 | Buffalo | NE05758 | Exempt 1999 LB-66 |  | 1988 | RHEEM MANUFACTURING CO | AHWH - ANSI/Fired Water Htr |  | HWSD - Hot Water Dom/Potable | 1/31/2000
Cimarron Court | 1011 6th Ave | Kearney | NE | 68845-7305 | Buffalo | NE05759 | Exempt 1999 LB-66 |  | 1987 | RHEEM MANUFACTURING CO | AHWH - ANSI/Fired Water Htr |  | HWSD - Hot Water Dom/Potable | 1/31/2000
Cimarron Court | 1011 6th Ave | Kearney | NE | 68845-7305 | Buffalo | NE37454 | Inactive | 25678 | 1988 | Bryan | WT - Water Tube Boiler | BOILER ROOM | HWHT - Hot Water Heat | 1/31/2019
vacant Building | 1011 7th St | Gibbon | NE | 68840-6004 | Buffalo | NE12245 | Scrapped/Junked | C13223 | 2006 | AO SMITH | SSCO - SS Coil Boiler | BOILER ROOM | HWHT - Hot Water Heat | 4/30/2013
vacant Building | 1011 7th St | Gibbon | NE | 68840-6004 | Buffalo | NE15950 | Scrapped/Junked | N/A | 1983 | PEERLESS HEATER COMPANY |  | BOILER ROOM | HWHT - Hot Water Heat | 4/30/2008
vacant Building | 1011 7th St | Gibbon | NE | 68840-6004 | Buffalo | NE15952 | Scrapped/Junked | n/a | 1982 | Ruud-Rheem | AHWH - ANSI/Fired Water Htr | BOILER ROOM | HWSD - Hot Water Dom/Potable | 4/30/2013
vacant Building | 1011 7th St | Gibbon | NE | 68840-6004 | Buffalo | NE18975 | Exempt 1999 LB-66 |  | 1992 | RHEEM MANUFACTURING CO | AHWH - ANSI/Fired Water Htr | BOILER ROOM | HWSD - Hot Water Dom/Potable | 4/30/1999
vacant Building | 1011 7th St | Gibbon | NE | 68840-6004 | Buffalo | NE22378 | Scrapped/Junked | 45166 | 1998 | AO SMITH | CHWH - ASME/Fired Water Heater | MECH ROOM | HWSD - Hot Water Dom/Potable | 4/30/2013
vacant Building | 1011 7th St | Gibbon | NE | 68840-6004 | Buffalo | NE22379 | Scrapped/Junked | 45142 | 1998 | AO SMITH | CHWH - ASME/Fired Water Heater | MECH ROOM | HWSD - Hot Water Dom/Potable | 4/30/2013
Un of Kearney/Student Union | 1013 W 27TH ST | KEARNEY | NE | 68847 | BUFFALO | NE01221 | Inactive | 21359 | 1964 | KEWANEE | FTSM - FTS Marine Dry Back | BOILER ROOM | STHT - Steam-Heat | 8/31/2002
Un of Kearney/Student Union | 1013 W 27TH ST | KEARNEY | NE | 68847 | BUFFALO | NE25043 | Inactive | 177927 | 1982 | TRANE | SHTB - Shell/Tube Htexchngr | BOILER ROOM | COND - Condenser | 8/31/2004
UN of Kearney/Centennial Tower | 1014 W 29th St | Kearney | NE | 68845-3469 | Buffalo | NE25041 | Inactive | 27131 | 1998 | YORI | SHTB - Shell/Tube Htexchngr | BOILER ROOM | COND - Condenser | 1/31/2021
UN of Kearney/Centennial Tower | 1014 W 29th St | Kearney | NE | 68845-3469 | Buffalo | NE25042 | Inactive | 15319 | 1994 | YORI | SHTB - Shell/Tube Htexchngr | BOILER ROOM | COND - Condenser | 1/31/2021
Un of Kearney/Centennial Tower | 1014 W 29th St | Kearney | NE | 68845-3469 | BUFFALO | NE30335 | Inactive |  | 1962 | KEWANEE | FT - Firetube Boiler | BOILER ROOM | STHT - Steam-Heat | 8/31/2004
Un of Kearney/Centennial Tower | 1014 W 29th St | Kearney | NE | 68845-3469 | BUFFALO | NE30336 | Inactive |  | 1963 | KEWANEE | FT - Firetube Boiler | BOILER ROOM | STHT - Steam-Heat | 8/31/2004
Un of Kearney/Centennial Tower | 1014 W 29th St | Kearney | NE | 68845-3469 | BUFFALO | NE30343 | Inactive |  | 1965 | KEWANEE | FT - Firetube Boiler | BOILER ROOM | STHT - Steam-Heat | 8/31/2004
vacant building | 1019 2nd St | Gibbon | NE | 68840-6179 | Buffalo | NE17449 | Out of Service | 7564 | 1993 | ALDR | FTFB - Firetube-Firebox Boiler | BOILER ROOM | STHT - Steam-Heat | 7/31/2010
vacant building | 1019 2nd St | Gibbon | NE | 68840-6179 | Buffalo | NE17450 | Out of Service |  | 1993 | PURE | CPFT - Horiz Cpr Fin Boiler | WEIGHT ROOM | HWSD - Hot Water Dom/Potable | 7/31/2007
vacant building | 1019 2nd St | Gibbon | NE | 68840-6179 | Buffalo | NE18142 | Out of Service | 46251 | 1993 | STAT | CHWH - ASME/Fired Water Heater | BOILER ROOM | HWSD - Hot Water Dom/Potable | 7/31/2010
vacant building | 1019 2nd St | Gibbon | NE | 68840-6179 | Buffalo | NE32542 | Inactive |  | 1964 | KEWANEE | FT - Firetube Boiler | BOILER ROOM | STHT - Steam-Heat | 7/31/2003
Darling Ingredients | 102 Lincoln Ave | Ravenna | NE | 68869-1418 | Buffalo | NE25881 | Active | 64515 | 1987 | Cleaver Brooks | FTSM - FTS Marine Dry Back | Boiler Room | PROC - Process Steam | 10/31/2026
Northwestern Public Service Co. | 1023 E. 25Th St. | Kearney | NE | 68847-4605 | Buffalo | NE11666 | Inactive | 28774 | 1965 | Cleaver & Brooks | FT - Firetube Boiler | Blrm | PROC - Process Steam | 9/30/2000
Northwestern Public Service Co. | 1023 E. 25Th St. | Kearney | NE | 68847-4605 | Buffalo | NE30504 | Inactive |  | 1990 | Peerless | CI - Cast Iron | Blrm | PROC - Process Steam | 9/30/2000
Gibbon Public School | 1030 Court St | Gibbon | NE | 68840-4064 | Buffalo | NE13657 | Scrapped/Junked | 17412 | 2008 | ALDRICH/LES | FTVT - Firetube Vertical TB | BOILER ROOM | HWHT - Hot Water Heat | 7/31/2010
Gibbon Public School | 1030 Court St | Gibbon | NE | 68840-4064 | Buffalo | NE13658 | Scrapped/Junked | 17413 | 2008 | ALDRICH/LES | FTVT - Firetube Vertical TB | BOILER ROOM | HWHT - Hot Water Heat | 7/31/2012
Gibbon Public School | 1030 Court St | Gibbon | NE | 68840-4064 | Buffalo | NE13659 | Scrapped/Junked | 17411 | 2008 | ALDRICH/LES | FTVT - Firetube Vertical TB | BOILER ROOM | HWHT - Hot Water Heat | 7/31/2012
Gibbon Public School | 1030 Court St | Gibbon | NE | 68840-4064 | Buffalo | NE17956 | Active | 17937 | 2010 | ALDRICH/LES | FTVT - Firetube Vertical TB | BOILER ROOM | HWHT - Hot Water Heat | 7/31/2026
Gibbon Public School | 1030 Court St | Gibbon | NE | 68840-4064 | Buffalo | NE22147 | Active | 18548 | 2012 | ALDRICH/LES | FTVT - Firetube Vertical TB | BOILER ROOM | HWHT - Hot Water Heat | 7/31/2026
Gibbon Public School | 1030 Court St | Gibbon | NE | 68840-4064 | Buffalo | NE22148 | Active | 18568 | 2012 | ALDRICH/LES | FTVT - Firetube Vertical TB | BOILER ROOM | HWHT - Hot Water Heat | 7/31/2026
WINGATE MOTEL | 108 3rd Ave | Kearney | NE | 68845-7856 | BUFFALO | NE23347 | Exempt 1999 LB-66 |  | 1997 | RUUD | AHWH - ANSI/Fired Water Htr | BOILER ROOM | HWSD - Hot Water Dom/Potable | 4/30/2000
WINGATE MOTEL | 108 3rd Ave | Kearney | NE | 68845-7856 | BUFFALO | NE23348 | Exempt 1999 LB-66 |  | 1997 | RUUD | AHWH - ANSI/Fired Water Htr | BOILER ROOM | HWSD - Hot Water Dom/Potable | 4/30/2000
WINGATE MOTEL | 108 3rd Ave | Kearney | NE | 68845-7856 | BUFFALO | NE23349 | Exempt 1999 LB-66 |  | 1997 | RUUD | AHWH - ANSI/Fired Water Htr | BOILER ROOM | HWSD - Hot Water Dom/Potable | 4/30/2000
WINGATE MOTEL | 108 3rd Ave | Kearney | NE | 68845-7856 | BUFFALO | NE23350 | Exempt 1999 LB-66 |  | 1997 | RUUD | AHWH - ANSI/Fired Water Htr | BOILER ROOM | HWSD - Hot Water Dom/Potable | 4/30/2000
WINGATE MOTEL | 108 3rd Ave | Kearney | NE | 68845-7856 | BUFFALO | NE23351 | Scrapped/Junked | 73588 | 1997 | RUUD | CHWH - ASME/Fired Water Heater | BOILER ROOM | HWSD - Hot Water Dom/Potable | 4/30/2002
Holiday Inn | 110 2nd Ave | Kearney | NE | 68847-2468 | BUFFALO | NE06391 | Scrapped/Junked | 98865 | 2003 | RHEE | CHWH - ASME/Fired Water Heater | BOILER ROOM | HWSD - Hot Water Dom/Potable | 4/30/2010
Holiday Inn | 110 2nd Ave | Kearney | NE | 68847-2468 | BUFFALO | NE06392 | Out of Service | 98861 | 2003 | RHEEM | CHWH - ASME/Fired Water Heater | BOILER ROOM | HWSD - Hot Water Dom/Potable | 4/30/2012
Holiday Inn | 110 2nd Ave | Kearney | NE | 68847-2468 | BUFFALO | NE06393 | Scrapped/Junked | 94663 | 2002 | RHEEM | CHWH - ASME/Fired Water Heater | BOILER ROOM | HWSD - Hot Water Dom/Potable | 4/30/2012
Holiday Inn | 110 2nd Ave | Kearney | NE | 68847-2468 | BUFFALO | NE06394 | Scrapped/Junked | 99977 | 2004 | RHEEM | CHWH - ASME/Fired Water Heater | BOILER ROOM | HWSD - Hot Water Dom/Potable | 4/30/2014
Holiday Inn | 110 2nd Ave | Kearney | NE | 68847-2468 | BUFFALO | NE06395 | Scrapped/Junked | 99097 | 2003 | RHEE | CHWH - ASME/Fired Water Heater | BOILER ROOM | HWSD - Hot Water Dom/Potable | 4/30/2010
Holiday Inn | 110 2nd Ave | Kearney | NE | 68847-2468 | BUFFALO | NE06396 | Scrapped/Junked | 94648 | 2002 | RHEEM | CHWH - ASME/Fired Water Heater | BOILER ROOM | HWSD - Hot Water Dom/Potable | 4/30/2012
Holiday Inn | 110 2nd Ave | Kearney | NE | 68847-2468 | BUFFALO | NE06397 | Scrapped/Junked | 97098 | 2003 | RHEEM | CHWH - ASME/Fired Water Heater | Small Boiler Room | HWSD - Hot Water Dom/Potable | 4/30/2019
Holiday Inn | 110 2nd Ave | Kearney | NE | 68847-2468 | BUFFALO | NE06398 | Scrapped/Junked | 94657 | 2002 | RHEEM | CHWH - ASME/Fired Water Heater | KITCHEN | HWSD - Hot Water Dom/Potable | 4/30/2012
Holiday Inn | 110 2nd Ave | Kearney | NE | 68847-2468 | BUFFALO | NE06399 | Inactive | 224531 | 2004 | Raypak | CPFH - Copper Fin Water Heater | Boiler Room | HWSD - Hot Water Dom/Potable | 4/30/2016
Holiday Inn | 110 2nd Ave | Kearney | NE | 68847-2468 | BUFFALO | NE07509 | Scrapped/Junked | 94457 | 2002 | RHEEM | CHWH - ASME/Fired Water Heater | NORTH WING | HWSD - Hot Water Dom/Potable | 4/30/2012
Holiday Inn | 110 2nd Ave | Kearney | NE | 68847-2468 | BUFFALO | NE07510 | Scrapped/Junked | 107713 | 2006 | RHEE | CHWH - ASME/Fired Water Heater | KITCHEN | HWSD - Hot Water Dom/Potable | 4/30/2012
Holiday Inn | 110 2nd Ave | Kearney | NE | 68847-2468 | BUFFALO | NE08343 | Scrapped/Junked | 81559 | 1999 | RHEE | CHWH - ASME/Fired Water Heater | KITCHEN | HWSD - Hot Water Dom/Potable | 4/30/2009
Holiday Inn | 110 2nd Ave | Kearney | NE | 68847-2468 | BUFFALO | NE08344 | Scrapped/Junked | 82896 | 1999 | RHEEM MANUFACTURING CO | CHWH - ASME/Fired Water Heater | KITCHEN | HWSD - Hot Water Dom/Potable | 4/30/2007
Holiday Inn | 110 2nd Ave | Kearney | NE | 68847-2468 | BUFFALO | NE16088 | Scrapped/Junked | 121447 | 2009 | RHEEM | CHWH - ASME/Fired Water Heater | Main Boiler Room | HWSD - Hot Water Dom/Potable | 4/30/2019
Holiday Inn | 110 2nd Ave | Kearney | NE | 68847-2468 | BUFFALO | NE16973 | Scrapped/Junked |  | 1994 | RHEEM MANUFACTURING CO | AHWH - ANSI/Fired Water Htr | BOILER ROOM | HWSD - Hot Water Dom/Potable | 4/30/2001
Holiday Inn | 110 2nd Ave | Kearney | NE | 68847-2468 | BUFFALO | NE16974 | Scrapped/Junked |  | 1993 | RHEEM MANUFACTURING CO | AHWH - ANSI/Fired Water Htr |  | HWSD - Hot Water Dom/Potable | 4/30/1999
Holiday Inn | 110 2nd Ave | Kearney | NE | 68847-2468 | BUFFALO | NE16975 | Scrapped/Junked |  | 1993 | RHEEM MANUFACTURING CO | AHWH - ANSI/Fired Water Htr |  | HWSD - Hot Water Dom/Potable | 4/30/1999
Holiday Inn | 110 2nd Ave | Kearney | NE | 68847-2468 | BUFFALO | NE17943 | Scrapped/Junked | 117718 | 2008 | RHEEM | CHWH - ASME/Fired Water Heater | Small Boiler Room | HWSD - Hot Water Dom/Potable | 4/30/2019
Holiday Inn | 110 2nd Ave | Kearney | NE | 68847-2468 | BUFFALO | NE20664 | Scrapped/Junked | 68488 | 1996 | RHEEM MANUFACTURING CO | CHWH - ASME/Fired Water Heater | BOILER ROOM | HWSD - Hot Water Dom/Potable | 4/30/2004
Holiday Inn | 110 2nd Ave | Kearney | NE | 68847-2468 | BUFFALO | NE20665 | Exempt 1999 LB-66 |  | 1994 | RHEEM MANUFACTURING CO | AHWH - ANSI/Fired Water Htr | KITCHEN | HWSD - Hot Water Dom/Potable | 4/30/2000
Holiday Inn | 110 2nd Ave | Kearney | NE | 68847-2468 | BUFFALO | NE23322 | Scrapped/Junked | 76216 | 1998 | RHEEM MANUFACTURING CO | CHWH - ASME/Fired Water Heater | BOILER ROOM | HWSD - Hot Water Dom/Potable | 4/30/2006
Holiday Inn | 110 2nd Ave | Kearney | NE | 68847-2468 | BUFFALO | NE23323 | Scrapped/Junked | 76217 | 1998 | RHEEM MANUFACTURING CO | CHWH - ASME/Fired Water Heater | BOILER ROOM | HWSD - Hot Water Dom/Potable | 4/30/2003
Holiday Inn | 110 2nd Ave | Kearney | NE | 68847-2468 | BUFFALO | NE23324 | Scrapped/Junked | 77123 | 1998 | RHEEM MANUFACTURING CO | CHWH - ASME/Fired Water Heater | BOILER ROOM | HWSD - Hot Water Dom/Potable | 4/30/2005
Holiday Inn | 110 2nd Ave | Kearney | NE | 68847-2468 | BUFFALO | NE23325 | Scrapped/Junked |  | 1998 | RAYPAK INC, CALIFORNIA | CPFT - Horiz Cpr Fin Boiler | BOILER ROOM | IPHT - Indoor Pool Heater | 4/30/2005
Holiday Inn | 110 2nd Ave | Kearney | NE | 68847-2468 | BUFFALO | NE23326 | Exempt 1999 LB-66 |  | 1998 | RAYPAK INC, CALIFORNIA | AHWH - ANSI/Fired Water Htr | BOILER ROOM | HWSD - Hot Water Dom/Potable | 4/30/2000
Holiday Inn | 110 2nd Ave | Kearney | NE | 68847-2468 | BUFFALO | NE23327 | Exempt 1999 LB-66 |  | 1998 | RayPak Inc, California | AHWH - ANSI/Fired Water Htr | BOILER ROOM | HWSD - Hot Water Dom/Potable | 4/30/2000
Holiday Inn | 110 2nd Ave | Kearney | NE | 68847-2468 | BUFFALO | NE23346 | Scrapped/Junked | 80098 | 1999 | RHEEM MANUFACTURING CO | CHWH - ASME/Fired Water Heater | KITCHEN | HWSD - Hot Water Dom/Potable | 4/30/2003
Holiday Inn | 110 2nd Ave | Kearney | NE | 68847-2468 | BUFFALO | NE23372 | Scrapped/Junked | 80100 | 1999 | RHEEM MANUFACTURING CO | CHWH - ASME/Fired Water Heater | BOILER ROOM | HWSD - Hot Water Dom/Potable | 4/30/2004
Holiday Inn | 110 2nd Ave | Kearney | NE | 68847-2468 | BUFFALO | NE23373 | Scrapped/Junked | 77366 | 1999 | RHEEM MANUFACTURING CO | CHWH - ASME/Fired Water Heater | BOILER ROOM | HWSD - Hot Water Dom/Potable | 4/30/2004
Holiday Inn | 110 2nd Ave | Kearney | NE | 68847-2468 | BUFFALO | NE27327 | Scrapped/Junked | 235184 | 2017 | A O Smith | CHWH - ASME/Fired Water Heater | Guest Laundry Mech. Rm. | HWSD - Hot Water Dom/Potable | 3/31/2019
Holiday Inn | 110 2nd Ave | Kearney | NE | 68847-2468 | BUFFALO | NE28107 | Scrapped/Junked | 237547 | 2018 | American | CHWH - ASME/Fired Water Heater | Boiler room | HWSD - Hot Water Dom/Potable | 4/30/2020
Holiday Inn | 110 2nd Ave | Kearney | NE | 68847-2468 | BUFFALO | NE28235 | Scrapped/Junked | 257035 | 2019 | American | CHWH - ASME/Fired Water Heater | Boiler room | HWSD - Hot Water Dom/Potable | 1/31/2026
Holiday Inn | 110 2nd Ave | Kearney | NE | 68847-2468 | BUFFALO | NE28252 | Active | 478703 | 2019 | Burnham | SSCO - SS Coil Boiler | Main boiler room | HWHT - Hot Water Heat | 1/31/2027
Holiday Inn | 110 2nd Ave | Kearney | NE | 68847-2468 | BUFFALO | NE28253 | Active | 478704 | 2019 | Burnham | SSCO - SS Coil Boiler | Main boiler room | HWHT - Hot Water Heat | 1/31/2027
Holiday Inn | 110 2nd Ave | Kearney | NE | 68847-2468 | BUFFALO | NE28254 | Active | 406289 | 2017 | Burnham | SSCO - SS Coil Boiler | Main boiler room | HWHT - Hot Water Heat | 1/31/2027
Holiday Inn | 110 2nd Ave | Kearney | NE | 68847-2468 | BUFFALO | NE35453 | Scrapped/Junked | N/A | 1972 | Peerless | CI - Cast Iron | BOILER ROOM | HWHT - Hot Water Heat | 4/30/2019
Holiday Inn | 110 2nd Ave | Kearney | NE | 68847-2468 | BUFFALO | NE35454 | Scrapped/Junked | N/A | 1972 | Peerless | CI - Cast Iron | BOILER ROOM | HWHT - Hot Water Heat | 4/30/2019
Holiday Inn | 110 2nd Ave | Kearney | NE | 68847-2468 | BUFFALO | NE43900 | Active | 303390 | 2023 | A O Smith | CHWH - ASME/Fired Water Heater | Mechanical Room | HWSD - Hot Water Dom/Potable | 1/31/2027
Kearney Catholic High School | 110 E 35th St | Kearney | NE | 68847-3029 | Buffalo | NE22307 | Exempt 1999 LB-66 |  | 1990 | AO SMITH | AHWH - ANSI/Fired Water Htr | BOILER ROOM | HWSD - Hot Water Dom/Potable | 8/31/2000
Kearney Catholic High School | 110 E 35th St | Kearney | NE | 68847-3029 | Buffalo | NE27052 | Active | 1185 | 2016 | Riello | SSCO - SS Coil Boiler | Boiler Room | HWHT - Hot Water Heat | 8/31/2026
Kearney Catholic High School | 110 E 35th St | Kearney | NE | 68847-3029 | Buffalo | NE27053 | Active | 1498 | 2016 | Riello | SSCO - SS Coil Boiler | Boiler Room | HWHT - Hot Water Heat | 8/31/2026
Kearney Catholic High School | 110 E 35th St | Kearney | NE | 68847-3029 | Buffalo | NE27054 | Active | 1497 | 2016 | Riello | SSCO - SS Coil Boiler | Boiler Room | HWHT - Hot Water Heat | 8/31/2026
Kearney Catholic High School | 110 E 35th St | Kearney | NE | 68847-3029 | Buffalo | NE27055 | Active | 1500 | 2016 | Riello | SSCO - SS Coil Boiler | Boiler Room | HWHT - Hot Water Heat | 8/31/2026
Kearney Catholic High School | 110 E 35th St | Kearney | NE | 68847-3029 | Buffalo | NE32655 | Inactive |  | 1960 | KEWANEE | FTFB - Firetube-Firebox Boiler | BOILER ROOM | HWHT - Hot Water Heat | 8/31/2006
Kearney Catholic High School | 110 E 35th St | Kearney | NE | 68847-3029 | Buffalo | NE32656 | Scrapped/Junked | n/a | 1960 | Kewanee | FT - Firetube Boiler | BOILER ROOM | HWHT - Hot Water Heat | 2/28/2018
Comfort Inn Kearney | 118 3rd Ave | Kearney | NE | 68845-7856 | Buffalo | NE10440 | Scrapped/Junked | 77481 | 1998 | RHEE | CHWH - ASME/Fired Water Heater | BOILER ROOM | HWSD - Hot Water Dom/Potable | 6/30/2010
Comfort Inn Kearney | 118 3rd Ave | Kearney | NE | 68845-7856 | Buffalo | NE18762 | Scrapped/Junked | 109893 | 2006 | RHEEM | FTVT - Firetube Vertical TB | Upstairs Boiler Room | HWSD - Hot Water Dom/Potable | 8/31/2020
Comfort Inn Kearney | 118 3rd Ave | Kearney | NE | 68845-7856 | Buffalo | NE23352 | Exempt 1999 LB-66 |  | 1997 | LOCHINVAR | AHWH - ANSI/Fired Water Htr | BOILER ROOM | HWSD - Hot Water Dom/Potable | 4/30/2000
Comfort Inn Kearney | 118 3rd Ave | Kearney | NE | 68845-7856 | Buffalo | NE23353 | Exempt 1999 LB-66 |  | 1997 | LOCHINVAR | AHWH - ANSI/Fired Water Htr | BOILER ROOM | HWSD - Hot Water Dom/Potable | 4/30/2000
Comfort Inn Kearney | 118 3rd Ave | Kearney | NE | 68845-7856 | Buffalo | NE23354 | Exempt 1999 LB-66 |  | 1997 | LOCHINVAR | AHWH - ANSI/Fired Water Htr | BOILER ROOM | HWSD - Hot Water Dom/Potable | 4/30/2000
Comfort Inn Kearney | 118 3rd Ave | Kearney | NE | 68845-7856 | Buffalo | NE23355 | Exempt 1999 LB-66 |  | 1997 | LOCHINVAR | AHWH - ANSI/Fired Water Htr | BOILER ROOM | HWSD - Hot Water Dom/Potable | 4/30/2000
Comfort Inn Kearney | 118 3rd Ave | Kearney | NE | 68845-7856 | Buffalo | NE23356 | Scrapped/Junked | 37872 | 1997 | LOCHINVAR | CHWH - ASME/Fired Water Heater | BOILER ROOM | HWSD - Hot Water Dom/Potable | 8/31/2003
Comfort Inn Kearney | 118 3rd Ave | Kearney | NE | 68845-7856 | Buffalo | NE27545 | Scrapped/Junked | 241978 | 2018 | A O Smith | CHWH - ASME/Fired Water Heater | Upstairs Boiler Room | HWSD - Hot Water Dom/Potable | 8/31/2023
Comfort Inn Kearney | 118 3rd Ave | Kearney | NE | 68845-7856 | Buffalo | NE42222 | Active | 290889 | 2022 | A O Smith | CHWH - ASME/Fired Water Heater | Upstairs Boiler Room | HWSD - Hot Water Dom/Potable | 7/31/2027
CARLOS O'KELLY'S | 119 3rd Ave | Kearney | NE | 68845-7856 | BUFFALO | NE08339 | Scrapped/Junked | 47118 | 1998 | BRADFORD-WHITE | CHWH - ASME/Fired Water Heater | EQUIP ROOM | HWSD - Hot Water Dom/Potable | 5/31/2006
CARLOS O'KELLY'S | 119 3rd Ave | Kearney | NE | 68845-7856 | BUFFALO | NE40325 | Scrapped/Junked | 44039 | 1997 | BRADFORD-WHITE | AHWH - ANSI/Fired Water Htr | BOILER ROOM | HWSD - Hot Water Dom/Potable | 1/31/2003
Midwest Meat Packing | 12 Lawn Ave | Gibbon | NE | 68840-6183 | BUFFALO | NE14194 | Scrapped/Junked | 18998 | 1970 | CLAYTON INDUSTRIES | COBL - Coil Type Boiler | BOILER ROOM | PROC - Process Steam | 1/31/2000
Midwest Meat Packing | 12 Lawn Ave | Gibbon | NE | 68840-6183 | BUFFALO | NE17453 | Scrapped/Junked | 22887 | 1993 | CLAY | COBL - Coil Type Boiler | PLANT #1 | PROC - Process Steam | 1/31/2009
Midwest Meat Packing | 12 Lawn Ave | Gibbon | NE | 68840-6183 | BUFFALO | NE19247 | Scrapped/Junked | 37368 | 1976 | Cleaver Brooks | FTSM - FTS Marine Dry Back | Boiler Room | PROC - Process Steam | 1/31/2013
Midwest Meat Packing | 12 Lawn Ave | Gibbon | NE | 68840-6183 | BUFFALO | NE40891 | Scrapped/Junked | 23737 | 1999 | CLAY | COBL - Coil Type Boiler | BOILER ROOM | PROC - Process Steam | 1/31/2010
Water Treatment Plant | 120 Cherry Ave | Kearney | NE | 68847-9408 | Buffalo | NE05886 | Scrapped/Junked | 70985 | 1996 | Lochinvar | CPFT - Horiz Cpr Fin Boiler | BOILER ROOM | HWHT - Hot Water Heat | 3/31/2007
Water Treatment Plant | 120 Cherry Ave | Kearney | NE | 68847-9408 | Buffalo | NE09064 | Scrapped/Junked | 191939 | 2006 | Lochinvar | WT - Water Tube Boiler | MAIN OFFICE | HWHT - Hot Water Heat | 3/31/2021
Water Treatment Plant | 120 Cherry Ave | Kearney | NE | 68847-9408 | Buffalo | NE17879 | Active | N/A | 1992 | Peerless | CI - Cast Iron | BOILER ROOM | HWHT - Hot Water Heat | 3/31/2027
UN of Kearney/Mantor Hall | 1203 W 26th St | Kearney | NE | 68845-4293 | BUFFALO | NE30325 | Inactive |  | 1962 | KEWANEE | FT - Firetube Boiler | BOILER ROOM | STHT - Steam-Heat | 8/31/2004
UN of Kearney/Mantor Hall | 1203 W 26th St | Kearney | NE | 68845-4293 | BUFFALO | NE30326 | Inactive |  | 1965 | KEWANEE | FT - Firetube Boiler | BOILER ROOM | STHT - Steam-Heat | 8/31/2004
UN of Kearney/Mantor Hall | 1203 W 26th St | Kearney | NE | 68845-4293 | BUFFALO | NE30342 | Inactive |  | 1962 | KEWANEE | FT - Firetube Boiler | BOILER ROOM | STHT - Steam-Heat | 8/31/2004
FAIRFIELD INN | 121 3rd Ave | Kearney | NE | 68845-7856 | BUFFALO | NE05893 | Exempt 1999 LB-66 |  | 1995 | AO SMITH | AHWH - ANSI/Fired Water Htr | MECH ROOM | HWSD - Hot Water Dom/Potable | 3/31/2000
FAIRFIELD INN | 121 3rd Ave | Kearney | NE | 68845-7856 | BUFFALO | NE05894 | Exempt 1999 LB-66 |  | 1995 | AO SMITH | AHWH - ANSI/Fired Water Htr | MECH ROOM | HWSD - Hot Water Dom/Potable | 3/31/2000
PLATTE VALLEY VENTURES | 121 46th Ave | Kearney | NE | 68845-0328 | BUFFALO | NE15590 | Inactive |  | 1984 | RHEEM MANUFACTURING CO | AHWH - ANSI/Fired Water Htr |  | HWSD - Hot Water Dom/Potable | 6/30/1994
PLATTE VALLEY VENTURES | 121 46th Ave | Kearney | NE | 68845-0328 | BUFFALO | NE18477 | Inactive | 61843 | 1992 | RHEEM MANUFACTURING CO | CHWH - ASME/Fired Water Heater |  | HWSD - Hot Water Dom/Potable | 6/30/1998
PLATTE VALLEY VENTURES | 121 46th Ave | Kearney | NE | 68845-0328 | BUFFALO | NE20441 | Inactive |  | 1992 | RHEEM MANUFACTURING CO | AHWH - ANSI/Fired Water Htr |  | HWSD - Hot Water Dom/Potable | 6/30/1998
Mirror Image Car Wash - South | 1215 2nd Ave | Kearney | NE | 68847-6873 | Buffalo | NE44104 | Active | 293366 | 2021 | Lochinvar | FTSS - Firetube Stainless Steel | Mechanical Room | GLFH - Glycol Floor Heat System | 1/31/2026
Mirror Image Car Wash - South | 1215 2nd Ave | Kearney | NE | 68847-6873 | Buffalo | NE44105 | Active | 280579 | 2021 | Lochinvar | FTSS - Firetube Stainless Steel | Mechanical Room | GLFH - Glycol Floor Heat System | 1/31/2026
Central Community College | 1215 30th Ave | Kearney | NE | 68845 | Buffalo | NE26908 | Active | 75870 | 2016 | Aerco | SSCO - SS Coil Boiler | Mechanical Room | GLYC - Glycol Bldg Heat Sys | 2/28/2027
Riverdale Elementary | 123 1st Ave | Riverdale | NE | 68870-7140 | Buffalo | NE31864 | Exempt 1999 LB-66 | n/a | 1987 | Peerless | CI - Cast Iron | BOILER ROOM | STHT - Steam-Heat | 12/31/2012
Mother Hull Home | 125 E 23rd St | Kearney | NE | 68847-5425 | BUFFALO | NE05360 | Scrapped/Junked | 66090 | 1994 | RHEEM MANUFACTURING CO | CHWH - ASME/Fired Water Heater | 1ST FLOOR | HWSD - Hot Water Dom/Potable | 3/31/2006
Mother Hull Home | 125 E 23rd St | Kearney | NE | 68847-5425 | BUFFALO | NE05802 | Exempt 1999 LB-66 |  | 1996 | RHEEM MANUFACTURING CO | AHWH - ANSI/Fired Water Htr | 1ST FLOOR | HWSD - Hot Water Dom/Potable | 4/30/2000
Mother Hull Home | 125 E 23rd St | Kearney | NE | 68847-5425 | BUFFALO | NE05803 | Exempt 1999 LB-66 |  | 1996 | RHEEM MANUFACTURING CO | AHWH - ANSI/Fired Water Htr | BASEMENT | HWSD - Hot Water Dom/Potable | 4/30/2000
Mother Hull Home | 125 E 23rd St | Kearney | NE | 68847-5425 | BUFFALO | NE08095 | Scrapped/Junked | 103702 | 2005 | AOSM | CHWH - ASME/Fired Water Heater | BASEMENT | HWSD - Hot Water Dom/Potable | 7/31/2014
Mother Hull Home | 125 E 23rd St | Kearney | NE | 68847-5425 | BUFFALO | NE08096 | Scrapped/Junked | 104520 | 2005 | RHEE | CHWH - ASME/Fired Water Heater | LAUNDRY ROOM | HWSD - Hot Water Dom/Potable | 7/31/2014
Mother Hull Home | 125 E 23rd St | Kearney | NE | 68847-5425 | BUFFALO | NE24513 | Scrapped/Junked | 122064 | 2009 | RHEEM | CHWH - ASME/Fired Water Heater | laundry room | HWSD - Hot Water Dom/Potable | 7/31/2022
Mother Hull Home | 125 E 23rd St | Kearney | NE | 68847-5425 | BUFFALO | NE25166 | Scrapped/Junked | 189660 | 2014 | AOSM | CHWH - ASME/Fired Water Heater | BASEMENT | HWSD - Hot Water Dom/Potable | 7/31/2019
Mother Hull Home | 125 E 23rd St | Kearney | NE | 68847-5425 | BUFFALO | NE28161 | Active | 253315 | 2019 | AOSM | CHWH - ASME/Fired Water Heater | BASEMENT | HWSD - Hot Water Dom/Potable | 7/31/2026
Kearney Hub Publishing | 13 E 22nd St | Kearney | NE | 68847-5404 | Buffalo | NE15147 | Scrapped/Junked | 42647 | 1990 | Kewanee | FTFB - Firetube-Firebox Boiler | Boiler Room | HWHT - Hot Water Heat | 10/31/2024
Kearney Hub Publishing | 13 E 22nd St | Kearney | NE | 68847-5404 | Buffalo | NE20648 | Exempt 1999 LB-66 |  | 1990 | STATE INDUSTRIES | AHWH - ANSI/Fired Water Htr | BOILER ROOM | HWSD - Hot Water Dom/Potable | 1/31/2000
Kearney Hub Publishing | 13 E 22nd St | Kearney | NE | 68847-5404 | Buffalo | NE20649 | Exempt 1999 LB-66 |  | 1990 | STATE INDUSTRIES | AHWH - ANSI/Fired Water Htr | BOILER ROOM | HWSD - Hot Water Dom/Potable | 1/31/2000
Just For Ladies | 1408 E 39th St | Kearney | NE | 68847-3977 | Buffalo | NE26756 | Scrapped/Junked | 23906 | 2016 | PENTAIR | COBL - Coil Type Boiler | Pool Mech Room | IPHT - Indoor Pool Heater | 1/31/2020
UN of Kearney/Cushing Health & Sports | 1410 W 26th St | Kearney | NE | 68849-4902 | Buffalo | NE15290 | Scrapped/Junked | 1563 | 1988 | Kewanee | FTSM - FTS Marine Dry Back | BOILER ROOM | STHT - Steam-Heat | 1/31/2012
UN of Kearney/Cushing Health & Sports | 1410 W 26th St | Kearney | NE | 68849-4902 | Buffalo | NE15291 | Out of Service | 6016 | 1988 | Aldrich | FTVT - Firetube Vertical TB | BOILER ROOM Laundry | HWSD - Hot Water Dom/Potable | 1/31/2018
UN of Kearney/Cushing Health & Sports | 1410 W 26th St | Kearney | NE | 68849-4902 | Buffalo | NE16128 | Inactive | 6083 | 1988 | ALDRICH | FTVT - Firetube Vertical TB | BOILER ROOM | HWSD - Hot Water Dom/Potable | 8/31/2007
UN of Kearney/Cushing Health & Sports | 1410 W 26th St | Kearney | NE | 68849-4902 | Buffalo | NE17637 | Scrapped/Junked | 8411 | 1995 | ALDR | FTFB - Firetube-Firebox Boiler | BOILER ROOM | STHT - Steam-Heat | 1/31/2011
UN of Kearney/Cushing Health & Sports | 1410 W 26th St | Kearney | NE | 68849-4902 | Buffalo | NE25039 | Scrapped/Junked | 16281 | 1989 | DUNH | SHTB - Shell/Tube Htexchngr | BOILER ROOM | COND - Condenser | 8/31/2010
UN of Kearney/Cushing Health & Sports | 1410 W 26th St | Kearney | NE | 68849-4902 | Buffalo | NE25040 | Inactive | 16220 | 1989 | DUNH | SHTB - Shell/Tube Htexchngr | BOILER ROOM | COND - Condenser | 2/28/2024
UN of Kearney/Cushing Health & Sports | 1410 W 26th St | Kearney | NE | 68849-4902 | Buffalo | NE30327 | Inactive |  | 1961 | KEWANEE | FT - Firetube Boiler | BOILER ROOM | STHT - Steam-Heat | 8/31/2005
UN of Kearney/Cushing Health & Sports | 1410 W 26th St | Kearney | NE | 68849-4902 | Buffalo | NE30328 | Scrapped/Junked | n/a | 1961 | Kewanee | FT - Firetube Boiler | BOILER ROOM | STHT - Steam-Heat | 1/31/2011
BUFFALO COUNTY EXTENSION | 1440 E 34th St | Kearney | NE | 68847-3992 | BUFFALO | NE21256 | Exempt 1999 LB-66 |  | 1996 | RHEEM MANUFACTURING CO | AHWH - ANSI/Fired Water Htr | FURNACE ROOM | HWSD - Hot Water Dom/Potable | 10/31/1999
Super 8 Hotel | 15 W 8th St | Kearney | NE | 68847-7473 | Buffalo | NE14474 | Exempt | NON-CODE | 1993 | State Ind. | WT - Water Tube Boiler | Laundry |  | 10/1/1999
Super 8 Hotel | 15 W 8th St | Kearney | NE | 68847-7473 | Buffalo | NE14475 | Exempt | NON-CODE | 1993 | State Ind. | WT - Water Tube Boiler | LoundrylA |  | 10/1/1999
SUPER 8 MOTEL - KEARNEY | 15 W 8th St | Kearney | NE | 68847-7473 | BUFFALO | NE14472 | Scrapped/Junked | 60901 | 1992 | STATE INDUSTRIES | CHWH - ASME/Fired Water Heater | BOILER ROOM | HWSD - Hot Water Dom/Potable | 10/31/2000
SUPER 8 MOTEL - KEARNEY | 15 W 8th St | Kearney | NE | 68847-7473 | BUFFALO | NE20475 | Exempt 1999 LB-66 |  | 1993 | STATE INDUSTRIES | AHWH - ANSI/Fired Water Htr | BOILER ROOM | HWSD - Hot Water Dom/Potable | 4/30/2000
SUPER 8 MOTEL - KEARNEY | 15 W 8th St | Kearney | NE | 68847-7473 | BUFFALO | NE20476 | Scrapped/Junked | 60901 | 1998 | STATE INDUSTRIES | CHWH - ASME/Fired Water Heater | MECH ROOM | HWSD - Hot Water Dom/Potable | 4/30/2005
Buffalo County Detention Cntr | 1500 Central Ave | Kearney | NE | 68847-6020 | Buffalo | NE10127 | Scrapped/Junked | 107717 | 2006 | Ruud-Rheem | CHWH - ASME/Fired Water Heater | MECH ROOM | HWSD - Hot Water Dom/Potable | 6/30/2008
Bright Futures | 1511 5th Ave | Kearney | NE | 68845-5924 | Buffalo | NE14346 | Scrapped/Junked | 41067 | 1988 | Kewanee | FTFB - Firetube-Firebox Boiler | BOILER ROOM | STHT - Steam-Heat | 12/31/2013
Bright Futures | 1511 5th Ave | Kearney | NE | 68845-5924 | Buffalo | NE20490 | Exempt 1999 LB-66 |  | 1987 | AO SMITH | AHWH - ANSI/Fired Water Htr |  | HWSD - Hot Water Dom/Potable | 6/30/1999
Bright Futures | 1511 5th Ave | Kearney | NE | 68845-5924 | Buffalo | NE24514 | Active | n/a | 2013 | Aerco | CALU - Cast Aluminum | basement | HWHT - Hot Water Heat | 12/31/2026
Bright Futures | 1511 5th Ave | Kearney | NE | 68845-5924 | Buffalo | NE24515 | Active | n/a | 2013 | Aerco | CALU - Cast Aluminum | basement | HWHT - Hot Water Heat | 12/31/2026
Bright Futures | 1511 5th Ave | Kearney | NE | 68845-5924 | Buffalo | NE34533 | Scrapped/Junked | n/a | 1967 | Kewanee | FTFB - Firetube-Firebox Boiler | BOILER ROOM | STHT - Steam-Heat | 12/31/2013
Buffalo County Courthouse | 1512 Central Ave | Kearney | NE | 68847-6020 | Buffalo | NE06578 | Scrapped/Junked | 14323 | 2005 | Rbi | CPFT - Horiz Cpr Fin Boiler | NORTHWEST MECH ROOM | HWHT - Hot Water Heat | 4/30/2013
Buffalo County Courthouse | 1512 Central Ave | Kearney | NE | 68847-6020 | Buffalo | NE06579 | Scrapped/Junked | 14324 | 2005 | Rbi | CPFT - Horiz Cpr Fin Boiler | NORTHWEST MECH ROOM | HWHT - Hot Water Heat | 4/30/2014
Buffalo County Courthouse | 1512 Central Ave | Kearney | NE | 68847-6020 | Buffalo | NE07586 | Scrapped/Junked | 17632 | 2006 | Rbi | CPFT - Horiz Cpr Fin Boiler | MECH ROOM | HWHT - Hot Water Heat | 4/30/2012
Buffalo County Courthouse | 1512 Central Ave | Kearney | NE | 68847-6020 | Buffalo | NE08593 | Scrapped/Junked | 90746 | 2001 | RHEEM MANUFACTURING CO | CHWH - ASME/Fired Water Heater | MECH ROOM | HWSD - Hot Water Dom/Potable | 6/30/2007
Buffalo County Courthouse | 1512 Central Ave | Kearney | NE | 68847-6020 | Buffalo | NE09426 | Scrapped/Junked |  | 1972 | KEWANEE | FTFB - Firetube-Firebox Boiler | SOUTH | HWHT - Hot Water Heat | 6/30/2006
Buffalo County Courthouse | 1512 Central Ave | Kearney | NE | 68847-6020 | Buffalo | NE09427 | Scrapped/Junked | 34332 | 1980 | KEWANEE | FTFB - Firetube-Firebox Boiler | BOILER ROOM | STHT - Steam-Heat | 6/30/2006
Buffalo County Courthouse | 1512 Central Ave | Kearney | NE | 68847-6020 | Buffalo | NE17059 | Scrapped/Junked | 1484 | 2009 | RIVERSIDE HYDRONICS | COWH - Coil Type Water Heater | Jail Mech Rm. 151 | HWSD - Hot Water Dom/Potable | 4/30/2021
Buffalo County Courthouse | 1512 Central Ave | Kearney | NE | 68847-6020 | Buffalo | NE17060 | Scrapped/Junked | 1485 | 2009 | RIVERSIDE HYDRONICS | COWH - Coil Type Water Heater | Jail Mech. Rm 151 | HWSD - Hot Water Dom/Potable | 4/30/2022
Buffalo County Courthouse | 1512 Central Ave | Kearney | NE | 68847-6020 | Buffalo | NE20581 | Active | 160938 | 2010 | Laars | WTSS - Watertube SS Steel | Mech. Room | HWSD - Hot Water Dom/Potable | 4/30/2027
Buffalo County Courthouse | 1512 Central Ave | Kearney | NE | 68847-6020 | Buffalo | NE20582 | Active | 160924 | 2010 | Laars | WTSS - Watertube SS Steel | Mech. Room | HWSD - Hot Water Dom/Potable | 4/30/2027
Buffalo County Courthouse | 1512 Central Ave | Kearney | NE | 68847-6020 | Buffalo | NE22356 | Exempt 1999 LB-66 |  | 1989 | RHEEM MANUFACTURING CO | AHWH - ANSI/Fired Water Htr | JAIL | HWSD - Hot Water Dom/Potable | 6/30/1999
Buffalo County Courthouse | 1512 Central Ave | Kearney | NE | 68847-6020 | Buffalo | NE22357 | Scrapped/Junked |  | 1993 | RHEEM MANUFACTURING CO | CHWH - ASME/Fired Water Heater | MECH ROOM | HWSD - Hot Water Dom/Potable | 6/30/2002
Buffalo County Courthouse | 1512 Central Ave | Kearney | NE | 68847-6020 | Buffalo | NE24534 | Active | 239758 | 2013 | Laars | WTSS - Watertube SS Steel | mech room | HWHT - Hot Water Heat | 4/30/2027
Buffalo County Courthouse | 1512 Central Ave | Kearney | NE | 68847-6020 | Buffalo | NE24535 | Active | 239801 | 2013 | Laars | WTSS - Watertube SS Steel | mech room | HWHT - Hot Water Heat | 4/30/2027
Buffalo County Courthouse | 1512 Central Ave | Kearney | NE | 68847-6020 | Buffalo | NE41119 | Active | 164193 | 2020 | AIC GDYNIA | COWH - Coil Type Water Heater | JAIL | HWSD - Hot Water Dom/Potable | 4/30/2027
Buffalo County Courthouse | 1512 Central Ave | Kearney | NE | 68847-6020 | Buffalo | NE41120 | Active | 168321 | 2020 | AIC GDYNIA | COWH - Coil Type Water Heater | JAIL | HWSD - Hot Water Dom/Potable | 4/30/2027
Mirror Image Car Wash | 1518 2nd Ave | Kearney | NE | 68847-5902 | Buffalo | NE40029 | Out of Service | 75438 | 1989 | Raypak | CPFT - Horiz Cpr Fin Boiler | BOILER ROOM | HWFG - Hotwater Heat Floor-Glycl | 1/31/2022
Mirror Image Car Wash | 1518 2nd Ave | Kearney | NE | 68847-5902 | Buffalo | NE40030 | Out of Service | 76017 | 1989 | Raypak | CPFT - Horiz Cpr Fin Boiler | BOILER ROOM | HWSP - Hot Water Non Potable Supply | 1/31/2021
Mirror Image Car Wash | 1518 2nd Ave | Kearney | NE | 68847-5902 | Buffalo | NE41620 | Active | 528130 | 2021 | Lochinvar | COBL - Coil Type Boiler | Mechanical room | GLFH - Glycol Floor Heat System | 1/31/2026
Mirror Image Car Wash | 1518 2nd Ave | Kearney | NE | 68847-5902 | Buffalo | NE41621 | Active | 202724 | 2020 | Lochinvar | COBL - Coil Type Boiler | Mechanical room | GLFH - Glycol Floor Heat System | 1/31/2027
UN of Kearney/Residence North | 1601 University Dr | Kearney | NE | 68845-4258 | Buffalo | NE00907 | Scrapped/Junked | 98602 | 2001 | RHEEM-RUUD | CHWH - ASME/Fired Water Heater | BOILER ROOM | HWSD - Hot Water Dom/Potable | 8/31/2008
UN of Kearney/Residence North | 1601 University Dr | Kearney | NE | 68845-4258 | Buffalo | NE13127 | Scrapped/Junked | 116604 | 2008 | RHEEM | CHWH - ASME/Fired Water Heater | BOILER ROOM | HWSD - Hot Water Dom/Potable | 1/31/2018
UN of Kearney/Residence North | 1601 University Dr | Kearney | NE | 68845-4258 | Buffalo | NE15860 | Scrapped/Junked | 6876 | 1991 | ALDR | FTVT - Firetube Vertical TB | BOILER ROOM | HWHT - Hot Water Heat | 8/31/2010
UN of Kearney/Residence North | 1601 University Dr | Kearney | NE | 68845-4258 | Buffalo | NE15861 | Scrapped/Junked | 6879 | 1991 | Aldrich | FTVT - Firetube Vertical TB | BOILER ROOM | HWHT - Hot Water Heat | 1/31/2024
UN of Kearney/Residence North | 1601 University Dr | Kearney | NE | 68845-4258 | Buffalo | NE15862 | Scrapped/Junked | 6880 | 1991 | Aldrich | FTVT - Firetube Vertical TB | BOILER ROOM | HWHT - Hot Water Heat | 1/31/2024
UN of Kearney/Residence North | 1601 University Dr | Kearney | NE | 68845-4258 | Buffalo | NE15863 | Inactive |  | 1991 | AO SMITH | AHWH - ANSI/Fired Water Htr | BOILER ROOM | HWSD - Hot Water Dom/Potable | 8/31/2001
UN of Kearney/Residence North | 1601 University Dr | Kearney | NE | 68845-4258 | Buffalo | NE17058 | Scrapped/Junked | 118006 | 2008 | RHEEM | CHWH - ASME/Fired Water Heater | Boiler Room | HWSD - Hot Water Dom/Potable | 1/31/2014
UN of Kearney/Residence North | 1601 University Dr | Kearney | NE | 68845-4258 | Buffalo | NE24512 | Scrapped/Junked | 135431 | 2013 | RHEEM | CHWH - ASME/Fired Water Heater | mech room | HWSD - Hot Water Dom/Potable | 1/31/2017
UN of Kearney/Residence North | 1601 University Dr | Kearney | NE | 68845-4258 | Buffalo | NE25037 | Scrapped/Junked | 18613 | 1991 | DUNH | SHTB - Shell/Tube Htexchngr | BOILER ROOM | COND - Condenser | 2/28/2020
UN of Kearney/Residence North | 1601 University Dr | Kearney | NE | 68845-4258 | Buffalo | NE26444 | Scrapped/Junked | 116612 | 2008 | A O Smith | CHWH - ASME/Fired Water Heater | Boiler Room | HWSD - Hot Water Dom/Potable | 1/31/2019
UN of Kearney/Residence North | 1601 University Dr | Kearney | NE | 68845-4258 | Buffalo | NE27320 | Scrapped/Junked | 148028 | 2016 | RHEEM | CHWH - ASME/Fired Water Heater | mech room | HWSD - Hot Water Dom/Potable | 1/31/2025
UN of Kearney/Residence North | 1601 University Dr | Kearney | NE | 68845-4258 | Buffalo | NE27819 | Scrapped/Junked | 237542 | 2018 | American Water Heater | CHWH - ASME/Fired Water Heater | Mechanical Room | HWSD - Hot Water Dom/Potable | 1/31/2023
BRYANT ELEMENTARY SCHOOL | 1611 AVE C | KEARNEY | NE | 68847-6142 | BUFFALO | NE20491 | Exempt 1999 LB-66 |  | 1989 | RHEEM MANUFACTURING CO | AHWH - ANSI/Fired Water Htr |  | HWSD - Hot Water Dom/Potable | 6/30/1999
Bryant Elementary School | 1611 C Ave | Kearney | NE | 68847-6142 | Buffalo | NE32583 | Scrapped/Junked | n/a | 1951 | Kewanee | FTFB - Firetube-Firebox Boiler | BOILER ROOM | STHT - Steam-Heat | 12/31/2011
Bryant Elementary School | 1611 C Ave | Kearney | NE | 68847-6142 | Buffalo | NE32584 | Scrapped/Junked | n/a | 1951 | Kewanee | FTFB - Firetube-Firebox Boiler | BOILER ROOM | STHT - Steam-Heat | 12/31/2011
Faith United Methodist Church-BMIC#490390 | 1623 Central Ave | Kearney | NE | 68847-6021 | BUFFALO | NE11960 | Scrapped/Junked |  | 1965 | AMERICAN STANDARD |  | BOILER ROOM | HWHT - Hot Water Heat | 11/30/2008
Faith United Methodist Church-BMIC#490390 | 1623 Central Ave | Kearney | NE | 68847-6021 | BUFFALO | NE13174 | Active | n/a | 2007 | Slant Fin | CIMD - Cast Iron/Modular Ins | BOILER ROOM | HWHT - Hot Water Heat | 11/30/2026
Faith United Methodist Church-BMIC#490390 | 1623 Central Ave | Kearney | NE | 68847-6021 | BUFFALO | NE13175 | Active | n/a | 2007 | Slant Fin | CIMD - Cast Iron/Modular Ins | BOILER ROOM | HWHT - Hot Water Heat | 11/30/2026
Faith United Methodist Church-BMIC#490390 | 1623 Central Ave | Kearney | NE | 68847-6021 | BUFFALO | NE13177 | Active | n/a | 2007 | Slant Fin | CIMD - Cast Iron/Modular Ins | BOILER ROOM | HWHT - Hot Water Heat | 11/30/2026
Faith United Methodist Church-BMIC#490390 | 1623 Central Ave | Kearney | NE | 68847-6021 | BUFFALO | NE13376 | Active | n/a | 2007 | Slant Fin | CIMD - Cast Iron/Modular Ins | BOILER ROOM | HWHT - Hot Water Heat | 11/30/2026
UN of Kearney/Residence South | 1700 University Dr | Kearney | NE | 68845-4255 | Buffalo | NE13126 | Scrapped/Junked | 114165 | 2007 | RHEEM | CHWH - ASME/Fired Water Heater | BOILER ROOM | HWSD - Hot Water Dom/Potable | 1/31/2018
UN of Kearney/Residence South | 1700 University Dr | Kearney | NE | 68845-4255 | Buffalo | NE15846 | Scrapped/Junked | 6881 | 1991 | Aldrich | FTVT - Firetube Vertical TB | BOILER ROOM | HWHT - Hot Water Heat | 1/31/2025
UN of Kearney/Residence South | 1700 University Dr | Kearney | NE | 68845-4255 | Buffalo | NE15847 | Scrapped/Junked | 6878 | 1991 | Aldrich | FTVT - Firetube Vertical TB | BOILER ROOM | HWHT - Hot Water Heat | 1/31/2025
UN of Kearney/Residence South | 1700 University Dr | Kearney | NE | 68845-4255 | Buffalo | NE15848 | Scrapped/Junked | 6877 | 1991 | Aldrich | FTVT - Firetube Vertical TB | BOILER ROOM | HWHT - Hot Water Heat | 1/31/2025
UN of Kearney/Residence South | 1700 University Dr | Kearney | NE | 68845-4255 | Buffalo | NE25038 | Scrapped/Junked | 18602 | 1991 | DUNH | SHTB - Shell/Tube Htexchngr | BOILER ROOM | COND - Condenser | 2/28/2024
UN of Kearney/Residence South | 1700 University Dr | Kearney | NE | 68845-4255 | Buffalo | NE27339 | Scrapped/Junked | 149684 | 2017 | RHEEM | CHWH - ASME/Fired Water Heater | Mechanical Room | HWSD - Hot Water Dom/Potable | 1/31/2025
Un of Kearney/University Heights Unit A | 1701 W 35th | Kearney | NE | 68845-2763 | BUFFALO | NE15840 | Scrapped/Junked | 29256 | 1980 | TELEDYNE LAARS | WT - Water Tube Boiler | LITTLE A | HWSD - Hot Water Dom/Potable | 8/31/2007
Un of Kearney/University Heights Unit A | 1701 W 35th | Kearney | NE | 68845-2763 | BUFFALO | NE15843 | Inactive | 29254 | 1980 | LAARS HEATING SYSTEMS CO | WT - Water Tube Boiler | BIG C | HWSD - Hot Water Dom/Potable | 8/31/2002
Un of Kearney/University Heights Unit A | 1701 W 35th | Kearney | NE | 68845-2763 | BUFFALO | NE15844 | Scrapped/Junked | 29257 | 1980 | TELEDYNE LAARS | WT - Water Tube Boiler | BOILER ROOM | HWSD - Hot Water Dom/Potable | 8/31/2008
Un of Kearney/University Heights Unit A | 1701 W 35th | Kearney | NE | 68845-2763 | BUFFALO | NE17696 | Exempt 1999 LB-66 |  | 1992 | RHEEM MANUFACTURING CO | AHWH - ANSI/Fired Water Htr | BIG A | HWSD - Hot Water Dom/Potable | 8/31/2000
Apartment Building | 1701 W 35th St | Kearney | NE | 68845-2763 | Buffalo | NE15841 | Scrapped/Junked | 29258 | 1980 | TELEDYNE LAARS | CPFT - Horiz Cpr Fin Boiler | BIG B | HWSD - Hot Water Dom/Potable | 8/31/2006
Apartment Building | 1701 W 35th St | Kearney | NE | 68845-2763 | Buffalo | NE17611 | Scrapped/Junked | 7779 | 1993 | Aldrich | FTFB - Firetube-Firebox Boiler | BOILER ROOM | HWHT - Hot Water Heat | 1/31/2018
Apartment Building | 1701 W 35th St | Kearney | NE | 68845-2763 | Buffalo | NE17612 | Scrapped/Junked | 7777 | 1993 | Aldrich | FTFB - Firetube-Firebox Boiler | BOILER ROOM | HWHT - Hot Water Heat | 1/31/2018
Apartment Building | 1701 W 35th St | Kearney | NE | 68845-2763 | Buffalo | NE13128 | Scrapped/Junked | 112360 | 2008 | RHEEM | CHWH - ASME/Fired Water Heater | BOILER ROOM | HWSD - Hot Water Dom/Potable | 1/31/2023
Apartment Building | 1701 W 35th St | Kearney | NE | 68845-2763 | Buffalo | NE15849 | Out of Service | 43485 | 1991 | Kewanee | FTFB - Firetube-Firebox Boiler | BOILER ROOM | HWHT - Hot Water Heat | 1/31/2018
Apartment Building | 1701 W 35th St | Kearney | NE | 68845-2763 | Buffalo | NE15850 | Out of Service | 43484 | 1991 | Kewanee | FTFB - Firetube-Firebox Boiler | BOILER ROOM | HWHT - Hot Water Heat | 1/31/2018
Apartment Building | 1701 W 35th St | Kearney | NE | 68845-2763 | Buffalo | NE17684 | Out of Service | 8714 | 1996 | Aldrich | FTFB - Firetube-Firebox Boiler | BOILER ROOM | HWHT - Hot Water Heat | 1/31/2018
Apartment Building | 1701 W 35th St | Kearney | NE | 68845-2763 | Buffalo | NE17685 | Out of Service | 8710 | 1996 | Aldrich | FT - Firetube Boiler | BOILER ROOM | HWHT - Hot Water Heat | 1/31/2018
Prairie View Gardens | 1705 Prairie View Pl | Kearney | NE | 68845-8300 | Buffalo | NE07681 | Scrapped/Junked | 9447 | 2005 | Lochinvar | COBL - Coil Type Boiler | MECH ROOM | HWHT - Hot Water Heat | 1/31/2026
Prairie View Gardens | 1705 Prairie View Pl | Kearney | NE | 68845-8300 | Buffalo | NE07682 | Scrapped/Junked | 10887 | 2006 | Lochinvar | COBL - Coil Type Boiler | MECH ROOM | HWHT - Hot Water Heat | 1/31/2025
Prairie View Gardens | 1705 Prairie View Pl | Kearney | NE | 68845-8300 | Buffalo | NE09686 | Scrapped/Junked | 158904 | 1999 | RayPak Inc, California | WT - Water Tube Boiler | MECH RM 1705 | HWHT - Hot Water Heat | 10/31/2006
Prairie View Gardens | 1705 Prairie View Pl | Kearney | NE | 68845-8300 | Buffalo | NE09688 | Scrapped/Junked | 158903 | 1999 | RayPak Inc, California | WT - Water Tube Boiler | MECH RM 1705 | HWHT - Hot Water Heat | 10/31/2006
Prairie View Gardens | 1705 Prairie View Pl | Kearney | NE | 68845-8300 | Buffalo | NE42940 | Active | 449194 | 2023 | Lochinvar | COBL - Coil Type Boiler | MECH ROOM | HWHT - Hot Water Heat | 1/31/2027
Prairie View Gardens | 1705 Prairie View Pl | Kearney | NE | 68845-8300 | Buffalo | NE43862 | Active | 504509 | 2025 | Lochinvar | COBL - Coil Type Boiler | MECH ROOM | HWHT - Hot Water Heat | 1/31/2027
CHI-Richard Young Hospital | 1755 Prairie View Pl | Kearney | NE | 68845-8300 | Buffalo | NE35501 | Active | 39249 | 1986 | Kewannee | FT - Firetube Boiler | Boiler Room | HWHT - Hot Water Heat | 10/31/2026
CHI-Richard Young Hospital | 1755 Prairie View Pl | Kearney | NE | 68845-8300 | Buffalo | NE35502 | Active | 39253 | 1986 | Kewanee | FT - Firetube Boiler | Boiler Room | HWHT - Hot Water Heat | 10/31/2026
Kearney City Hall | 18 E 22nd St | Kearney | NE | 68847-5405 | Buffalo | NE05272 | Scrapped/Junked | N/A | 1979 | Peerless | CI - Cast Iron | BOILER ROOM | STHT - Steam-Heat | 1/31/2023
Kearney City Hall | 18 E 22nd St | Kearney | NE | 68847-5405 | Buffalo | NE41357 | Active | NA | 2022 | Peerless | CI - Cast Iron | BOILER ROOM | STHT - Steam-Heat | 1/31/2027
Un of Kearney/West Heating Plant | 1909 University Dr | Kearney | NE | 68849-4913 | Buffalo | NE13997 | Scrapped/Junked | 36297 | 1982 | KEWA | FTWB - FTS Marine Wet Back | POWER HOUSE #2 | STHT - Steam-Heat | 4/30/2009
BROWN'S QUALITY FOODS | 1925 Avenue A | Kearney | NE | 68847-6085 | BUFFALO | NE15114 | Scrapped/Junked | 1924 | 1973 | NATCO | FT - Firetube Boiler | MECH. RM | STHT - Steam-Heat | 6/30/1994
Platte Valley Mission Center | 1938 W Campus Dr | Shelton | NE |  | Buffalo | NE00081 | Out of Service | 49624 | 1999 | BRDW | CHWH - ASME/Fired Water Heater | GIRLS DORM | HWSD - Hot Water Dom/Potable | 9/30/2009
Platte Valley Mission Center | 1938 W Campus Dr | Shelton | NE |  | Buffalo | NE10130 | Out of Service | UNK | 2004 | AOSM | CHWH - ASME/Fired Water Heater | BOY`S DORM | HWSD - Hot Water Dom/Potable | 9/30/2009
Platte Valley Mission Center | 1938 W Campus Dr | Shelton | NE |  | Buffalo | NE30261 | Out of Service |  | 1961 | KEWA | FT - Firetube Boiler | GIRL'S DORM | HWHT - Hot Water Heat | 9/30/2009
Platte Valley Mission Center | 1938 W Campus Dr | Shelton | NE |  | Buffalo | NE30297 | Out of Service |  | 1964 | KEWA | FT - Firetube Boiler | KITCHEN BLDG | HWHT - Hot Water Heat | 9/30/2009
Platte Valley Mission Center | 1938 W Campus Dr | Shelton | NE |  | Buffalo | NE30582 | Out of Service |  | 1994 | VALI | CI - Cast Iron | BOYS DORM | HWHT - Hot Water Heat | 9/30/2009
Platte Valley Mission Center | 1938 W Campus Dr | Shelton | NE |  | Buffalo | NE30583 | Scrapped/Junked |  | 1994 | VALI | CI - Cast Iron | BOYS DORM | HWHT - Hot Water Heat | 9/30/2009
PLATTE VALLEY MISSION CENTER | 1938 W CAMPUS DR | SHELTON | NE | 68876 | BUFFALO | NE07089 | Scrapped/Junked | 89348 | 2004 | BRADFORD-WHITE | CHWH - ASME/Fired Water Heater | BOY`S DORM | HWSD - Hot Water Dom/Potable | 9/30/2007
PLATTE VALLEY MISSION CENTER | 1938 W CAMPUS DR | SHELTON | NE | 68876 | BUFFALO | NE30257 | Scrapped/Junked |  | 1984 | AO SMITH | AHWH - ANSI/Fired Water Htr | KITCHEN | HWSD - Hot Water Dom/Potable | 7/31/2002
PLATTE VALLEY MISSION CENTER | 1938 W CAMPUS DR | SHELTON | NE | 68876 | BUFFALO | NE30382 | Scrapped/Junked | 24135 | 1964 | GROEN/DIV OF DOVER IND | COOK - Fired Cooker | KITCHEN | COOK - Cooker/Kettle | 7/31/2003
PLATTE VALLEY MISSION CENTER | 1938 W CAMPUS DR | SHELTON | NE | 68876 | BUFFALO | NE30387 | Inactive | 3772 | 1979 | MARKET FORGE INDUSTRIES | FT - Firetube Boiler | KITCHEN | 0021 - Steam Supp Cooker/Kettle | 7/31/1996
PLATTE VALLEY MISSION CENTER | 1938 W CAMPUS DR | SHELTON | NE | 68876 | BUFFALO | NE30480 | Scrapped/Junked | 51782 | 1989 | RHEEM MANUFACTURING CO | CHWH - ASME/Fired Water Heater | GIRLS DORM | HWSD - Hot Water Dom/Potable | 7/31/2000
PLATTE VALLEY MISSION CENTER | 1938 W CAMPUS DR | SHELTON | NE | 68876 | BUFFALO | NE40163 | Scrapped/Junked | 43837 | 1997 | BRADFORD-WHITE | CHWH - ASME/Fired Water Heater | BOYS DORM | HWSD - Hot Water Dom/Potable | 9/30/2006
KEARNEY CONCRETE CO INC | 2001 AVE C | KEARNEY | NE | 68847-5420 | BUFFALO | NE22320 | Inactive | N/A | 1997 | PEERLESS HEATER COMPANY |  | BOILER ROOM | HWHT - Hot Water Heat | 3/31/2005
Michael Foods | 201 E Railroad St | Ravenna | NE | 68869-1435 | Buffalo | NE02936 | Active | 22314 | 1963 | Cleaver & Brooks | FTSM - FTS Marine Dry Back | BOILER ROOM | PROC - Process Steam | 8/31/2026
UN of Kearney/GW Frank Museum | 2010 University Dr | Kearney | NE | 68588 | Buffalo | NE14584 | Active | n/a | 1988 | Kewanee | FTFB - Firetube-Firebox Boiler | BOILER ROOM | HWHT - Hot Water Heat | 1/31/2027
Kearney City Library | 2020 1st Ave | Kearney | NE | 68847-5306 | Buffalo | NE19856 | Active | 18015 | 2010 | Aldrich | FTVT - Firetube Vertical TB | Boiler Room | HWHT - Hot Water Heat | 1/31/2027
Kearney City Library | 2020 1st Ave | Kearney | NE | 68847-5306 | Buffalo | NE31922 | Active | N/A | 1973 | Kewanee | FTFB - Firetube-Firebox Boiler | BOILER ROOM | HWHT - Hot Water Heat | 1/31/2027
Peterson Activity Center | 2020 W 11th St | Kearney | NE | 68845 | Buffalo | NE26187 | Active | 35641 | 2008 | Aerco | CALU - Cast Aluminum | Basement Mechanical Room | HWHT - Hot Water Heat | 1/31/2027
Regency of Kearney, LLC | 208 E 48th St | Kearney | NE | 68847-8300 | Buffalo | NE24597 | Scrapped/Junked | 174427 | 2012 | AO SMITH | CHWH - ASME/Fired Water Heater | mech room | HWSD - Hot Water Dom/Potable | 2/28/2022
Regency of Kearney, LLC | 208 E 48th St | Kearney | NE | 68847-8300 | Buffalo | NE41326 | Active | 290289 | 2022 | AO SMITH | CHWH - ASME/Fired Water Heater | mech room | HWSD - Hot Water Dom/Potable | 2/28/2028
Wells Fargo Retail BE 101326 | 21 W 21st St | Kearney | NE | 68847-5322 | Buffalo | NE23569 | Active | 9772 | 1998 | Aldrich/LES | FTVT - Firetube Vertical TB | Basement | HWHT - Hot Water Heat | 11/30/2026
Wells Fargo Retail BE 101326 | 21 W 21st St | Kearney | NE | 68847-5322 | Buffalo | NE23570 | Active | 9773 | 1998 | Aldrich/LES | FTVT - Firetube Vertical TB | Basement | HWHT - Hot Water Heat | 11/30/2026
Wells Fargo Retail BE 101326 | 21 W 21st St | Kearney | NE | 68847-5322 | Buffalo | NE23571 | Active | 9770 | 1998 | Aldrich/LES | FTVT - Firetube Vertical TB | Basement | HWHT - Hot Water Heat | 11/30/2026
WELLS FARGO BANK | 21 W 21st St | Kearney | NE | 68847-5322 | BUFFALO | NE14311 | Scrapped/Junked |  | 1974 | KEWANEE | FT - Firetube Boiler | MECH. ROOM | STHT - Steam-Heat | 6/30/1999
Candlewood Suites | 210 4th Ave | Kearney | NE | 68845-7806 | Buffalo | NE26774 | Scrapped/Junked | 1991 | 2015 | Intellihot | WT - Water Tube Boiler | Boiler Room | HWSD - Hot Water Dom/Potable | 2/28/2024
Candlewood Suites | 210 4th Ave | Kearney | NE | 68845-7806 | Buffalo | NE26775 | Scrapped/Junked | 2000 | 2015 | Intellihot | WT - Water Tube Boiler | Boiler Room | HWSD - Hot Water Dom/Potable | 2/28/2026
Candlewood Suites | 210 4th Ave | Kearney | NE | 68845-7806 | Buffalo | NE26851 | Scrapped/Junked | 1994 | 2015 | Intellihot | WT - Water Tube Boiler | Boiler Room | HWSD - Hot Water Dom/Potable | 2/28/2026
Candlewood Suites | 210 4th Ave | Kearney | NE | 68845-7806 | Buffalo | NE26852 | Scrapped/Junked | 1993 | 2015 | Intellihot | WT - Water Tube Boiler | Boiler Room | HWSD - Hot Water Dom/Potable | 2/28/2026
Candlewood Suites | 210 4th Ave | Kearney | NE | 68845-7806 | Buffalo | NE26853 | Active | 411939 | 2015 | Raypak | CHWH - ASME/Fired Water Heater | Pool Mech Room | IPHT - Indoor Pool Heater | 2/28/2027
Candlewood Suites | 210 4th Ave | Kearney | NE | 68845-7806 | Buffalo | NE26854 | Scrapped/Junked | 1627 | 2015 | Intellihot | WT - Water Tube Boiler | Laundry Mech Room | HWSD - Hot Water Dom/Potable | 2/28/2024
Candlewood Suites | 210 4th Ave | Kearney | NE | 68845-7806 | Buffalo | NE26855 | Scrapped/Junked | 1775 | 2015 | Intellihot | WT - Water Tube Boiler | Laundry Mech Room | HWSD - Hot Water Dom/Potable | 2/28/2024
Candlewood Suites | 210 4th Ave | Kearney | NE | 68845-7806 | Buffalo | NE26856 | Scrapped/Junked | 1753 | 2015 | Intellihot | WT - Water Tube Boiler | Laundry Mech Room | HWSD - Hot Water Dom/Potable | 2/28/2025
Candlewood Suites | 210 4th Ave | Kearney | NE | 68845-7806 | Buffalo | NE42956 | Scrapped/Junked | 31747 | 2024 | Intellihot | WT - Water Tube Boiler | Boiler Room | HWSD - Hot Water Dom/Potable | 2/28/2026
Shelton Public School | 210 9th St | Shelton | NE | 68876-9639 | Buffalo | NE20481 | Scrapped/Junked | 41567 | 1994 | Lochinvar | WT - Water Tube Boiler | Boiler Room | HWSD - Hot Water Dom/Potable | 4/30/2025
Shelton Public School | 210 9th St | Shelton | NE | 68876-9639 | Buffalo | NE20482 | Scrapped/Junked | 42817 | 1994 | Lochinvar | WT - Water Tube Boiler | Boiler Room | HWDP - Hotwater Heat & Dom Supply | 4/30/2025
Shelton Public School | 210 9th St | Shelton | NE | 68876-9639 | Buffalo | NE20483 | Exempt 1999 LB-66 |  | 1967 | RHEEM MANUFACTURING CO | WT - Water Tube Boiler |  | HWSD - Hot Water Dom/Potable | 4/30/1999
Shelton Public School | 210 9th St | Shelton | NE | 68876-9639 | Buffalo | NE43630 | Active | 424012 | 2024 | Lochinvar | CHWH - ASME/Fired Water Heater | Boy Locker Boiler Room | HWSD - Hot Water Dom/Potable | 4/30/2027
Shelton Public School | 210 9th St | Shelton | NE | 68876-9639 | Buffalo | NE43631 | Active | 424013 | 2024 | Lochinvar | CHWH - ASME/Fired Water Heater | Boys Locker Boiler Room | HWSD - Hot Water Dom/Potable | 4/30/2027
Shelton City Pool | 210 E 4th St | Shelton | NE | 68876 | Buffalo | NE00276 | Active | 115603 | 1994 | Raytherm/Raypak | CPFT - Horiz Cpr Fin Boiler | OUTSIDE | OPHT - Outdoor Pool Heater | 6/30/2026
BPOE 984/ELKS LODGE | 2104 1st Ave | Kearney | NE | 68847-5308 | BUFFALO | NE05760 | Inactive |  | 1995 | RHEEM MANUFACTURING CO | AHWH - ANSI/Fired Water Htr | BOILER ROOM | HWSD - Hot Water Dom/Potable | 1/31/1999
BPOE 984/ELKS LODGE | 2104 1st Ave | Kearney | NE | 68847-5308 | BUFFALO | NE15148 | Inactive |  | 1990 | PEERLESS HEATER COMPANY |  | BOILER ROOM | STHT - Steam-Heat | 1/31/1999
Kearney Clinic | 211 W 33rd St | Kearney | NE | 68845-3484 | Buffalo | NE15140 | Scrapped/Junked | N/A | 1982 | Hydrotherm | CIMD - Cast Iron/Modular Ins | BOILER ROOM | HWHT - Hot Water Heat | 4/30/2012
Kearney Clinic | 211 W 33rd St | Kearney | NE | 68845-3484 | Buffalo | NE15141 | Scrapped/Junked |  | 1982 | HYDROTHERM/ADV THER HYD |  | BOILER ROOM | HWHT - Hot Water Heat | 4/30/2003
Kearney Clinic | 211 W 33rd St | Kearney | NE | 68845-3484 | Buffalo | NE17282 | Active | N/A | 1992 | Peerless | CI - Cast Iron | Old Mech Room | HWHT - Hot Water Heat | 1/31/2027
Kearney Clinic | 211 W 33rd St | Kearney | NE | 68845-3484 | Buffalo | NE19589 | Active | 142781 | 1999 | Raypak | CPFH - Copper Fin Water Heater | Penthouse | HWHT - Hot Water Heat | 1/31/2027
Kearney Clinic | 211 W 33rd St | Kearney | NE | 68845-3484 | Buffalo | NE20798 | Active | 182435 | 2011 | CAMUS | WTSS - Watertube SS Steel | Basement | HWHT - Hot Water Heat | 1/31/2027
Kearney Clinic | 211 W 33rd St | Kearney | NE | 68845-3484 | Buffalo | NE20799 | Active | 182439 | 2011 | CAMUS | WTSS - Watertube SS Steel | Basement | HWHT - Hot Water Heat | 1/31/2027
RETAIL STORE | 2122 Central Ave | Kearney | NE | 68847-5319 | BUFFALO | NE14373 | Inactive |  | 1954 | AMERICAN STANDARD |  | BASEMENT | STHT - Steam-Heat | 11/30/1990
Americinn Of Kearney | 215 W Talmadge Rd | Kearney | NE | 68845-7832 | Buffalo | NE13441 | Scrapped/Junked | 128744 | 2008 | AOSM | CHWH - ASME/Fired Water Heater | POOL ROOM | HWSD - Hot Water Dom/Potable | 7/31/2016
Americinn Of Kearney | 215 W Talmadge Rd | Kearney | NE | 68845-7832 | Buffalo | NE20797 | Scrapped/Junked | 156952 | 2011 | AO SMITH | CHWH - ASME/Fired Water Heater | Pool Room | HWSD - Hot Water Dom/Potable | 7/31/2016
Americinn Of Kearney | 215 W Talmadge Rd | Kearney | NE | 68845-7832 | Buffalo | NE26213 | Active | 202683 | 2015 | AO SMITH | CHWH - ASME/Fired Water Heater | Pool Room | HWSD - Hot Water Dom/Potable | 7/31/2027
Americinn Of Kearney | 215 W Talmadge Rd | Kearney | NE | 68845-7832 | Buffalo | NE26214 | Scrapped/Junked | 202359 | 2015 | AO SMITH | CHWH - ASME/Fired Water Heater | Pool Room | HWSD - Hot Water Dom/Potable | 7/31/2019
Americinn Of Kearney | 215 W Talmadge Rd | Kearney | NE | 68845-7832 | Buffalo | NE28273 | Active | 262420 | 2019 | AO SMITH | CHWH - ASME/Fired Water Heater | Pool Room | HWSD - Hot Water Dom/Potable | 7/31/2027
Americinn Of Kearney | 215 W Talmadge Rd | Kearney | NE | 68845-7832 | Buffalo | NE40323 | Scrapped/Junked | 62418 | 1998 | STATE INDUSTRIES | CHWH - ASME/Fired Water Heater | POOL ROOM | HWSP - Hot Water Non Potable Supply | 7/31/2009
Americinn Of Kearney | 215 W Talmadge Rd | Kearney | NE | 68845-7832 | Buffalo | NE40324 | Scrapped/Junked | 62416 | 1998 | State Industries | CHWH - ASME/Fired Water Heater | POOL ROOM | HWSP - Hot Water Non Potable Supply | 7/31/2012
Americinn Of Kearney | 215 W Talmadge Rd | Kearney | NE | 68845-7832 | Buffalo | NE43652 | Exempt | N/A | 2017 | Jandy | CPPH - Ansi Cpr Fin Pool Heater | Pool mech room | IPHT - Indoor Pool Heater | 7/31/2025
Gibbon Packing LLC | 218 Highway 30 | Gibbon | NE | 68840-6185 | Buffalo | NE03624 | Scrapped/Junked | 25289 | 1972 | Kewanee | FTSM - FTS Marine Dry Back | Boiler room 150 | PROC - Process Steam | 12/31/2021
Gibbon Packing LLC | 218 Highway 30 | Gibbon | NE | 68840-6185 | Buffalo | NE03655 | Scrapped/Junked | 7299 | 1974 | Supr | FTSM - FTS Marine Dry Back | Boiler Rm. 300 | PROC - Process Steam | 12/31/2021
Gibbon Packing LLC | 218 Highway 30 | Gibbon | NE | 68840-6185 | Buffalo | NE14240 | Out of Service | 34978 | 1981 | Kewanee | FTSM - FTS Marine Dry Back | Boiler Rm. | PROC - Process Steam | 8/31/2019
Gibbon Packing LLC | 218 Highway 30 | Gibbon | NE | 68840-6185 | Buffalo | NE28414 | Active | 19342 | 2020 | Superior Boiler Works | FT - Firetube Boiler | Boiler Room | PROC - Process Steam | 12/31/2026
Gibbon Packing LLC | 218 Highway 30 | Gibbon | NE | 68840-6185 | Buffalo | NE37282 | Active | 42382 | 1989 | Kewanee | FTSM - FTS Marine Dry Back | Boiler Room | PROC - Process Steam | 12/31/2026
Gibbon Packing LLC | 218 Highway 30 | Gibbon | NE | 68840-6185 | Buffalo | NE41354 | Active | 25407 | 2022 | Hurst | FT - Firetube Boiler | Boiler Room | PROC - Process Steam | 12/31/2026
Gibbon Packing | 218 US-30 | Gibbon | NE | 68840 | Buffalo | NE02840 | Inactive | 556 | 1960 | SUPERIOR BOILERWORKS | FTSM - FTS Marine Dry Back | WAREHOUSE | PROC - Process Steam | 1/1/1900
Gibbon Packing | 218 US-30 | Gibbon | NE | 68840 | Buffalo | NE37487 | Scrapped/Junked | 11767 | 1992 | Superior Boilerworks | FTSM - FTS Marine Dry Back | Blr Rm | PROC - Process Steam | 9/30/2017
St Luke's Good Samaritan | 2201 E 32nd St | Kearney | NE | 68847-3929 | Buffalo | NE01831 | Scrapped/Junked | 90317 | 2004 | AOSM | CHWH - ASME/Fired Water Heater | MECHANICAL ROOM | HWSD - Hot Water Dom/Potable | 12/31/2010
St Luke's Good Samaritan | 2201 E 32nd St | Kearney | NE | 68847-3929 | Buffalo | NE01832 | Scrapped/Junked | 90318 | 2004 | AOSM | CHWH - ASME/Fired Water Heater | MECHANICAL ROOM | HWSD - Hot Water Dom/Potable | 12/31/2011
ST LUKE'S GOOD SAMARITAN | 2201 E 32nd St | Kearney | NE | 68847-3929 | BUFFALO | NE18976 | Exempt 1999 LB-66 |  | 1993 | RHEEM MANUFACTURING CO | AHWH - ANSI/Fired Water Htr |  | HWSD - Hot Water Dom/Potable | 4/30/1999
ST LUKE'S GOOD SAMARITAN | 2201 E 32nd St | Kearney | NE | 68847-3929 | BUFFALO | NE18977 | Exempt 1999 LB-66 |  | 1995 | RHEEM MANUFACTURING CO | AHWH - ANSI/Fired Water Htr |  | HWSD - Hot Water Dom/Potable | 4/30/1999
ST LUKE'S GOOD SAMARITAN | 2201 E 32nd St | Kearney | NE | 68847-3929 | BUFFALO | NE18993 | Scrapped/Junked | 71002 | 1996 | RHEEM MANUFACTURING CO | CHWH - ASME/Fired Water Heater | BOILER ROOM | HWSD - Hot Water Dom/Potable | 12/31/2004
ST LUKE'S GOOD SAMARITAN | 2201 E 32nd St | Kearney | NE | 68847-3929 | BUFFALO | NE18994 | Scrapped/Junked | 71003 | 1996 | RHEEM MANUFACTURING CO | CHWH - ASME/Fired Water Heater | BOILER ROOM | HWSD - Hot Water Dom/Potable | 12/31/2004
UN of Kearney / Village Flats | 2201 University Dr | Kearney | NE | 68845-4891 | Buffalo | NE27525 | Active | 68374 | 2017 | PVI Industries | FTVT - Firetube Vertical TB | Mechanical Room | HWSD - Hot Water Dom/Potable | 1/31/2027
UN of Kearney / Village Flats | 2201 University Dr | Kearney | NE | 68845-4891 | Buffalo | NE27526 | Active | 73021 | 2017 | PVI Industries | FTVT - Firetube Vertical TB | Mechanical Room | HWSD - Hot Water Dom/Potable | 1/31/2027
UN of Kearney / Village Flats | 2201 University Dr | Kearney | NE | 68845-4891 | Buffalo | NE27527 | Active | 79877 | 2017 | PVI Industries | FTVT - Firetube Vertical TB | Mechanical Room | HWSD - Hot Water Dom/Potable | 1/31/2027
Sahling Kenworth Inc | 2206 E 25th St | Kearney | NE | 68847 | Buffalo | NE06428 | Out of Service | 7834 | 2004 | HTPI | COBL - Coil Type Boiler | MEZZANINE | HWHF - Hot Water Heat-Floor | 4/30/2017
Sahling Kenworth Inc | 2206 E 25th St | Kearney | NE | 68847 | Buffalo | NE06429 | Out of Service | 7835 | 2004 | HTPI | COBL - Coil Type Boiler | MEZZANINE | HWHF - Hot Water Heat-Floor | 4/30/2017
Sahling Kenworth Inc | 2206 E 25th St | Kearney | NE | 68847 | Buffalo | NE27069 | Active | 196002 | 2016 | Trinity | WTSS - Watertube SS Steel | Body shop building around back | HWHF - Hot Water Heat-Floor | 9/30/2026
Sahling Kenworth Inc. | 2206 East 25th St. | Kearney | NE | 68848 | Buffalo | NE25121 | Scrapped/Junked |  | 1998 | Valliant | CI - Cast Iron | Mezzanine | HWHT - Hot Water Heat | 2/28/2005
Sahling Kenworth Inc. | 2206 East 25th St. | Kearney | NE | 68848 | Buffalo | NE25122 | Scrapped/Junked |  | 1998 | Valliant | CI - Cast Iron | Mezzanine | HWHT - Hot Water Heat | 2/28/2005
City Fire Station | 2211 Avenue A | Kearney | NE | 68847-5439 | Buffalo | NE05271 | Active | N/A | 1989 | Peerless | CI - Cast Iron | BOILER ROOM | HWHT - Hot Water Heat | 1/31/2027
YANDA'S MUSIC | 2220 Central Ave | Kearney | NE | 68847-5347 | BUFFALO | NE19139 | Inactive |  | 1986 | AMERICAN STANDARD |  | BASEMENT | STHT - Steam-Heat | 2/28/2003
Former Alumni House | 2222 9th Ave | Kearney | NE | 68845-5019 | Buffalo | NE15187 | Exempt | N/A | 1910 | AMRA | CI - Cast Iron | BASEMENT | HWHT - Hot Water Heat | 11/30/2024
FNBO - 702110K | 2223 2nd Ave | Kearney | NE | 68847-5314 | Buffalo | NE28440 | Active | 497111 | 2020 | U.S. Boiler Company | COBL - Coil Type Boiler | Basement Mechanical room | HWHT - Hot Water Heat | 12/31/2026
FNBO - 702110K | 2223 2nd Ave | Kearney | NE | 68847-5314 | Buffalo | NE28441 | Active | 497112 | 2020 | U.S. Boiler Company | COBL - Coil Type Boiler | Basement Mechanical room | HWHT - Hot Water Heat | 12/31/2026
FNBO - 702110K | 2223 2nd Ave | Kearney | NE | 68847-5314 | Buffalo | NE40877 | Scrapped/Junked | 138690 | 1997 | RAYP | CPFT - Horiz Cpr Fin Boiler | MECHANICAL ROOM | HWHT - Hot Water Heat | 12/31/2020
Best Western Motel | 224 2nd Ave S | Kearney | NE | 68847-9380 | Buffalo | NE13946 | Scrapped/Junked | 10998 | 2009 | PENTAIR POOL PRODUCTS | WT - Water Tube Boiler | POOL ROOM | IPHT - Indoor Pool Heater | 4/30/2013
Best Western Motel | 224 2nd Ave S | Kearney | NE | 68847-9380 | Buffalo | NE13947 | Scrapped/Junked | 11000 | 2009 | PENTAIR POOL PRODUCTS | WT - Water Tube Boiler | SPA ROOM | SPAJ - Spa/Jacuzzi Heater | 4/30/2018
Best Western Motel | 224 2nd Ave S | Kearney | NE | 68847-9380 | Buffalo | NE22886 | Scrapped/Junked | 10941 | 2009 | PENTAIR | CPPH - Ansi Cpr Fin Pool Heater | Pool Mech. Room | IPHT - Indoor Pool Heater | 4/30/2017
Best Western Motel | 224 2nd Ave S | Kearney | NE | 68847-9380 | Buffalo | NE26878 | Scrapped/Junked | 23316 | 2016 | PENTAIR | CPPH - Ansi Cpr Fin Pool Heater | Pool Mech. Room | IPHT - Indoor Pool Heater | 4/30/2020
Best Western Motel | 224 2nd Ave S | Kearney | NE | 68847-9380 | Buffalo | NE27549 | Scrapped/Junked | 30246 | 2016 | PENTAIR | CPPH - Ansi Cpr Fin Pool Heater | Pool Mech. Room | IPHT - Indoor Pool Heater | 4/30/2026
Best Western Motel | 224 2nd Ave S | Kearney | NE | 68847-9380 | Buffalo | NE29133 | Scrapped/Junked | 37296 | 2020 | PENTAIR | CPPH - Ansi Cpr Fin Pool Heater | Pool Mech. Room | IPHT - Indoor Pool Heater | 4/30/2026
Best Western Motel | 224 2nd Ave S | Kearney | NE | 68847-9380 | Buffalo | NE30970 | Exempt 1999 LB-66 |  | 1984 | RHEEM MANUFACTURING CO | AHWH - ANSI/Fired Water Htr | SPARE | HWSD - Hot Water Dom/Potable | 11/30/1997
Best Western Motel | 224 2nd Ave S | Kearney | NE | 68847-9380 | Buffalo | NE43615 | Active | 50768 | 2024 | PENTAIR | CPPH - Ansi Cpr Fin Pool Heater | Pool Mech. Room | IPHT - Indoor Pool Heater | 4/30/2027
Best Western Motel | 224 2nd Ave S | Kearney | NE | 68847-9380 | Buffalo | NE43616 | Active | 50774 | 2024 | PENTAIR | CPPH - Ansi Cpr Fin Pool Heater | Pool Mech. Room | IPHT - Indoor Pool Heater | 4/30/2027
ELM CREEK PUBLIC SCHOOL | 230 CALKINS | ELM CREEK | NE | 68836 | BUFFALO | NE19188 | Exempt 1999 LB-66 |  | 1992 | RHEEM MANUFACTURING CO | AHWH - ANSI/Fired Water Htr | MAINT SHOP | HWSD - Hot Water Dom/Potable | 7/31/1999
ELM CREEK PUBLIC SCHOOL | 230 CALKINS | ELM CREEK | NE | 68836 | BUFFALO | NE22287 | Scrapped/Junked |  | 1982 | AO SMITH | AHWH - ANSI/Fired Water Htr | MECH ROOM | HWSD - Hot Water Dom/Potable | 6/30/2005
Elm Creek Public School | 230 E Calkins Ave | Elm Creek | NE | 68836-7648 | Buffalo | NE17291 | Scrapped/Junked | 44219 | 1992 | Kewanee | FTFB - Firetube-Firebox Boiler | BOILER ROOM | STHT - Steam-Heat | 12/31/2024
Elm Creek Public School | 230 E Calkins Ave | Elm Creek | NE | 68836-7648 | Buffalo | NE17292 | Scrapped/Junked | 76463 | 1992 | PVI Industries | CHWH - ASME/Fired Water Heater | BOILER ROOM | HWSD - Hot Water Dom/Potable | 12/31/2023
Elm Creek Public School | 230 E Calkins Ave | Elm Creek | NE | 68836-7648 | Buffalo | NE17567 | Active | 125742 | 2009 | CAMUS | WT - Water Tube Boiler | Boiler Room | HWHT - Hot Water Heat | 12/31/2026
Elm Creek Public School | 230 E Calkins Ave | Elm Creek | NE | 68836-7648 | Buffalo | NE17568 | Active | 125741 | 2009 | CAMUS | WT - Water Tube Boiler | Boiler Room | HWHT - Hot Water Heat | 12/31/2026
Elm Creek Public School | 230 E Calkins Ave | Elm Creek | NE | 68836-7648 | Buffalo | NE34310 | Scrapped/Junked | 35926 | 1982 | Kewanee | FTFB - Firetube-Firebox Boiler | BOILER ROOM | STHT - Steam-Heat | 12/31/2022
Elm Creek Public School | 230 E Calkins Ave | Elm Creek | NE | 68836-7648 | Buffalo | NE43111 | Active | 3111 | 2023 | Riello | WTSS - Watertube SS Steel | Mechanical Room | HWHT - Hot Water Heat | 12/31/2026
Elm Creek Public School | 230 E Calkins Ave | Elm Creek | NE | 68836-7648 | Buffalo | NE43112 | Active | 3095 | 2023 | Riello | WTSS - Watertube SS Steel | Mechanical Room | HWHT - Hot Water Heat | 12/31/2026
Elm Creek Public School | 230 E Calkins Ave | Elm Creek | NE | 68836-7648 | Buffalo | NE43113 | Active | 3105 | 2023 | Riello | WTSS - Watertube SS Steel | Mechanical Room | HWHT - Hot Water Heat | 12/31/2026
Elm Creek Public School | 230 E Calkins Ave | Elm Creek | NE | 68836-7648 | Buffalo | NE43114 | Active | 4286 | 2023 | Riello | WTSS - Watertube SS Steel | Mechanical Room | HWHT - Hot Water Heat | 12/31/2026
Elm Creek Public School | 230 E Calkins Ave | Elm Creek | NE | 68836-7648 | Buffalo | NE43155 | Active | 17774 | 2023 | Riello | WTSS - Watertube SS Steel | Mechanical Room | HWHT - Hot Water Heat | 12/18/2026
Elm Creek Public School | 230 E Calkins Ave | Elm Creek | NE | 68836-7648 | Buffalo | NE43156 | Active | 17777 | 2023 | Riello | WTSS - Watertube SS Steel | Mechanical Room | HWHT - Hot Water Heat | 12/18/2026
Elm Creek Public School | 230 E Calkins Ave | Elm Creek | NE | 68836-7648 | Buffalo | NE43157 | Active | 17739 | 2023 | Riello | WTSS - Watertube SS Steel | Mechanical Room | HWHT - Hot Water Heat | 12/18/2026
G.T.E. | 2302 1st Ave | Kearney | NE | 68847-5310 | BUFFALO | NE15305 | Scrapped/Junked | 42171 | 1989 | KEWANEE | FT - Firetube Boiler | NORTH BLR RM | HWHT - Hot Water Heat | 4/30/2002
G.T.E. | 2302 1st Ave | Kearney | NE | 68847-5310 | BUFFALO | NE15306 | Scrapped/Junked | 42173 | 1989 | KEWANEE | FT - Firetube Boiler | SOUTH BLR RM | HWHT - Hot Water Heat | 7/31/2000
UNIVERSITY LAUNDRY | 2305 13th Ave | Kearney | NE | 68845-5032 | BUFFALO | NE00076 | Scrapped/Junked |  | 1987 | AO SMITH | AHWH - ANSI/Fired Water Htr | BACK ROOM | HWSD - Hot Water Dom/Potable | 10/31/2004
UNIVERSITY LAUNDRY | 2305 13th Ave | Kearney | NE | 68845-5032 | BUFFALO | NE00077 | Scrapped/Junked |  | 1987 | AO SMITH | AHWH - ANSI/Fired Water Htr | BACK ROOM | HWSD - Hot Water Dom/Potable | 10/31/2004
MORRIS PRESS & OFC SPLY | 2305 Central Ave | Kearney | NE | 68847-5348 | BUFFALO | NE16236 | Inactive |  | 1931 | AMERICAN RADIATOR |  | BASEMENT | STHT - Steam-Heat | 11/30/1991
Wort Apartments | 2313 Central Ave | Kearney | NE | 68847-5350 | Buffalo | NE11334 | Inactive | NA | 1988 | Peerless | CI - Cast Iron | Basement | STHT - Steam-Heat | 1/31/2024
QUALITY CLEANERS | 2400 Central Ave | Kearney | NE | 68847-4503 | BUFFALO | NE01370 | Scrapped/Junked | 229 | 1978 | THERMO-STEAM BOILER CO | WT - Water Tube Boiler | BOILER ROOM | PROC - Process Steam | 7/31/1999
MUSEUM OF NEBRASKA ART | 2401 Central Ave | Kearney | NE | 68847-4501 | Buffalo | NE01222 | Inactive | 21357 | 1963 | Kewannee |  | Student Union |  | 8/31/2002
MUSEUM OF NEBRASKA ART | 2401 Central Ave | Kearney | NE | 68847-4501 | Buffalo | NE01223 | Inactive | 21356 | 1963 | Kewannee |  | Student Union |  | 8/31/2002
MUSEUM OF NEBRASKA ART | 2401 Central Ave | Kearney | NE | 68847-4501 | Buffalo | NE15872 | Scrapped/Junked | 7169 | 1992 | Aldr | FTVT - Firetube Vertical TB | Museum Basement | HUMI - Humidifier/Humidity Contr | 8/31/2010
MUSEUM OF NEBRASKA ART | 2401 Central Ave | Kearney | NE | 68847-4501 | Buffalo | NE25102 | Scrapped/Junked | 72135 | 1998 | Ruud-Rheem |  | Residence South |  | 8/31/2007
MUSEUM OF NEBRASKA ART | 2401 Central Ave | Kearney | NE | 68847-4501 | Buffalo | NE30351 | Scrapped/Junked |  | 1970 | Kewannee |  | Fine Arts Building |  | 8/31/2009
MUSEUM OF NEBRASKA ART | 2401 Central Ave | Kearney | NE | 68847-4501 | Buffalo | NE30352 | Scrapped/Junked |  | 1970 | Kewannee |  | Fine Arts Buinding |  | 8/31/2009
Museum Of Nebraska Art | 2401 Central Ave | Kearney | NE | 68847-4501 | Buffalo | NE15870 | Active | 7148 | 1992 | ALDR | FTVT - Firetube Vertical TB | BOILER ROOM | HWHT - Hot Water Heat | 11/30/2026
Museum Of Nebraska Art | 2401 Central Ave | Kearney | NE | 68847-4501 | Buffalo | NE15871 | Active | 7149 | 1992 | ALDR | FTVT - Firetube Vertical TB | BOILER ROOM | HWHT - Hot Water Heat | 11/30/2026
Museum Of Nebraska Art | 2401 Central Ave | Kearney | NE | 68847-4501 | Buffalo | NE19855 | Inactive | 18288 | 2011 | Aldrich | FTFB - Firetube-Firebox Boiler | Basement Mech. Rm. | STHT - Steam-Heat | 10/31/2021
Museum Of Nebraska Art | 2401 Central Ave | Kearney | NE | 68847-4501 | Buffalo | NE42939 | Active | 554899 | 2022 | Lochinvar | WTSS - Watertube SS Steel | Mechanical Room | GLYC - Glycol Bldg Heat Sys | 11/30/2026
Alsco | 2455 Odessa Rd | Odessa | NE | 68861-3000 | Buffalo | NE13692 | Out of Service | 2069 | 1967 | Superior Boiler Works | FTSM - FTS Marine Dry Back | Boiler Room | PROC - Process Steam | 4/30/2011
Village Cleaners | 2501 3rd Ave | Kearney | NE | 68845-4514 | Buffalo | NE09842 | Scrapped/Junked | 135530 | 2001 | HAMI | CPFH - Copper Fin Water Heater | BOILER ROOM | HWSP - Hot Water Non Potable Supply | 11/30/2013
Village Cleaners | 2501 3rd Ave | Kearney | NE | 68845-4514 | Buffalo | NE18140 | Inactive | 34900 | 1981 | LATT | FTVT - Firetube Vertical TB | BOILER ROOM | PROC - Process Steam | 3/31/2006
UN of Kearney/New Utility Plant | 2507 19th Ave | Kearney | NE | 68849-4903 | Buffalo | NE13938 | Active | 16454 | 2008 | SUPERIOR BOILERWORKS | FT - Firetube Boiler | POWER HOUSE | STHT - Steam-Heat | 1/31/2027
UN of Kearney/New Utility Plant | 2507 19th Ave | Kearney | NE | 68849-4903 | Buffalo | NE13939 | Inactive | 6841 | 2008 | FINTUBE TECHNOLOGIES | ECON - Boiler Economizer | POWER HOUSE | ECON - Boiler Economizer | 1/31/2024
UN of Kearney/New Utility Plant | 2507 19th Ave | Kearney | NE | 68849-4903 | Buffalo | NE13940 | Active | 16452 | 2008 | SUPERIOR BOILERWORKS | FT - Firetube Boiler | POWER HOUSE | STHT - Steam-Heat | 1/31/2027
UN of Kearney/New Utility Plant | 2507 19th Ave | Kearney | NE | 68849-4903 | Buffalo | NE13941 | Active | 6838 | 2008 | FINTUBE TECHNOLOGIES | ECON - Boiler Economizer | POWER HOSUE | ECON - Boiler Economizer | 1/31/2027
UN of Kearney/New Utility Plant | 2507 19th Ave | Kearney | NE | 68849-4903 | Buffalo | NE13942 | Active | 16453 | 2008 | SUPERIOR BOILERWORKS | FT - Firetube Boiler | POWER HOUSE | STHT - Steam-Heat | 1/31/2027
UN of Kearney/New Utility Plant | 2507 19th Ave | Kearney | NE | 68849-4903 | Buffalo | NE13943 | Active | 6839 | 2008 | FINTUBE TECHNOLOGIES | ECON - Boiler Economizer | POWER HOUSE | ECON - Boiler Economizer | 1/31/2027
UN of Kearney/New Utility Plant | 2507 19th Ave | Kearney | NE | 68849-4903 | Buffalo | NE13944 | Scrapped/Junked | 18095 | 2008 | PRECISION BOILERS | ELBL - Electric Boiler | POWER HOUSE | STHT - Steam-Heat | 1/1/1900
UN of Kearney/New Utility Plant | 2507 19th Ave | Kearney | NE | 68849-4903 | Buffalo | NE14120 | Inactive | 18095 | 2008 | PRECISION BOILERS | ELBL - Electric Boiler | POWER HOUSE | PROC - Process Steam | 1/31/2021
WHISKEY CREEK | 2605 2nd Ave | Kearney | NE | 68847-4425 | BUFFALO | NE22321 | Exempt 1999 LB-66 |  | 1996 | RHEEM MANUFACTURING CO | AHWH - ANSI/Fired Water Htr | KITCHEN | HWSD - Hot Water Dom/Potable | 1/31/2000
Brookestone Gardens | 2615 W 11th St | Kearney | NE | 68845-0106 | Buffalo | NE28108 | Active | 92942 | 2018 | PVI Industries | VTWT - Vert Watertube | Boiler room | HWSD - Hot Water Dom/Potable | 4/30/2027
Brookestone Gardens | 2615 W 11th St | Kearney | NE | 68845-0106 | Buffalo | NE28109 | Active | 93595 | 2018 | PVI Industries | VTWT - Vert Watertube | Boiler room | HWSD - Hot Water Dom/Potable | 4/30/2027
Brookestone Gardens | 2615 W 11th St | Kearney | NE | 68845-0106 | Buffalo | NE28110 | Active | 75616 | 2018 | PVI Industries | VTWT - Vert Watertube | Boiler room | HWSD - Hot Water Dom/Potable | 4/30/2027
STATE PATROL | 2702 30th Ave | Kearney | NE | 68845-4033 | BUFFALO | NE09841 | Inactive |  | 2000 | BURNHAM COMM/INDUST |  | BASEMENT | STHT - Steam-Heat | 1/31/2004
Kearney New High School | 2702 W 11th St | Kearney | NE | 68845-0102 | Buffalo | NE26223 | Active | 140396 | 2015 | PVI Industries | COWH - Coil Type Water Heater | Mechanical Room | HWSD - Hot Water Dom/Potable | 12/31/2026
Kearney New High School | 2702 W 11th St | Kearney | NE | 68845-0102 | Buffalo | NE26224 | Active | 140397 | 2015 | PVI Industries | COWH - Coil Type Water Heater | Mechanical Room | HWSD - Hot Water Dom/Potable | 12/31/2026
Emerson Elementary School | 2705 Avenue E | Kearney | NE | 68847-3602 | BUFFALO | NE20492 | Exempt 1999 LB-66 |  | 1982 | RHEEM MANUFACTURING CO | AHWH - ANSI/Fired Water Htr |  | HWSD - Hot Water Dom/Potable | 6/30/1999
Emerson Elementary School | 2705 Avenue E | Kearney | NE | 68847-3602 | BUFFALO | NE24595 | Active | n/a | 2009 | Aerco | CALU - Cast Aluminum | boiler room | HWHT - Hot Water Heat | 12/31/2026
Emerson Elementary School | 2705 Avenue E | Kearney | NE | 68847-3602 | BUFFALO | NE32585 | Scrapped/Junked | n/a | 1951 | Kewanee | FTFB - Firetube-Firebox Boiler | BOILER ROOM | STHT - Steam-Heat | 12/31/2012
Emerson Elementary School | 2705 Avenue E | Kearney | NE | 68847-3602 | BUFFALO | NE32586 | Scrapped/Junked | n/a | 1951 | Kewanee | FTFB - Firetube-Firebox Boiler | BOILER ROOM | STHT - Steam-Heat | 12/31/2012
Youth Development Center | 2802 30th Ave | Kearney | NE | 68845-4035 | Buffalo | NE02326 | Active | 28755 | 2004 | Burnham | FTSM - FTS Marine Dry Back | BOILER HOUSE | STHT - Steam-Heat | 5/31/2025
Youth Development Center | 2802 30th Ave | Kearney | NE | 68845-4035 | Buffalo | NE02327 | Active | 28747 | 2004 | Burnham | FTSM - FTS Marine Dry Back | BOILER HOUSE | STHT - Steam-Heat | 5/31/2026
Youth Development Center | 2802 30th Ave | Kearney | NE | 68845-4035 | Buffalo | NE02332 | Active | 28757 | 2004 | Burnham | FTSM - FTS Marine Dry Back | BOILER HOUSE | STHT - Steam-Heat | 5/31/2025
YOUTH DEVELOPMENT CENTER | 2802 30th Ave | Kearney | NE | 68845-4035 | BUFFALO | NE00757 | Scrapped/Junked | 2262 | 1947 | MURRAY | WT - Water Tube Boiler | BOILER HOUSE | STHT - Steam-Heat | 7/31/2004
YOUTH DEVELOPMENT CENTER | 2802 30th Ave | Kearney | NE | 68845-4035 | BUFFALO | NE01354 | Scrapped/Junked | 29917 | 1977 | KEWANEE | FTSM - FTS Marine Dry Back | BOILER HOUSE | BSUP - Bldg Heat & Process | 12/31/2004
YOUTH DEVELOPMENT CENTER | 2802 30th Ave | Kearney | NE | 68845-4035 | BUFFALO | NE30171 | Scrapped/Junked | 3878 | 1970 | RITE ENGINEERING | WT - Water Tube Boiler | DIXON HALL | HWHT - Hot Water Heat | 7/31/2004
YOUTH DEVELOPMENT CENTER | 2802 30th Ave | Kearney | NE | 68845-4035 | BUFFALO | NE30345 | Scrapped/Junked |  | 1970 | PEERLESS HEATER COMPANY |  | SUPV HOUSE | STHT - Steam-Heat | 1/31/2002
YOUTH DEVELOPMENT CENTER | 2802 30th Ave | Kearney | NE | 68845-4035 | BUFFALO | NE30491 | Scrapped/Junked |  | 1993 | RHEEM MANUFACTURING CO | AHWH - ANSI/Fired Water Htr | DIXON HALL | HWSD - Hot Water Dom/Potable | 7/31/2004
New West Sports Medicine | 2810 W 35th St | Kearney | NE | 68845-2909 | Buffalo | NE17944 | Active | 99302 | 2009 | Lochinvar | WTSS - Watertube SS Steel | Basement Mech Rm | HWHT - Hot Water Heat | 1/31/2027
New West Sports Medicine | 2810 W 35th St | Kearney | NE | 68845-2909 | Buffalo | NE17945 | Active | 73565 | 2009 | Lochinvar | WTSS - Watertube SS Steel | Basement Mech Rm | HWHT - Hot Water Heat | 1/31/2027
New West Sports Medicine | 2810 W 35th St | Kearney | NE | 68845-2909 | Buffalo | NE17946 | Active | 94088 | 2009 | Lochinvar | WTSS - Watertube SS Steel | Basement Mech Rm | HWHT - Hot Water Heat | 1/31/2027
THE WEST COMPANY | 2900 W 24th St | Kearney | NE | 68845-4926 | BUFFALO | NE14418 | Inactive | 30214 | 1994 | BRYAN STEAM LLC | WT - Water Tube Boiler | PRODUCTION AREA | PROC - Process Steam | 8/31/2000
THE WEST COMPANY | 2900 W 24th St | Kearney | NE | 68845-4926 | BUFFALO | NE14419 | Inactive | 6899 | 1994 | ALDRICH | FTVT - Firetube Vertical TB | PRODUCTION AREA | HWSP - Hot Water Non Potable Supply | 8/31/2000
Pleasanthill School District #16 | 29050 145th Rd | Kearney | NE | 68847-6066 | Buffalo | NE33620 | Scrapped/Junked |  | 1968 | Ack O Matic | CI - Cast Iron | Boiler Room | HWHT - Hot Water Heat | 2/28/2009
KEARNEY CRETE & BLOCK CO | 2908 Highway 30 E | Kearney | NE | 68847-9787 | BUFFALO | NE34117 | Inactive | 5576 | 1970 | SUPERIOR BOILERWORKS | FTSM - FTS Marine Dry Back | BOILER ROOM | PROC - Process Steam | 11/30/2005
RETAIL STORE | 2920 Central Ave | Kearney | NE | 68847-3502 | BUFFALO | NE34213 | Inactive |  | 1920 | AMERICAN RADIATOR |  |  | STHT - Steam-Heat | 8/31/1997
Central Elementary | 300 W 24th St | Kearney | NE | 68845-5345 | Buffalo | NE05995 | Scrapped/Junked | 14108 | 2005 | ALES | FTFB - Firetube-Firebox Boiler | PERFORMING ARTS CENTER | STHT - Steam-Heat | 12/31/2018
Central Elementary | 300 W 24th St | Kearney | NE | 68845-5345 | Buffalo | NE05996 | Scrapped/Junked | 14117 | 2005 | ALES | FTFB - Firetube-Firebox Boiler | PERFORMING ARTS CENTER | STHT - Steam-Heat | 12/31/2018
Central Elementary | 300 W 24th St | Kearney | NE | 68845-5345 | Buffalo | NE20489 | Exempt 1999 LB-66 |  | 1993 | RHEEM MANUFACTURING CO | AHWH - ANSI/Fired Water Htr |  | HWSD - Hot Water Dom/Potable | 6/30/1999
Central Elementary | 300 W 24th St | Kearney | NE | 68845-5345 | Buffalo | NE21475 | Active | 79855 | 2006 | Cleveland | COOK - Fired Cooker | Kitchen | COOK - Cooker/Kettle | 12/31/2026
Central Elementary | 300 W 24th St | Kearney | NE | 68845-5345 | Buffalo | NE27517 | Active | 295536 | 2017 | Lochinvar | FT - Firetube Boiler | Basement | HWHT - Hot Water Heat | 12/31/2026
Central Elementary | 300 W 24th St | Kearney | NE | 68845-5345 | Buffalo | NE27521 | Active | 288079 | 2017 | Lochinvar | FT - Firetube Boiler | Basement | HWHT - Hot Water Heat | 12/31/2026
Central Elementary | 300 W 24th St | Kearney | NE | 68845-5345 | Buffalo | NE27522 | Active | 282432 | 2017 | Lochinvar | FT - Firetube Boiler | Basement | HWHT - Hot Water Heat | 12/31/2026
Central Elementary | 300 W 24th St | Kearney | NE | 68845-5345 | Buffalo | NE32579 | Scrapped/Junked |  | 1960 | Kewannee | FTFB - Firetube-Firebox Boiler | BOILER ROOM | STHT - Steam-Heat | 6/30/2006
Central Elementary | 300 W 24th St | Kearney | NE | 68845-5345 | Buffalo | NE32580 | Scrapped/Junked |  | 1960 | KEWANEE | FTFB - Firetube-Firebox Boiler | BOILER ROOM | STHT - Steam-Heat | 6/30/2006
Park Elementary | 3000 7th Ave | Kearney | NE | 68845-3386 | Buffalo | NE20495 | Exempt 1999 LB-66 |  | 1991 | RHEEM MANUFACTURING CO | AHWH - ANSI/Fired Water Htr |  | HWSD - Hot Water Dom/Potable | 6/30/1999
Park Elementary | 3000 7th Ave | Kearney | NE | 68845-3386 | Buffalo | NE24591 | Active | n/a | 2009 | Aerco | CALU - Cast Aluminum | boiler room | HWHT - Hot Water Heat | 12/31/2026
Park Elementary | 3000 7th Ave | Kearney | NE | 68845-3386 | Buffalo | NE32589 | Scrapped/Junked | n/a | 1953 | Kewanee | FTFB - Firetube-Firebox Boiler | BOILER ROOM | STHT - Steam-Heat | 12/31/2011
Park Elementary | 3000 7th Ave | Kearney | NE | 68845-3386 | Buffalo | NE32590 | Scrapped/Junked | n/a | 1953 | Kewanee | FTFB - Firetube-Firebox Boiler | BOILER ROOM | STHT - Steam-Heat | 12/31/2011
Clarion/Extended Stay Kearney | 301 2nd Ave | Kearney | NE | 68847-7803 | Buffalo | NE00086 | Scrapped/Junked | 62287 | 1999 | State Ind. | CHWH - ASME/Fired Water Heater | MECH ROOM WEST | HWSD - Hot Water Dom/Potable | 5/31/2006
Clarion/Extended Stay Kearney | 301 2nd Ave | Kearney | NE | 68847-7803 | Buffalo | NE00796 | Scrapped/Junked | 57951 | 2000 | A. O. Smith | CHWH - ASME/Fired Water Heater | LAUNDRY | HWSD - Hot Water Dom/Potable | 5/31/2006
Clarion/Extended Stay Kearney | 301 2nd Ave | Kearney | NE | 68847-7803 | Buffalo | NE07231 | Scrapped/Junked | 242513 | 2006 | Unknown | CPFT - Horiz Cpr Fin Boiler | POOL PUMP ROOM | IPHT - Indoor Pool Heater | 5/31/2010
Clarion/Extended Stay Kearney | 301 2nd Ave | Kearney | NE | 68847-7803 | Buffalo | NE10433 | Scrapped/Junked | 72389 | 2001 | STAT | CHWH - ASME/Fired Water Heater | BOILER ROOM | HWSD - Hot Water Dom/Potable | 5/31/2010
Clarion/Extended Stay Kearney | 301 2nd Ave | Kearney | NE | 68847-7803 | Buffalo | NE10434 | Scrapped/Junked | 66921 | 2002 | AOSM | CHWH - ASME/Fired Water Heater | JACUZZI/BOILER ROOM | HWSD - Hot Water Dom/Potable | 5/31/2014
Clarion/Extended Stay Kearney | 301 2nd Ave | Kearney | NE | 68847-7803 | Buffalo | NE10435 | Scrapped/Junked | 60577 | 2001 | AOSM | CHWH - ASME/Fired Water Heater | BOILER ROOM | HWSD - Hot Water Dom/Potable | 5/31/2010
Clarion/Extended Stay Kearney | 301 2nd Ave | Kearney | NE | 68847-7803 | Buffalo | NE10436 | Scrapped/Junked | 95108 | 2002 | RHEE | CHWH - ASME/Fired Water Heater | BOILER ROOM | HWSD - Hot Water Dom/Potable | 5/31/2011
Clarion/Extended Stay Kearney | 301 2nd Ave | Kearney | NE | 68847-7803 | Buffalo | NE11347 | Scrapped/Junked | 106676 | 2005 | RHEEM | CHWH - ASME/Fired Water Heater | UPPER BOILER ROOM | HWSD - Hot Water Dom/Potable | 5/31/2012
Clarion/Extended Stay Kearney | 301 2nd Ave | Kearney | NE | 68847-7803 | Buffalo | NE11348 | Scrapped/Junked | 101951 | 2004 | RHEEM | CHWH - ASME/Fired Water Heater | Boiler Room | HWSD - Hot Water Dom/Potable | 5/31/2018
Clarion/Extended Stay Kearney | 301 2nd Ave | Kearney | NE | 68847-7803 | Buffalo | NE11349 | Scrapped/Junked | 98905 | 2003 | RHEEM | CHWH - ASME/Fired Water Heater | Boiler Room | HWSD - Hot Water Dom/Potable | 5/31/2018
Clarion/Extended Stay Kearney | 301 2nd Ave | Kearney | NE | 68847-7803 | Buffalo | NE12700 | Inactive | 115680 | 2007 | RHEEM | CHWH - ASME/Fired Water Heater | ABOVE LAUNDRY | HWSD - Hot Water Dom/Potable | 5/31/2021
Clarion/Extended Stay Kearney | 301 2nd Ave | Kearney | NE | 68847-7803 | Buffalo | NE14440 | Exempt | 134343 | 1996 | RayPak Inc, California | CPFT - Horiz Cpr Fin Boiler | POOL/SPA AREA | IPHT - Indoor Pool Heater | 5/31/2004
Clarion/Extended Stay Kearney | 301 2nd Ave | Kearney | NE | 68847-7803 | Buffalo | NE14441 | Scrapped/Junked | 73715 | 1996 | Ruud-Rheem | CHWH - ASME/Fired Water Heater | MAIN BOILER RM | HWSD - Hot Water Dom/Potable | 5/31/2006
Clarion/Extended Stay Kearney | 301 2nd Ave | Kearney | NE | 68847-7803 | Buffalo | NE14442 | Scrapped/Junked | 74149 | 1996 | Ruud-Rheem | CHWH - ASME/Fired Water Heater | MAIN BOILER RM | HWSD - Hot Water Dom/Potable | 1/31/2003
Clarion/Extended Stay Kearney | 301 2nd Ave | Kearney | NE | 68847-7803 | Buffalo | NE16554 | Scrapped/Junked | 70261 | 1986 | Teledyne & Laars | CPFT - Horiz Cpr Fin Boiler | Pool Filter Room | IPHT - Indoor Pool Heater | 5/31/2007
Clarion/Extended Stay Kearney | 301 2nd Ave | Kearney | NE | 68847-7803 | Buffalo | NE16585 | Inactive |  | 1983 | Bradford White | CHWH - ASME/Fired Water Heater | WHIRLPOOL RM | HWSD - Hot Water Dom/Potable | 1/31/1995
Clarion/Extended Stay Kearney | 301 2nd Ave | Kearney | NE | 68847-7803 | Buffalo | NE16588 | Scrapped/Junked | 186847 | 1989 | A. O. Smith | CHWH - ASME/Fired Water Heater | MAIN BLR RM | HWSD - Hot Water Dom/Potable | 1/31/2001
Clarion/Extended Stay Kearney | 301 2nd Ave | Kearney | NE | 68847-7803 | Buffalo | NE16589 | Scrapped/Junked | 179264 | 1989 | A. O. Smith | CHWH - ASME/Fired Water Heater | MAIN BLR RM | HWSD - Hot Water Dom/Potable | 1/31/2001
Clarion/Extended Stay Kearney | 301 2nd Ave | Kearney | NE | 68847-7803 | Buffalo | NE17056 | Scrapped/Junked | 245886 | 2008 | Jandy | CPFT - Horiz Cpr Fin Boiler | Pool pump room | IPHT - Indoor Pool Heater | 5/31/2012
Clarion/Extended Stay Kearney | 301 2nd Ave | Kearney | NE | 68847-7803 | Buffalo | NE19476 | Scrapped/Junked | 121011 | 2009 | RHEEM | FTVT - Firetube Vertical TB | HOT tub Pump Room | HWSD - Hot Water Dom/Potable | 5/31/2017
Clarion/Extended Stay Kearney | 301 2nd Ave | Kearney | NE | 68847-7803 | Buffalo | NE19874 | Out of Service | 127327 | 2011 | RHEEM | FTVT - Firetube Vertical TB | Upstairs Laundry | HWSD - Hot Water Dom/Potable | 5/31/2015
Clarion/Extended Stay Kearney | 301 2nd Ave | Kearney | NE | 68847-7803 | Buffalo | NE19875 | Scrapped/Junked | 323146 | 2011 | Raypak | CPFH - Copper Fin Water Heater | Spa Pump Room | SPAJ - Spa/Jacuzzi Heater | 5/31/2020
Clarion/Extended Stay Kearney | 301 2nd Ave | Kearney | NE | 68847-7803 | Buffalo | NE22255 | Scrapped/Junked | 331834 | 2011 | Raypak | CPPH - Ansi Cpr Fin Pool Heater | Pool Mech Room | IPHT - Indoor Pool Heater | 5/31/2018
Clarion/Extended Stay Kearney | 301 2nd Ave | Kearney | NE | 68847-7803 | Buffalo | NE23328 | Exempt 1999 LB-66 |  | 1993 | Rheem Manufacturing Co | AHWH - ANSI/Fired Water Htr | BOILER ROOM | HWSD - Hot Water Dom/Potable | 8/31/1999
Clarion/Extended Stay Kearney | 301 2nd Ave | Kearney | NE | 68847-7803 | Buffalo | NE23329 | Exempt 1999 LB-66 |  | 1993 | Rheem Manufacturing Co | AHWH - ANSI/Fired Water Htr | KITCHEN | HWSD - Hot Water Dom/Potable | 8/31/1999
Clarion/Extended Stay Kearney | 301 2nd Ave | Kearney | NE | 68847-7803 | Buffalo | NE25831 | Scrapped/Junked | 177687 | 2013 | A O Smith | CHWH - ASME/Fired Water Heater | Spa Pump Room | HWSD - Hot Water Dom/Potable | 5/31/2021
Clarion/Extended Stay Kearney | 301 2nd Ave | Kearney | NE | 68847-7803 | Buffalo | NE26906 | Scrapped/Junked | 209192 | 2015 | A O Smith | CHWH - ASME/Fired Water Heater | HOT tub Pump Room | HWSD - Hot Water Dom/Potable | 5/31/2022
Clarion/Extended Stay Kearney | 301 2nd Ave | Kearney | NE | 68847-7803 | Buffalo | NE26907 | Scrapped/Junked | 215244 | 2016 | A O Smith | CHWH - ASME/Fired Water Heater | Boiler Room East outside entrance | HWSD - Hot Water Dom/Potable | 5/31/2021
Clarion/Extended Stay Kearney | 301 2nd Ave | Kearney | NE | 68847-7803 | Buffalo | NE28391 | Scrapped/Junked | 363210 | 2017 | Raypak | CPFT - Horiz Cpr Fin Boiler | Pool Mechanical room | IPHT - Indoor Pool Heater | 6/30/2020
Clarion/Extended Stay Kearney | 301 2nd Ave | Kearney | NE | 68847-7803 | Buffalo | NE29160 | Scrapped/Junked | 506055 | 2020 | Raypak | CPFT - Horiz Cpr Fin Boiler | Pool Mechanical room | IPHT - Indoor Pool Heater | 5/31/2024
Clarion/Extended Stay Kearney | 301 2nd Ave | Kearney | NE | 68847-7803 | Buffalo | NE29161 | Scrapped/Junked | 213980 | 2016 | A O Smith | CHWH - ASME/Fired Water Heater | Kitchen | HWSD - Hot Water Dom/Potable | 5/31/2021
Clarion/Extended Stay Kearney | 301 2nd Ave | Kearney | NE | 68847-7803 | Buffalo | NE29162 | Active | 216151 | 2016 | A. O. Smith | CHWH - ASME/Fired Water Heater | Above Laundry | HWSD - Hot Water Dom/Potable | 5/31/2024
Clarion/Extended Stay Kearney | 301 2nd Ave | Kearney | NE | 68847-7803 | Buffalo | NE29163 | Active | 193828 | 2014 | A O Smith | CHWH - ASME/Fired Water Heater | Above laundry | HWSD - Hot Water Dom/Potable | 5/31/2024
Clarion/Extended Stay Kearney | 301 2nd Ave | Kearney | NE | 68847-7803 | Buffalo | NE30605 | Scrapped/Junked | 66525 | 1994 | Rheem Manufacturing Co | CHWH - ASME/Fired Water Heater | SAUNA | HWSD - Hot Water Dom/Potable | 1/31/2003
Clarion/Extended Stay Kearney | 301 2nd Ave | Kearney | NE | 68847-7803 | Buffalo | NE30606 | Scrapped/Junked |  | 1993 | Rheem Manufacturing Co | CHWH - ASME/Fired Water Heater | SAUNA | HWSD - Hot Water Dom/Potable | 1/31/2003
Clarion/Extended Stay Kearney | 301 2nd Ave | Kearney | NE | 68847-7803 | Buffalo | NE42229 | Active | 301310 | 2023 | AO SMITH | CHWH - ASME/Fired Water Heater | Boiler Room | HWSD - Hot Water Dom/Potable | 5/31/2024
Clarion/Extended Stay Kearney | 301 2nd Ave | Kearney | NE | 68847-7803 | Buffalo | NE42230 | Active | 307399 | 2023 | AO SMITH | CHWH - ASME/Fired Water Heater | Boiler Room | HWSD - Hot Water Dom/Potable | 5/31/2027
Clarion/Extended Stay Kearney | 301 2nd Ave | Kearney | NE | 68847-7803 | Buffalo | NE42231 | Active | 307711 | 2023 | AO SMITH | CHWH - ASME/Fired Water Heater | Boiler Room | HWSD - Hot Water Dom/Potable | 5/31/2027
Clarion/Extended Stay Kearney | 301 2nd Ave | Kearney | NE | 68847-7803 | Buffalo | NE42232 | Active | 307709 | 2023 | AO SMITH | CHWH - ASME/Fired Water Heater | Boiler Room | HWSD - Hot Water Dom/Potable | 5/31/2027
Clarion/Extended Stay Kearney | 301 2nd Ave | Kearney | NE | 68847-7803 | Buffalo | NE42233 | Active | 307997 | 2023 | AO SMITH | CHWH - ASME/Fired Water Heater | Boiler Room | HWSD - Hot Water Dom/Potable | 5/31/2025
Clarion/Extended Stay Kearney | 301 2nd Ave | Kearney | NE | 68847-7803 | Buffalo | NE42234 | Active | 301068 | 2023 | AO SMITH | CHWH - ASME/Fired Water Heater | Kitchen mech room | HWSD - Hot Water Dom/Potable | 5/31/2024
Clarion/Extended Stay Kearney | 301 2nd Ave | Kearney | NE | 68847-7803 | Buffalo | NE43357 | Active | 591153 | 2020 | Raypak | CPFT - Horiz Cpr Fin Boiler | Pool Mechanical room | IPHT - Indoor Pool Heater | 5/31/2025
Clarion/Extended Stay Kearney | 301 2nd Ave | Kearney | NE | 68847-7803 | Buffalo | NE43358 | Active | N/A | 2023 | RHEEM | CPFH - Copper Fin Water Heater | Maintenance boiler room | IPHT - Indoor Pool Heater | 5/31/2026
Pleasanton Public School | 303 Church St | Pleasanton | NE | 68866 | Buffalo | NE22303 | Exempt 1999 LB-66 |  | 1994 | AO SMITH | AHWH - ANSI/Fired Water Htr | BOILER ROOM | HWSD - Hot Water Dom/Potable | 7/31/2000
Pleasanton Public School | 303 Church St | Pleasanton | NE | 68866 | Buffalo | NE32594 | Scrapped/Junked | NA | 1930 | Kewannee | FT - Firetube Boiler | Boiler Room | STHT - Steam-Heat | 10/31/2014
Pleasanton Public School | 303 Church St | Pleasanton | NE | 68866 | Buffalo | NE32595 | Scrapped/Junked | NA | 1959 | Fitzgibbons | FT - Firetube Boiler | Boiler room | HWHT - Hot Water Heat | 10/31/2014
Pleasanton Public School | 303 Church St | Pleasanton | NE | 68866 | Buffalo | NE37053 | Scrapped/Junked | NA | 1986 | A. O. Smith | AHWH - ANSI/Fired Water Htr | Boiler room | HWSD - Hot Water Dom/Potable | 10/31/2014
Pleasanton Public School | 303 W Church St | Pleasanton | NE | 68866 | Buffalo | NE18303 | Scrapped/Junked | 7881 | 1994 | Aldrich | FT - Firetube Boiler | Boiler room | GLYC - Glycol Bldg Heat Sys | 10/31/2023
Pleasanton Public School | 303 W Church St | Pleasanton | NE | 68866 | Buffalo | NE18304 | Scrapped/Junked | 7883 | 1994 | Aldrich | FT - Firetube Boiler | Boiler room | GLYC - Glycol Bldg Heat Sys | 10/31/2023
Pleasanton Public School | 303 W Church St | Pleasanton | NE | 68866 | Buffalo | NE18305 | Scrapped/Junked | 7884 | 1994 | Aldrich | FT - Firetube Boiler | Boiler room | HWHT - Hot Water Heat | 10/31/2023
Pleasanton Public School | 303 W Church St | Pleasanton | NE | 68866 | Buffalo | NE43692 | Active | 413118 | 2024 | Lochinvar | CPFT - Horiz Cpr Fin Boiler | Upstairs mechanical room | HWHT - Hot Water Heat | 9/30/2026
Pleasanton Public School | 303 W Church St | Pleasanton | NE | 68866 | Buffalo | NE43693 | Active | 413119 | 2024 | Lochinvar | CPFT - Horiz Cpr Fin Boiler | Upstairs mechanical room | HWHT - Hot Water Heat | 9/30/2026
Pleasanton Public School | 303 W Church St | Pleasanton | NE | 68866 | Buffalo | NE43694 | Active | 591187 | 2023 | Lochinvar | WTSS - Watertube SS Steel | Upstairs mechanical room | HWDP - Hotwater Heat & Dom Supply | 9/30/2026
Pleasanton Public School | 303 W Church St | Pleasanton | NE | 68866 | Buffalo | NE43695 | Active | 591189 | 2023 | Lochinvar | WTSS - Watertube SS Steel | Upstairs mechanical room | HWDP - Hotwater Heat & Dom Supply | 9/30/2026
Platte River Museum | 3060 E 1st St | Kearney | NE | 68847-0462 | Buffalo | NE24353 | Active | 55191 | 1999 | Ajax | WT - Water Tube Boiler | Penthouse | GLYC - Glycol Bldg Heat Sys | 9/30/2026
Platte River Museum | 3060 E 1st St | Kearney | NE | 68847-0462 | Buffalo | NE24354 | Active | 55192 | 1999 | Ajax | WT - Water Tube Boiler | Penthouse | GLYC - Glycol Bldg Heat Sys | 9/30/2026
Whittier Bldg | 310 W 24th St | Kearney | NE | 68845-5331 | Buffalo | NE19796 | Scrapped/Junked |  | 1994 | PEER | CI - Cast Iron | BASEMENT | STHT - Steam-Heat | 6/30/2010
SVANDA PHARMACY | 314 Grand Ave | Ravenna | NE | 68869-1322 | BUFFALO | NE22327 | Inactive |  | 1930 | MUELLER |  | BASEMENT | STHT - Steam-Heat | 3/31/2009
Harmon Pool | 3207 7th Ave | Kearney | NE | 68845-3388 | BUFFALO | NE07794 | Scrapped/Junked | 156156 | 1999 | RAYPAK INC, CALIFORNIA | CPFT - Horiz Cpr Fin Boiler | POOL ROOM | OPHT - Outdoor Pool Heater | 6/30/2003
Harmon Pool | 3207 7th Ave | Kearney | NE | 68845-3388 | BUFFALO | NE10686 | Scrapped/Junked | 1353 | 2003 | Raytherm/Raypak | CPFH - Copper Fin Water Heater | Blr area | OPHT - Outdoor Pool Heater | 6/30/2019
Harmon Pool | 3207 7th Ave | Kearney | NE | 68845-3388 | BUFFALO | NE19161 | Exempt 1999 LB-66 |  | 1988 | RHEEM MANUFACTURING CO | WT - Water Tube Boiler |  | HWSD - Hot Water Dom/Potable | 6/30/2000
Harmon Pool | 3207 7th Ave | Kearney | NE | 68845-3388 | BUFFALO | NE19162 | Exempt 1999 LB-66 |  | 1978 | RHEEM MANUFACTURING CO | WT - Water Tube Boiler |  | HWSD - Hot Water Dom/Potable | 6/30/2000
Harmon Pool | 3207 7th Ave | Kearney | NE | 68845-3388 | BUFFALO | NE19163 | Exempt 1999 LB-66 |  | 1977 | RHEEM MANUFACTURING CO | AHWH - ANSI/Fired Water Htr |  | HWSD - Hot Water Dom/Potable | 6/30/2000
Harmon Pool | 3207 7th Ave | Kearney | NE | 68845-3388 | BUFFALO | NE28155 | Active | 327263 | 2018 | Lochinvar | CPPH - Ansi Cpr Fin Pool Heater | Blr area | OPHT - Outdoor Pool Heater | 6/30/2027
Holy Cross Lutheran Church-BMIC#444370 | 3315 11th Ave | Kearney | NE | 68845-8002 | Buffalo | NE17280 | Scrapped/Junked |  | 1974 | KEWANEE | FT - Firetube Boiler | MECH ROOM | HWHT - Hot Water Heat | 4/30/1999
Holy Cross Lutheran Church-BMIC#444370 | 3315 11th Ave | Kearney | NE | 68845-8002 | Buffalo | NE23374 | Scrapped/Junked | 10041 | 1999 | ALES | FTVT - Firetube Vertical TB | BOILER ROOM | HWHT - Hot Water Heat | 10/31/2023
Holy Cross Lutheran Church-BMIC#444370 | 3315 11th Ave | Kearney | NE | 68845-8002 | Buffalo | NE23375 | Scrapped/Junked | 10040 | 1999 | ALES | FTVT - Firetube Vertical TB | BOILER ROOM | HWHT - Hot Water Heat | 10/31/2023
Holy Cross Lutheran Church-BMIC#444370 | 3315 11th Ave | Kearney | NE | 68845-8002 | Buffalo | NE42952 | Active | 541446 | 2021 | Lochinvar | WTSS - Watertube SS Steel | Basement | HWHT - Hot Water Heat | 11/30/2026
Holy Cross Lutheran Church-BMIC#444370 | 3315 11th Ave | Kearney | NE | 68845-8002 | Buffalo | NE42953 | Active | 541448 | 2021 | Lochinvar | WTSS - Watertube SS Steel | Basement | HWHT - Hot Water Heat | 11/30/2026
First Lutheran Church-BMIC#486410 | 3315 Ave G | Kearney | NE | 68847-3653 | Buffalo | NE26489 | Active | N/A | 2016 | APEX | SSCO - SS Coil Boiler | Mechanical Room | HWHT - Hot Water Heat | 3/31/2026
First Lutheran Church-BMIC#486410 | 3315 Ave G | Kearney | NE | 68847-3653 | Buffalo | NE26490 | Active | N/A | 2016 | APEX | SSCO - SS Coil Boiler | Mechanical Room | HWHT - Hot Water Heat | 3/31/2026
First Lutheran Church-BMIC#486410 | 3315 Ave G | Kearney | NE | 68847-3653 | Buffalo | NE40899 | Scrapped/Junked | n/a | 1965 | Kewanee | FTFB - Firetube-Firebox Boiler | UPSTAIRS BOILER RM | HWHT - Hot Water Heat | 3/31/2017
First Lutheran Church-BMIC#486410 | 3315 Ave G | Kearney | NE | 68847-3653 | Buffalo | NE40900 | Scrapped/Junked | n/a | 1965 | Kewanee | FTFB - Firetube-Firebox Boiler | UPSTAIRS BOILER RM | HWHT - Hot Water Heat | 3/31/2017
First Lutheran Church-BMIC#486410 | 3315 Ave G | Kearney | NE | 68847-3653 | Buffalo | NE40901 | Active | 9373 | 1997 | Les Inc/Aldrich Co | FTVT - Firetube Vertical TB | BASEMENT NEW ADDITON | HWHT - Hot Water Heat | 3/31/2026
First Lutheran Church-BMIC#486410 | 3315 Ave G | Kearney | NE | 68847-3653 | Buffalo | NE40902 | Active | 9374 | 1997 | Les Inc/Aldrich Co | FTVT - Firetube Vertical TB | BASEMENT | HWHT - Hot Water Heat | 3/31/2026
First Lutheran Church-BMIC#486410 | 3315 Ave G | Kearney | NE | 68847-3653 | Buffalo | NE40903 | Out of Service | 9371 | 1997 | Les Inc/Aldrich Co | FTVT - Firetube Vertical TB | BASEMENT NEW ADDITION | HWHT - Hot Water Heat | 3/31/2024
St John's Good Sam Center | 3410 Central Ave | Kearney | NE | 68847-2942 | Buffalo | NE06388 | Scrapped/Junked | 93342 | 2005 | AO SMITH | CHWH - ASME/Fired Water Heater | MECH ROOM | HWSD - Hot Water Dom/Potable | 4/30/2018
St John's Good Sam Center | 3410 Central Ave | Kearney | NE | 68847-2942 | Buffalo | NE10128 | Scrapped/Junked | 116005 | 2007 | AO SMITH | CHWH - ASME/Fired Water Heater | BOILER ROOM | HWSD - Hot Water Dom/Potable | 4/30/2018
St John's Good Sam Center | 3410 Central Ave | Kearney | NE | 68847-2942 | Buffalo | NE10429 | Scrapped/Junked | 74951 | 2003 | AO SMITH | CHWH - ASME/Fired Water Heater | BOILER ROOM | HWSD - Hot Water Dom/Potable | 4/30/2008
St John's Good Sam Center | 3410 Central Ave | Kearney | NE | 68847-2942 | Buffalo | NE10450 | Scrapped/Junked | 71581 | 2002 | AOSM | CHWH - ASME/Fired Water Heater | BOILER ROOM | HWSD - Hot Water Dom/Potable | 4/30/2010
St John's Good Sam Center | 3410 Central Ave | Kearney | NE | 68847-2942 | Buffalo | NE15994 | Inactive | 36167 | 1990 | STATE INDUSTRIES | CHWH - ASME/Fired Water Heater | MECH ROOM | HWSD - Hot Water Dom/Potable | 4/30/1999
St John's Good Sam Center | 3410 Central Ave | Kearney | NE | 68847-2942 | Buffalo | NE18979 | Exempt 1999 LB-66 |  | 1995 | STATE INDUSTRIES | AHWH - ANSI/Fired Water Htr |  | HWSD - Hot Water Dom/Potable | 4/30/2000
St John's Good Sam Center | 3410 Central Ave | Kearney | NE | 68847-2942 | Buffalo | NE22381 | Inactive | 56849 | 1997 | STATE INDUSTRIES | CHWH - ASME/Fired Water Heater | MECH ROOM | HWSD - Hot Water Dom/Potable | 4/30/2001
St John's Good Sam Center | 3410 Central Ave | Kearney | NE | 68847-2942 | Buffalo | NE23548 | Scrapped/Junked | 47154 | 1998 | AO SMITH | CHWH - ASME/Fired Water Heater | BOILER ROOM | HWSD - Hot Water Dom/Potable | 4/30/2003
St John's Good Sam Center | 3410 Central Ave | Kearney | NE | 68847-2942 | Buffalo | NE23549 | Scrapped/Junked | 47156 | 1998 | AO SMITH | CHWH - ASME/Fired Water Heater | BOILER ROOM | HWSD - Hot Water Dom/Potable | 4/30/2005
First Surgicenter | 3500 Central Ave | Kearney | NE | 68847-2962 | Buffalo | NE23357 | Out of Service | 12727 | 1997 | Emerson | ELBL - Electric Boiler | MECH ROOM | 0020 - Supp to Sterlizer/Autoclave | 1/31/2019
Heartland Surgery Center | 3515 30th Ave | Kearney | NE | 68845-2298 | Buffalo | NE08329 | Active | 11156 | 2000 | ALES | FTVT - Firetube Vertical TB | mech room | HWHT - Hot Water Heat | 11/30/2026
Heartland Surgery Center | 3515 30th Ave | Kearney | NE | 68845-2298 | Buffalo | NE08330 | Active | 11157 | 2000 | ALES | FTVT - Firetube Vertical TB | mech room | HWHT - Hot Water Heat | 11/30/2026
Heartland Surgery Center | 3515 30th Ave | Kearney | NE | 68845-2298 | Buffalo | NE08331 | Scrapped/Junked | 16720 | 2001 | Chromalox | ELBL - Electric Boiler | MECHANICAL ROOM | HUMI - Humidifier/Humidity Contr | 11/30/2014
Heartland Surgery Center | 3515 30th Ave | Kearney | NE | 68845-2298 | Buffalo | NE27388 | Scrapped/Junked | 15305 | 1999 | Steris Corp | ELBL - Electric Boiler | Sterilizer Room | PROC - Process Steam | 11/30/2024
Heartland Surgery Center | 3515 30th Ave | Kearney | NE | 68845-2298 | Buffalo | NE27389 | Scrapped/Junked | 18945 | 1999 | Steris Corp | ELBL - Electric Boiler | Sterilizer Room | PROC - Process Steam | 11/30/2024
Heartland Surgery Center | 3515 30th Ave | Kearney | NE | 68845-2298 | Buffalo | NE27390 | Active | 4897 | 2013 | Steris Corp | ELBL - Electric Boiler | Sterilizer Room | PROC - Process Steam | 11/30/2026
Heartland Surgery Center | 3515 30th Ave | Kearney | NE | 68845-2298 | Buffalo | NE27391 | Active | 4898 | 2013 | Steris Corp | ELBL - Electric Boiler | Sterilizer Room | PROC - Process Steam | 11/30/2026
Heartland Surgery Center | 3515 30th Ave | Kearney | NE | 68845-2298 | Buffalo | NE42410 | Active | 31951 | 2023 | Steris Corp | STER - Sterilizer | Sterilizer Room | STER - Sterilizer | 11/30/2026
Heartland Surgery Center | 3515 30th Ave | Kearney | NE | 68845-2298 | Buffalo | NE42411 | Active | 31927 | 2022 | Steris Corp | STER - Sterilizer | Sterilizer Room | STER - Sterilizer | 11/30/2026
Kaapa Ethanol Ravenna LLC | 35955 Navaho Rd | Ravenna | NE | 68869-3240 | Buffalo | NE07953 | Active | 60 | 2006 | Victory | WT - Water Tube Boiler | BOILER PLANT - East Boiler | PROC - Process Steam | 1/31/2027
Kaapa Ethanol Ravenna LLC | 35955 Navaho Rd | Ravenna | NE | 68869-3240 | Buffalo | NE07954 | Active | 61 | 2006 | Victory | WT - Water Tube Boiler | BOILER PLANT | PROC - Process Steam | 1/31/2027
Kaapa Ethanol Ravenna LLC | 35955 Navaho Rd | Ravenna | NE | 68869-3240 | Buffalo | NE12691 | Active | 616 | 2006 | Econo Masters | ECON - Boiler Economizer | BOILER HOUSE - East Econ | ECON - Boiler Economizer | 1/31/2027
Kaapa Ethanol Ravenna LLC | 35955 Navaho Rd | Ravenna | NE | 68869-3240 | Buffalo | NE12692 | Active | 615 | 2006 | Econo Masters | ECON - Boiler Economizer | BOILER HOUSE | ECON - Boiler Economizer | 1/31/2027
NORDIC BIOFUELS RAVENNA | 35955 Navaho Rd | Ravenna | NE | 68869-3240 | BUFFALO | NE01650 | Inactive | 26318 | 1974 | KEWANEE | FTSM - FTS Marine Dry Back | IN TRAILER/PORTABLE | PROC - Process Steam | 4/30/2005
First Baptist Church-BMIC#385875 | 3610 6th Ave | Kearney | NE | 68845-2841 | Buffalo | NE10437 | Out of Service | 62467 | 2002 | Market Forge | FT - Firetube Boiler | KITCHEN | 0021 - Steam Supp Cooker/Kettle | 12/31/2016
First Baptist Church-BMIC#385875 | 3610 6th Ave | Kearney | NE | 68845-2841 | Buffalo | NE14310 | Inactive | 26742 | 1987 | MARKET FORGE INDUSTRIES | FT - Firetube Boiler |  | 0021 - Steam Supp Cooker/Kettle | 7/31/1992
First Baptist Church-BMIC#385875 | 3610 6th Ave | Kearney | NE | 68845-2841 | Buffalo | NE15630 | Scrapped/Junked | 44504 | 1994 | MARKET FORGE INDUSTRIES | ELBL - Electric Boiler | KITCHEN | 0021 - Steam Supp Cooker/Kettle | 6/30/2003
First Baptist Church-BMIC#385875 | 3610 6th Ave | Kearney | NE | 68845-2841 | Buffalo | NE19792 | Exempt 1999 LB-66 | 64744 | 1986 | AO SMITH | AHWH - ANSI/Fired Water Htr | BOILER ROOM | HWSD - Hot Water Dom/Potable | 6/30/1999
First Baptist Church-BMIC#385875 | 3610 6th Ave | Kearney | NE | 68845-2841 | Buffalo | NE27780 | Active | 317120 | 2018 | Lochinvar | FT - Firetube Boiler | Boiler Room | HWHT - Hot Water Heat | 11/30/2026
First Baptist Church-BMIC#385875 | 3610 6th Ave | Kearney | NE | 68845-2841 | Buffalo | NE27781 | Active | 317119 | 2018 | Lochinvar | FT - Firetube Boiler | Boiler Room | HWHT - Hot Water Heat | 11/30/2026
First Baptist Church-BMIC#385875 | 3610 6th Ave | Kearney | NE | 68845-2841 | Buffalo | NE32591 | Out of Service | 34503 | 1958 | Fitzgibbons | FTFB - Firetube-Firebox Boiler | BOILER ROOM | STHT - Steam-Heat | 12/31/2016
First Baptist Church-BMIC#385875 | 3610 6th Ave | Kearney | NE | 68845-2841 | Buffalo | NE32592 | Out of Service | 34505 | 1958 | Fitzgibbons | FTFB - Firetube-Firebox Boiler | BOILER ROOM | STHT - Steam-Heat | 12/31/2016
First Baptist Church-BMIC#385875 | 3610 6th Ave | Kearney | NE | 68845-2841 | Buffalo | NE32593 | Out of Service | 34511 | 1958 | Fitzgibbons | FTFB - Firetube-Firebox Boiler | BOILER ROOM | STHT - Steam-Heat | 12/31/2016
St James Church | 3801 A Ave | Kearney | NE | 68847-8166 | Buffalo | NE28442 | Active | 6471 | 2019 | Riello | COBL - Coil Type Boiler | Basement Mechanical room | HWHT - Hot Water Heat | 2/28/2027
St James Church | 3801 A Ave | Kearney | NE | 68847-8166 | Buffalo | NE28443 | Active | 6474 | 2019 | Riello | COBL - Coil Type Boiler | Basement Mechanical room | HWHT - Hot Water Heat | 2/28/2027
St James Church | 3801 A Ave | Kearney | NE | 68847-8166 | Buffalo | NE37580 | Scrapped/Junked | 32290 | 1979 | Kewanee | FTFB - Firetube-Firebox Boiler | BOILER ROOM | HWHT - Hot Water Heat | 2/28/2020
Tommy's Express Car Wash | 3802 2nd Ave | Kearney | NE | 68847-8103 | Buffalo | NE41689 | Active | 335875 | 2022 | AIC | CHWH - ASME/Fired Water Heater | Mechanical room | HWSD - Hot Water Dom/Potable | 4/30/2027
Tommy's Express Car Wash | 3802 2nd Ave | Kearney | NE | 68847-8103 | Buffalo | NE42954 | Active | 344039 | 2022 | Lochinvar | AHWH - ANSI/Fired Water Htr | Mech. Room upstairs | HWFG - Hotwater Heat Floor-Glycl | 4/30/2027
Tommy's Express Car Wash | 3802 2nd Ave | Kearney | NE | 68847-8103 | Buffalo | NE42955 | Active | 252139 | 2022 | Lochinvar | WT - Water Tube Boiler | Mech. Room upstairs | HWFG - Hotwater Heat Floor-Glycl | 4/30/2027
Buffalo County Fairgrounds | 3807 N Ave | Kearney | NE | 68847-3263 | Buffalo | NE19218 | Active | 17926 | 2010 | Les Inc/Aldrich Co | FTVT - Firetube Vertical TB | Expo Center | GLYC - Glycol Bldg Heat Sys | 12/31/2026
Buffalo County Fairgrounds | 3807 N Ave | Kearney | NE | 68847-3263 | Buffalo | NE19219 | Scrapped/Junked | 17923 | 2010 | Les Inc/Aldrich Co | FTVT - Firetube Vertical TB | Expo Center | GLYC - Glycol Bldg Heat Sys | 12/31/2013
Buffalo County Fairgrounds | 3807 N Ave | Kearney | NE | 68847-3263 | Buffalo | NE19220 | Active | 17925 | 2010 | Les Inc/Aldrich Co | FTVT - Firetube Vertical TB | Expo Center | GLYC - Glycol Bldg Heat Sys | 12/31/2026
Buffalo County Fairgrounds | 3807 N Ave | Kearney | NE | 68847-3263 | Buffalo | NE26431 | Active | 73100 | 2015 | Aerco | FT - Firetube Boiler | Expo Center Boiler rm | HWHT - Hot Water Heat | 12/31/2026
Modern Cleaners | 3811 Central Ave Ste C | Kearney | NE | 68847-8173 | Buffalo | NE01152 | Inactive | 1290 | 1964 | NEBRASKA BOILER | WT - Water Tube Boiler | BOILER ROOM | PROC - Process Steam | 7/31/1996
Modern Cleaners | 3811 Central Ave Ste C | Kearney | NE | 68847-8173 | Buffalo | NE19141 | Active | 46648 | 1996 | Lattner Boiler Co | FTVT - Firetube Vertical TB | BOILER ROOM | PROC - Process Steam | 2/28/2027
Butler AG | 4000 E 47th St | Kearney | NE | 68847-2601 | Buffalo | NE42779 | Active | 158878 | 2020 | Lochinvar | FTVT - Firetube Vertical TB | Mezzanine | HWFG - Hotwater Heat Floor-Glycl | 8/31/2026
Butler AG | 4000 E 47th St | Kearney | NE | 68847-2601 | Buffalo | NE42780 | Active | 343111 | 2018 | Lochinvar | FTVT - Firetube Vertical TB | Mezzanine | HWFG - Hotwater Heat Floor-Glycl | 8/31/2026
USA STEAK BUFFET | 404 3rd Ave | Kearney | NE | 68845-7814 | BUFFALO | NE22328 | Scrapped/Junked |  | 1997 | RHEEM MANUFACTURING CO | AHWH - ANSI/Fired Water Htr | BOILER ROOM | HWSD - Hot Water Dom/Potable | 4/30/1999
Cambridge Court | 4107 Central Ave | Kearney | NE | 68847-2532 | Buffalo | NE03723 | Active | N/A | 1988 | Weil-Mcclain | CI - Cast Iron | MECH RM 2 | HWHT - Hot Water Heat | 1/31/2027
Cambridge Court | 4107 Central Ave | Kearney | NE | 68847-2532 | Buffalo | NE03724 | Scrapped/Junked | N/A | 1989 | Weil-Mcclain | CI - Cast Iron | MECH RM 2 | HWHT - Hot Water Heat | 1/31/2012
Cambridge Court | 4107 Central Ave | Kearney | NE | 68847-2532 | Buffalo | NE19837 | Active | 318465 | 2011 | Raypak | CPFT - Horiz Cpr Fin Boiler | Mech Room 2 | HWHT - Hot Water Heat | 1/31/2027
Cambridge Court | 4107 Central Ave | Kearney | NE | 68847-2532 | Buffalo | NE21315 | Exempt 1999 LB-66 |  | 1992 | RUUD | AHWH - ANSI/Fired Water Htr | MECH ROOM | HWSD - Hot Water Dom/Potable | 1/31/1999
Cambridge Court | 4107 Central Ave | Kearney | NE | 68847-2532 | Buffalo | NE21341 | Scrapped/Junked | 42119 | 1997 | BRDW | CHWH - ASME/Fired Water Heater | BOILER ROOM | HWSD - Hot Water Dom/Potable | 1/31/2014
Cambridge Court | 4107 Central Ave | Kearney | NE | 68847-2532 | Buffalo | NE25859 | Active | 105134 | 2013 | Bradford White | CHWH - ASME/Fired Water Heater | Boiler Room | HWSD - Hot Water Dom/Potable | 1/31/2027
Rodeway Inn & Suites | 411 2nd Ave | Kearney | NE | 68847-7805 | Buffalo | NE06387 | Scrapped/Junked | 102596 | 2004 | RHER | CHWH - ASME/Fired Water Heater | LAUNDRY | HWSD - Hot Water Dom/Potable | 12/31/2009
Rodeway Inn & Suites | 411 2nd Ave | Kearney | NE | 68847-7805 | Buffalo | NE14347 | Exempt |  | 1987 | TELEDYNE LAARS | CPPH - Ansi Cpr Fin Pool Heater | POOL | IPHT - Indoor Pool Heater | 7/31/2000
Rodeway Inn & Suites | 411 2nd Ave | Kearney | NE | 68847-7805 | Buffalo | NE18684 | Scrapped/Junked | 116864 | 2008 | RHEEM | CHWH - ASME/Fired Water Heater | Laundry Room | HWSD - Hot Water Dom/Potable | 10/31/2018
Rodeway Inn & Suites | 411 2nd Ave | Kearney | NE | 68847-7805 | Buffalo | NE30502 | Scrapped/Junked | 63722 | 1993 | RHEEM MANUFACTURING CO | CHWH - ASME/Fired Water Heater | LAUNDRY | HWSD - Hot Water Dom/Potable | 7/31/2003
Rodeway Inn & Suites | 411 2nd Ave | Kearney | NE | 68847-7805 | Buffalo | NE30619 | Scrapped/Junked | 67179 | 1994 | RHEEM MANUFACTURING CO | CHWH - ASME/Fired Water Heater | LAUNDRY | HWSD - Hot Water Dom/Potable | 1/31/2006
Good Sam Society Ravenna | 411 W Genoa St | Ravenna | NE | 68869-1213 | Buffalo | NE00191 | Scrapped/Junked | 51854 | 1999 | AOSM | CHWH - ASME/Fired Water Heater | Boiler Room | HWSD - Hot Water Dom/Potable | 4/30/2016
Good Sam Society Ravenna | 411 W Genoa St | Ravenna | NE | 68869-1213 | Buffalo | NE15942 | Inactive | N/A | 1975 | AMERICAN STANDARD |  | BOILER ROOM | HWHT - Hot Water Heat | 4/30/2005
Good Sam Society Ravenna | 411 W Genoa St | Ravenna | NE | 68869-1213 | Buffalo | NE18972 | Exempt 1999 LB-66 |  | 1969 | RUUD | AHWH - ANSI/Fired Water Htr | BOILER ROOM | HWSD - Hot Water Dom/Potable | 4/30/1997
Good Sam Society Ravenna | 411 W Genoa St | Ravenna | NE | 68869-1213 | Buffalo | NE18973 | Exempt 1999 LB-66 |  | 1986 | AO SMITH | AHWH - ANSI/Fired Water Htr | BOILER ROOM | HWSD - Hot Water Dom/Potable | 4/30/1999
Good Sam Society Ravenna | 411 W Genoa St | Ravenna | NE | 68869-1213 | Buffalo | NE18974 | Exempt 1999 LB-66 |  | 1986 | AO SMITH | AHWH - ANSI/Fired Water Htr | BOILER ROOM | HWSD - Hot Water Dom/Potable | 4/30/1999
Good Sam Society Ravenna | 411 W Genoa St | Ravenna | NE | 68869-1213 | Buffalo | NE22371 | Exempt 1999 LB-66 |  | 1998 | RHEEM MANUFACTURING CO | AHWH - ANSI/Fired Water Htr | BOILER ROOM | HWSD - Hot Water Dom/Potable | 4/30/1999
Good Sam Society Ravenna | 411 W Genoa St | Ravenna | NE | 68869-1213 | Buffalo | NE22372 | Exempt 1999 LB-66 |  | 1998 | RHEEM MANUFACTURING CO | AHWH - ANSI/Fired Water Htr | BOILER ROOM | HWSD - Hot Water Dom/Potable | 4/30/1999
Mount Carmel Home | 412 W 18th St | Kearney | NE | 68845-5948 | Buffalo | NE05408 | Scrapped/Junked | 2056 | 1964 | KEWA | FTFB - Firetube-Firebox Boiler | BOILER ROOM | HWHT - Hot Water Heat | 6/30/2010
Mount Carmel Home | 412 W 18th St | Kearney | NE | 68845-5948 | Buffalo | NE05409 | Scrapped/Junked |  | 1964 | KEWA | FTFB - Firetube-Firebox Boiler | BOILER ROOM | HWHT - Hot Water Heat | 6/30/2010
Mount Carmel Home | 412 W 18th St | Kearney | NE | 68845-5948 | Buffalo | NE05410 | Active | n/a | 1985 | Peerless | CI - Cast Iron | BOILER ROOM | HWHT - Hot Water Heat | 4/30/2027
Mount Carmel Home | 412 W 18th St | Kearney | NE | 68845-5948 | Buffalo | NE05713 | Scrapped/Junked | 70213 | 1995 | RUUD | CHWH - ASME/Fired Water Heater | BOILER ROOM | HWSD - Hot Water Dom/Potable | 6/30/2002
Mount Carmel Home | 412 W 18th St | Kearney | NE | 68845-5948 | Buffalo | NE05892 | Scrapped/Junked | 78054 | 1998 | RUUD | CHWH - ASME/Fired Water Heater | SPRINKLER ROOM | HWSD - Hot Water Dom/Potable | 6/30/2006
Mount Carmel Home | 412 W 18th St | Kearney | NE | 68845-5948 | Buffalo | NE06443 | Scrapped/Junked | 222242 | 2004 | Raypak | CPFH - Copper Fin Water Heater | BOILER ROOM | HWSD - Hot Water Dom/Potable | 4/30/2021
Mount Carmel Home | 412 W 18th St | Kearney | NE | 68845-5948 | Buffalo | NE07406 | Scrapped/Junked | 106962 | 2005 | RHEEM | CHWH - ASME/Fired Water Heater | SPRINKLER ROOM | HWSD - Hot Water Dom/Potable | 6/30/2012
Mount Carmel Home | 412 W 18th St | Kearney | NE | 68845-5948 | Buffalo | NE08594 | Scrapped/Junked | 84248 | 2000 | RHEEM MANUFACTURING CO | CHWH - ASME/Fired Water Heater | BOILER ROOM | HWSD - Hot Water Dom/Potable | 6/30/2004
Mount Carmel Home | 412 W 18th St | Kearney | NE | 68845-5948 | Buffalo | NE14369 | Scrapped/Junked |  | 1968 | AOSM | COBL - Coil Type Boiler | MAIN BLR RM | HWSD - Hot Water Dom/Potable | 6/30/2010
Mount Carmel Home | 412 W 18th St | Kearney | NE | 68845-5948 | Buffalo | NE14370 | Scrapped/Junked |  | 1968 | AOSM | COBL - Coil Type Boiler | MAIN BLR RM | HWSD - Hot Water Dom/Potable | 6/30/2010
Mount Carmel Home | 412 W 18th St | Kearney | NE | 68845-5948 | Buffalo | NE14371 | Scrapped/Junked |  | 1968 | AOSM | COBL - Coil Type Boiler | MAIN BLR RM | HWSD - Hot Water Dom/Potable | 6/30/2010
Mount Carmel Home | 412 W 18th St | Kearney | NE | 68845-5948 | Buffalo | NE16085 | Scrapped/Junked | 113285 | 2009 | CAMUS | COWH - Coil Type Water Heater | Boiler Room | HWDP - Hotwater Heat & Dom Supply | 4/30/2025
Mount Carmel Home | 412 W 18th St | Kearney | NE | 68845-5948 | Buffalo | NE16086 | Inactive | 113267 | 2009 | CAMUS | COBL - Coil Type Boiler | Boiler Room | HWHT - Hot Water Heat | 4/30/2024
Mount Carmel Home | 412 W 18th St | Kearney | NE | 68845-5948 | Buffalo | NE16087 | Scrapped/Junked | 113277 | 2009 | CAMUS | COWH - Coil Type Water Heater | Boiler Room | HWHT - Hot Water Heat | 4/30/2025
Mount Carmel Home | 412 W 18th St | Kearney | NE | 68845-5948 | Buffalo | NE21067 | Scrapped/Junked | 116865 | 2008 | RHEEM | CHWH - ASME/Fired Water Heater | St. Joe Sprinkler Rm | HWSD - Hot Water Dom/Potable | 4/30/2019
Mount Carmel Home | 412 W 18th St | Kearney | NE | 68845-5948 | Buffalo | NE29149 | Scrapped/Junked | 146357 | 2016 | RHEEM | FT - Firetube Boiler | Fire sprinkler Mechanical room | HWSD - Hot Water Dom/Potable | 4/30/2024
Mount Carmel Home | 412 W 18th St | Kearney | NE | 68845-5948 | Buffalo | NE29164 | Active | 520574 | 2021 | Raypak | CPFH - Copper Fin Water Heater | BOILER ROOM | HWSD - Hot Water Dom/Potable | 4/30/2027
Mount Carmel Home | 412 W 18th St | Kearney | NE | 68845-5948 | Buffalo | NE42941 | Active | 381170 | 2016 | CAMUS | COWH - Coil Type Water Heater | Boiler Room | HWHT - Hot Water Heat | 4/30/2027
Mount Carmel Home | 412 W 18th St | Kearney | NE | 68845-5948 | Buffalo | NE42942 | Active | 381174 | 2016 | CAMUS | COWH - Coil Type Water Heater | Boiler Room | HWHT - Hot Water Heat | 4/30/2027
Mount Carmel Home | 412 W 18th St | Kearney | NE | 68845-5948 | Buffalo | NE42943 | Active | 381171 | 2016 | CAMUS | COWH - Coil Type Water Heater | Boiler Room | HWHT - Hot Water Heat | 4/30/2027
Younes Conference Center South | 416 Talmadge St | Kearney | NE | 68845-7804 | Buffalo | NE19224 | Active | 130367 | 2010 | PVI Industries | FTVT - Firetube Vertical TB | Boiler Room | HWHT - Hot Water Heat | 12/31/2026
Younes Conference Center South | 416 Talmadge St | Kearney | NE | 68845-7804 | Buffalo | NE19225 | Active | 130368 | 2010 | PVI Industries | FTVT - Firetube Vertical TB | Boiler Room | HWHT - Hot Water Heat | 12/31/2026
Ravenna High School | 41750 Carthage Rd | Ravenna | NE | 68869-4051 | Buffalo | NE01998 | Active | 13412 | 2004 | ALES | FTVT - Firetube Vertical TB | BASEMENT | HWHT - Hot Water Heat | 2/28/2027
Ravenna High School | 41750 Carthage Rd | Ravenna | NE | 68869-4051 | Buffalo | NE09436 | Scrapped/Junked | 65480 | 1986 | AO SMITH | WT - Water Tube Boiler | BASEMENT | HWSD - Hot Water Dom/Potable | 8/31/2006
Ravenna High School | 41750 Carthage Rd | Ravenna | NE | 68869-4051 | Buffalo | NE09437 | Scrapped/Junked | 70439 | 1987 | AO SMITH | WT - Water Tube Boiler | BASEMENT | HWSD - Hot Water Dom/Potable | 8/31/2006
Ravenna High School | 41750 Carthage Rd | Ravenna | NE | 68869-4051 | Buffalo | NE25378 | Active | 19272 | 2014 | Aldrich | FTHT - Firetube Horizontal | Basement | HWHT - Hot Water Heat | 2/28/2027
Ravenna High School | 41750 Carthage Rd | Ravenna | NE | 68869-4051 | Buffalo | NE32467 | Scrapped/Junked | 6486 | 1967 | Kewanee | FTFB - Firetube-Firebox Boiler | BASEMENT | HWHT - Hot Water Heat | 2/28/2015
KEARNEY HOMESTEAD | 4205 6th Ave | Kearney | NE | 68845-3470 | BUFFALO | NE40007 | Exempt 1999 LB-66 |  | 1997 | RHEEM-RUUD | AHWH - ANSI/Fired Water Htr | BOILER ROOM | HWSD - Hot Water Dom/Potable | 7/31/2000
KEARNEY HOMESTEAD | 4205 6th Ave | Kearney | NE | 68845-3470 | BUFFALO | NE40008 | Exempt 1999 LB-66 |  | 1997 | RHEEM-RUUD | AHWH - ANSI/Fired Water Htr | BOILER ROOM | HWSD - Hot Water Dom/Potable | 7/31/2000
KEARNEY HOMESTEAD | 4205 6th Ave | Kearney | NE | 68845-3470 | BUFFALO | NE40009 | Exempt 1999 LB-66 |  | 1997 | RHEEM-RUUD | AHWH - ANSI/Fired Water Htr | BOILER ROOM | HWSD - Hot Water Dom/Potable | 7/31/2000
Windy Hills Elementary | 4211 20th Ave | Kearney | NE | 68845-8255 | Buffalo | NE24592 | Scrapped/Junked | n/a | 2013 | Crown | CI - Cast Iron | boiler room | HWHT - Hot Water Heat | 12/31/2016
Windy Hills Elementary | 4211 20th Ave | Kearney | NE | 68845-8255 | Buffalo | NE24593 | Scrapped/Junked | n/a | 2013 | Crown | CI - Cast Iron | boiler room | HWHT - Hot Water Heat | 12/31/2016
Windy Hills Elementary | 4211 20th Ave | Kearney | NE | 68845-8255 | Buffalo | NE26476 | Active | 379242 | 2016 | Lochinvar | SSCO - SS Coil Boiler | Mechanical Room | GLYC - Glycol Bldg Heat Sys | 12/31/2026
Windy Hills Elementary | 4211 20th Ave | Kearney | NE | 68845-8255 | Buffalo | NE26477 | Active | 308378 | 2016 | Lochinvar | SSCO - SS Coil Boiler | Mechanical Room | GLYC - Glycol Bldg Heat Sys | 12/31/2026
Windy Hills Elementary | 4211 20th Ave | Kearney | NE | 68845-8255 | Buffalo | NE34794 | Scrapped/Junked | 34431 | 1980 | Kewanee | FTFB - Firetube-Firebox Boiler | BOILER ROOM | GLYC - Glycol Bldg Heat Sys | 12/31/2013
Mirror Image Car Wash | 4215 2nd Ave | Kearney | NE | 68847-2407 | Buffalo | NE24588 | Active | 267667 | 2013 | Lochinvar | WTSS - Watertube SS Steel | mech room | HWHF - Hot Water Heat-Floor | 1/31/2027
Mirror Image Car Wash | 4215 2nd Ave | Kearney | NE | 68847-2407 | Buffalo | NE24589 | Active | 267662 | 2013 | Lochinvar | WTSS - Watertube SS Steel | mech room | HWHF - Hot Water Heat-Floor | 1/31/2027
Mirror Image Car Wash | 4215 2nd Ave | Kearney | NE | 68847-2407 | Buffalo | NE24590 | Active | 24590 | 2013 | Lochinvar | FTVT - Firetube Vertical TB | mech room | HWHF - Hot Water Heat-Floor | 1/31/2027
Mirror Image Car Wash | 4215 2nd Ave | Kearney | NE | 68847-2407 | Buffalo | NE40161 | Scrapped/Junked | 147710 | 1998 | Raypak | CPFT - Horiz Cpr Fin Boiler | BOILER ROOM | HWSP - Hot Water Non Potable Supply | 1/31/2014
Town & Country Bank | 423 Grand Ave | Ravenna | NE | 68869-1323 | Buffalo | NE13443 | Active | N/A | 2008 | Parker Boiler Company | CI - Cast Iron | Basement | STHT - Steam-Heat | 10/31/2026
Town & Country Bank | 423 Grand Ave | Ravenna | NE | 68869-1323 | Buffalo | NE16732 | Scrapped/Junked |  | 1976 | PEERLESS HEATER COMPANY |  | BASEMENT | STHT - Steam-Heat | 2/28/2009
Xyletec | 4303 E 39th St | Kearney | NE | 68847-3902 | Buffalo | NE25847 | Inactive | 101628 | 2015 | VAPOWER | ELBL - Electric Boiler | Plant | PROC - Process Steam | 6/30/2016
Xyletec | 4303 E 39th St | Kearney | NE | 68847-3902 | Buffalo | NE25848 | Inactive | 411 | 2015 | Pro Fab | UFPV - Unfired Pressure Vessel | Plant | PROV - Process Vessel | 6/30/2017
Xyletec | 4303 E 39th St | Kearney | NE | 68847-3902 | Buffalo | NE26894 | Out of Service | 395184 | 2017 | Lochinvar | COBL - Coil Type Boiler | Process area | PROW - Process Hot Water | 5/31/2023
Xyletec | 4303 E 39th St | Kearney | NE | 68847-3902 | Buffalo | NE26911 | Out of Service | 10808 | 2016 | Vapor Power | COBL - Coil Type Boiler | Boiler Room | PROC - Process Steam | 5/31/2023
Kearney Family YMCA | 4500 6th Ave | Kearney | NE | 68845-3396 | Buffalo | NE00797 | Scrapped/Junked | 181093 | 2000 | Teledyne Laars | CPFT - Horiz Cpr Fin Boiler | CHILD CARE CENTER | HWHT - Hot Water Heat | 4/30/2020
Kearney Family YMCA | 4500 6th Ave | Kearney | NE | 68845-3396 | Buffalo | NE01833 | Scrapped/Junked | 222958 | 2004 | Raypak | CPFH - Copper Fin Water Heater | MECH ROOM | IPHT - Indoor Pool Heater | 4/30/2020
Kearney Family YMCA | 4500 6th Ave | Kearney | NE | 68845-3396 | Buffalo | NE19110 | Active | 21395 | 1993 | AO SMITH | COBL - Coil Type Boiler | MENS STEAM ROOM | HWSD - Hot Water Dom/Potable | 4/30/2027
Kearney Family YMCA | 4500 6th Ave | Kearney | NE | 68845-3396 | Buffalo | NE19111 | Scrapped/Junked | 131464 | 1994 | TELEDYNE LAARS | CPFT - Horiz Cpr Fin Boiler | POOL | IPHT - Indoor Pool Heater | 4/30/2004
Kearney Family YMCA | 4500 6th Ave | Kearney | NE | 68845-3396 | Buffalo | NE19112 | Scrapped/Junked | n/a | 1993 | steamaster | ELBL - Electric Boiler | MENS STEAM ROOM | SAUN - Sauna Steam Room Heat | 4/30/2020
Kearney Family YMCA | 4500 6th Ave | Kearney | NE | 68845-3396 | Buffalo | NE19113 | Scrapped/Junked | 25836 | 1993 | steamaster | ELBL - Electric Boiler | WOMENS STEAM ROOM | SAUN - Sauna Steam Room Heat | 4/30/2022
Kearney Family YMCA | 4500 6th Ave | Kearney | NE | 68845-3396 | Buffalo | NE28394 | Out of Service | 56914 | 2018 | Heat Transfer Products Inc. | COBL - Coil Type Boiler | Child care | HWHT - Hot Water Heat | 4/30/2023
Kearney Family YMCA | 4500 6th Ave | Kearney | NE | 68845-3396 | Buffalo | NE28395 | Active | 487354 | 2019 | Raypak | CPFH - Copper Fin Water Heater | MECH ROOM | IPHT - Indoor Pool Heater | 4/30/2027
Kearney Family YMCA | 4500 6th Ave | Kearney | NE | 68845-3396 | Buffalo | NE28396 | Out of Service | 41508 | 2019 | steamaster | ELBL - Electric Boiler | MENS STEAM ROOM | SAUN - Sauna Steam Room Heat | 4/30/2025
Kearney Family YMCA | 4500 6th Ave | Kearney | NE | 68845-3396 | Buffalo | NE41340 | Active | 129879 | 2021 | steamaster | ELBL - Electric Boiler | WOMENS STEAM ROOM | SAUN - Sauna Steam Room Heat | 4/30/2026
Kearney Family YMCA | 4500 6th Ave | Kearney | NE | 68845-3396 | Buffalo | NE43620 | Active | 141575 | 2024 | Stemist | ELBL - Electric Boiler | MENS STEAM ROOM | SAUN - Sauna Steam Room Heat | 4/30/2027
Central NE Veterans Home | 4510 E 56th St | Kearney | NE | 68847-4116 | Buffalo | NE27396 | Active | 305603 | 2017 | Lochinvar | FT - Firetube Boiler | J119 Mechanical Room | GLYC - Glycol Bldg Heat Sys | 6/30/2026
Central NE Veterans Home | 4510 E 56th St | Kearney | NE | 68847-4116 | Buffalo | NE27397 | Active | 304431 | 2017 | Lochinvar | FT - Firetube Boiler | J119 Mechanical Room | GLYC - Glycol Bldg Heat Sys | 6/30/2026
Central NE Veterans Home | 4510 E 56th St | Kearney | NE | 68847-4116 | Buffalo | NE27398 | Active | 301741 | 2017 | Lochinvar | FT - Firetube Boiler | G126 Mechanical Room | GLYC - Glycol Bldg Heat Sys | 6/30/2026
Central NE Veterans Home | 4510 E 56th St | Kearney | NE | 68847-4116 | Buffalo | NE27399 | Active | 300280 | 2016 | Lochinvar | FT - Firetube Boiler | G126 Mechanical Room | GLYC - Glycol Bldg Heat Sys | 6/30/2026
Central NE Veterans Home | 4510 E 56th St | Kearney | NE | 68847-4116 | Buffalo | NE27400 | Active | 305606 | 2017 | Lochinvar | FT - Firetube Boiler | H126 Mechanical Room | GLYC - Glycol Bldg Heat Sys | 6/30/2026
Central NE Veterans Home | 4510 E 56th St | Kearney | NE | 68847-4116 | Buffalo | NE27501 | Active | 304149 | 2017 | Lochinvar | FT - Firetube Boiler | H126 Mechanical Room | GLYC - Glycol Bldg Heat Sys | 6/30/2026
Central NE Veterans Home | 4510 E 56th St | Kearney | NE | 68847-4116 | Buffalo | NE27502 | Active | 378385 | 2016 | CAMUS | WT - Water Tube Boiler | J119 Mechanical Room | HWSD - Hot Water Dom/Potable | 6/30/2026
Central NE Veterans Home | 4510 E 56th St | Kearney | NE | 68847-4116 | Buffalo | NE27503 | Active | 378381 | 2016 | CAMUS | WT - Water Tube Boiler | J119 Mechanical Room | HWSD - Hot Water Dom/Potable | 6/30/2026
Central NE Veterans Home | 4510 E 56th St | Kearney | NE | 68847-4116 | Buffalo | NE27504 | Active | 378384 | 2016 | CAMUS | WT - Water Tube Boiler | G126 Mechanical Room | HWSD - Hot Water Dom/Potable | 6/30/2026
Central NE Veterans Home | 4510 E 56th St | Kearney | NE | 68847-4116 | Buffalo | NE27505 | Active | 378394 | 2016 | CAMUS | WT - Water Tube Boiler | G126 Mechanical Room | HWSD - Hot Water Dom/Potable | 6/30/2026
Central NE Veterans Home | 4510 E 56th St | Kearney | NE | 68847-4116 | Buffalo | NE27506 | Active | 378391 | 2016 | CAMUS | WT - Water Tube Boiler | H126 Mechanical Room | HWSD - Hot Water Dom/Potable | 6/30/2026
Central NE Veterans Home | 4510 E 56th St | Kearney | NE | 68847-4116 | Buffalo | NE27507 | Active | 378380 | 2016 | CAMUS | WT - Water Tube Boiler | H126 Mechanical Room | HWSD - Hot Water Dom/Potable | 6/30/2026
RICHARD YOUNG HOSPITAL | 4600 17th Ave | Kearney | NE | 68845-8265 | BUFFALO | NE21331 | Scrapped/Junked | 72137 | 1996 | RHEEM MANUFACTURING CO | CHWH - ASME/Fired Water Heater | BOILER ROOM | HWSD - Hot Water Dom/Potable | 7/31/1999
RICHARD YOUNG HOSPITAL | 4600 17th Ave | Kearney | NE | 68845-8265 | BUFFALO | NE35503 | Inactive |  | 1986 | PVI INDUSTRIES | CHWH - ASME/Fired Water Heater |  | HWSD - Hot Water Dom/Potable | 6/30/1997
RICHARD YOUNG HOSPITAL | 4600 17th Ave | Kearney | NE | 68845-8265 | BUFFALO | NE40792 | Scrapped/Junked |  | 1999 | RHEEM MANUFACTURING CO | CHWH - ASME/Fired Water Heater | BOILER ROOM | HWSD - Hot Water Dom/Potable | 7/31/2000
Sunrise Middle School | 4611 Avenue N | Kearney | NE | 68847-8160 | Buffalo | NE20493 | Scrapped/Junked | 8519 | 1995 | ALES | FTVT - Firetube Vertical TB | BOILER ROOM | HWHT - Hot Water Heat | 12/31/2018
Sunrise Middle School | 4611 Avenue N | Kearney | NE | 68847-8160 | Buffalo | NE20494 | Scrapped/Junked | 8520 | 1995 | ALES | FTVT - Firetube Vertical TB | BOILER ROOM | HWHT - Hot Water Heat | 12/31/2018
Sunrise Middle School | 4611 Avenue N | Kearney | NE | 68847-8160 | Buffalo | NE21480 | Scrapped/Junked | 51224 | 1996 | Market Forge | FTSO - Ft Shell/No Tubes | Kitchen | 0021 - Steam Supp Cooker/Kettle | 12/31/2025
Sunrise Middle School | 4611 Avenue N | Kearney | NE | 68847-8160 | Buffalo | NE27528 | Active | 322691 | 2018 | Lochinvar | FTSS - Firetube Stainless Steel | Mechanical Room | HWSD - Hot Water Dom/Potable | 12/31/2026
Sunrise Middle School | 4611 Avenue N | Kearney | NE | 68847-8160 | Buffalo | NE27529 | Active | 321207 | 2018 | Lochinvar | FTSS - Firetube Stainless Steel | Mechanical Room | HWHT - Hot Water Heat | 12/31/2026
Sunrise Middle School | 4611 Avenue N | Kearney | NE | 68847-8160 | Buffalo | NE27530 | Active | 321650 | 2018 | Lochinvar | FTSS - Firetube Stainless Steel | Mechanical Room | HWHT - Hot Water Heat | 12/31/2026
Nebraskaland Bank | 4615 2nd Ave | Kearney | NE | 68847-2415 | Buffalo | NE26152 | Active | 324413 | 2014 | Lochinvar | FT - Firetube Boiler | Basement | GLYC - Glycol Bldg Heat Sys | 11/30/2026
Nebraskaland Bank | 4615 2nd Ave | Kearney | NE | 68847-2415 | Buffalo | NE26153 | Active | 324414 | 2014 | Lochinvar | FT - Firetube Boiler | Basement | GLYC - Glycol Bldg Heat Sys | 11/30/2026
Kearney Aviation Center | 4845 Airport Rd | Kearney | NE | 68847-3773 | Buffalo | NE24596 | Active | 259396 | 2013 | Lochinvar | WTSS - Watertube SS Steel | mech room | GLFH - Glycol Floor Heat System | 2/28/2027
Buckle Airport Hanger | 4855 Airport Rd | Kearney | NE | 68847-3773 | Buffalo | NE06389 | Scrapped/Junked | n/a | 1987 | Dunkirk | CI - Cast Iron | BOILER ROOM | HWHT - Hot Water Heat | 5/31/2016
Buckle Airport Hanger | 4855 Airport Rd | Kearney | NE | 68847-3773 | Buffalo | NE06390 | Scrapped/Junked |  | 2002 | Burnham Industrial | CI - Cast Iron | Large hanger blr. rm | HWHT - Hot Water Heat | 5/31/2008
Buckle Airport Hanger | 4855 Airport Rd | Kearney | NE | 68847-3773 | Buffalo | NE13945 | Active | 60859 | 2008 | LOCHINVAR | COWH - Coil Type Water Heater | BOILER ROOM | HWHT - Hot Water Heat | 2/28/2027
Buckle Airport Hanger | 4855 Airport Rd | Kearney | NE | 68847-3773 | Buffalo | NE26905 | Active | 313938 | 2014 | Sermeta | WT - Water Tube Boiler | BOILER ROOM | HWHT - Hot Water Heat | 2/28/2027
Gibbon City Pool | 500 Pine St | Gibbon | NE | 68840-6018 | Buffalo | NE40904 | Scrapped/Junked | 89270 | 1999 | TELE | CPFT - Horiz Cpr Fin Boiler | OUTSIDE | OPHT - Outdoor Pool Heater | 6/30/2013
Gibbon City Pool | 500 Pine St | Gibbon | NE | 68840-6018 | Buffalo | NE40905 | Scrapped/Junked |  | 1984 | AO SMITH | CHWH - ASME/Fired Water Heater | SHOW & FILTER ROOM | HWSD - Hot Water Dom/Potable | 6/30/2002
Imperial City Pool | 501 E 9th St | Imperial | NE | 69033-3138 | BUFFALO | NE14175 | Active | 275176 | 2007 | RAYPAK INC, CALIFORNIA | CPFT - Horiz Cpr Fin Boiler | POOL HOUSE | OPHT - Outdoor Pool Heater | 6/30/2025
Kearney Airport Box Hanger | 5025 Airport Rd | Kearney | NE | 68847-3758 | Buffalo | NE43621 | Active | 595873 | 2023 | Laars | WTSS - Watertube SS Steel | Upstairs mechanical room | GLFH - Glycol Floor Heat System | 7/31/2026
Hampton Inn | 507 Talmadge St | Kearney | NE | 68845 | Buffalo | NE24598 | Scrapped/Junked | 348749 | 2012 | Raypak | CPFH - Copper Fin Water Heater | pool mech room | IPHT - Indoor Pool Heater | 2/28/2022
Hampton Inn | 507 Talmadge St | Kearney | NE | 68845 | Buffalo | NE24599 | Exempt | 365050 | 2012 | Raypak | CPFH - Copper Fin Water Heater | pool mech room | IPHT - Indoor Pool Heater | 2/28/2024
Hampton Inn | 507 Talmadge St | Kearney | NE | 68845 | Buffalo | NEW | Exempt | NA | 2017 | Raypak | CPFH - Copper Fin Water Heater | pool mech room | IPHT - Indoor Pool Heater | 2/7/2022
Holiday Inn Express | 508 2nd Ave S | Kearney | NE | 68847-9301 | Buffalo | NE26770 | Scrapped/Junked | 1765 | 2015 | Intellihot | WT - Water Tube Boiler | Boiler Room | HWSD - Hot Water Dom/Potable | 2/28/2025
Holiday Inn Express | 508 2nd Ave S | Kearney | NE | 68847-9301 | Buffalo | NE26771 | Inactive | 1657 | 2015 | Intellihot | WT - Water Tube Boiler | Boiler Room | HWSD - Hot Water Dom/Potable | 2/28/2025
Holiday Inn Express | 508 2nd Ave S | Kearney | NE | 68847-9301 | Buffalo | NE26772 | Scrapped/Junked | 1766 | 2015 | Intellihot | WT - Water Tube Boiler | Boiler Room | HWSD - Hot Water Dom/Potable | 2/28/2025
Holiday Inn Express | 508 2nd Ave S | Kearney | NE | 68847-9301 | Buffalo | NE26773 | Scrapped/Junked | 1763 | 2015 | Intellihot | WT - Water Tube Boiler | Boiler Room | HWSD - Hot Water Dom/Potable | 2/28/2025
Pilot Travel Center #901 | 5085 Buffalo Creek Rd | Elm Creek | NE | 68836-1511 | Buffalo | NE08596 | Scrapped/Junked | 56812 | 2002 | BRDW | CHWH - ASME/Fired Water Heater | UTILITY ROOM | HWSD - Hot Water Dom/Potable | 8/31/2012
Pilot Travel Center #901 | 5085 Buffalo Creek Rd | Elm Creek | NE | 68836-1511 | Buffalo | NE41606 | Active | 291826 | 2022 | A O Smith | CHWH - ASME/Fired Water Heater | Mechanical Room | HWSD - Hot Water Dom/Potable | 8/31/2026
Fairfield Inn & Suites | 510 W Talmadge Rd | Kearney | NE | 68845-7800 | Buffalo | NE20583 | Scrapped/Junked | 155832 | 2011 | A O Smith | CHWH - ASME/Fired Water Heater | Laundry Mech Room | HWSD - Hot Water Dom/Potable | 9/30/2020
Fairfield Inn & Suites | 510 W Talmadge Rd | Kearney | NE | 68845-7800 | Buffalo | NE28386 | Active | 265016 | 2020 | A O Smith | CHWH - ASME/Fired Water Heater | Laundry Mech Room | HWSD - Hot Water Dom/Potable | 4/30/2027
Our Lady Of Lourdes Parrish | 515 Sicily Ave | Ravenna | NE | 68869-1443 | Buffalo | NE37593 | Active | n/a | 1979 | Bryant | CI - Cast Iron | Boiler Room | HWHT - Hot Water Heat | 10/31/2026
The Church of Jesus Christ - Lincoln FM - Kearney | 517 E 46Th Street PL | Kearney | NE | 68847 | Buffalo | NE21216 | Scrapped/Junked |  | 1985 | Ruud-Rheem | FT - Firetube Boiler | Mechanical Room | HWDP - Hotwater Heat & Dom Supply | 4/30/2006
Overland Trails Renal Care Group | 5210 Parklane Dr | Kearney | NE | 68847-8605 | Buffalo | NE02342 | Scrapped/Junked | 98859 | 2003 | Rheem Manufacturing Co | CHWH - ASME/Fired Water Heater | Mechanical Room | HWSD - Hot Water Dom/Potable | 6/30/2009
Overland Trails Renal Care Group | 5210 Parklane Dr | Kearney | NE | 68847-8605 | Buffalo | NE09681 | Scrapped/Junked | 90564 | 2001 | Ruud-Rheem | CHWH - ASME/Fired Water Heater | MECH ROOM | HWSD - Hot Water Dom/Potable | 2/28/2005
Overland Trails Renal Care Group | 5210 Parklane Dr | Kearney | NE | 68847-8605 | Buffalo | NE17057 | Out of Service | 118281 | 2008 | RHEEM | CHWH - ASME/Fired Water Heater | Mech Room | HWSD - Hot Water Dom/Potable | 3/31/2016
Overland Trails Renal Care Group | 5210 Parklane Dr | Kearney | NE | 68847-8605 | Buffalo | NE26177 | Scrapped/Junked | 199908 | 2014 | A O Smith | CHWH - ASME/Fired Water Heater | Mech room | HWSD - Hot Water Dom/Potable | 3/31/2018
Overland Trails Renal Care Group | 5210 Parklane Dr | Kearney | NE | 68847-8605 | Buffalo | NE26891 | Inactive | 227781 | 2017 | State | CHWH - ASME/Fired Water Heater | Mechanical Room | HWSD - Hot Water Dom/Potable | 4/30/2019
Kinship Pointe Northridge | 5410 17th Ave | Kearney | NE | 68845-8305 | Buffalo | NE08332 | Scrapped/Junked | 169582 | 2000 | Raypak | CPFH - Copper Fin Water Heater | BASEMENT | HWSD - Hot Water Dom/Potable | 4/30/2020
Kinship Pointe Northridge | 5410 17th Ave | Kearney | NE | 68845-8305 | Buffalo | NE08333 | Scrapped/Junked | 169583 | 2000 | Raypak | CPFH - Copper Fin Water Heater | BASEMENT | HWSD - Hot Water Dom/Potable | 4/30/2020
Kinship Pointe Northridge | 5410 17th Ave | Kearney | NE | 68845-8305 | Buffalo | NE08334 | Scrapped/Junked | 169584 | 2000 | Raypak | CPFH - Copper Fin Water Heater | BASEMENT | HWSD - Hot Water Dom/Potable | 4/30/2020
Kinship Pointe Northridge | 5410 17th Ave | Kearney | NE | 68845-8305 | Buffalo | NE08335 | Scrapped/Junked | 169585 | 2000 | Raypak | CPFH - Copper Fin Water Heater | BASEMENT | HWSD - Hot Water Dom/Potable | 4/30/2020
Kinship Pointe Northridge | 5410 17th Ave | Kearney | NE | 68845-8305 | Buffalo | NE28398 | Active | 499789 | 2019 | Raypak | CPFH - Copper Fin Water Heater | BASEMENT | HWSD - Hot Water Dom/Potable | 4/30/2027
Kinship Pointe Northridge | 5410 17th Ave | Kearney | NE | 68845-8305 | Buffalo | NE28399 | Active | 499790 | 2019 | Raypak | CPFH - Copper Fin Water Heater | BASEMENT | HWSD - Hot Water Dom/Potable | 4/30/2027
Kinship Pointe Northridge | 5410 17th Ave | Kearney | NE | 68845-8305 | Buffalo | NE28400 | Active | 499791 | 2019 | Raypak | CPFH - Copper Fin Water Heater | BASEMENT | HWSD - Hot Water Dom/Potable | 4/30/2027
Kinship Pointe Northridge | 5410 17th Ave | Kearney | NE | 68845-8305 | Buffalo | NE28401 | Active | 499792 | 2019 | Raypak | CPFH - Copper Fin Water Heater | BASEMENT | HWSD - Hot Water Dom/Potable | 4/30/2027
ODESSA SCHOOL | 561 Webb St | Odessa | NE | 68861-3415 | BUFFALO | NE16662 | Inactive |  | 1991 | PEERLESS HEATER COMPANY |  | BOILER ROOM | STHT - Steam-Heat | 6/30/2007
WEL-Life at Kearney | 5616 4th Ave | Kearney | NE | 68845-2890 | Buffalo | NE24660 | Scrapped/Junked | n/a | 2010 | Weil-Mcclain | CI - Cast Iron | BOILER ROOM | HWHT - Hot Water Heat | 2/28/2015
WEL-Life at Kearney | 5616 4th Ave | Kearney | NE | 68845-2890 | Buffalo | NE24661 | Scrapped/Junked | n/a | 2010 | Weil-Mcclain | CI - Cast Iron | BOILER ROOM | HWHT - Hot Water Heat | 2/28/2017
WEL-Life at Kearney | 5616 4th Ave | Kearney | NE | 68845-2890 | Buffalo | NE25342 | Scrapped/Junked | N/A | 2010 | Weil-Mcclain | CI - Cast Iron | BOILER ROOM | HWHT - Hot Water Heat | 2/28/2017
WEL-Life at Kearney | 5616 4th Ave | Kearney | NE | 68845-2890 | Buffalo | NE26166 | Active | 205545 | 2015 | Lochinvar | SSCH - SS Coil Water Heater | Boiler Room | HWHT - Hot Water Heat | 2/28/2027
WEL-Life at Kearney | 5616 4th Ave | Kearney | NE | 68845-2890 | Buffalo | NE26432 | Scrapped/Junked | 326960 | 2015 | Lochinvar | SSCO - SS Coil Boiler | Boiler Room | HWHT - Hot Water Heat | 2/28/2022
WEL-Life at Kearney | 5616 4th Ave | Kearney | NE | 68845-2890 | Buffalo | NE29134 | Active | 134958 | 2019 | Lochinvar | FTSS - Firetube Stainless Steel | Boiler Room | HWHT - Hot Water Heat | 2/28/2027
WEL-Life at Kearney | 5616 4th Ave | Kearney | NE | 68845-2890 | Buffalo | NE40851 | Scrapped/Junked | n/a | 1994 | Weil-Mcclain | CI - Cast Iron | BOILER ROOM | HWHT - Hot Water Heat | 2/28/2016
WEL-Life at Kearney | 5616 4th Ave | Kearney | NE | 68845-2890 | Buffalo | NE40852 | Scrapped/Junked | n/a | 1994 | Weil-Mcclain | CI - Cast Iron | BOILER ROOM | HWHT - Hot Water Heat | 2/28/2010
WEL-Life at Kearney | 5616 4th Ave | Kearney | NE | 68845-2890 | Buffalo | NE40853 | Scrapped/Junked | n/a | 1994 | Weil-Mcclain | CI - Cast Iron | BOILER ROOM | HWHT - Hot Water Heat | 2/28/2010
WEL-Life at Kearney | 5616 4th Ave | Kearney | NE | 68845-2890 | Buffalo | NE40854 | Out of Service | n/a | 1994 | Weil-Mcclain | CI - Cast Iron | BOILER ROOM | HWHT - Hot Water Heat | 2/28/2016
WEL-Life at Kearney | 5616 4th Ave | Kearney | NE | 68845-2890 | Buffalo | NE40855 | Exempt 1999 LB-66 |  | 1996 | AO SMITH | AHWH - ANSI/Fired Water Htr | BOILER ROOM | HWSD - Hot Water Dom/Potable | 1/1/1900
WEL-Life at Kearney | 5616 4th Ave | Kearney | NE | 68845-2890 | Buffalo | NE40856 | Exempt 1999 LB-66 |  | 1997 | A. O. Smith | AHWH - ANSI/Fired Water Htr | BOILER ROOM | HWSP - Hot Water Non Potable Supply | 1/1/1900
WEL-Life at Kearney | 5616 4th Ave | Kearney | NE | 68845-2890 | Buffalo | NE40857 | Exempt 1999 LB-66 |  | 1996 | AO SMITH | AHWH - ANSI/Fired Water Htr | BOILER ROOM | HWSD - Hot Water Dom/Potable | 1/1/1900
Sweetwater Cattle Company | 5622 E 78th St | Kearney | NE | 68847-5288 | Buffalo | NE26864 | Active | 3055 | 1992 | Abco | FT - Firetube Boiler | Flaker Mill | PROC - Process Steam | 3/31/2027
Faith Christian School-BMIC#296878 | 5710 19th Ave | Kearney | NE | 68845-1496 | Buffalo | NE19221 | Active | 121801 | 2010 | Burnham | WTSS - Watertube SS Steel | Boiler Room | GLYC - Glycol Bldg Heat Sys | 12/31/2026
Faith Christian School-BMIC#296878 | 5710 19th Ave | Kearney | NE | 68845-1496 | Buffalo | NE19222 | Active | 121804 | 2010 | Burnham | WTSS - Watertube SS Steel | Boiler Room | GLYC - Glycol Bldg Heat Sys | 12/31/2026
Kearney Armory | 5710 Airport Rd | Kearney | NE | 68847-9778 | BUFFALO | NE12699 | Inactive | N/A | 2007 | Aerco International | CALU - Cast Aluminum | NEXT TO RM 216 | GLYC - Glycol Bldg Heat Sys | 11/30/2018
Kearney Armory | 5710 Airport Rd | Kearney | NE | 68847-9778 | BUFFALO | NE30754 | Scrapped/Junked | 85954 | 1995 | Pvi | CHWH - ASME/Fired Water Heater | BOILER ROOM-145 | HWSD - Hot Water Dom/Potable | 11/30/2021
Kearney Armory | 5710 Airport Rd | Kearney | NE | 68847-9778 | BUFFALO | NE40322 | Exempt 1999 LB-66 |  | 1994 | RHEEM MANUFACTURING CO | AHWH - ANSI/Fired Water Htr |  | HWSD - Hot Water Dom/Potable | 7/31/2000
PERKINS FAMILY RESTAURANT | 605 2nd Ave | Kearney | NE | 68847-7809 | BUFFALO | NE21285 | Exempt 1999 LB-66 |  | 1991 | RHEEM MANUFACTURING CO | AHWH - ANSI/Fired Water Htr | MECH ROOM | HWSD - Hot Water Dom/Potable | 1/31/1999
Nutra-Flo Corp | 6090 Optic Rd | Gibbon | NE | 68840-3049 | Buffalo | NE13509 | Inactive | 2082 | 1967 | SUPERIOR BOILERWORKS | FT - Firetube Boiler | BOILER ROOM | PROC - Process Steam | 6/30/1995
Nutra-Flo Corp | 6090 Optic Rd | Gibbon | NE | 68840-3049 | Buffalo | NE17876 | Scrapped/Junked | 20656 | 1974 | am standard/kewanee | FTSM - FTS Marine Dry Back | BOILER ROOM | PROC - Process Steam | 7/31/2012
Nutra-Flo Corp | 6090 Optic Rd | Gibbon | NE | 68840-3049 | Buffalo | NE17957 | Active | 8277 | 2008 | Miura Boiler | FFSG - Force Flow Steam Generator | New Boiler House | PROC - Process Steam | 7/31/2027
Nutra-Flo Corp | 6090 Optic Rd | Gibbon | NE | 68840-3049 | Buffalo | NE17958 | Active | 8247 | 2008 | Miura Boiler | ECON - Boiler Economizer | New Boiler house | ECON - Boiler Economizer | 7/31/2026
Nutra-Flo Corp | 6090 Optic Rd | Gibbon | NE | 68840-3049 | Buffalo | NE17959 | Active | 8248 | 2008 | Miura Boiler | ECON - Boiler Economizer | New Boiler house | ECON - Boiler Economizer | 7/31/2026
Buffalo County 610 Office Building | 610 Central Ave | Kearney | NE | 68847-7702 | Buffalo | NE42223 | Active | 7839 | 2019 | Riello | COBL - Coil Type Boiler | Mechanical Room 150 | GLYC - Glycol Bldg Heat Sys | 3/31/2027
Buffalo County 610 Office Building | 610 Central Ave | Kearney | NE | 68847-7702 | Buffalo | NE42224 | Active | 7837 | 2019 | Riello | COBL - Coil Type Boiler | Mechanical Room 150 | GLYC - Glycol Bldg Heat Sys | 3/31/2027
Buffalo Hills Elementary | 6110 11th Ave | Kearney | NE | 68845-2303 | Buffalo | NE21476 | Active | 132254 | 2011 | PVI Industries | ELWH - Electric Water Heater | Mech. Room | HWSD - Hot Water Dom/Potable | 12/31/2026
Buffalo Hills Elementary | 6110 11th Ave | Kearney | NE | 68845-2303 | Buffalo | NE21477 | Active | 132253 | 2011 | PVI Industries | ELWH - Electric Water Heater | Mech. Room | HWSD - Hot Water Dom/Potable | 12/31/2026
Buffalo Hills Elementary | 6110 11th Ave | Kearney | NE | 68845-2303 | Buffalo | NE21478 | Active | 59787 | 2010 | Blodgett | ELPV - Electric Press VSL | Kitchen | COOK - Cooker/Kettle | 12/31/2026
Days Inn | 619 2Nd Ave | Kearney | NE | 68847-7809 | Buffalo | NE30910 | Scrapped/Junked |  | 1988 | RHEEM MANUFACTURING CO | AHWH - ANSI/Fired Water Htr | LAUNDRY ROOM | HWSD - Hot Water Dom/Potable | 7/31/1999
Days Inn | 619 2Nd Ave | Kearney | NE | 68847-7809 | Buffalo | NE30911 | Scrapped/Junked |  | 1988 | Rheem Manufacturing Co | AHWH - ANSI/Fired Water Htr | LAUNDRY ROOM | HWSD - Hot Water Dom/Potable | 7/31/1999
Days Inn | 619 2Nd Ave | Kearney | NE | 68847-7809 | Buffalo | NE40693 | Exempt 1999 LB-66 |  | 1999 | BRADFORD-WHITE | AHWH - ANSI/Fired Water Htr |  | HWSD - Hot Water Dom/Potable | 8/31/2000
Days Inn | 619 2Nd Ave | Kearney | NE | 68847-7809 | Buffalo | NE40694 | Exempt 1999 LB-66 |  | 1999 | BRADFORD-WHITE | AHWH - ANSI/Fired Water Htr | MECHANICAL ROOM | HWSD - Hot Water Dom/Potable | 8/31/2000
Crown Plaza | 707 W Talmadge Rd | Kearney | NE | 68845-7839 | Buffalo | NE41135 | Active | 265322 | 2020 | A O Smith | FTVT - Firetube Vertical TB | MECHANICAL ROOM | HWSD - Hot Water Dom/Potable | 9/30/2026
Crown Plaza | 707 W Talmadge Rd | Kearney | NE | 68845-7839 | Buffalo | NE41136 | Active | 273322 | 2020 | A O Smith | FTVT - Firetube Vertical TB | MECHANICAL ROOM | HWSD - Hot Water Dom/Potable | 9/30/2026
Crown Plaza | 707 W Talmadge Rd | Kearney | NE | 68845-7839 | Buffalo | NE41137 | Active | 273326 | 2020 | A O Smith | FTVT - Firetube Vertical TB | MECHANICAL ROOM | HWSD - Hot Water Dom/Potable | 9/30/2026
Crown Plaza | 707 W Talmadge Rd | Kearney | NE | 68845-7839 | Buffalo | NE41138 | Active | 258908 | 2020 | A O Smith | FTVT - Firetube Vertical TB | MECHANICAL ROOM | HWSD - Hot Water Dom/Potable | 9/30/2026
Crown Plaza | 707 W Talmadge Rd | Kearney | NE | 68845-7839 | Buffalo | NE41139 | Active | 273209 | 2020 | A O Smith | FTVT - Firetube Vertical TB | MECHANICAL ROOM | HWSD - Hot Water Dom/Potable | 9/30/2026
Crown Plaza | 707 W Talmadge Rd | Kearney | NE | 68845-7839 | Buffalo | NE41140 | Active | 273342 | 2020 | A O Smith | FTVT - Firetube Vertical TB | MECHANICAL ROOM | HWSD - Hot Water Dom/Potable | 9/30/2026
Crown Plaza | 707 W Talmadge Rd | Kearney | NE | 68845-7839 | Buffalo | NE41318 | Active | 321869 | 2020 | AIC | FT - Firetube Boiler | POOL MECHANICAL ROOM | IPHT - Indoor Pool Heater | 9/30/2026
Centennial Pool | 711 W 11th St | Kearney | NE | 68845-7339 | Buffalo | NE10649 | Scrapped/Junked | 128983 | 2002 | WTRP | CPFT - Horiz Cpr Fin Boiler | MECH ROOM | OPHT - Outdoor Pool Heater | 6/30/2016
Centennial Pool | 711 W 11th St | Kearney | NE | 68845-7339 | Buffalo | NE17281 | Scrapped/Junked | 12089 | 1978 | TELEDYNE LAARS | WT - Water Tube Boiler | POOL BLDG | HWHT - Hot Water Heat | 6/30/2001
Centennial Pool | 711 W 11th St | Kearney | NE | 68845-7339 | Buffalo | NE26201 | Active | 289656 | 2016 | Lochinvar | CPPH - Ansi Cpr Fin Pool Heater | Boiler Room | OPHT - Outdoor Pool Heater | 6/30/2027
Ryde Transit Facility | 715 E 11th St | Kearney | NE | 68847 | Buffalo | NE23787 | Active | 213833 | 2012 | Gianonni/Laars | WTSS - Watertube SS Steel | Boiler Room | HWHT - Hot Water Heat | 2/28/2027
Robert Matheny | 716 13Th Ave | Kearney | NE | 68845-6664 | Buffalo | NE01790 | Inactive | 35 | 1984 | PIPI | HOBB - Hobby/Antique Boiler | IN A CASE TRACTOR | 0024 - Antique Steam Tractor | 5/31/2007
Robert Matheny | 716 13Th Ave | Kearney | NE | 68845-6664 | Buffalo | NE13347 | Inactive | 5 | 1978 | PIPI | HOBB - Hobby/Antique Boiler | HOBBY | 0024 - Antique Steam Tractor | 6/30/2010
Robert Matheny | 716 13Th Ave | Kearney | NE | 68845-6664 | Buffalo | NE30618 | Inactive | 12250 | 1994 | SUPERIOR BOILERWORKS | HOBB - Hobby/Antique Boiler | PORTABLE | 0024 - Antique Steam Tractor | 12/31/1996
Rasmussen Mechanical Services | 7200 Gibbon Rd | Gibbon | NE | 68840-6181 | Buffalo | NE28381 | Active | 461737 | 2019 | Lochinvar | COBL - Coil Type Boiler | Boiler room | GLFH - Glycol Floor Heat System | 2/28/2027
Liberty Services | 802 W 25th St | Kearney | NE | 68845-4343 | Buffalo | NE13565 | Scrapped/Junked | 1811 | 1966 | SUPR | FTSM - FTS Marine Dry Back | boiler room | PROC - Process Steam | 10/31/2010
Liberty Services | 802 W 25th St | Kearney | NE | 68845-4343 | Buffalo | NE14318 | Scrapped/Junked | 3464 | 1979 | NATCO | FT - Firetube Boiler | BOILER ROOM | HWSP - Hot Water Non Potable Supply | 10/31/2005
Liberty Services | 802 W 25th St | Kearney | NE | 68845-4343 | Buffalo | NE19223 | Inactive | 16710 | 2010 | Superior Boiler Works | FTSM - FTS Marine Dry Back | Boiler Room | PROC - Process Steam | 10/31/2017
Kearney Regional Medical Center | 804 22nd Ave | Kearney | NE | 68845-2206 | Buffalo | NE24051 | Active | 70296 | 2010 | Ajax Boiler, Inc. | WT - Water Tube Boiler | 216 Boiler Room | GLYC - Glycol Bldg Heat Sys | 9/30/2026
Kearney Regional Medical Center | 804 22nd Ave | Kearney | NE | 68845-2206 | Buffalo | NE24052 | Active | 70297 | 2010 | Ajax Boiler, Inc. | WT - Water Tube Boiler | 216 Boiler Room | GLYC - Glycol Bldg Heat Sys | 9/30/2026
Kearney Regional Medical Center | 804 22nd Ave | Kearney | NE | 68845-2206 | Buffalo | NE24053 | Active | 129998 | 2010 | PVI Industries, LLC | FTVT - Firetube Vertical TB | 216 Boiler Room | HWSD - Hot Water Dom/Potable | 9/30/2026
Kearney Regional Medical Center | 804 22nd Ave | Kearney | NE | 68845-2206 | Buffalo | NE24054 | Active | 129999 | 2010 | PVI Industries, LLC | FTVT - Firetube Vertical TB | 216 Boiler Room | HWSD - Hot Water Dom/Potable | 9/30/2026
Kearney Regional Medical Center | 804 22nd Ave | Kearney | NE | 68845-2206 | Buffalo | NE25167 | Active | 4686 | 2013 | Chromalox, Inc. | ELBL - Electric Boiler | Central Sterilizer Room | STER - Sterilizer | 9/30/2026
Kearney Regional Medical Center | 804 22nd Ave | Kearney | NE | 68845-2206 | Buffalo | NE25168 | Scrapped/Junked | 4656 | 2013 | Steris Corp | ELBL - Electric Boiler | surgical sterile | STER - Sterilizer | 9/30/2017
Kearney Regional Medical Center | 804 22nd Ave | Kearney | NE | 68845-2206 | Buffalo | NE25169 | Active | 4487 | 2013 | Chromalox, Inc. | ELBL - Electric Boiler | Surgical Sterile RM 341 | STER - Sterilizer | 9/30/2026
Kearney Regional Medical Center | 804 22nd Ave | Kearney | NE | 68845-2206 | Buffalo | NE25170 | Out of Service | 4699 | 2013 | Chromalox, Inc. | ELBL - Electric Boiler | Surgical Sterile RM 369 | STER - Sterilizer | 9/30/2021
Kearney Regional Medical Center | 804 22nd Ave | Kearney | NE | 68845-2206 | Buffalo | NE26438 | Active | 1042100 | 2016 | PVI Industries, LLC | FTVT - Firetube Vertical TB | 216 Boiler Room | HWSD - Hot Water Dom/Potable | 9/30/2026
Kearney Regional Medical Center | 804 22nd Ave | Kearney | NE | 68845-2206 | Buffalo | NE26439 | Active | 2003 | 2016 | Unilux Advance Manufacturing, LLC | WT - Water Tube Boiler | 216 Boiler Room | GLYC - Glycol Bldg Heat Sys | 9/30/2026
Kearney Regional Medical Center | 804 22nd Ave | Kearney | NE | 68845-2206 | Buffalo | NE26472 | Active | 60299 | 2016 | Bryan Steam, LLC | WT - Water Tube Boiler | MCC Mechanical Room 501 | GLYC - Glycol Bldg Heat Sys | 9/30/2026
Kearney Regional Medical Center | 804 22nd Ave | Kearney | NE | 68845-2206 | Buffalo | NE26473 | Active | 60298 | 2016 | Bryan Steam, LLC | WT - Water Tube Boiler | MCC Mechanical Room 501 | GLYC - Glycol Bldg Heat Sys | 9/30/2026
Kearney Regional Medical Center | 804 22nd Ave | Kearney | NE | 68845-2206 | Buffalo | NE26474 | Active | 142598 | 2016 | PVI Industries, LLC | FTVT - Firetube Vertical TB | Mechanical Room 5501 | HWSD - Hot Water Dom/Potable | 9/30/2026
Kearney Regional Medical Center | 804 22nd Ave | Kearney | NE | 68845-2206 | Buffalo | NE26475 | Active | 142646 | 2016 | PVI Industries, LLC | FTVT - Firetube Vertical TB | Mechanical Room 5501 | HWSD - Hot Water Dom/Potable | 9/30/2026
Kearney Regional Medical Center | 804 22nd Ave | Kearney | NE | 68845-2206 | Buffalo | NE26757 | Active | 8318 | 2016 | Steris Corp | ELBL - Electric Boiler | Central Sterilizer Room | STER - Sterilizer | 2/28/2026
Kearney Regional Medical Center | 804 22nd Ave | Kearney | NE | 68845-2206 | Buffalo | NE26758 | Active | 8319 | 2016 | Steris Corp | ELBL - Electric Boiler | Central Sterilizer Room | STER - Sterilizer | 2/28/2026
Consolidated Blenders Inc | 805 W Front St | Elm Creek | NE | 68836-1611 | Buffalo | NE03638 | Out of Service | 7015 | 1974 | Superior Boiler Works | FTSM - FTS Marine Dry Back | Boiler Room | PROC - Process Steam | 4/30/2011
GLENWOOD ELEMENTARY | 8105 9th Ave | Kearney | NE | 68845-8474 | BUFFALO | NE19793 | Exempt 1999 LB-66 |  | 1979 | RHEEM MANUFACTURING CO | AHWH - ANSI/Fired Water Htr |  | HWSD - Hot Water Dom/Potable | 6/30/1999
Kearney Regional Medical Offices | 816 22nd Ave | Kearney | NE | 68845-2234 | Buffalo | NE25358 | Scrapped/Junked | 184718 | 2013 | AO Smith | AHWH - ANSI/Fired Water Htr | MOB Boiler Room | HWSD - Hot Water Dom/Potable | 9/30/2023
Kearney Regional Medical Offices | 816 22nd Ave | Kearney | NE | 68845-2234 | Buffalo | NE25359 | Active | 261231 | 2014 | Laars Heating System Co. | CPFH - Copper Fin Water Heater | MOB Boiler Room | HWHT - Hot Water Heat | 9/30/2026
Kearney Regional Medical Offices | 816 22nd Ave | Kearney | NE | 68845-2234 | Buffalo | NE25360 | Active | 261226 | 2014 | Laars Heating System Co. | CPFH - Copper Fin Water Heater | MOB Boiler Room | HWHT - Hot Water Heat | 9/30/2026
Kearney Regional Medical Offices | 816 22nd Ave | Kearney | NE | 68845-2234 | Buffalo | NE42412 | Active | 301745 | 2022 | AO Smith | AHWH - ANSI/Fired Water Htr | MOB Boiler Room | HWSD - Hot Water Dom/Potable | 9/30/2026
Sterling Apartments | 820 W 56th St | Kearney | NE | 68845-1028 | Buffalo | NE25873 | Out of Service | 253356 | 2015 | LXI | CPPH - Ansi Cpr Fin Pool Heater | Boiler Room | OPHT - Outdoor Pool Heater | 9/30/2015
Sterling Apartments | 820 W 56th St | Kearney | NE | 68845-1028 | Buffalo | NE26222 | Active | 253980 | 2015 | LXI | CPPH - Ansi Cpr Fin Pool Heater | Boiler Room | OPHT - Outdoor Pool Heater | 8/31/2024
RALSTON PURINA COMPANY | 822 W 21st St | Kearney | NE | 68845-5136 | BUFFALO | NE01227 | Inactive | 22509 | 1966 | KEWANEE | FTSM - FTS Marine Dry Back | LIQUID PLANT | PROC - Process Steam | 5/31/1987
COMFORT INN | 903 2nd Ave | Kearney | NE | 68847-7303 | BUFFALO | NE05895 | Exempt 1999 LB-66 |  | 1997 | STATE INDUSTRIES | ELWH - Electric Water Heater | MECH ROOM | HWSD - Hot Water Dom/Potable | 3/31/2000
COMFORT INN | 903 2nd Ave | Kearney | NE | 68847-7303 | BUFFALO | NE05896 | Exempt 1999 LB-66 |  | 1996 | BRADFORD-WHITE | ELWH - Electric Water Heater | MECH ROOM | HWSD - Hot Water Dom/Potable | 3/31/2000
UN of Kearney/Founders Hall | 905 W 25th St | Kearney | NE | 68849-0002 | BUFFALO | NE25044 | Inactive | 41797 | 1975 | DUNHAM BUSH | SHTB - Shell/Tube Htexchngr | BASEMENT | COND - Condenser | 8/31/2004
UN of Kearney/Central Heating Plant | 906 W 27th St | Kearney | NE | 68845-4231 | Buffalo | NE11869 | Inactive | 39888 | 1986 | KEWA | FTSM - FTS Marine Dry Back | POWER HOUSE | BSUP - Bldg Heat & Process | 8/31/2009
Kearney Cancer Center | 909 W 22nd St | Kearney | NE | 68845-5048 | Buffalo | NE43617 | Active | 152139 | 2021 | PVI Industries | CHWH - ASME/Fired Water Heater | Mechanical Room | HWHT - Hot Water Heat | 6/30/2026
Kearney Cancer Center | 909 W 22nd St | Kearney | NE | 68845-5048 | Buffalo | NE43618 | Active | 152142 | 2021 | PVI Industries | CHWH - ASME/Fired Water Heater | Mechanical Room | HWHT - Hot Water Heat | 6/30/2026
Kearney Cancer Center | 909 W 22nd St | Kearney | NE | 68845-5048 | Buffalo | NE43619 | Active | 11534 | 2024 | Fulton | FTVT - Firetube Vertical TB | Mechanical Room 2 | HWHT - Hot Water Heat | 6/30/2026
Northeast Elementary School | 910 E 34th St | Kearney | NE | 68847-3201 | BUFFALO | NE00685 | Scrapped/Junked | 9740 | 1998 | ALES | FTVT - Firetube Vertical TB | BOILER ROOM | HWHT - Hot Water Heat | 12/31/2018
Northeast Elementary School | 910 E 34th St | Kearney | NE | 68847-3201 | BUFFALO | NE19795 | Exempt 1999 LB-66 |  | 1981 | RHEEM MANUFACTURING CO | AHWH - ANSI/Fired Water Htr |  | HWSD - Hot Water Dom/Potable | 6/30/1999
Northeast Elementary School | 910 E 34th St | Kearney | NE | 68847-3201 | BUFFALO | NE24594 | Scrapped/Junked | n/a | 2012 | Crown | CI - Cast Iron | Boiler room | HWHT - Hot Water Heat | 12/31/2018
Northeast Elementary School | 910 E 34th St | Kearney | NE | 68847-3201 | BUFFALO | NE27539 | Active | 00013331 | 2017 | Rbi | WT - Water Tube Boiler | Boiler Room | HWHT - Hot Water Heat | 12/31/2026
Northeast Elementary School | 910 E 34th St | Kearney | NE | 68847-3201 | BUFFALO | NE27540 | Active | 00013330 | 2017 | Rbi | WT - Water Tube Boiler | Boiler Room | HWHT - Hot Water Heat | 12/31/2026
Northeast Elementary School | 910 E 34th St | Kearney | NE | 68847-3201 | BUFFALO | NE27541 | Active | 00013332 | 2017 | Rbi | WT - Water Tube Boiler | Boiler Room | HWHT - Hot Water Heat | 12/31/2026
Northeast Elementary School | 910 E 34th St | Kearney | NE | 68847-3201 | BUFFALO | NE27542 | Active | 00013334 | 2017 | Rbi | WT - Water Tube Boiler | Boiler Room | HWHT - Hot Water Heat | 12/31/2026
Northeast Elementary School | 910 E 34th St | Kearney | NE | 68847-3201 | BUFFALO | NE27543 | Active | 00013333 | 2017 | Rbi | WT - Water Tube Boiler | Boiler Room | HWHT - Hot Water Heat | 12/31/2026
Northeast Elementary School | 910 E 34th St | Kearney | NE | 68847-3201 | BUFFALO | NE27544 | Active | 00013336 | 2017 | Rbi | WT - Water Tube Boiler | Boiler Room | HWHT - Hot Water Heat | 12/31/2026
Northeast Elementary School | 910 E 34th St | Kearney | NE | 68847-3201 | BUFFALO | NE32587 | Scrapped/Junked |  | 1956 | PEERLESS HEATER COMPANY |  | NORTHEAST ELEM | HWHT - Hot Water Heat | 6/30/1999
Northeast Elementary School | 910 E 34th St | Kearney | NE | 68847-3201 | BUFFALO | NE34691 | Scrapped/Junked | n/a | 1983 | Peerless | CI - Cast Iron | BOILER ROOM | HWHT - Hot Water Heat | 12/31/2012
Brown Transfer | 911 E 11th St | Kearney | NE | 68847-7508 | Buffalo | NE41304 | Active | 189858 | 2020 | Lochinvar | COBL - Coil Type Boiler | Shop | HWHF - Hot Water Heat-Floor | 12/31/2026
Kenwood Elementary | 915 16th Avenue | Kearney | NE | 68845-6503 | Buffalo | NE19587 | Active | 130989 | 2010 | PVI Industries | ELWH - Electric Water Heater | Boiler Room | HWSD - Hot Water Dom/Potable | 12/31/2026
Kenwood Elementary | 915 16th Avenue | Kearney | NE | 68845-6503 | Buffalo | NE19588 | Scrapped/Junked | 130990 | 2010 | PVI Industries | ELWH - Electric Water Heater | Boiler Room | HWSD - Hot Water Dom/Potable | 12/31/2023
Kenwood Elementary | 915 16th Avenue | Kearney | NE | 68845-6503 | Buffalo | NE21479 | Active | 59790 | 2010 | Blodgett | COOK - Fired Cooker | Kitchen | COOK - Cooker/Kettle | 12/31/2026
Kenwood Elementary | 915 16th Avenue | Kearney | NE | 68845-6503 | Buffalo | NE43148 | Active | N/A | 2023 | AO SMITH | ELBL - Electric Boiler | Boiler Room | HWSD - Hot Water Dom/Potable | 12/31/2026
Herbert Nolda | 915 Verona Ave | Ravenna | NE | 68869-1033 | Buffalo | NE30715 | Inactive |  | 1920 | Unknown | FT - Firetube Boiler | PORTABLE | 0024 - Antique Steam Tractor | 12/31/1996
Horizon Middle School | 915 W 35th St | Kearney | NE | 68845-8017 | Buffalo | NE00154 | Scrapped/Junked | 52084 | 1999 | AOSM | COBL - Coil Type Boiler | BOILER ROOM | HWSD - Hot Water Dom/Potable | 12/31/2015
Horizon Middle School | 915 W 35th St | Kearney | NE | 68845-8017 | Buffalo | NE00155 | Scrapped/Junked | 52093 | 1999 | AOSM | COBL - Coil Type Boiler | BOILER ROOM | HWSD - Hot Water Dom/Potable | 12/31/2015
Horizon Middle School | 915 W 35th St | Kearney | NE | 68845-8017 | Buffalo | NE00683 | Scrapped/Junked | 10585 | 1999 | ALES | FTVT - Firetube Vertical TB | BOILER ROOM | HWHT - Hot Water Heat | 12/31/2018
Horizon Middle School | 915 W 35th St | Kearney | NE | 68845-8017 | Buffalo | NE00684 | Scrapped/Junked | 10583 | 1999 | ALES | FTVT - Firetube Vertical TB | BOILER ROOM | HWHT - Hot Water Heat | 12/31/2018
Horizon Middle School | 915 W 35th St | Kearney | NE | 68845-8017 | Buffalo | NE26457 | Active | 150405 | 2015 | Lochinvar | FT - Firetube Boiler | Mechanical Room | HWHT - Hot Water Heat | 12/31/2026
Horizon Middle School | 915 W 35th St | Kearney | NE | 68845-8017 | Buffalo | NE26458 | Active | 56759 | 2014 | PVI Industries | CHWH - ASME/Fired Water Heater | GYM MECH ROOM | HWSD - Hot Water Dom/Potable | 12/31/2026
Horizon Middle School | 915 W 35th St | Kearney | NE | 68845-8017 | Buffalo | NE27523 | Active | 320943 | 2018 | Lochinvar | FT - Firetube Boiler | Mechanical Room | HWHT - Hot Water Heat | 12/31/2026
Horizon Middle School | 915 W 35th St | Kearney | NE | 68845-8017 | Buffalo | NE27524 | Active | 320936 | 2018 | Lochinvar | FT - Firetube Boiler | Mechanical Room | HWHT - Hot Water Heat | 12/31/2026
Horizon Middle School | 915 W 35th St | Kearney | NE | 68845-8017 | Buffalo | NE34546 | Inactive |  | 1970 | RITE ENGINEERING | WT - Water Tube Boiler |  | STHT - Steam-Heat | 7/31/1986
Horizon Middle School | 915 W 35th St | Kearney | NE | 68845-8017 | Buffalo | NE34547 | Scrapped/Junked | 1986 | 1968 | SELLERS | FT - Firetube Boiler | BOILER ROOM | HWSD - Hot Water Dom/Potable | 6/30/2000
West Pharmaceutical Services | 923 W Railroad St | Kearney | NE | 68845-5128 | Buffalo | NE08988 | Scrapped/Junked | 11797 | 2001 | Aldrich |  | boiler room |  | 7/31/2005
West Pharmaceutical Services | 923 W Railroad St | Kearney | NE | 68845-5128 | Buffalo | NE12698 | Scrapped/Junked | 16982 | 2008 | LES Aldrich | FTVT - Firetube Vertical TB | East Utility Room | HWSP - Hot Water Non Potable Supply | 8/31/2015
West Pharmaceutical Services | 923 W Railroad St | Kearney | NE | 68845-5128 | Buffalo | NE14096 | Out of Service | 33868 | 1974 | Cleaver & Brooks | FTSM - FTS Marine Dry Back | Boiler Room | PROC - Process Steam | 7/31/2017
West Pharmaceutical Services | 923 W Railroad St | Kearney | NE | 68845-5128 | Buffalo | NE14097 | Out of Service | 33871 | 1974 | Cleaver & Brooks | FTSM - FTS Marine Dry Back | Boiler Room | PROC - Process Steam | 7/31/2017
West Pharmaceutical Services | 923 W Railroad St | Kearney | NE | 68845-5128 | Buffalo | NE14244 | Out of Service | 53944 | 1982 | Cleaver & Brooks | FTSM - FTS Marine Dry Back | Boiler Room | PROC - Process Steam | 7/31/2017
West Pharmaceutical Services | 923 W Railroad St | Kearney | NE | 68845-5128 | Buffalo | NE19336 | Scrapped/Junked |  | 1999 | Aldr |  | Boirler Room #2 |  | 8/31/2000
West Pharmaceutical Services | 923 W Railroad St | Kearney | NE | 68845-5128 | Buffalo | NE25113 | Inactive | 10857 | 2000 | Aldrich |  | Production |  | 7/31/2005
West Pharmaceutical Services | 923 W Railroad St | Kearney | NE | 68845-5128 | Buffalo | NE25124 | Scrapped/Junked | 12556 | 2003 | Aldrich | AHWH - ANSI/Fired Water Htr | Boiler Room | HWSP - Hot Water Non Potable Supply | 7/31/2008
West Pharmaceutical Services | 923 W Railroad St | Kearney | NE | 68845-5128 | Buffalo | NE26215 | Active | 18081 | 2015 | Superior Boiler Works | FTWB - FTS Marine Wet Back | Boiler Room | PROC - Process Steam | 7/31/2026
West Pharmaceutical Services | 923 W Railroad St | Kearney | NE | 68845-5128 | Buffalo | NE26910 | Active | 18385 | 2017 | Superior Boiler Works | FTWB - FTS Marine Wet Back | Boiler Room | PROC - Process Steam | 7/31/2026
West Pharmaceutical Services | 923 W Railroad St | Kearney | NE | 68845-5128 | Buffalo | NE35549 | Scrapped/Junked | 3724 | 1984 | Aldrich | FTVT - Firetube Vertical TB | BOILER RM 1 | HWSP - Hot Water Non Potable Supply | 8/31/2002
West Pharmaceutical Services | 923 W Railroad St | Kearney | NE | 68845-5128 | Buffalo | NE35550 | Scrapped/Junked |  | 1961 | Peerless | CI - Cast Iron | Boiler Room #2 |  | 7/31/2003
Kearney Pain Treatment Center | 930 E 56th St Ste D | Kearney | NE | 68847-8622 | Buffalo | NE42944 | Scrapped/Junked | 37236 | 2024 | Steris Corp | STER - Sterilizer | Autoclave Room | AUCL - Autoclave | 10/31/2026
Kearney Pain Treatment Center | 930 E 56th St Ste D | Kearney | NE | 68847-8622 | Buffalo | NE44126 | Active | 43060 | 2025 | Steris Corp | STER - Sterilizer | Autoclave Room | AUCL - Autoclave | 3/31/2026
CONSOLIDATED BLENDERS | BOX K | SHELTON | NE | 68876 | BUFFALO | NE02733 | Inactive | 928 | 1963 | SUPERIOR BOILERWORKS | FTSM - FTS Marine Dry Back | MILL BOILER RM | PROC - Process Steam | 4/30/1986
SHOFSTALL INC | PO Box 207 | Kearney | NE | 68848-0207 | BUFFALO | NE11847 | Inactive | 4417 | 1974 | WILLIAMS & DAVIS BOILERS | FT - Firetube Boiler | BUDA PLANT | PROC - Process Steam | 3/31/1986
WESTERN ALFALFA CORP | PO BOX 558 | ODESSA | NE | 68861 | BUFFALO | NE11298 | Inactive | 723 | 1966 | SUPERIOR BOILERWORKS | FT - Firetube Boiler | ODESSA | PROC - Process Steam | 4/30/1987
KEARNEY ALFALFA MILLS | PO Box 618 | Lexington | NE | 68850-0618 | BUFFALO | NE13513 | Inactive | 2418 | 1968 | Unknown | FT - Firetube Boiler | BOILER ROOM | PROC - Process Steam | 4/30/1986
DEKALB GENETIC CORP | PO Box 73 | Kearney | NE | 68848-0073 | BUFFALO | NE04602 | Scrapped/Junked |  | 1965 | PEERLESS HEATER COMPANY |  | BOILER ROOM | HWHT - Hot Water Heat | 9/30/1999
DEKALB GENETIC CORP | PO Box 73 | Kearney | NE | 68848-0073 | BUFFALO | NE04603 | Scrapped/Junked |  | 1965 | PEERLESS HEATER COMPANY |  | BOILER ROOM | HWHT - Hot Water Heat | 9/30/1999
DEKALB GENETIC CORP | PO Box 73 | Kearney | NE | 68848-0073 | BUFFALO | NE04604 | Scrapped/Junked |  | 1965 | PEERLESS HEATER COMPANY |  | BOILER ROOM | HWHT - Hot Water Heat | 9/30/1999
PLATTE VALLEY ANTIQUE | RR 2 Box 28 | Shelton | NE | 68876-9802 | BUFFALO | NE30196 | Inactive |  | 1911 | CASE | FTLO - Firetube Locomotive Type |  | 0024 - Antique Steam Tractor | 5/31/1991
KEARNEY COUNTRY CLUB | TOWER HILL RD | KEARNEY | NE | 68847 | BUFFALO | NE35457 | Inactive |  | 1976 | LAARS HEATING SYSTEMS CO | CPFT - Horiz Cpr Fin Boiler | SWIMPOOL EQUIP | OPHT - Outdoor Pool Heater | 6/30/1990
CALDWELL MANUFACTURING | UNKNOWN | KEARNEY | NE | 68847 | BUFFALO | NE14402 | Inactive |  | 1986 | PEERLESS HEATER COMPANY |  | BOILER ROOM | PROC - Process Steam | 4/30/1997
NEBRASKA FARM PRODUCTS | UNKNOWN | ELM CREEK | NE | 69130 | BUFFALO | NE05094 | Inactive |  | 1955 | NEBRASKA BOILER | WT - Water Tube Boiler |  | PROC - Process Steam | 2/28/1986
Ravenna City Pool | W Hwy 68 | Ravenna | NE |  | Buffalo | NE06430 | Scrapped/Junked | 87570 | 1999 | Teledyne Laars | CPFT - Horiz Cpr Fin Boiler | POOL ROOM | OPHT - Outdoor Pool Heater | 6/30/2013
City Of Lyons | 100 Main St | Lyons | NE | 68038-2678 | Burt | NE00470 | Scrapped/Junked | 142709 | 1999 | RAYPAK INC, CALIFORNIA | WT - Water Tube Boiler | GARAGE | HWHT - Hot Water Heat | 10/31/2007
City Of Lyons | 100 Main St | Lyons | NE | 68038-2678 | Burt | NE02365 | Scrapped/Junked | 5949 | 2003 | HTPI | COBL - Coil Type Boiler | Water Treatment Bldg | HWHT - Hot Water Heat | 10/31/2023
City Of Lyons | 100 Main St | Lyons | NE | 68038-2678 | Burt | NE07700 | Active | 9999 | 2006 | Peerless | CI - Cast Iron | Power Plant Garage | HWHT - Hot Water Heat | 10/31/2026
City Of Lyons | 100 Main St | Lyons | NE | 68038-2678 | Burt | NE25215 | Active | n/a | 2013 | Peerless | CI - Cast Iron | basement | HWHT - Hot Water Heat | 10/31/2026
City Of Lyons | 100 Main St | Lyons | NE | 68038-2678 | Burt | NE30587 | Scrapped/Junked | n/a | 1960 | NATR | CI - Cast Iron | Basement | HWHT - Hot Water Heat | 10/31/2014
City Of Lyons | 100 Main St | Lyons | NE | 68038-2678 | Burt | NE30588 | Scrapped/Junked |  | 1975 | THERMO PAK | WT - Water Tube Boiler | GARAGE | HWHT - Hot Water Heat | 10/31/2000
City Of Lyons | 100 Main St | Lyons | NE | 68038-2678 | Burt | NE30592 | Scrapped/Junked |  | 1975 | BURNHAM COMM/INDUST |  | BOILER ROOM | HWHT - Hot Water Heat | 9/30/2004
City Of Lyons | 100 Main St | Lyons | NE | 68038-2678 | Burt | NE42702 | Active | 22586 | 2021 | HTP | WT - Water Tube Boiler | Water Treatment Building | HWHT - Hot Water Heat | 10/31/2026
Woodland Park Apartments | 1035 Diamond St | Lyons | NE | 68038-2501 | Burt | NE05992 | Scrapped/Junked | 91692 | 2004 | AOSM | CHWH - ASME/Fired Water Heater | MAIN BOILER ROOM | HWSD - Hot Water Dom/Potable | 10/31/2009
Woodland Park Apartments | 1035 Diamond St | Lyons | NE | 68038-2501 | Burt | NE06029 | Scrapped/Junked | 88146 | 2004 | AO SMITH | CHWH - ASME/Fired Water Heater | MAIN BOILER ROOM | HWSD - Hot Water Dom/Potable | 10/31/2007
Woodland Park Apartments | 1035 Diamond St | Lyons | NE | 68038-2501 | Burt | NE07362 | Scrapped/Junked | 105175 | 2006 | AOSM | CHWH - ASME/Fired Water Heater | Main Boiler Room | HWSD - Hot Water Dom/Potable | 10/31/2014
Woodland Park Apartments | 1035 Diamond St | Lyons | NE | 68038-2501 | Burt | NE08684 | Scrapped/Junked | 60960 | 2001 | AO SMITH | CHWH - ASME/Fired Water Heater | BOILER ROOM | HWSD - Hot Water Dom/Potable | 10/31/2002
Woodland Park Apartments | 1035 Diamond St | Lyons | NE | 68038-2501 | Burt | NE10198 | Scrapped/Junked | N/A | 2007 | Slant Fin | CI - Cast Iron | Boiler Room | HWHT - Hot Water Heat | 10/31/2018
Woodland Park Apartments | 1035 Diamond St | Lyons | NE | 68038-2501 | Burt | NE10289 | Scrapped/Junked | 68539 | 2002 | AO SMITH | CHWH - ASME/Fired Water Heater | MAIN BOILER ROOM | HWSD - Hot Water Dom/Potable | 10/31/2006
Woodland Park Apartments | 1035 Diamond St | Lyons | NE | 68038-2501 | Burt | NE10290 | Scrapped/Junked | 66075 | 2002 | AO SMITH | CHWH - ASME/Fired Water Heater | MAIN BOILER ROOM | HWSD - Hot Water Dom/Potable | 10/31/2005
Woodland Park Apartments | 1035 Diamond St | Lyons | NE | 68038-2501 | Burt | NE12146 | Scrapped/Junked | 70868 | 2002 | AOSM | CHWH - ASME/Fired Water Heater | Wing #5 | HWSD - Hot Water Dom/Potable | 10/31/2018
Woodland Park Apartments | 1035 Diamond St | Lyons | NE | 68038-2501 | Burt | NE17032 | Scrapped/Junked | 131330 | 2008 | A O Smith | FTVT - Firetube Vertical TB | Boiler Room | HWSD - Hot Water Dom/Potable | 10/31/2011
Woodland Park Apartments | 1035 Diamond St | Lyons | NE | 68038-2501 | Burt | NE21427 | Scrapped/Junked | 193555 | 2010 | Prestige | FTSS - Firetube Stainless Steel | Boiler Room | HWHT - Hot Water Heat | 10/31/2018
Woodland Park Apartments | 1035 Diamond St | Lyons | NE | 68038-2501 | Burt | NE21428 | Scrapped/Junked | 131662 | 2008 | A O Smith | CHWH - ASME/Fired Water Heater | Boiler Room | HWSD - Hot Water Dom/Potable | 10/31/2012
Woodland Park Apartments | 1035 Diamond St | Lyons | NE | 68038-2501 | Burt | NE22782 | Scrapped/Junked | 166027 | 2012 | AOSM | CHWH - ASME/Fired Water Heater | Main Boiler Room | HWSD - Hot Water Dom/Potable | 10/31/2017
Woodland Park Apartments | 1035 Diamond St | Lyons | NE | 68038-2501 | Burt | NE25667 | Scrapped/Junked | 179212 | 2013 | A O Smith | CHWH - ASME/Fired Water Heater | Main Boiler Room | HWSD - Hot Water Dom/Potable | 10/31/2018
Woodland Park Apartments | 1035 Diamond St | Lyons | NE | 68038-2501 | Burt | NE26732 | Scrapped/Junked | 220076 | 2016 | AO SMITH | CHWH - ASME/Fired Water Heater | MAIN BOILER ROOM | HWSD - Hot Water Dom/Potable | 10/31/2018
Woodland Park Apartments | 1035 Diamond St | Lyons | NE | 68038-2501 | Burt | NE30385 | Scrapped/Junked |  | 1989 | AO SMITH | AHWH - ANSI/Fired Water Htr | BOILER ROOM | HWSD - Hot Water Dom/Potable | 10/31/2002
Woodland Park Apartments | 1035 Diamond St | Lyons | NE | 68038-2501 | Burt | NE30429 | Scrapped/Junked |  | 1991 | AO SMITH | AHWH - ANSI/Fired Water Htr | MECH ROOM | HWSD - Hot Water Dom/Potable | 10/31/2003
Woodland Park Apartments | 1035 Diamond St | Lyons | NE | 68038-2501 | Burt | NE30430 | Scrapped/Junked | 124511 | 1991 | TELE | CPFT - Horiz Cpr Fin Boiler | Wing #5 | HWHT - Hot Water Heat | 10/31/2018
Woodland Park Apartments | 1035 Diamond St | Lyons | NE | 68038-2501 | Burt | NE30496 | Scrapped/Junked |  | 1987 | BURNHAM COMM/INDUST |  | MAIN BOILER ROOM | HWHT - Hot Water Heat | 10/31/2008
Woodland Park Apartments | 1035 Diamond St | Lyons | NE | 68038-2501 | Burt | NE30563 | Scrapped/Junked | 9999 | 1989 | BURN | CI - Cast Iron | Main Boiler Room | HWHT - Hot Water Heat | 10/31/2011
Woodland Park Apartments | 1035 Diamond St | Lyons | NE | 68038-2501 | Burt | NE30604 | Scrapped/Junked | 24412 | 1993 | AO SMITH | CHWH - ASME/Fired Water Heater | BOILER ROOM | HWSD - Hot Water Dom/Potable | 10/31/2001
Lyons City Pool | 105 Main St | Lyons | NE | 68038-2677 | Burt | NE25214 | Scrapped/Junked | 370265 | 2014 | Raypak | CPFH - Copper Fin Water Heater | outside | OPHT - Outdoor Pool Heater | 6/30/2025
Lyons City Pool | 105 Main St | Lyons | NE | 68038-2677 | Burt | NE43450 | Active | 581008 | 2024 | Raypak | CPPH - Ansi Cpr Fin Pool Heater | outside | OPHT - Outdoor Pool Heater | 7/31/2026
Matheson/Western Int'l Gas Cylinders | 1101 Commercial Ave | Oakland | NE | 68045-0133 | Burt | NE06873 | Scrapped/Junked | n/a | 2000 | Slant Fin | CI - Cast Iron | Boiler Room | HWHT - Hot Water Heat | 4/30/2025
Matheson/Western Int'l Gas Cylinders | 1101 Commercial Ave | Oakland | NE | 68045-0133 | Burt | NE23066 | Out of Service | n/a | 2000 | Slant Fin | CI - Cast Iron | Boiler Room | HWHT - Hot Water Heat | 4/30/2019
Matheson/Western Int'l Gas Cylinders | 1101 Commercial Ave | Oakland | NE | 68045-0133 | Burt | NE28771 | Scrapped/Junked | N/A | 2017 | Peerless | CI - Cast Iron | Boiler Room | HWHT - Hot Water Heat | 4/30/2025
Burt County Courthouse | 111 N 13th St | Tekamah | NE | 68061-1085 | Burt | NE19092 | Active | 18163 | 2010 | Aldrich | FTHT - Firetube Horizontal | Boiler Room | STHT - Steam-Heat | 12/31/2026
Burt County Courthouse | 111 N 13th St | Tekamah | NE | 68061-1085 | Burt | NE30443 | Scrapped/Junked | n/a | 1955 | Kewanee | FTFB - Firetube-Firebox Boiler | BOILER ROOM | STHT - Steam-Heat | 8/31/2011
First Baptist Church | 1116 K St | Tekamah | NE | 68061-1420 | Burt | NE01768 | Active | N/A | 2000 | Slant Fin | CI - Cast Iron | BASEMENT MECH RM | HWFS - HW Heat - Floor & Sidewalk | 1/31/2027
Tekamah-Herman Schools | 112 N 13th St | Tekamah | NE | 68061-1044 | Burt | NE24706 | Scrapped/Junked | 9747 | 1998 | Aldrich | FT - Firetube Boiler | Boiler Rm | STHT - Steam-Heat | 10/31/2017
Tekamah-Herman Schools | 112 N 13th St | Tekamah | NE | 68061-1044 | Burt | NE24707 | Scrapped/Junked | 9743 | 1998 | Aldrich | FT - Firetube Boiler | Boiler Rm | STHT - Steam-Heat | 10/31/2017
Tekamah-Herman Schools | 112 N 13th St | Tekamah | NE | 68061-1044 | Burt | NE31980 | Inactive |  | 1932 | KEWANEE | FT - Firetube Boiler |  | STHT - Steam-Heat | 8/31/1998
Tekamah-Herman Schools | 112 N 13th St | Tekamah | NE | 68061-1044 | Burt | NE31981 | Inactive |  | 1932 | KEWANEE | FT - Firetube Boiler |  | STHT - Steam-Heat | 8/31/1998
Tekamah-Herman Schools | 112 N 13th St | Tekamah | NE | 68061-1044 | Burt | NE31982 | Scrapped/Junked |  | 1955 | FITZGIBBONS | FT - Firetube Boiler |  | HWHT - Hot Water Heat | 8/31/1998
LINWELD INC | 11TH & COMMERCIAL AVE | OAKLAND | NE | 68045 | BURT | NE19662 | Scrapped/Junked |  | 1994 | WEIL MCLAIN |  | BOILER HOUSE | HWHT - Hot Water Heat | 4/30/2000
LINWELD INC | 11TH & COMMERCIAL AVE | OAKLAND | NE | 68045 | BURT | NE23143 | Scrapped/Junked |  | 1997 | WEIL MCLAIN |  | BOILER HOUSE | HWHT - Hot Water Heat | 4/30/2006
Pelan Funeral Home | 204 Main St | Lyons | NE | 68038-2676 | Burt | NE18413 | Scrapped/Junked |  | 1972 | BURN | CI - Cast Iron | BASEMENT | STHT - Steam-Heat | 11/30/2005
Oakland Heights Nrsg Home | 207 S Engdahl Ave | Oakland | NE | 68045-1419 | Burt | NE01762 | Scrapped/Junked | 199990 | 2007 | Loch | CPFH - Copper Fin Water Heater | MECH ROOM | HWSD - Hot Water Dom/Potable | 9/30/2010
Oakland Heights Nrsg Home | 207 S Engdahl Ave | Oakland | NE | 68045-1419 | Burt | NE05490 | Exempt 1999 LB-66 |  | 1996 | STATE INDUSTRIES | AHWH - ANSI/Fired Water Htr |  | HWSD - Hot Water Dom/Potable | 7/31/2000
Oakland Heights Nrsg Home | 207 S Engdahl Ave | Oakland | NE | 68045-1419 | Burt | NE05711 | Exempt 1999 LB-66 |  | 1996 | AO SMITH | AHWH - ANSI/Fired Water Htr | MECH ROOM | HWSD - Hot Water Dom/Potable | 7/31/2000
Oakland Heights Nrsg Home | 207 S Engdahl Ave | Oakland | NE | 68045-1419 | Burt | NE12388 | Scrapped/Junked | 217490 | 2006 | Lochinvar | CPFH - Copper Fin Water Heater | EQUIPMENT ROOM | HWSD - Hot Water Dom/Potable | 9/30/2012
Oakland Heights Nrsg Home | 207 S Engdahl Ave | Oakland | NE | 68045-1419 | Burt | NE19078 | Scrapped/Junked | 225271 | 2010 | Lochinvar | CPFH - Copper Fin Water Heater | MECH ROOM | HWSD - Hot Water Dom/Potable | 9/30/2012
Oakland Heights Nrsg Home | 207 S Engdahl Ave | Oakland | NE | 68045-1419 | Burt | NE21000 | Scrapped/Junked | 12955 | 2009 | Triangle Tube | FTVT - Firetube Vertical TB | Mech. Room | HWSD - Hot Water Dom/Potable | 9/30/2020
Oakland Heights Nrsg Home | 207 S Engdahl Ave | Oakland | NE | 68045-1419 | Burt | NE21426 | Active | 12969 | 2009 | Triangle Tube | FTVT - Firetube Vertical TB | Mech. Room | HWSD - Hot Water Dom/Potable | 9/30/2026
Oakland Heights Nrsg Home | 207 S Engdahl Ave | Oakland | NE | 68045-1419 | Burt | NE28961 | Active | 151813 | 2020 | Trinity | FTVT - Firetube Vertical TB | Mech. Room | HWHT - Hot Water Heat | 9/30/2026
Oakland Heights Nrsg Home | 207 S Engdahl Ave | Oakland | NE | 68045-1419 | Burt | NE30458 | Scrapped/Junked | 32124 | 1993 | LOCHINVAR | CPFT - Horiz Cpr Fin Boiler | MECH RM | HWSD - Hot Water Dom/Potable | 7/31/2003
Oakland Heights Nrsg Home | 207 S Engdahl Ave | Oakland | NE | 68045-1419 | Burt | NE30459 | Scrapped/Junked | 32125 | 1993 | LOCHINVAR | CPFH - Copper Fin Water Heater | MECH RM | HWSD - Hot Water Dom/Potable | 7/31/2004
First Northeast Bank of Nebraska | 215 N Charde Ave | Oakland | NE | 68045-1318 | Burt | NE06621 | Scrapped/Junked | NA | 2004 | Slant Fin Corp | CI - Cast Iron | MECH ROOM | HWHT - Hot Water Heat | 10/31/2023
Oakland Craig High School | 309 N Davis Ave | Oakland | NE | 68045-1105 | Burt | NE04988 | Active | 8345 | 1990 | Burnham | FT - Firetube Boiler | BOILER ROOM | STHT - Steam-Heat | 2/28/2027
Oakland Craig High School | 309 N Davis Ave | Oakland | NE | 68045-1105 | Burt | NE04989 | Active | 8311 | 1990 | Burnham | FT - Firetube Boiler | BOILER ROOM | STHT - Steam-Heat | 2/28/2027
Oakland Craig High School | 309 N Davis Ave | Oakland | NE | 68045-1105 | Burt | NE33774 | Inactive |  | 1949 | PACIFIC | FT - Firetube Boiler |  | STHT - Steam-Heat | 7/31/1990
EVANGELIC FREE CHURCH | 314 N Thomas Ave | Oakland | NE | 68045-1127 | BURT | NE17836 | Inactive | 12017 | 1978 | BURNHAM COMM/INDUST |  | BASEMENT BOILER ROOM | STHT - Steam-Heat | 10/31/2003
Oakland Craig Elementary | 400 N Brewster Ave | Oakland | NE | 68045-1179 | Burt | NE06904 | Scrapped/Junked | 78900 | 2003 | AO SMITH | CHWH - ASME/Fired Water Heater | BOILER ROOM | HWSD - Hot Water Dom/Potable | 2/28/2017
Oakland Craig Elementary | 400 N Brewster Ave | Oakland | NE | 68045-1179 | Burt | NE06905 | Scrapped/Junked | 96578 | 2005 | AO SMITH | CHWH - ASME/Fired Water Heater | BOILER ROOM | HWSD - Hot Water Dom/Potable | 2/28/2017
Oakland Craig Elementary | 400 N Brewster Ave | Oakland | NE | 68045-1179 | Burt | NE21984 | Scrapped/Junked | 36649 | 1996 | AO SMITH | CHWH - ASME/Fired Water Heater | BOILER ROOM | HWSD - Hot Water Dom/Potable | 7/31/2006
Oakland Craig Elementary | 400 N Brewster Ave | Oakland | NE | 68045-1179 | Burt | NE23164 | Scrapped/Junked | 41986 | 1997 | AO SMITH | CHWH - ASME/Fired Water Heater | BOILER ROOM | HWSD - Hot Water Dom/Potable | 7/31/2006
Oakland Craig Elementary | 400 N Brewster Ave | Oakland | NE | 68045-1179 | Burt | NE26543 | Active | 361797 | 2015 | NTI | WTSS - Watertube SS Steel | Boiler Room | HWHT - Hot Water Heat | 2/28/2027
Oakland Craig Elementary | 400 N Brewster Ave | Oakland | NE | 68045-1179 | Burt | NE26544 | Active | 361789 | 2015 | NTI | WTSS - Watertube SS Steel | Boiler Room | HWHT - Hot Water Heat | 2/28/2027
Oakland Craig Elementary | 400 N Brewster Ave | Oakland | NE | 68045-1179 | Burt | NE31274 | Scrapped/Junked | 37505 | 1983 | Kewanee | FTSM - FTS Marine Dry Back | BOILER ROOM | STHT - Steam-Heat | 2/28/2017
Oakland Craig Elementary | 400 N Brewster Ave | Oakland | NE | 68045-1179 | Burt | NE31275 | Scrapped/Junked | 37524 | 1983 | Kewanee | FTSM - FTS Marine Dry Back | BOILER ROOM | STHT - Steam-Heat | 2/28/2016
Lyons-Decatur Schools | 400 S 5th St | Lyons | NE | 68038-2610 | Burt | NE21233 | Exempt 1999 LB-66 |  | 1992 | AO SMITH | AHWH - ANSI/Fired Water Htr | LOCKER ROOM | HWSD - Hot Water Dom/Potable | 8/31/1998
Lyons-Decatur Schools | 400 S 5th St | Lyons | NE | 68038-2610 | Burt | NE23070 | Scrapped/Junked | n/a | 1999 | Slant Fin | CI - Cast Iron | SHOP BLDG | HWHT - Hot Water Heat | 2/28/2017
Lyons-Decatur Schools | 400 S 5th St | Lyons | NE | 68038-2610 | Burt | NE23163 | Exempt 1999 LB-66 |  | 1997 | RUUD | AHWH - ANSI/Fired Water Htr | SHOP | HWSD - Hot Water Dom/Potable | 8/31/1999
Lyons-Decatur Schools | 400 S 5th St | Lyons | NE | 68038-2610 | Burt | NE26039 | Inactive | 19456 | 2015 | Aldrich | FTFB - Firetube-Firebox Boiler | Boiler Room | STHT - Steam-Heat | 2/28/2024
Lyons-Decatur Schools | 400 S 5th St | Lyons | NE | 68038-2610 | Burt | NE26993 | Active | N/A | 2016 | Peerless | CI - Cast Iron | SHOP AREA | HWHT - Hot Water Heat | 2/28/2027
Lyons-Decatur Schools | 400 S 5th St | Lyons | NE | 68038-2610 | Burt | NE33556 | Scrapped/Junked |  | 1960 | AMERICAN STANDARD |  | LYONS | HWHT - Hot Water Heat | 8/31/2000
Lyons-Decatur Schools | 400 S 5th St | Lyons | NE | 68038-2610 | Burt | NE33737 | Inactive | n/a | 1946 | Kewanee | FTFB - Firetube-Firebox Boiler | BOILER ROOM | STHT - Steam-Heat | 2/28/2016
Lyons-Decatur Schools | 400 S 5th St | Lyons | NE | 68038-2610 | Burt | NE33738 | Scrapped/Junked | n/a | 1946 | Kewanee | FTFB - Firetube-Firebox Boiler | BOILER ROOM | STHT - Steam-Heat | 2/28/2023
Tekamah Aquatic Center | 408 N 10th St | Tekamah | NE | 68061 | Burt | NE07839 | Scrapped/Junked | 911653 | 1999 | AOSM | CHWH - ASME/Fired Water Heater | MECH ROOM | HWSD - Hot Water Dom/Potable | 6/30/2009
Tekamah Aquatic Center | 408 N 10th St | Tekamah | NE | 68061 | Burt | NE09855 | Scrapped/Junked | 190422 | 2001 | Raypak | CPFH - Copper Fin Water Heater | POOL BUILDING | OPHT - Outdoor Pool Heater | 6/30/2020
Tekamah Aquatic Center | 408 N 10th St | Tekamah | NE | 68061 | Burt | NE41828 | Active | 531668 | 2021 | Raypak | CPPH - Ansi Cpr Fin Pool Heater | POOL Mechanical Room | OPHT - Outdoor Pool Heater | 8/31/2026
St Joseph Parish | 430 Lincoln St | Lyons | NE | 68038-5062 | Burt | NE16874 | Active | n/a | 1992 | Weil-Mcclain | CI - Cast Iron | BOILER ROOM | HWHT - Hot Water Heat | 2/28/2027
First Northeast Bank | 440 Main St | Lyons | NE | 68038-2580 | Burt | NE21438 | Active | 33219 | 2011 | Electro Industries | ELBL - Electric Boiler | Downstairs Mech. Room | HWHF - Hot Water Heat-Floor | 1/31/2027
Mercy One Oakland Medical Center | 601 E 2nd St | Oakland | NE | 68045-1400 | Burt | NE06330 | Scrapped/Junked | 14289 | 1949 | KEWA | FTSM - FTS Marine Dry Back | BOILER ROOM | BSUP - Bldg Heat & Process | 8/31/2023
Mercy One Oakland Medical Center | 601 E 2nd St | Oakland | NE | 68045-1400 | Burt | NE06334 | Scrapped/Junked | 14288 | 1949 | KEWA | FTSM - FTS Marine Dry Back | BOILER ROOM | BSUP - Bldg Heat & Process | 8/31/2023
Mercy One Oakland Medical Center | 601 E 2nd St | Oakland | NE | 68045-1400 | Burt | NE10983 | Scrapped/Junked | 18481 | 1984 | BRYAN | WT - Water Tube Boiler | BOILER ROOM | PROC - Process Steam | 3/31/2024
Mercy One Oakland Medical Center | 601 E 2nd St | Oakland | NE | 68045-1400 | Burt | NE27223 | Out of Service | 8493 | 2016 | Steris Corp | ELBL - Electric Boiler | Sterilizer Area | STER - Sterilizer | 8/31/2022
Barnes Hay and Feed | 800 Hwy 51 | Lyons | NE | 68038-4631 | Burt | NE04075 | Active | 7355 | 1975 | Superior Boiler Works | FTSM - FTS Marine Dry Back | Boiler Room | PROC - Process Steam | 4/30/2027
TEKAMAH NURSING CENTER | 823 M St | Tekamah | NE | 68061-1427 | BURT | NE16498 | Inactive |  | 1970 | KEWANEE | FT - Firetube Boiler | BOILER ROOM | HWHT - Hot Water Heat | 5/31/2005
TEKAMAH NURSING CENTER | 823 M St | Tekamah | NE | 68061-1427 | BURT | NE16499 | Inactive |  | 1970 | KEWANEE | FT - Firetube Boiler | BOILER ROOM | HWHT - Hot Water Heat | 5/31/2005
TEKAMAH NURSING CENTER | 823 M St | Tekamah | NE | 68061-1427 | BURT | NE19663 | Exempt 1999 LB-66 |  | 1970 | RUUD | AHWH - ANSI/Fired Water Htr | BOILER ROOM | HWSD - Hot Water Dom/Potable | 5/31/2000
TEKAMAH NURSING CENTER | 823 M St | Tekamah | NE | 68061-1427 | BURT | NE19664 | Exempt 1999 LB-66 |  | 1970 | RUUD | AHWH - ANSI/Fired Water Htr | BOILER ROOM | HWSD - Hot Water Dom/Potable | 5/31/2000
NORTHEAST ELEMENTARY | 923 S BROADWAY | DECATUR | NE | 68020-2225 | BURT | NE34556 | Inactive | 2928 | 1968 | SUPERIOR BOILERWORKS | FTFB - Firetube-Firebox Boiler | BOILER ROOM | STHT - Steam-Heat | 8/31/2006
LYONS CLEANERS | UNKNOWN | LYONS | NE | 68787 | BURT | NE03581 | Inactive | 26405 | 1967 | PM LATTNER MFR COMPANY | FT - Firetube Boiler |  | PROC - Process Steam | 8/31/1992
Abie's Place | 101 Ash St | Abie | NE | 68001 | Butler | NE11340 | Inactive | N/A | 2005 | Unknown | CI - Cast Iron | BASEMENT | HWHT - Hot Water Heat | 3/31/2018
Abie School District #25 | 101 Ash Street | Abie | NE | 68001 | Butler | NE30348 | Scrapped/Junked |  | 1968 | Peerless | CI - Cast Iron | Gymnasium | HWHT - Hot Water Heat | 12/31/2005
Aquinas Catholic Elementary | 1026 5th St | David City | NE | 68632-1299 | Butler | NE32294 | Inactive | n/a | 1973 | Kewanee | FTFB - Firetube-Firebox Boiler | BOILER ROOM | STHT - Steam-Heat | 2/28/2013
Aquinas Catholic Elementary | 1026 5th St | David City | NE | 68632-1299 | Butler | NE32295 | Active | 6811 | 1973 | Lochinvar | CPFT - Horiz Cpr Fin Boiler | BOILER ROOM | HWSD - Hot Water Dom/Potable | 11/30/2026
CTF Service Inc | 112 N Madison St | Brainard | NE | 68626-3511 | Butler | NE24323 | Scrapped/Junked | N/A | 1997 | Peerless | CI - Cast Iron | MECH ROOM | HWHF - Hot Water Heat-Floor | 2/28/2023
CTF Service Inc | 112 N Madison St | Brainard | NE | 68626-3511 | Butler | NE43185 | Active | 313633 | 2022 | NTI | FTSS - Firetube Stainless Steel | Boiler Room | HWHT - Hot Water Heat | 3/31/2027
Ag Processing, Inc.-David City Soy Crush Facility | 1257 37 Rd | David City | NE | 68632-6558 | Butler | NE43663 | Active | 5158 | 2024 | Cleaver Brooks | WT - Water Tube Boiler | Boiler Plant | PROC - Process Steam | 8/31/2026
Ag Processing, Inc.-David City Soy Crush Facility | 1257 37 Rd | David City | NE | 68632-6558 | Butler | NE43664 | Active | 5159 | 2024 | Cleaver Brooks | WT - Water Tube Boiler | Boiler Plant | PROC - Process Steam | 8/31/2026
Ag Processing, Inc.-David City Soy Crush Facility | 1257 37 Rd | David City | NE | 68632-6558 | Butler | NE43665 | Active | 5160 | 2024 | Cleaver Brooks | WT - Water Tube Boiler | Boiler Plant | PROC - Process Steam | 8/31/2026
Ag Processing, Inc.-David City Soy Crush Facility | 1257 37 Rd | David City | NE | 68632-6558 | Butler | NE43666 | Active | 2479 | 2024 | Applied Heat Recovery | ECON - Boiler Economizer | Boiler Plant | ECON - Boiler Economizer | 8/31/2026
Ag Processing, Inc.-David City Soy Crush Facility | 1257 37 Rd | David City | NE | 68632-6558 | Butler | NE43667 | Active | 2487 | 2023 | Applied Heat Recovery | ECON - Boiler Economizer | Boiler Plant | ECON - Boiler Economizer | 8/31/2026
Ag Processing, Inc.-David City Soy Crush Facility | 1257 37 Rd | David City | NE | 68632-6558 | Butler | NE43668 | Active | 2494 | 2023 | Applied Heat Recovery | ECON - Boiler Economizer | Boiler Plant | ECON - Boiler Economizer | 8/31/2026
KIRBYS PHILLIPS 66 | 1536 N 4th St | David City | NE | 68632-2202 | BUTLER | NE40829 | Exempt 1999 LB-66 |  | 1994 | PALOMA | AHWH - ANSI/Fired Water Htr | MECHANICAL ROOM | HWSD - Hot Water Dom/Potable | 1/1/1900
KIRBYS PHILLIPS 66 | 1536 N 4th St | David City | NE | 68632-2202 | BUTLER | NE40830 | Exempt 1999 LB-66 |  | 1994 | PALOMA | AHWH - ANSI/Fired Water Htr | MECHANICAL ROOM | HWSD - Hot Water Dom/Potable | 1/1/1900
East Butler Public Sch | 212 S Madison St | Brainard | NE | 68626-3515 | Butler | NE19028 | Active | 18019 | 2010 | Aldrich | FTVT - Firetube Vertical TB | Boiler Room | HWHT - Hot Water Heat | 11/30/2026
East Butler Public Sch | 212 S Madison St | Brainard | NE | 68626-3515 | Butler | NE21253 | Active | 8972 | 1996 | Aldrich | FTFB - Firetube-Firebox Boiler | BOILER ROOM | HWHT - Hot Water Heat | 11/30/2026
East Butler Public Sch | 212 S Madison St | Brainard | NE | 68626-3515 | Butler | NE33914 | Scrapped/Junked |  | 1967 | KEWA | FTFB - Firetube-Firebox Boiler | BOILER ROOM | STHT - Steam-Heat | 11/30/2010
Immaculate Conception Church | 215 S 6th St | Ulysses | NE | 68669-7007 | Butler | NE16119 | Active | 0n/a | 1987 | Peerless | CI - Cast Iron | Basement | STHT - Steam-Heat | 9/30/2026
Benchmark Bio Labs | 2321 30 Rd | Brainard | NE | 68626-3103 | Butler | NE06368 | Scrapped/Junked | 27866 | 2006 | ELEC | ELBL - Electric Boiler | BOILER ROOM | 0020 - Supp to Sterlizer/Autoclave | 8/31/2010
Benchmark Bio Labs | 2321 30 Rd | Brainard | NE | 68626-3103 | Butler | NE10837 | Scrapped/Junked | 26559 | 2002 | ELEC | ELBL - Electric Boiler | BOILER ROOM | 0020 - Supp to Sterlizer/Autoclave | 8/31/2010
David Place | 260 S 10th St | David City | NE | 68632-2032 | BUTLER | NE05848 | Scrapped/Junked | 43907 | 1998 | AOSM | CHWH - ASME/Fired Water Heater | MACHINE ROOM | HWSD - Hot Water Dom/Potable | 8/31/2013
David Place | 260 S 10th St | David City | NE | 68632-2032 | BUTLER | NE07804 | Scrapped/Junked | 46985 | 1999 | AOSM | CHWH - ASME/Fired Water Heater | MACHINE ROOM | HWSD - Hot Water Dom/Potable | 8/31/2015
David Place | 260 S 10th St | David City | NE | 68632-2032 | BUTLER | NE24048 | Scrapped/Junked | 134125 | 2013 | RHEEM | CHWH - ASME/Fired Water Heater | Machine Room | HWSD - Hot Water Dom/Potable | 8/31/2024
David Place | 260 S 10th St | David City | NE | 68632-2032 | BUTLER | NE24555 | Scrapped/Junked | 136017 | 2013 | RHEEM | CHWH - ASME/Fired Water Heater | Boiler Room | HWSD - Hot Water Dom/Potable | 8/31/2024
David Place | 260 S 10th St | David City | NE | 68632-2032 | BUTLER | NE25188 | Scrapped/Junked | 139439 | 2014 | RHEEM | CHWH - ASME/Fired Water Heater | Boiler room | HWSD - Hot Water Dom/Potable | 8/31/2023
David Place | 260 S 10th St | David City | NE | 68632-2032 | BUTLER | NE39162 | Scrapped/Junked | n/a | 1983 | Ruud-Rheem | AHWH - ANSI/Fired Water Htr | MACHINE ROOM | HWSD - Hot Water Dom/Potable | 8/31/2014
David Place | 260 S 10th St | David City | NE | 68632-2032 | BUTLER | NE39163 | Scrapped/Junked |  | 1978 | RHEEM MANUFACTURING CO | CHWH - ASME/Fired Water Heater | MACHINE ROOM | HWSD - Hot Water Dom/Potable | 8/31/1999
David Place | 260 S 10th St | David City | NE | 68632-2032 | BUTLER | NE42762 | Active | 253110 | 2021 | PVI Industries | CHWH - ASME/Fired Water Heater | Boiler Room | HWSD - Hot Water Dom/Potable | 7/31/2026
David Place | 260 S 10th St | David City | NE | 68632-2032 | BUTLER | NE42763 | Active | 269947 | 2021 | PVI Industries | CHWH - ASME/Fired Water Heater | Boiler Room | HWSD - Hot Water Dom/Potable | 7/31/2026
David Place | 260 S 10th St | David City | NE | 68632-2032 | BUTLER | NE42764 | Active | 294072 | 2021 | PVI Industries | CHWH - ASME/Fired Water Heater | Boiler Room | HWSD - Hot Water Dom/Potable | 7/31/2026
Jisa Cheese Plant | 2653 Q Rd | Brainard | NE | 68626-3048 | Butler | NE05941 | Scrapped/Junked | 64840 | 1987 | CLEA | WT - Water Tube Boiler | BOILER ROOM | PROC - Process Steam | 4/30/2009
Jisa Cheese Plant | 2653 Q Rd | Brainard | NE | 68626-3048 | Butler | NE13639 | Active | 396 | 1997 | PM LATTNER MFR COMPANY | FTSM - FTS Marine Dry Back | BOILER ROOM | PROC - Process Steam | 6/30/2026
Daro Properties Inc | 284 N 9th St | David City | NE | 68632-2020 | Butler | NE17813 | Out of Service | NA | 1979 | Peerless | CI - Cast Iron | Basement | HWHT - Hot Water Heat | 11/30/2011
Michael's Foods | 325 N 3rd St | David City | NE | 68632-1601 | Butler | NE02781 | Out of Service | 31468 | 1966 | Cleaver & Brooks | FTSM - FTS Marine Dry Back | boiler room | PROC - Process Steam | 6/30/2024
Michael's Foods | 325 N 3rd St | David City | NE | 68632-1601 | Butler | NE03711 | Scrapped/Junked | 1145 | 1964 | Superior Boiler Works | FTSM - FTS Marine Dry Back | 1ST BLR RM | BSUP - Bldg Heat & Process | 1/31/2017
Michael's Foods | 325 N 3rd St | David City | NE | 68632-1601 | Butler | NE27491 | Inactive | 2558 | 2018 | Miura | WT - Water Tube Boiler | Boiler Room | PROC - Process Steam | 6/30/2022
Michael's Foods | 325 N 3rd St | David City | NE | 68632-1601 | Butler | NE27492 | Out of Service | 2553 | 2018 | Miura | WT - Water Tube Boiler | Boiler Room | PROC - Process Steam | 6/30/2024
Aquinas High School | 3420 MN Rd | David City | NE | 68632-5136 | Butler | NE23498 | Active | 170127 | 2012 | AO SMITH | CHWH - ASME/Fired Water Heater | Boiler Room | HWSD - Hot Water Dom/Potable | 11/30/2026
Aquinas High School | 3420 MN Rd | David City | NE | 68632-5136 | Butler | NE24543 | Active | 178992 | 2013 | AO SMITH | CHWH - ASME/Fired Water Heater | new mech room | HWSD - Hot Water Dom/Potable | 11/30/2026
Aquinas High School | 3420 MN Rd | David City | NE | 68632-5136 | Butler | NE24544 | Active | 179010 | 2013 | AO SMITH | CHWH - ASME/Fired Water Heater | new mech room | HWSD - Hot Water Dom/Potable | 11/30/2026
Aquinas High School | 3420 MN Rd | David City | NE | 68632-5136 | Butler | NE24545 | Active | 178994 | 2013 | AO SMITH | CHWH - ASME/Fired Water Heater | new mech room | HWSD - Hot Water Dom/Potable | 11/30/2026
BRUCE CORPORATION | 363 N 2ND ST | DAVID CITY | NE | 68632 | BUTLER | NE19700 | Inactive |  | 1930 | US RADIATOR |  | SHOP | HWHT - Hot Water Heat | 6/30/1998
Butler County Hospital | 372 S 9th St | David City | NE | 68632-2116 | Butler | NE01666 | Out of Service | 13707 | 1998 | EMER | ELBL - Electric Boiler | CENTRAL SUPPLY | 0020 - Supp to Sterlizer/Autoclave | 7/31/2012
Butler County Hospital | 372 S 9th St | David City | NE | 68632-2116 | Butler | NE01667 | Scrapped/Junked |  | 1967 | AMSCO | ELBL - Electric Boiler |  | 0020 - Supp to Sterlizer/Autoclave | 7/31/2006
Butler County Hospital | 372 S 9th St | David City | NE | 68632-2116 | Butler | NE01675 | Out of Service | 1329 | 2005 | OGDE | ELBL - Electric Boiler | CENTRAL SUPPLY | 0020 - Supp to Sterlizer/Autoclave | 12/31/2013
Butler County Hospital | 372 S 9th St | David City | NE | 68632-2116 | Butler | NE15205 | Scrapped/Junked | 0 | 1972 | KEWA | FT - Firetube Boiler | BOILER ROOM | STHT - Steam-Heat | 12/31/2012
Butler County Hospital | 372 S 9th St | David City | NE | 68632-2116 | Butler | NE15206 | Out of Service | 0 | 1972 | KEWA | FTSM - FTS Marine Dry Back | BOILER ROOM | STHT - Steam-Heat | 2/28/2013
Butler County Hospital | 372 S 9th St | David City | NE | 68632-2116 | Butler | NE22838 | Active | 3060 | 2012 | Chromalox, Inc. | ELBL - Electric Boiler | Sterilize Processing | 0020 - Supp to Sterlizer/Autoclave | 12/31/2026
Butler County Hospital | 372 S 9th St | David City | NE | 68632-2116 | Butler | NE23668 | Active | 18775 | 2012 | Aldrich Co. | FTVT - Firetube Vertical TB | Boiler Room | HWHT - Hot Water Heat | 12/31/2026
Butler County Hospital | 372 S 9th St | David City | NE | 68632-2116 | Butler | NE23669 | Active | 18773 | 2012 | Aldrich Co. | FTVT - Firetube Vertical TB | Boiler Room | HWHT - Hot Water Heat | 12/31/2026
Butler County Hospital | 372 S 9th St | David City | NE | 68632-2116 | Butler | NE23670 | Active | 18774 | 2012 | Aldrich Co. | FTVT - Firetube Vertical TB | Boiler Room | HWHT - Hot Water Heat | 12/31/2026
Butler County Hospital | 372 S 9th St | David City | NE | 68632-2116 | Butler | NE23671 | Active | 18772 | 2012 | Aldrich Co. | FTVT - Firetube Vertical TB | Boiler Room | HWHT - Hot Water Heat | 12/31/2026
Butler County Hospital | 372 S 9th St | David City | NE | 68632-2116 | Butler | NE23672 | Active | 18768 | 2012 | Aldrich Co. | FTFB - Firetube-Firebox Boiler | Boiler Room | STHT - Steam-Heat | 12/31/2026
Butler County Hospital | 372 S 9th St | David City | NE | 68632-2116 | Butler | NE23780 | Active | 18767 | 2012 | Aldrich Co. | FT - Firetube Boiler | Boiler Room | STHT - Steam-Heat | 12/31/2026
Butler County Hospital | 372 S 9th St | David City | NE | 68632-2116 | Butler | NE24125 | Active | 4238 | 2013 | Chromalox, Inc. | ELBL - Electric Boiler | Sterilize Processing | 0020 - Supp to Sterlizer/Autoclave | 12/31/2026
FNBO - 702110K | 397 N 4th St | David City | NE | 68632-1620 | BUTLER | NE17033 | Active | 107696 | 2009 | Burnham | COWH - Coil Type Water Heater | Basement | HWHS - Hotwater Heat Sidewalks | 2/28/2027
FNBO - 702110K | 397 N 4th St | David City | NE | 68632-1620 | BUTLER | NE17034 | Active | 111506 | 2009 | Burnham | COWH - Coil Type Water Heater | Basement | HWHS - Hotwater Heat Sidewalks | 2/28/2027
FNBO - 702110K | 397 N 4th St | David City | NE | 68632-1620 | BUTLER | NE19692 | Scrapped/Junked |  | 1980 | WEIL MCLAIN |  | BASEMENT/SOUTH BOILER RM | HWHT - Hot Water Heat | 11/30/2007
FNBO - 702110K | 397 N 4th St | David City | NE | 68632-1620 | BUTLER | NE19693 | Scrapped/Junked |  | 1980 | WEIL MCLAIN |  | BASEMENT/NORTH BOILER RM | HWHT - Hot Water Heat | 11/30/2007
FNBO - 702110K | 397 N 4th St | David City | NE | 68632-1620 | BUTLER | NE27895 | Active | 410088 | 2017 | Burnham | WTSS - Watertube SS Steel | Basement | HWHS - Hotwater Heat Sidewalks | 2/28/2027
Bldg demolished | 400 E Spruce St | Rising City | NE | 68658-3878 | Butler | NE17818 | Scrapped/Junked | NA | 1993 | A. O. Smith | AHWH - ANSI/Fired Water Htr | Boiler Rm | HWSD - Hot Water Dom/Potable | 1/31/2012
Bldg demolished | 400 E Spruce St | Rising City | NE | 68658-3878 | Butler | NE33790 | Scrapped/Junked | 339 | 1951 | Kewanee | FTFB - Firetube-Firebox Boiler | Boiler Room | STHT - Steam-Heat | 10/31/2017
John Forney Tractor | 4131 E Rd | Bellwood | NE | 68624-2482 | Butler | NE01202 | Inactive |  | 1914 | RUSSELL | HOBB - Hobby/Antique Boiler | PORTABLE | 0024 - Antique Steam Tractor | 7/31/2007
John Forney Tractor | 4131 E Rd | Bellwood | NE | 68624-2482 | Butler | NE01317 | Out of Service | n/a | 1920 | ADVANCE-RUMLEY | HOBB - Hobby/Antique Boiler | PORTABLE | 0024 - Antique Steam Tractor | 5/31/2019
John Forney Tractor | 4131 E Rd | Bellwood | NE | 68624-2482 | Butler | NE30201 | Inactive | n/a | 1923 | RUSS | HOBB - Hobby/Antique Boiler | PORTABLE | 0024 - Antique Steam Tractor | 6/30/2010
Palace Apartments | 416 H St | David City | NE | 68632-1478 | Butler | NE12426 | Active | N/A | 2001 | Peerless | CI - Cast Iron | BASEMENT | HWHT - Hot Water Heat | 12/31/2026
Valley Steam Club | 4180 E Rd | Bellwood | NE | 68624-2482 | Butler | NE30446 | Out of Service | N/A | 1916 | Rumley | HOBB - Hobby/Antique Boiler | PORTABLE | 0024 - Antique Steam Tractor | 9/30/2019
Butler County Jail | 451 N 5th St | David City | NE | 68632-1648 | Butler | NE15084 | Active | 39173 | 2003 | Aerco International | FTCH - Firetube Coil Htxchn | BASEMENT | HWHT - Hot Water Heat | 3/31/2027
Butler County Courthouse | 451 N 5th St | David City | NE | 68632-1648 | Butler | NE19029 | Active | 3242 | 2010 | CAMUS | WT - Water Tube Boiler | Boiler room | HWHT - Hot Water Heat | 3/31/2027
Butler County Courthouse | 451 N 5th St | David City | NE | 68632-1648 | Butler | NE19613 | Scrapped/Junked | 12343 | 1980 | Iron Fireman | FTFB - Firetube-Firebox Boiler | BASEMENT | HWHT - Hot Water Heat | 3/31/2011
Butler County Courthouse | 451 N 5th St | David City | NE | 68632-1648 | Butler | NE19614 | Exempt 1999 LB-66 |  | 1989 | AO SMITH | AHWH - ANSI/Fired Water Htr |  | HWSD - Hot Water Dom/Potable | 2/29/2000
Mark Doehling - Tractor | 456 Miller St | Surprise | NE | 68667-6705 | Butler | NE30288 | Inactive |  | 1920 | Unknown | HOBB - Hobby/Antique Boiler |  | 0024 - Antique Steam Tractor | 12/31/1996
Mark Doehling - Tractor | 456 Miller St | Surprise | NE | 68667-6705 | Butler | NE30309 | Active | N/A | 1953 | CLIF | HOBB - Hobby/Antique Boiler | PORTABLE | 0024 - Antique Steam Tractor | 9/30/2026
King David Castle Apartments | 478 H St | David City | NE | 68632-1465 | Butler | NE12427 | Active | N/A | 2002 | PEER | CI - Cast Iron | BASEMENT | HWHT - Hot Water Heat | 5/31/2026
David City Pool | 485 S 9th St | David City | NE | 68632-2134 | Butler | NE09866 | Active | 191447 | 2002 | Raypak | CPFH - Copper Fin Water Heater | FILTER ROOM | OPHT - Outdoor Pool Heater | 7/31/2026
US Bank- David City | 490 E St | David City | NE | 68632-1637 | Butler | NE00066 | Out of Service | 0 | 1998 | Peerless Heater Company | CI - Cast Iron | Boiler Room | STHT - Steam-Heat | 10/31/2021
US Bank- David City | 490 E St | David City | NE | 68632-1637 | Butler | NE37465 | Scrapped/Junked |  | 1960 | American Radiator | CI - Cast Iron | BASEMENT | STHT - Steam-Heat | 8/31/2000
Chermok Funeral Home | 515 C St | David City | NE | 68632-1952 | Butler | NE15495 | Inactive | N/A | 1970 | AMST | CI - Cast Iron | BASEMENT | HWHT - Hot Water Heat | 3/31/2013
KNIGHTS OF COLUMBUS | 517 N 4th St | David City | NE | 68632-1623 | BUTLER | NE40229 | Inactive | 79450 | 1997 | LOCHINVAR | CPFT - Horiz Cpr Fin Boiler | BASEMENT | HWHT - Hot Water Heat | 12/31/2007
ST MARY'S CHURCH | 580 I St | David City | NE | 68632-1368 | BUTLER | NE16117 | Inactive |  | 1920 | IDEAL REDFLASH |  | BASEMENT | STHT - Steam-Heat | 8/31/1991
ST MARY'S CHURCH | 580 I St | David City | NE | 68632-1368 | BUTLER | NE16118 | Scrapped/Junked |  | 1920 | IDEAL REDFLASH |  | BASEMENT | STHT - Steam-Heat | 8/31/2001
St Lukes United Methodist | 620 D St | David City | NE | 68632-1613 | Butler | NE37074 | Active | N/A | 1960 | AMST | CI - Cast Iron | BASEMENT | STHT - Steam-Heat | 12/31/2026
David City High School | 750 D St | David City | NE | 68632-1724 | Butler | NE07459 | Active | 15401 | 2006 | Aldrich | FTVT - Firetube Vertical TB | Boiler Room | HWHT - Hot Water Heat | 11/30/2026
David City High School | 750 D St | David City | NE | 68632-1724 | Butler | NE21584 | Active | 8797 | 1996 | Aldrich | FTVT - Firetube Vertical TB | Boiler Room | HWHT - Hot Water Heat | 11/30/2026
David City High School | 750 D St | David City | NE | 68632-1724 | Butler | NE21585 | Active | 8799 | 1996 | Aldrich | FTVT - Firetube Vertical TB | Boiler Room | HWHT - Hot Water Heat | 11/30/2026
David City High School | 750 D St | David City | NE | 68632-1724 | Butler | NE37006 | Scrapped/Junked | 18073 | 1984 | Bryan | ELBL - Electric Boiler | Stage Mezzanine | HWHT - Hot Water Heat | 3/31/2007
David City High School | 750 D St | David City | NE | 68632-1724 | Butler | NE41088 | Active | 361817 | 2020 | Lochinvar | FTVT - Firetube Vertical TB | New Edition | HWHT - Hot Water Heat | 11/30/2026
David City High School | 750 D St | David City | NE | 68632-1724 | Butler | NE41089 | Active | 361818 | 2020 | Lochinvar | FTVT - Firetube Vertical TB | New Edition | HWHT - Hot Water Heat | 11/30/2026
David City Elementary School | 826 E St | David City | NE | 68632-1733 | Butler | NE07457 | Active | 15399 | 2006 | Aldrich | FT - Firetube Boiler | Boiler Room | HWHT - Hot Water Heat | 11/30/2026
David City Elementary School | 826 E St | David City | NE | 68632-1733 | Butler | NE07458 | Active | 15400 | 2006 | Aldrich | FT - Firetube Boiler | Boiler Room | HWHT - Hot Water Heat | 11/30/2026
David City Elementary School | 826 E St | David City | NE | 68632-1733 | Butler | NE19631 | Scrapped/Junked | 25174 | 1994 | AO SMITH | CHWH - ASME/Fired Water Heater | Boiler Room | HWSD - Hot Water Dom/Potable | 11/30/2015
David City Elementary School | 826 E St | David City | NE | 68632-1733 | Butler | NE20928 | Active | 18328 | 2011 | Aldrich | FTVT - Firetube Vertical TB | Boiler Room | HWHT - Hot Water Heat | 11/30/2026
David City Elementary School | 826 E St | David City | NE | 68632-1733 | Butler | NE21586 | Scrapped/Junked | 8810 | 1996 | Aldrich | FT - Firetube Boiler | Boiler Room 2 | HWHT - Hot Water Heat | 3/31/2007
David City Elementary School | 826 E St | David City | NE | 68632-1733 | Butler | NE25716 | Active | 109927 | 2014 | Bradford White | CHWH - ASME/Fired Water Heater | Basement | HWSD - Hot Water Dom/Potable | 11/30/2026
David City Elementary School | 826 E St | David City | NE | 68632-1733 | Butler | NE32602 | Scrapped/Junked | 6016 | 1960 | Kewannee | FT - Firetube Boiler | Boiler Room | HWHT - Hot Water Heat | 3/31/2007
David City Elementary School | 826 E St | David City | NE | 68632-1733 | Butler | NE32603 | Scrapped/Junked | 3126 | 1962 | Kewannee | FT - Firetube Boiler | Boiler Room | HWHT - Hot Water Heat | 3/31/2007
St Joseph Villa Home | 927 N 7th St | David City | NE | 68632-1313 | Butler | NE05905 | Scrapped/Junked | 113548 | 2000 | Lochinvar | CPFT - Horiz Cpr Fin Boiler | BOILER ROOM | HWSD - Hot Water Dom/Potable | 10/31/2012
St Joseph Villa Home | 927 N 7th St | David City | NE | 68632-1313 | Butler | NE05911 | Scrapped/Junked | 10529 | 1999 | ALES | FTVT - Firetube Vertical TB | BOILER ROOM | HWHT - Hot Water Heat | 10/31/2025
St Joseph Villa Home | 927 N 7th St | David City | NE | 68632-1313 | Butler | NE10344 | Scrapped/Junked | 66651 | 2002 | AOSM | CHWH - ASME/Fired Water Heater | BOILER ROOM | HWSD - Hot Water Dom/Potable | 10/31/2014
St Joseph Villa Home | 927 N 7th St | David City | NE | 68632-1313 | Butler | NE16272 | Scrapped/Junked | n/a | 1965 | Kewanee | FTFB - Firetube-Firebox Boiler | BOILER ROOM | HWHT - Hot Water Heat | 10/31/2014
St Joseph Villa Home | 927 N 7th St | David City | NE | 68632-1313 | Butler | NE16273 | Scrapped/Junked | 880 | 1991 | AO SMITH | CHWH - ASME/Fired Water Heater | BOILER ROOM | HWSD - Hot Water Dom/Potable | 8/31/2003
St Joseph Villa Home | 927 N 7th St | David City | NE | 68632-1313 | Butler | NE17802 | Scrapped/Junked | 32474 | 1990 | LOCHINVAR | CPFT - Horiz Cpr Fin Boiler |  | HWSD - Hot Water Dom/Potable | 8/31/2000
St Joseph Villa Home | 927 N 7th St | David City | NE | 68632-1313 | Butler | NE22839 | Active | 215513 | 2012 | Lochinvar | WTSS - Watertube SS Steel | Boiler Room | HWSD - Hot Water Dom/Potable | 10/31/2026
St Joseph Villa Home | 927 N 7th St | David City | NE | 68632-1313 | Butler | NE22840 | Active | 215515 | 2012 | Lochinvar | WTSS - Watertube SS Steel | Boiler Room | HWSD - Hot Water Dom/Potable | 10/31/2026
St Joseph Villa Home | 927 N 7th St | David City | NE | 68632-1313 | Butler | NE25338 | Active | 281997 | 2013 | Lochinvar/Giannoni | WTSS - Watertube SS Steel | Villa Boiler Room | HWHT - Hot Water Heat | 10/31/2026
St Joseph Villa Home | 927 N 7th St | David City | NE | 68632-1313 | Butler | NE42972 | Active | 21705 | 2024 | Aldrich | CPFH - Copper Fin Water Heater | Mechanical Room | HWHT - Hot Water Heat | 10/31/2026
SURPRISE SCHOOL | DISTRICT 1-R | SURPRISE | NE | 68667 | BUTLER | NE32900 | Inactive |  | 1975 | PEERLESS HEATER COMPANY |  | BOILER ROOM | STHT - Steam-Heat | 2/29/2000
CPI | RFD 1, BOX 2 | DAVID CITY | NE | 68632 | BUTLER | NE11299 | Inactive | 432 | 1967 | ABCO | FT - Firetube Boiler | BOILER ROOM | PROC - Process Steam | 4/30/1995
First Lutheran Church | 1025 Avenue D | Plattsmouth | NE | 68048-1129 | Cass | NE16151 | Scrapped/Junked | n/a | 1969 | American Standard | CI - Cast Iron | BOILER ROOM | HWHT - Hot Water Heat | 3/31/2018
First Lutheran Church | 1025 Avenue D | Plattsmouth | NE | 68048-1129 | Cass | NE27654 | Active | N/A | 2017 | Slant Fin | CI - Cast Iron | Basement | HWHT - Hot Water Heat | 5/31/2026
MURRAY ELEMENTARY SCHOOL | 104 E High St | Murray | NE | 68409-8206 | CASS | NE32237 | Inactive |  | 1977 | PEERLESS HEATER COMPANY |  | BOILER ROOM | STHT - Steam-Heat | 6/30/2001
Conestoga Elementary | 104 High St | Murray | NE | 68409-0040 | Cass | NE27427 | Active | 927 | 2000 | Thermal Solutions | FTVT - Firetube Vertical TB | MECH ROOM | HHHP - Hotwater Heat & Heat Pump | 12/31/2024
K & G Manufacturing (Praxair) | 10703 12th Ave | Plattsmouth | NE | 68048-8135 | Cass | NE19975 | Exempt | 61547 | 2001 | Char |  | Outside Weld Shop | STOR - Storage Vessel | 4/30/2006
Schmidt Transportation | 108 E Bay Rd | Plattsmouth | NE | 68048-6419 | Cass | NE02561 | Active | 61722 | 2002 | Ajax | WT - Water Tube Boiler | TRUCK WASH BLDG | PROC - Process Steam | 2/28/2027
Schmidt Transportation | 108 E Bay Rd | Plattsmouth | NE | 68048-6419 | Cass | NE24103 | Out of Service | n/a | 2007 | Burnham | CALU - Cast Aluminum | new trailer shop | HWHT - Hot Water Heat | 2/28/2023
Schmidt Transportation | 108 E Bay Rd | Plattsmouth | NE | 68048-6419 | Cass | NE24104 | Out of Service | n/a | 2007 | Burnham | CALU - Cast Aluminum | new trailer shop | HWHT - Hot Water Heat | 2/28/2023
Schmidt Transportation | 108 E Bay Rd | Plattsmouth | NE | 68048-6419 | Cass | NE27493 | Active | 8544 | 2017 | CAMUS | CPFH - Copper Fin Water Heater | Waste Treatment Bldg. | PROW - Process Hot Water | 2/28/2026
Schmidt Transportation | 108 E Bay Rd | Plattsmouth | NE | 68048-6419 | Cass | NE28970 | Active | 506554 | 2020 | Raypak | CPFH - Copper Fin Water Heater | Waste Treatment Bldg. | PROW - Process Hot Water | 2/28/2027
Schmidt Transportation | 108 E Bay Rd | Plattsmouth | NE | 68048-6419 | Cass | NE29084 | Active | 21937 | 2017 | Hurst | FTSM - FTS Marine Dry Back | Wash Bay Mechanical Bldg. | PROC - Process Steam | 2/28/2027
75 Mart | 114 Rock Bluff Rd | Plattsmouth | NE | 68048-9288 | Cass | NE13406 | Inactive | N/A | 2007 | DUNKIRK | CI - Cast Iron | MECH ROOM | HWHF - Hot Water Heat-Floor | 2/28/2019
75 Mart | 114 Rock Bluff Rd | Plattsmouth | NE | 68048-9288 | Cass | NE15085 | Scrapped/Junked |  | 1990 | HYDR | CI - Cast Iron | MECH ROOM | HWHF - Hot Water Heat-Floor | 2/28/2009
Nebraska Masonic Home | 1300 Ave D | Plattsmouth | NE | 68048-1055 | Cass | NE04328 | Active | 40815 | 1988 | Kewanee | FTSM - FTS Marine Dry Back | boiler room | BSUP - Bldg Heat & Process | 10/31/2026
Nebraska Masonic Home | 1300 Ave D | Plattsmouth | NE | 68048-1055 | Cass | NE04330 | Active | 40835 | 1988 | Kewanee | FTFB - Firetube-Firebox Boiler | boiler room | HWHT - Hot Water Heat | 10/31/2026
Nebraska Masonic Home | 1300 Ave D | Plattsmouth | NE | 68048-1055 | Cass | NE04331 | Active | 40810 | 1988 | Kewanee | FTFB - Firetube-Firebox Boiler | boiler room | HWHT - Hot Water Heat | 10/31/2026
Nebraska Masonic Home | 1300 Ave D | Plattsmouth | NE | 68048-1055 | Cass | NE04332 | Active | 40836 | 1988 | Kewanee | FTFB - Firetube-Firebox Boiler | boiler room | HWHT - Hot Water Heat | 10/31/2026
4 STAR LAUNDRY AND SUPPLY | 1310 S 15th St | Plattsmouth | NE | 68048-2379 | CASS | NE02323 | Scrapped/Junked | 88022 | 2004 | AOSMITH-CODE/STATE FINAL | CHWH - ASME/Fired Water Heater | MECH ROOM | HWSD - Hot Water Dom/Potable | 5/31/2008
4 STAR LAUNDRY AND SUPPLY | 1310 S 15th St | Plattsmouth | NE | 68048-2379 | CASS | NE40521 | Scrapped/Junked |  | 1990 | STATE INDUSTRIES | AHWH - ANSI/Fired Water Htr | BOILER ROOM | HWSD - Hot Water Dom/Potable | 5/31/2005
LG Cleaners | 1314 S 15th St | Plattsmouth | NE | 68048-2379 | Cass | NE01396 | Inactive | 43222 | 1983 | ECLIPSE | FT - Firetube Boiler | REAR OF PLANT | PROC - Process Steam | 8/31/1995
LG Cleaners | 1314 S 15th St | Plattsmouth | NE | 68048-2379 | Cass | NE30596 | Active | 38965 | 1987 | Lattner Boiler Co | FT - Firetube Boiler | REAR OF PLANT | PROC - Process Steam | 7/31/2026
Plattsmouth City Hall | 136 N 5th St | Plattsmouth | NE | 68048-1974 | Cass | NE04326 | Scrapped/Junked | 9999 | 1976 | American Standard | CI - Cast Iron | Basement | HWHT - Hot Water Heat | 10/31/2011
Plattsmouth City Hall | 136 N 5th St | Plattsmouth | NE | 68048-1974 | Cass | NE19495 | Active | n/a | 2011 | PB Heat, LLC | CI - Cast Iron | Basement | HWHT - Hot Water Heat | 12/31/2026
Super Wash Of Plattsmouth | 1413 8th Ave | Plattsmouth | NE | 68048-2313 | Cass | NE40729 | Active | 74780 | 1989 | Raytherm/Raypak | CPFT - Horiz Cpr Fin Boiler | Boiler Room | GLYC - Glycol Bldg Heat Sys | 2/28/2027
Super Wash Of Plattsmouth | 1413 8th Ave | Plattsmouth | NE | 68048-2313 | Cass | NE40730 | Scrapped/Junked | .74802 | 1989 | Raytherm/Raypak | CPFT - Horiz Cpr Fin Boiler | Boiler Room | HWSP - Hot Water Non Potable Supply | 2/28/2025
Martin Marietta Weeping Water (plant # 273) | 15900 Adams Street | Weeping Water | NE | 68463-2423 | Cass | NEW | Exempt | 2495835 | 2023 | Manchester | UFPV - Unfired Pressure Vessel | Fletcher Bolter | RCVR - Receiver: Air or Water | 11/3/2024
Martin Marietta Weeping Water (plant # 273) | 15900 Adams Street | Weeping Water | NE | 68463-2423 | Cass | NEW | Exempt | 1081841 | 2023 | Samuel Pressure Vessels | UFPV - Unfired Pressure Vessel | Boiler Room | RCVR - Receiver: Air or Water | 11/3/2024
Ash Grove Cement | 16215 Highway 50 | Louisville | NE | 68037-2881 | Cass | NE17905 | Scrapped/Junked | 801 | 1993 | LOCKPORT | ELBL - Electric Boiler | LAB | PROC - Process Steam | 6/30/2004
Ash Grove Cement | 16215 Highway 50 | Louisville | NE | 68037-2881 | Cass | NE19595 | Scrapped/Junked | 3156 | 2009 | Apex Piping Systems | ELBL - Electric Boiler | Concrete Lab | PROC - Process Steam | 9/30/2013
Ash Grove Cement | 16215 Highway 50 | Louisville | NE | 68037-2881 | Cass | NE25126 | Scrapped/Junked | 2737 | 2002 | Apex Piping Systems | ELBL - Electric Boiler | LAB | PROC - Process Steam | 6/30/2011
Ash Grove Cement | 16215 Highway 50 | Louisville | NE | 68037-2881 | Cass | NE26283 | Scrapped/Junked | 3392 | 2015 | Apex Piping Systems | ELBL - Electric Boiler | LAB | PROD - Product Testing | 4/30/2023
Ash Grove Cement | 16215 Highway 50 | Louisville | NE | 68037-2881 | Cass | NE37426 | Scrapped/Junked | 62948 | 1972 | Chromalox | ELBL - Electric Boiler | MILL BLDG | STHT - Steam-Heat | 6/30/2012
Ash Grove Cement | 16215 Highway 50 | Louisville | NE | 68037-2881 | Cass | NE37427 | Scrapped/Junked | 533 | 1984 | Lock | ELBL - Electric Boiler | Lab - Erosion | PROC - Process Steam | 6/30/1994
Ash Grove Cement | 16215 Highway 50 | Louisville | NE | 68037-2881 | Cass | NE37428 | Scrapped/Junked | 34951 | 1981 | Cemline Corp | ELWH - Electric Water Heater | SERVICE BLDG | HWHT - Hot Water Heat | 6/30/2009
Ash Grove Cement | 16215 Highway 50 | Louisville | NE | 68037-2881 | Cass | NE72196 | Inactive |  |  | Bernstrom |  |  |  | 11/13/2001
Ash Grove Cement | 16215 Highway 50 | Louisville | NE | 68037-2881 | Cass | NE84793 | Scrapped |  |  | Bradford |  | Service Building |  | 5/13/2002
Quarry Oaks Golf Club | 16600 Quarry Oaks Dr | Ashland | NE | 68003-3820 | Cass | NE43444 | Active | 69363 | 2024 | Laars / Electro Industries | ELBL - Electric Boiler | Boiler Room | HWBS - HWHT Building & Sidewalks | 7/31/2026
Quarry Oaks Golf Club | 16600 Quarry Oaks Dr | Ashland | NE | 68003-3820 | Cass | NE43445 | Active | 69364 | 2024 | Laars / Electro Industries | ELBL - Electric Boiler | Boiler Room | HWBS - HWHT Building & Sidewalks | 7/31/2026
Plattsmouth Middle School | 1724 8th Ave | Plattsmouth | NE | 68048-2359 | Cass | NE02580 | Scrapped/Junked | 105809 | 2006 | AOSM | CHWH - ASME/Fired Water Heater | Boiler Room | HWSD - Hot Water Dom/Potable | 10/31/2009
Plattsmouth Middle School | 1724 8th Ave | Plattsmouth | NE | 68048-2359 | Cass | NE04339 | Scrapped/Junked |  | 1987 | STATE INDUSTRIES | AHWH - ANSI/Fired Water Htr | MIDDLE SCHOOL | HWSD - Hot Water Dom/Potable | 8/31/1997
Plattsmouth Middle School | 1724 8th Ave | Plattsmouth | NE | 68048-2359 | Cass | NE04340 | Scrapped/Junked | 14364 | 1975 | RUDD | CHWH - ASME/Fired Water Heater | BOILER ROOM | HWSD - Hot Water Dom/Potable | 8/31/2000
Plattsmouth Middle School | 1724 8th Ave | Plattsmouth | NE | 68048-2359 | Cass | NE04342 | Scrapped/Junked |  | 1987 | STATE INDUSTRIES | CHWH - ASME/Fired Water Heater | BOILER ROOM | HWSD - Hot Water Dom/Potable | 10/31/2006
Plattsmouth Middle School | 1724 8th Ave | Plattsmouth | NE | 68048-2359 | Cass | NE09057 | Scrapped/Junked | 116468 | 2007 | AOSM | CHWH - ASME/Fired Water Heater | BOILER ROOM | HWSD - Hot Water Dom/Potable | 10/31/2009
Plattsmouth Middle School | 1724 8th Ave | Plattsmouth | NE | 68048-2359 | Cass | NE15778 | Scrapped/Junked | 138866 | 2009 | A O Smith | CHWH - ASME/Fired Water Heater | Boiler Room | HWSD - Hot Water Dom/Potable | 10/31/2011
Plattsmouth Middle School | 1724 8th Ave | Plattsmouth | NE | 68048-2359 | Cass | NE17974 | Scrapped/Junked | 141911 | 2009 | A O Smith | CHWH - ASME/Fired Water Heater | Boiler Room | HWSD - Hot Water Dom/Potable | 10/31/2011
Plattsmouth Middle School | 1724 8th Ave | Plattsmouth | NE | 68048-2359 | Cass | NE20974 | Active | 155563 | 2011 | A O Smith | CHWH - ASME/Fired Water Heater | Mech. Room | HWSD - Hot Water Dom/Potable | 10/31/2026
Plattsmouth Middle School | 1724 8th Ave | Plattsmouth | NE | 68048-2359 | Cass | NE20975 | Scrapped/Junked | 155502 | 2011 | A O Smith | CHWH - ASME/Fired Water Heater | Mech. Room | HWSD - Hot Water Dom/Potable | 10/31/2025
Plattsmouth Middle School | 1724 8th Ave | Plattsmouth | NE | 68048-2359 | Cass | NE21248 | Scrapped/Junked | 55838 | 1996 | STATE INDUSTRIES | CHWH - ASME/Fired Water Heater | BOILER ROOM | HWSD - Hot Water Dom/Potable | 10/31/2006
Plattsmouth Middle School | 1724 8th Ave | Plattsmouth | NE | 68048-2359 | Cass | NE23805 | Scrapped/Junked | 55838 | 1996 | STATE INDUSTRIES | CHWH - ASME/Fired Water Heater | BOILER ROOM | HWSD - Hot Water Dom/Potable | 8/31/1999
Plattsmouth Middle School | 1724 8th Ave | Plattsmouth | NE | 68048-2359 | Cass | NE43773 | Active | 159614 | 2020 | RHEEM | CHWH - ASME/Fired Water Heater | Mech Room | HWSD - Hot Water Dom/Potable | 10/31/2026
PLATTSMOUTH ELEMENTARY | 1724 8th Ave | Plattsmouth | NE | 68048-2359 | CASS | NE32022 | Scrapped/Junked |  | 1950 | CRANE |  |  | HWHT - Hot Water Heat | 8/31/1998
PLATTSMOUTH ELEMENTARY | 1724 8th Ave | Plattsmouth | NE | 68048-2359 | CASS | NE32025 | Scrapped/Junked |  | 1955 | AMERICAN STANDARD |  | WINTERSTEEN | HWHT - Hot Water Heat | 8/31/1996
Koch Fertilizer LLC | 18805 Hwy 6 | Greenwood | NE | 68366-0224 | Cass | NE19486 | Active | n/a | 1973 | Fabsco | UFPV - Unfired Pressure Vessel | Outside | 0017 - Ammonia Receiver | 7/31/2027
Koch Fertilizer LLC | 18805 Hwy 6 | Greenwood | NE | 68366-0224 | Cass | NE19487 | Active | 66 | 1995 | Custom Piping & Steel fab. | CFPV - Coil/Fired PSI Vsl | outside | EVAP - Evaporator | 7/31/2026
Koch Fertilizer LLC | 18805 Hwy 6 | Greenwood | NE | 68366-0224 | Cass | NE19488 | Active | 22965 | 1973 | Van Air | UFPV - Unfired Pressure Vessel | compressor building | RCVR - Receiver: Air or Water | 7/31/2027
Koch Fertilizer LLC | 18805 Hwy 6 | Greenwood | NE | 68366-0224 | Cass | NE19489 | Active | 22964 | 1973 | Van Air | UFPV - Unfired Pressure Vessel | compressor building | RCVR - Receiver: Air or Water | 7/31/2027
WOOD BRIDGE | 1913 HWY 13E | PLATTSMOUTH | NE | 68048 | CASS | NE40731 | Exempt 1999 LB-66 |  | 1994 | AO SMITH | AHWH - ANSI/Fired Water Htr | KITCHEN AREA | HWSD - Hot Water Dom/Potable | 8/31/2000
WOOD BRIDGE | 1913 HWY 13E | PLATTSMOUTH | NE | 68048 | CASS | NE40732 | Exempt 1999 LB-66 |  | 1994 | AO SMITH | AHWH - ANSI/Fired Water Htr | KITCHEN AREA | HWSD - Hot Water Dom/Potable | 8/31/2000
WOOD BRIDGE | 1913 HWY 13E | PLATTSMOUTH | NE | 68048 | CASS | NE40733 | Exempt 1999 LB-66 |  | 1994 | AO SMITH | AHWH - ANSI/Fired Water Htr | LAUNDRY ROOM | HWSD - Hot Water Dom/Potable | 8/31/2000
Plattsmouth High School | 1916 E Hwy 34 | Plattsmouth | NE | 68048-5676 | Cass | NE21249 | Scrapped/Junked | 86482 | 1995 | Pvi | CHWH - ASME/Fired Water Heater | Boiler Room | HWSD - Hot Water Dom/Potable | 10/31/2013
Plattsmouth High School | 1916 E Hwy 34 | Plattsmouth | NE | 68048-5676 | Cass | NE24538 | Active | 181967 | 2013 | AO SMITH | CHWH - ASME/Fired Water Heater | boiler room | HWSD - Hot Water Dom/Potable | 10/31/2026
Plattsmouth High School | 1916 E Hwy 34 | Plattsmouth | NE | 68048-5676 | Cass | NE24539 | Active | 181985 | 2013 | AO SMITH | CHWH - ASME/Fired Water Heater | boiler room | HWSD - Hot Water Dom/Potable | 10/31/2026
Plattsmouth High School | 1916 E Hwy 34 | Plattsmouth | NE | 68048-5676 | Cass | NE25618 | Active | 82483 | 1995 | Pvi | CHWH - ASME/Fired Water Heater | Cert 1st Floor | HWSD - Hot Water Dom/Potable | 10/31/2026
Louisville Public Schools | 202 W 3rd St | Louisville | NE | 68037-7089 | Cass | NE17296 | Scrapped/Junked | 13793 | 1991 | A. O. Smith | CHWH - ASME/Fired Water Heater | H.S. Boiler Room | HWSD - Hot Water Dom/Potable | 1/31/2012
Louisville Public Schools | 202 W 3rd St | Louisville | NE | 68037-7089 | Cass | NE17297 | Scrapped/Junked | 12393 | 1991 | A. O. Smith | WHTB - Waste Heat Boiler | H.S. Blr Rm | HWDP - Hotwater Heat & Dom Supply | 1/31/2005
Louisville Public Schools | 202 W 3rd St | Louisville | NE | 68037-7089 | Cass | NE24270 | Active | 50158 | 1999 | Kewanee | FTFB - Firetube-Firebox Boiler | East Boiler Room | HWHT - Hot Water Heat | 1/31/2027
Louisville Public Schools | 202 W 3rd St | Louisville | NE | 68037-7089 | Cass | NE24271 | Active | 50159 | 1999 | Kewanee | FTFB - Firetube-Firebox Boiler | West Boiler Room | HWHT - Hot Water Heat | 1/31/2027
Louisville Public Schools | 202 W 3rd St | Louisville | NE | 68037-7089 | Cass | NE28478 | Active | 7351 | 2019 | Riello | WT - Water Tube Boiler | Boiler Room | HWHT - Hot Water Heat | 1/31/2027
Louisville Public Schools | 202 W 3rd St | Louisville | NE | 68037-7089 | Cass | NE28479 | Active | 7352 | 2019 | Riello | WT - Water Tube Boiler | Boiler Room | HWHT - Hot Water Heat | 1/31/2027
Louisville Public Schools | 202 W 3rd St | Louisville | NE | 68037-7089 | Cass | NE28480 | Active | 7350 | 2019 | Riello | WT - Water Tube Boiler | Boiler Room | HWHT - Hot Water Heat | 1/31/2027
Louisville Public Schools | 202 W 3rd St | Louisville | NE | 68037-7089 | Cass | NE28481 | Active | 7353 | 2019 | Riello | WT - Water Tube Boiler | Boiler Room | HWHT - Hot Water Heat | 1/31/2027
Louisville Public Schools | 202 W 3rd St | Louisville | NE | 68037-7089 | Cass | NE28482 | Active | 7256 | 2019 | Riello | WT - Water Tube Boiler | Boiler Room | HWHT - Hot Water Heat | 1/31/2027
Louisville Public Schools | 202 W 3rd St | Louisville | NE | 68037-7089 | Cass | NE28483 | Active | 7222 | 2019 | Riello | WT - Water Tube Boiler | Boiler Room | HWHT - Hot Water Heat | 1/31/2027
Louisville Public Schools | 202 W 3rd St | Louisville | NE | 68037-7089 | Cass | NE28484 | Active | 7224 | 2019 | Riello | WT - Water Tube Boiler | Boiler Room | HWHT - Hot Water Heat | 1/31/2027
Louisville Public Schools | 202 W 3rd St | Louisville | NE | 68037-7089 | Cass | NE28485 | Active | 7264 | 2019 | Riello | WT - Water Tube Boiler | Boiler Room | HWHT - Hot Water Heat | 1/31/2027
Louisville Public Schools | 202 W 3rd St | Louisville | NE | 68037-7089 | Cass | NE32238 | Scrapped/Junked | 30993 | 1978 | Kewanee | FTFB - Firetube-Firebox Boiler | H.S. Boiler Room | HWHT - Hot Water Heat | 1/31/2020
Louisville Public Schools | 202 W 3rd St | Louisville | NE | 68037-7089 | Cass | NE32239 | Scrapped/Junked | 28971 | 1977 | Kewanee | FT - Firetube Boiler | H.S. Boiler Room | HWHT - Hot Water Heat | 1/31/2020
Louisville Public Schools | 202 W 3rd St | Louisville | NE | 68037-7089 | Cass | NE32989 | Scrapped/Junked | 33296 | 1983 | A. O. Smith | CHWH - ASME/Fired Water Heater | Kitchen | HWSD - Hot Water Dom/Potable | 1/31/2006
Louisville High School | 202 W 3rd St | Louisville | NE | 68037-7089 | Cass | NE19311 | Exempt 1999 LB-66 |  | 1984 | A. O. Smith | AHWH - ANSI/Fired Water Htr |  | HWSD - Hot Water Dom/Potable | 8/31/2000
Louisville High School | 202 W 3rd St | Louisville | NE | 68037-7089 | Cass | NE19322 | Exempt |  | 1975 | Crane Co. | AHWH - ANSI/Fired Water Htr | HIGH SCHOOL | HWSD - Hot Water Dom/Potable | 8/31/1998
Louisville High School | 202 W 3rd St | Louisville | NE | 68037-7089 | Cass | NE23251 | Exempt 1999 LB-66 |  | 1999 | A. O. Smith | AHWH - ANSI/Fired Water Htr |  | HWSD - Hot Water Dom/Potable | 7/20/2000
Louisville High School | 202 W 3rd St | Louisville | NE | 68037-7089 | Cass | NE32240 | Inactive | 1388 | 1970 | Market Forge Industries | ELBL - Electric Boiler |  | 0021 - Steam Supp Cooker/Kettle | 8/31/1999
Louisville High School | 202 W 3rd St | Louisville | NE | 68037-7089 | Cass | NE33724 | Scrapped/Junked |  | 1954 | Kewannee | FT - Firetube Boiler | HIGH SCHOOL | STHT - Steam-Heat | 8/31/1999
Weeping Water Schools | 204 W O St | Weeping Water | NE | 68463-4255 | Cass | NE16383 | Inactive | 43044 | 1990 | Kewanee | FTFB - Firetube-Firebox Boiler | BOILER ROOM | STHT - Steam-Heat | 2/28/2015
Weeping Water Schools | 204 W O St | Weeping Water | NE | 68463-4255 | Cass | NE19037 | Scrapped/Junked | UKN | 2009 | Reliance | FTVT - Firetube Vertical TB | Boiler Room | HWSD - Hot Water Dom/Potable | 2/28/2014
Weeping Water Schools | 204 W O St | Weeping Water | NE | 68463-4255 | Cass | NE24188 | Active | 183369 | 2013 | AO SMITH | CHWH - ASME/Fired Water Heater | boiler room | HWSD - Hot Water Dom/Potable | 2/28/2026
Weeping Water Schools | 204 W O St | Weeping Water | NE | 68463-4255 | Cass | NE26268 | Active | 188604 | 2014 | AO SMITH | CHWH - ASME/Fired Water Heater | boiler room | HWSD - Hot Water Dom/Potable | 2/28/2026
Weeping Water Schools | 204 W O St | Weeping Water | NE | 68463-4255 | Cass | NE26269 | Active | 190682 | 2014 | AO SMITH | CHWH - ASME/Fired Water Heater | boiler room | HWSD - Hot Water Dom/Potable | 2/28/2026
Weeping Water Schools | 204 W O St | Weeping Water | NE | 68463-4255 | Cass | NE26270 | Active | 188956 | 2014 | AO SMITH | CHWH - ASME/Fired Water Heater | boiler room | HWSD - Hot Water Dom/Potable | 2/28/2026
Weeping Water Schools | 204 W O St | Weeping Water | NE | 68463-4255 | Cass | NE33016 | Scrapped/Junked |  | 1965 | DAYN | AHWH - ANSI/Fired Water Htr | BOILER ROOM | HWSD - Hot Water Dom/Potable | 8/31/2009
Weeping Water Schools | 204 W O St | Weeping Water | NE | 68463-4255 | Cass | NE33205 | Inactive |  | 1940 | KEWANEE | FT - Firetube Boiler | OLD BOILER RM | STHT - Steam-Heat | 8/31/1991
Weeping Water Schools | 204 W O St | Weeping Water | NE | 68463-4255 | Cass | NE33586 | Inactive | n/a | 1964 | Kewanee | FTFB - Firetube-Firebox Boiler | NEW BOILER RM | HWHT - Hot Water Heat | 2/28/2018
Plattsmouth Sewer Plant | 2219 Dock Rd | Plattsmouth | NE | 68048 | Cass | NE04329 | Inactive | 4719 | 1977 | Walker | FT - Firetube Boiler | Boiler Room | PROH - Fired Process Heater | 10/31/2019
Plattsmouth Ready Mixed | 2356 Industrial Rd | Plattsmouth | NE | 68048-2629 | Cass | NE05798 | Exempt | 0 | 1993 | Hotsy | COBL - Coil Type Boiler | Boiler Room | HWHT - Hot Water Heat | 2/28/2021
Strategic Air Command & Aerospace Museum | 28210 W Park Hwy | Ashland | NE | 68003-3525 | Cass | NE28802 | Active | 20399 | 2020 | Aldrich | FTVT - Firetube Vertical TB | BOILER ROOM | HWHT - Hot Water Heat | 3/31/2027
Strategic Air Command & Aerospace Museum | 28210 W Park Hwy | Ashland | NE | 68003-3525 | Cass | NE28803 | Active | 20401 | 2020 | Aldrich | FTVT - Firetube Vertical TB | BOILER ROOM | HWHT - Hot Water Heat | 3/31/2027
Strategic Air Command & Aerospace Museum | 28210 W Park Hwy | Ashland | NE | 68003-3525 | Cass | NE30976 | Out of Service | 9149 | 1997 | ALES | FTVT - Firetube Vertical TB | BOILER ROOM | HWHT - Hot Water Heat | 12/31/2019
Strategic Air Command & Aerospace Museum | 28210 W Park Hwy | Ashland | NE | 68003-3525 | Cass | NE30977 | Scrapped/Junked | 9152 | 1997 | ALES | FTVT - Firetube Vertical TB | BOILER ROOM | HWHT - Hot Water Heat | 12/31/2019
Strategic Air Command & Aerospace Museum | 28210 W Park Hwy | Ashland | NE | 68003-3525 | Cass | NE30978 | Out of Service | 9151 | 1997 | ALES | FTVT - Firetube Vertical TB | BOILER ROOM | HWHT - Hot Water Heat | 12/31/2019
Mahoney State Park | 28500 W Park Hwy | Ashland | NE | 68003-3508 | Cass | NE09838 | Active | 132981 | 2001 | Lochinvar | CPFH - Copper Fin Water Heater | WAVE POOL PUMP HOUSE | OPHT - Outdoor Pool Heater | 6/30/2026
Mahoney State Park | 28500 W Park Hwy | Ashland | NE | 68003-3508 | Cass | NE09839 | Active | 132983 | 2001 | Lochinvar | CPFH - Copper Fin Water Heater | WAVE POOL PUMP HOUSE | OPHT - Outdoor Pool Heater | 6/30/2026
Mahoney State Park | 28500 W Park Hwy | Ashland | NE | 68003-3508 | Cass | NE09840 | Active | 132982 | 2001 | Lochinvar | CPFH - Copper Fin Water Heater | WAVE POOL PUMP HOUSE | OPHT - Outdoor Pool Heater | 6/30/2026
Mahoney State Park | 28500 W Park Hwy | Ashland | NE | 68003-3508 | Cass | NE44219 | Active | 411565 | 2023 | Lochinvar | CPPH - Ansi Cpr Fin Pool Heater | WAVE POOL PUMP HOUSE | IPHT - Indoor Pool Heater | 6/30/2026
Elmwood-Murdock High School | 300 Wyoming St | Murdock | NE | 68407-5032 | Cass | NE19312 | Active | 62 | 1996 | RUSC | WT - Water Tube Boiler | BOILER ROOM | HWSD - Hot Water Dom/Potable | 9/30/2026
Elmwood-Murdock High School | 300 Wyoming St | Murdock | NE | 68407-5032 | Cass | NE34594 | Inactive | 31578 | 1978 | KEWA | FTFB - Firetube-Firebox Boiler | BOILER ROOM | HWHT - Hot Water Heat | 8/31/2009
Weeping Water Christian | 306 W H St | Weeping Water | NE | 68463-4022 | Cass | NE09524 | Active | N/A | 1960 | Peerless | CI - Cast Iron | BASEMENT | HWHT - Hot Water Heat | 2/28/2027
Plattsmouth Community Center | 308 S 18th St | Plattsmouth | NE | 68048-2855 | Cass | NE10192 | Scrapped/Junked | 241291 | 2012 | Lochinvar | CPFH - Copper Fin Water Heater | POOL MECH ROOM | IPHT - Indoor Pool Heater | 3/31/2019
Plattsmouth Community Center | 308 S 18th St | Plattsmouth | NE | 68048-2855 | Cass | NE27871 | Active | 320908 | 2018 | Lochinvar | CPPH - Ansi Cpr Fin Pool Heater | Pool Mech. Room | IPHT - Indoor Pool Heater | 10/31/2026
Scott Sparks | 3212 Church Rd | Plattsmouth | NE | 68048-6838 | Cass | NE25288 | Active | N/A | 1917 | Minneapolis | HOBB - Hobby/Antique Boiler | Barn | 0024 - Antique Steam Tractor | 5/31/2027
vacant building | 324 N 5th St | Plattsmouth | NE | 68048-1407 | Cass | NE01424 | Inactive | 8126 | 2000 | Hurst | FTWB - FTS Marine Wet Back | BASEMENT BOILER ROOM | HWHT - Hot Water Heat | 1/31/2015
vacant building | 324 N 5th St | Plattsmouth | NE | 68048-1407 | Cass | NE31597 | Scrapped/Junked |  | 1957 | RITE ENGINEERING | WT - Water Tube Boiler | BOILER ROOM | HWHT - Hot Water Heat | 7/31/2000
ST JOHN BAPTIST RECTORY | 324 N 5th St | Plattsmouth | NE | 68048-1407 | CASS | NE09119 | Inactive |  | 1967 | AMERICAN STANDARD |  | BASEMENT | STHT - Steam-Heat | 7/31/1989
City/County Law Enforcement Center | 336 Main St | Plattsmouth | NE | 68048-1957 | Cass | NE09543 | Out of Service | 2731 | 2000 | Rbi | VCPF - Vert Cpr Fin Blr | 3RD FLOOR MECH ROOM | HWHT - Hot Water Heat | 3/31/2014
City/County Law Enforcement Center | 336 Main St | Plattsmouth | NE | 68048-1957 | Cass | NE09544 | Scrapped/Junked | 2733 | 2000 | Rbi | VCPF - Vert Cpr Fin Blr | 3RD FLOOR MECH ROOM | HWHT - Hot Water Heat | 3/31/2018
City/County Law Enforcement Center | 336 Main St | Plattsmouth | NE | 68048-1957 | Cass | NE09545 | Scrapped/Junked | 2732 | 2000 | Rbi | VCPF - Vert Cpr Fin Blr | 3RD FLOOR MECH ROOM | HWHT - Hot Water Heat | 3/31/2018
City/County Law Enforcement Center | 336 Main St | Plattsmouth | NE | 68048-1957 | Cass | NE09546 | Scrapped/Junked | 2531 | 2000 | Rbi | VCPF - Vert Cpr Fin Blr | 3RD FLOOR MECH ROOM | HWHT - Hot Water Heat | 3/31/2018
City/County Law Enforcement Center | 336 Main St | Plattsmouth | NE | 68048-1957 | Cass | NE09547 | Scrapped/Junked | 3124 | 2001 | Rbi | VCPF - Vert Cpr Fin Blr | 3RD FLOOR MECH ROOM | HWSD - Hot Water Dom/Potable | 3/31/2018
City/County Law Enforcement Center | 336 Main St | Plattsmouth | NE | 68048-1957 | Cass | NE09548 | Scrapped/Junked | 3123 | 2001 | Rbi | VCPF - Vert Cpr Fin Blr | 3RD FLOOR MECH ROOM | HWSD - Hot Water Dom/Potable | 3/31/2018
City/County Law Enforcement Center | 336 Main St | Plattsmouth | NE | 68048-1957 | Cass | NE27203 | Active | 234176 | 2016 | Lochinvar | FTVT - Firetube Vertical TB | Boiler room | HWHT - Hot Water Heat | 3/31/2027
City/County Law Enforcement Center | 336 Main St | Plattsmouth | NE | 68048-1957 | Cass | NE27204 | Active | 245122 | 2017 | Lochinvar | FTVT - Firetube Vertical TB | Boiler room | HWHT - Hot Water Heat | 3/31/2027
City/County Law Enforcement Center | 336 Main St | Plattsmouth | NE | 68048-1957 | Cass | NE27205 | Active | 392992 | 2017 | Lochinvar | WTSS - Watertube SS Steel | Boiler room | HWSD - Hot Water Dom/Potable | 3/31/2027
City/County Law Enforcement Center | 336 Main St | Plattsmouth | NE | 68048-1957 | Cass | NE27206 | Active | 392999 | 2017 | Lochinvar | WTSS - Watertube SS Steel | Boiler room | HWSD - Hot Water Dom/Potable | 3/31/2027
Cass County Courthouse | 346 Main St | Plattsmouth | NE | 68048-1957 | Cass | NE20058 | Scrapped/Junked | n/a | 1996 | Peerless | CI - Cast Iron | COURTHOUSE B | STHT - Steam-Heat | 3/31/2025
Cass County Courthouse | 346 Main St | Plattsmouth | NE | 68048-1957 | Cass | NE43546 | Active | 3090 | 2023 | Riello | WTSS - Watertube SS Steel | Courthouse B | GLYC - Glycol Bldg Heat Sys | 7/31/2026
Cass County Courthouse | 346 Main St | Plattsmouth | NE | 68048-1957 | Cass | NE43547 | Active | 3084 | 2023 | Riello | WTSS - Watertube SS Steel | Courthouse B | HWHT - Hot Water Heat | 7/31/2026
HIGHWAY/ZONING OFFICE | 346 Main St | Plattsmouth | NE | 68048-1957 | CASS | NE35273 | Inactive |  | 1960 | CRANE |  | BASEMENT | STHT - Steam-Heat | 5/31/2004
Rinker Materials | 369 E Wiles Rd | Plattsmouth | NE | 68048-8559 | Cass | NE42697 | Active | 2190 | 2002 | SIOUX | COBL - Coil Type Boiler | Mechanical Room | HWSP - Hot Water Non Potable Supply | 6/30/2026
Elmwood Murdock Elementary School | 400 W F St | Elmwood | NE | 68349-6074 | Cass | NE33206 | Inactive |  | 1960 | KEWA | FTFB - Firetube-Firebox Boiler | BOILER ROOM | HWHT - Hot Water Heat | 8/31/2009
Elmwood Murdock Elementary School | 400 W F St | Elmwood | NE | 68349-6074 | Cass | NE33207 | Inactive |  | 1960 | KEWA | FTFB - Firetube-Firebox Boiler | BOILER ROOM | HWHT - Hot Water Heat | 8/31/2009
Elmwood Murdock Elementary School | 400 W F St | Elmwood | NE | 68349-6074 | Cass | NE35308 | Scrapped/Junked | N/A | 1960 | AOSM | COBL - Coil Type Boiler | BOILER ROOM | HWSD - Hot Water Dom/Potable | 9/30/2018
St Paul United Methodist Church | 400 W G St | Elmwood | NE | 68349-6094 | Cass | NE08390 | Active | n/a | 1998 | Weil-McLain | CI - Cast Iron | BOILER ROOM | HWHT - Hot Water Heat | 9/30/2026
St Paul United Methodist Church | 400 W G St | Elmwood | NE | 68349-6094 | Cass | NE17122 | Scrapped/Junked |  | 1988 | WEIL MCLAIN |  | BOILER ROOM | HWHT - Hot Water Heat | 4/30/1999
CITY LIBRARY | 405 AVE A | PLATTSMOUTH | NE | 68048-1946 | CASS | NE04327 | Inactive |  | 1966 | KEWANEE | FT - Firetube Boiler |  | STHT - Steam-Heat | 10/31/2000
Louisville Care Center | 410 W 5th St | Louisville | NE | 68037-6006 | Cass | NE06939 | Scrapped/Junked | 101841 | 2006 | AOSC | CHWH - ASME/Fired Water Heater | WEST UNIT | HWSD - Hot Water Dom/Potable | 9/30/2010
Louisville Care Center | 410 W 5th St | Louisville | NE | 68037-6006 | Cass | NE12162 | Scrapped/Junked | 77322 | 2003 | STAT | CHWH - ASME/Fired Water Heater | BOILER ROOM | HWSD - Hot Water Dom/Potable | 9/30/2016
Louisville Care Center | 410 W 5th St | Louisville | NE | 68037-6006 | Cass | NE18791 | Scrapped/Junked | 130750 | 2008 | A O Smith | CHWH - ASME/Fired Water Heater | Boiler Room | HWSD - Hot Water Dom/Potable | 9/30/2015
Louisville Care Center | 410 W 5th St | Louisville | NE | 68037-6006 | Cass | NE25683 | Active | 51237 | 2013 | PVI Industries | CHWH - ASME/Fired Water Heater | boiler room | HWSD - Hot Water Dom/Potable | 9/30/2026
Louisville Care Center | 410 W 5th St | Louisville | NE | 68037-6006 | Cass | NE26536 | Active | 70484 | 2016 | PVI Industries | CHWH - ASME/Fired Water Heater | boiler room | HWSD - Hot Water Dom/Potable | 9/30/2026
Louisville Care Center | 410 W 5th St | Louisville | NE | 68037-6006 | Cass | NE30425 | Scrapped/Junked | 847 | 1987 | AO SMITH | CHWH - ASME/Fired Water Heater | WEST UNIT | HWSD - Hot Water Dom/Potable | 8/31/2006
Louisville Care Center | 410 W 5th St | Louisville | NE | 68037-6006 | Cass | NE30593 | Scrapped/Junked | 23224 | 1993 | AO SMITH | CHWH - ASME/Fired Water Heater | EAST UNIT | HWSD - Hot Water Dom/Potable | 8/31/2003
Twin River Water Park | 414 S 18th St | Plattsmouth | NE | 68048-2806 | Cass | NE40532 | Active | 81155 | 1997 | TELE | CPFT - Horiz Cpr Fin Boiler | PUMP ROOM | OPHT - Outdoor Pool Heater | 6/30/2026
PLATTSMOUTH CITY POOL | 414 S 18th St | Plattsmouth | NE | 68048-2806 | CASS | NE40533 | Exempt 1999 LB-66 |  | 1997 | AO SMITH | AHWH - ANSI/Fired Water Htr |  | HWSD - Hot Water Dom/Potable | 5/31/2000
Vireo Resources | 461 E Wiles Rd | Plattsmouth | NE | 68048-8506 | Cass | NE42374 | Active | 11173 | 2022 | Vapor Corp | WT - Water Tube Boiler | Boiler Room | HWSP - Hot Water Non Potable Supply | 7/31/2026
LIVING TRUTH ACADEMY | 502 S 5th St | Plattsmouth | NE | 68048-2123 | CASS | NE32026 | Inactive |  | 1955 | AMERICAN RADIATOR |  |  | HWHT - Hot Water Heat | 8/31/1999
Private shop / residence. | 515 Maple Ave | Nehawka | NE | 68413-2442 | Cass | NE33760 | Exempt | N/A | 1957 | Kewanee | FTFB - Firetube-Firebox Boiler | BOILER ROOM | STHT - Steam-Heat | 12/31/2019
ST JOHN BAPTIST SCHOOL | 520 S 18th St | Plattsmouth | NE | 68048-2001 | CASS | NE19708 | Exempt 1999 LB-66 |  | 1994 | AO SMITH | AHWH - ANSI/Fired Water Htr | STORAGE ROOM | HWSD - Hot Water Dom/Potable | 2/29/2000
Eagle Elementary School | 600 S 1st St | Eagle | NE | 68347-5083 | CASS | NE09665 | Scrapped/Junked | 11706 | 2001 | ALES | FTVT - Firetube Vertical TB | PENTHOUSE BLDG B | HWHT - Hot Water Heat | 5/31/2026
Eagle Elementary School | 600 S 1st St | Eagle | NE | 68347-5083 | CASS | NE09666 | Scrapped/Junked | 11703 | 2001 | ALES | FTVT - Firetube Vertical TB | PENTHOUSE BLDG B | HWHT - Hot Water Heat | 5/31/2026
Eagle Elementary School | 600 S 1st St | Eagle | NE | 68347-5083 | CASS | NE09667 | Scrapped/Junked | 11736 | 2001 | ALES | FTVT - Firetube Vertical TB | PENTHOUSE BLDG A | HWHT - Hot Water Heat | 5/31/2026
Eagle Elementary School | 600 S 1st St | Eagle | NE | 68347-5083 | CASS | NE09668 | Inactive | 11734 | 2001 | ALES | FTVT - Firetube Vertical TB | PENTHOUSE BLDG A | HWHT - Hot Water Heat | 5/31/2013
Eagle Elementary School | 600 S 1st St | Eagle | NE | 68347-5083 | CASS | NE21597 | Scrapped/Junked | 55565 | 1997 | AOSM | CHWH - ASME/Fired Water Heater | MAINT ROOM | HWSD - Hot Water Dom/Potable | 5/31/2010
Eagle Elementary School | 600 S 1st St | Eagle | NE | 68347-5083 | CASS | NE24150 | Scrapped/Junked | 18726 | 2012 | Aldrich | FTVT - Firetube Vertical TB | boiler room | HWHT - Hot Water Heat | 5/31/2026
Eagle Elementary School | 600 S 1st St | Eagle | NE | 68347-5083 | CASS | NE33013 | Scrapped/Junked |  | 1974 | Ruud-Rheem | AHWH - ANSI/Fired Water Htr | MAINT ROOM | HWSD - Hot Water Dom/Potable | 5/31/2010
Eagle Elementary School | 600 S 1st St | Eagle | NE | 68347-5083 | CASS | NE33014 | Scrapped/Junked |  | 1984 | RUUD | AHWH - ANSI/Fired Water Htr | KITCHEN | HWSD - Hot Water Dom/Potable | 7/31/1998
Eagle Elementary School | 600 S 1st St | Eagle | NE | 68347-5083 | CASS | NE34607 | Scrapped/Junked | 36089 | 1982 | KEWANEE | FTFB - Firetube-Firebox Boiler | BOILER ROOM | STHT - Steam-Heat | 5/31/2002
Eagle Elementary School | 600 S 1st St | Eagle | NE | 68347-5083 | CASS | NE34608 | Scrapped/Junked | 36104 | 1982 | KEWANEE | FTFB - Firetube-Firebox Boiler | BOILER ROOM | STHT - Steam-Heat | 5/31/2002
Golden Living Center | 602 S 18th St | Plattsmouth | NE | 68048-2056 | CASS | NE02577 | Inactive | 64123 | 2001 | AO SMITH | COBL - Coil Type Boiler | SOUTH BLR ROOM | HWSD - Hot Water Dom/Potable | 5/31/2007
Golden Living Center | 602 S 18th St | Plattsmouth | NE | 68048-2056 | CASS | NE16640 | Inactive | 36942 | 1991 | STATE INDUSTRIES | CHWH - ASME/Fired Water Heater | BOILER ROOM | HWSD - Hot Water Dom/Potable | 5/31/2007
Golden Living Center | 602 S 18th St | Plattsmouth | NE | 68048-2056 | CASS | NE23859 | Scrapped/Junked | 48708 | 1999 | AO SMITH | COBL - Coil Type Boiler | BOILER ROOM | HWSD - Hot Water Dom/Potable | 5/31/2005
Golden Living Center | 602 S 18th St | Plattsmouth | NE | 68048-2056 | CASS | NE34860 | Scrapped/Junked | 41474 | 1984 | AO SMITH | CHWH - ASME/Fired Water Heater | BOILER ROOM | HWSD - Hot Water Dom/Potable | 5/31/1999
Nutrien | 701 S Garfield St | Weeping Water | NE | 68463 | Cass | NE07852 | Exempt | 29046 | 1968 | TEXAS METAL FAB | UFPV - Unfired Pressure Vessel | PLANT AIR COMP | RCVR - Receiver: Air or Water | 1/1/1900
Nutrien | 701 S Garfield St | Weeping Water | NE | 68463 | Cass | NE07853 | Exempt | 1444 | 1968 | Unknown | UFPV - Unfired Pressure Vessel | PLANT AIR COMP | RCVR - Receiver: Air or Water | 1/1/1900
Nutrien | 701 S Garfield St | Weeping Water | NE | 68463 | Cass | NE07854 | Exempt | 1445 | 1988 | Unknown | UFPV - Unfired Pressure Vessel | PLANT AIR COMP | RCVR - Receiver: Air or Water | 1/1/1900
Nutrien | 701 S Garfield St | Weeping Water | NE | 68463 | Cass | NE13882 | Active | 12153 | 1965 | Cyclotherm | FTSM - FTS Marine Dry Back | Boiler Room | PROC - Process Steam | 5/31/2026
Nutrien | 701 S Garfield St | Weeping Water | NE | 68463 | Cass | NE14049 | Active | 12144 | 1965 | Cyclotherm | FTSM - FTS Marine Dry Back | Boiler Room | PROC - Process Steam | 8/31/2026
Nutrien | 701 S Garfield St | Weeping Water | NE | 68463 | Cass | NE42698 | Inactive | 21836 | 2016 | Hurst | FTHT - Firetube Horizontal | Portable Trailer | PROC - Process Steam | 6/30/2025
Plattsmouth Housing | 801 Washington Ave | Plattsmouth | NE | 68048-1255 | Cass | NE10678 | Scrapped/Junked | 67095 | 2002 | AOSM | CHWH - ASME/Fired Water Heater | BASEMENT | HWSD - Hot Water Dom/Potable | 5/31/2018
Plattsmouth Housing | 801 Washington Ave | Plattsmouth | NE | 68048-1255 | Cass | NE14158 | Scrapped/Junked | 122852 | 2008 | AO SMITH | CHWH - ASME/Fired Water Heater | BASEMENT | HWSD - Hot Water Dom/Potable | 5/31/2026
Plattsmouth Housing | 801 Washington Ave | Plattsmouth | NE | 68048-1255 | Cass | NE27471 | Active | 219628 | 2016 | AO SMITH | CHWH - ASME/Fired Water Heater | BASEMENT | HWSD - Hot Water Dom/Potable | 5/31/2027
Plattsmouth Housing | 801 Washington Ave | Plattsmouth | NE | 68048-1255 | Cass | NE40517 | Active | n/a | 1968 | Kewanee | FTSM - FTS Marine Dry Back | BASEMENT | HWHT - Hot Water Heat | 5/31/2027
Plattsmouth Housing | 801 Washington Ave | Plattsmouth | NE | 68048-1255 | Cass | NE40518 | Active | n/a | 1968 | Kewanee | FTSM - FTS Marine Dry Back | BASEMENT | HWHT - Hot Water Heat | 5/31/2027
Plattsmouth Housing | 801 Washington Ave | Plattsmouth | NE | 68048-1255 | Cass | NE40519 | Scrapped/Junked |  | 1992 | AO SMITH | CHWH - ASME/Fired Water Heater | BASEMENT | HWSD - Hot Water Dom/Potable | 5/31/2003
Plattsmouth Housing | 801 Washington Ave | Plattsmouth | NE | 68048-1255 | Cass | NE40520 | Scrapped/Junked | 46428 | 1998 | AOSM | CHWH - ASME/Fired Water Heater | BASEMENT | HWSD - Hot Water Dom/Potable | 5/31/2009
Plattsmouth Housing | 801 Washington Ave | Plattsmouth | NE | 68048-1255 | Cass | NE43545 | Active | 332315 | 2025 | AO SMITH | CHWH - ASME/Fired Water Heater | BASEMENT | HWSD - Hot Water Dom/Potable | 5/31/2027
US Post Office | 802 Avenue B | Plattsmouth | NE | 68048-1801 | Cass | NE30476 | Scrapped/Junked | N/A | 1965 | THERM PAK | WT - Water Tube Boiler | SOUTH ROOM | HWHT - Hot Water Heat | 4/30/2019
OLD PLATTSMOUTH MIDDLE | 810 Main St | Plattsmouth | NE | 68048-1842 | CASS | NE32020 | Inactive |  | 1954 | KEWANEE | FT - Firetube Boiler |  | STHT - Steam-Heat | 8/31/1997
OLD PLATTSMOUTH MIDDLE | 810 Main St | Plattsmouth | NE | 68048-1842 | CASS | NE32021 | Inactive |  | 1954 | KEWANEE | FT - Firetube Boiler |  | STHT - Steam-Heat | 8/31/1997
Plus Center | 816 6th Ave | Plattsmouth | NE | 68048-2092 | Cass | NE32024 | Scrapped/Junked | n/a | 1955 | AMST | CI - Cast Iron | Boiler Room | HWHT - Hot Water Heat | 10/31/2015
Super Suds | 830 Chicago Ave | Plattsmouth | NE | 68048-2070 | Cass | NE00356 | Scrapped/Junked | 160194 | 1999 | Raypak | CPFT - Horiz Cpr Fin Boiler | MECH ROOM | HWSP - Hot Water Non Potable Supply | 1/31/2015
Super Suds | 830 Chicago Ave | Plattsmouth | NE | 68048-2070 | Cass | NE00357 | Scrapped/Junked | 162106 | 1999 | Raypak | CPFT - Horiz Cpr Fin Boiler | MECH ROOM | HWHT - Hot Water Heat | 12/31/2025
Conestoga High School | 8404 42nd St | Murray | NE | 68409-2260 | Cass | NE00058 | Scrapped/Junked | 86457 | 1998 | WBLT | ELBL - Electric Boiler | KITCHEN | 0021 - Steam Supp Cooker/Kettle | 12/31/2008
Conestoga High School | 8404 42nd St | Murray | NE | 68409-2260 | Cass | NE14700 | Scrapped/Junked | C20092 | 2008 | AO SMITH | CPFT - Horiz Cpr Fin Boiler | BOILER ROOM | HWSD - Hot Water Dom/Potable | 12/31/2017
Conestoga High School | 8404 42nd St | Murray | NE | 68409-2260 | Cass | NE19310 | Inactive | 15361 | 1979 | CLEVELAND RANGE | FT - Firetube Boiler |  | 0021 - Steam Supp Cooker/Kettle | 12/31/1999
Conestoga High School | 8404 42nd St | Murray | NE | 68409-2260 | Cass | NE23819 | Active | 10003 | 1998 | Aldrich | FTVT - Firetube Vertical TB | BOILER ROOM | HWHT - Hot Water Heat | 12/31/2026
Conestoga High School | 8404 42nd St | Murray | NE | 68409-2260 | Cass | NE23820 | Active | 10002 | 1998 | Aldrich | FTVT - Firetube Vertical TB | BOILER ROOM | HWHT - Hot Water Heat | 12/31/2026
Conestoga High School | 8404 42nd St | Murray | NE | 68409-2260 | Cass | NE23821 | Active | 10001 | 1998 | Aldrich | FTVT - Firetube Vertical TB | BOILER ROOM | HWHT - Hot Water Heat | 12/31/2026
Conestoga High School | 8404 42nd St | Murray | NE | 68409-2260 | Cass | NE23822 | Scrapped/Junked | 47850 | 1998 | AO SMITH | COBL - Coil Type Boiler | BOILER ROOM | HWSD - Hot Water Dom/Potable | 12/31/2007
Conestoga High School | 8404 42nd St | Murray | NE | 68409-2260 | Cass | NE27426 | Active | 288709 | 2013 | Lochinvar | WTSS - Watertube SS Steel | BOILER ROOM | HWSD - Hot Water Dom/Potable | 12/31/2026
Conestoga High School | 8404 42nd St | Murray | NE | 68409-2260 | Cass | NE32776 | Inactive | 6040 | 1979 | TRIAD BOILER SYSTEMS INC | FT - Firetube Boiler | MURRAY | HWHT - Hot Water Heat | 6/30/1998
Conestoga High School | 8404 42nd St | Murray | NE | 68409-2260 | Cass | NE32777 | Inactive | 6043 | 1979 | TRIAD BOILER SYSTEMS INC | FT - Firetube Boiler | MURRAY | HWHT - Hot Water Heat | 6/30/1998
Conestoga High School | 8404 42nd St | Murray | NE | 68409-2260 | Cass | NE32778 | Inactive | 6004 | 1979 | TRIAD BOILER SYSTEMS INC | FT - Firetube Boiler | MURRAY | HWHT - Hot Water Heat | 6/30/1998
Conestoga High School | 8404 42nd St | Murray | NE | 68409-2260 | Cass | NE32779 | Inactive | 6039 | 1979 | TRIAD BOILER SYSTEMS INC | FT - Firetube Boiler | MURRAY | HWHT - Hot Water Heat | 6/30/1998
Conestoga High School | 8404 42nd St | Murray | NE | 68409-2260 | Cass | NE32780 | Inactive | 6007 | 1979 | TRIAD BOILER SYSTEMS INC | FT - Firetube Boiler | MURRAY | HWHT - Hot Water Heat | 6/30/1998
Conestoga High School | 8404 42nd St | Murray | NE | 68409-2260 | Cass | NE32781 | Inactive |  | 1979 | TRIAD BOILER SYSTEMS INC | FT - Firetube Boiler | MURRAY | HWHT - Hot Water Heat | 6/30/1998
Conestoga High School | 8404 42nd St | Murray | NE | 68409-2260 | Cass | NE32782 | Inactive | 6009 | 1979 | TRIAD BOILER SYSTEMS INC | FT - Firetube Boiler | MURRAY | HWHT - Hot Water Heat | 6/30/1998
Conestoga High School | 8404 42nd St | Murray | NE | 68409-2260 | Cass | NE32783 | Inactive |  | 1979 | TRIAD BOILER SYSTEMS INC | FT - Firetube Boiler | MURRAY | HWHT - Hot Water Heat | 6/30/1998
Conestoga High School | 8404 42nd St | Murray | NE | 68409-2260 | Cass | NE32784 | Inactive | 6003 | 1979 | TRIAD BOILER SYSTEMS INC | FT - Firetube Boiler | MURRAY | HWHT - Hot Water Heat | 6/30/1998
Conestoga High School | 8404 42nd St | Murray | NE | 68409-2260 | Cass | NE32785 | Inactive |  | 1979 | TRIAD BOILER SYSTEMS INC | FT - Firetube Boiler | MURRAY | HWHT - Hot Water Heat | 6/30/1998
Conestoga High School | 8404 42nd St | Murray | NE | 68409-2260 | Cass | NE32786 | Inactive | 6005 | 1979 | TRIAD BOILER SYSTEMS INC | FT - Firetube Boiler | MURRAY | HWHT - Hot Water Heat | 6/30/1998
Conestoga High School | 8404 42nd St | Murray | NE | 68409-2260 | Cass | NE32787 | Inactive | 6002 | 1979 | TRIAD BOILER SYSTEMS INC | FT - Firetube Boiler | MURRAY | HWHT - Hot Water Heat | 6/30/1998
Conestoga High School | 8404 42nd St | Murray | NE | 68409-2260 | Cass | NE32788 | Inactive | 6042 | 1979 | TRIAD BOILER SYSTEMS INC | FT - Firetube Boiler | MURRAY | HWHT - Hot Water Heat | 6/30/1998
Conestoga High School | 8404 42nd St | Murray | NE | 68409-2260 | Cass | NE32789 | Inactive | 5987 | 1979 | TRIAD BOILER SYSTEMS INC | FT - Firetube Boiler | MURRAY | HWHT - Hot Water Heat | 6/30/1998
Conestoga High School | 8404 42nd St | Murray | NE | 68409-2260 | Cass | NE32790 | Inactive | 5985 | 1979 | TRIAD BOILER SYSTEMS INC | FT - Firetube Boiler | MURRAY | HWHT - Hot Water Heat | 6/30/1998
Conestoga High School | 8404 42nd St | Murray | NE | 68409-2260 | Cass | NE32791 | Inactive |  | 1979 | TRIAD BOILER SYSTEMS INC | FT - Firetube Boiler | MURRAY | HWHT - Hot Water Heat | 6/30/1998
Conestoga High School | 8404 42nd St | Murray | NE | 68409-2260 | Cass | NE32792 | Inactive | 5986 | 1979 | TRIAD BOILER SYSTEMS INC | FT - Firetube Boiler | MURRAY | HWHT - Hot Water Heat | 6/30/1998
Conestoga High School | 8404 42nd St | Murray | NE | 68409-2260 | Cass | NE32793 | Inactive | 5978 | 1979 | TRIAD BOILER SYSTEMS INC | FT - Firetube Boiler | MURRAY | HWHT - Hot Water Heat | 6/30/1998
Iron Horse Golf Course | 900 Club House Dr | Ashland | NE | 68003-6226 | Cass | NE06990 | Scrapped/Junked | 103383 | 2006 | AOSC | CHWH - ASME/Fired Water Heater | Mechanical Room | HWSD - Hot Water Dom/Potable | 7/31/2017
OCCIDENTAL CHEMICAL | P0 BOX 11 | WEEPING WATER | NE | 68463 | CASS | NE01294 | Inactive | 14457 | 1965 | CLEAVER BROOKS | FT - Firetube Boiler | BOILER ROOM | PROC - Process Steam | 4/30/1987
Cedar County Clerk | 101 S Broadway Ave | Hartington | NE | 68739-4618 | Cedar | NE15271 | Scrapped/Junked |  | 1989 | DUNK | CI - Cast Iron | BASEMENT | STHT - Steam-Heat | 4/30/2009
East & West Catholic Elementary School | 108 W 889 Rd | Hartington | NE | 68739-6079 | Cedar | NE22510 | Active | n/a | 1996 | Weil-Mcclain | CI - Cast Iron | boiler room | STHT - Steam-Heat | 1/31/2027
CITY AUDITORIUM | 119 N Main St | Randolph | NE | 68771-5516 | CEDAR | NE37067 | Scrapped/Junked |  | 1942 | FITZGIBBONS | FT - Firetube Boiler |  | STHT - Steam-Heat | 9/30/1991
COLERIDGE COMMUNITY SCHOOL | 200 S MAIN ST | COLERIDGE | NE | 68727 | CEDAR | NE37731 | Scrapped/Junked | 7802 | 1984 | AO SMITH | AHWH - ANSI/Fired Water Htr | FAN ROOM | HWSD - Hot Water Dom/Potable | 7/31/2003
Coleridge Community Middle School | 203 S Main St | Coleridge | NE | 68727 | Cedar | NE12165 | Scrapped/Junked | 64854 | 2001 | AOSM | CHWH - ASME/Fired Water Heater | FAN ROOM | HWSD - Hot Water Dom/Potable | 11/30/2018
Coleridge Community Middle School | 203 S Main St | Coleridge | NE | 68727 | Cedar | NE18795 | Active | N/A | 2010 | Peerless | CI - Cast Iron | Boiler room | HWHT - Hot Water Heat | 11/30/2026
Coleridge Community Middle School | 203 S Main St | Coleridge | NE | 68727 | Cedar | NE18796 | Active | N/A | 2010 | Peerless | CI - Cast Iron | Boiler room | HWHT - Hot Water Heat | 11/30/2026
Coleridge Community Middle School | 203 S Main St | Coleridge | NE | 68727 | Cedar | NE31426 | Scrapped/Junked |  | 1960 | KEWA | FTFB - Firetube-Firebox Boiler | BOILER ROOM | HWHT - Hot Water Heat | 7/31/2010
Coleridge Community Middle School | 203 S Main St | Coleridge | NE | 68727 | Cedar | NE31427 | Scrapped/Junked |  | 1960 | KEWA | FTFB - Firetube-Firebox Boiler | BOILER ROOM | HWHT - Hot Water Heat | 7/31/2010
Randolph High School | 207 N Pierce St | Randolph | NE | 68771-5514 | Cedar | NE27257 | Active | 77611 | 2017 | Aerco | FTVT - Firetube Vertical TB | Basement Blr Rm | HWHT - Hot Water Heat | 1/31/2027
Randolph High School | 207 N Pierce St | Randolph | NE | 68771-5514 | Cedar | NE27258 | Active | 77612 | 2017 | Aerco | FTVT - Firetube Vertical TB | Basement Blr Rm | HWHT - Hot Water Heat | 1/31/2027
Randolph High School | 207 N Pierce St | Randolph | NE | 68771-5514 | Cedar | NE27259 | Active | 77028 | 2017 | Aerco | FTVT - Firetube Vertical TB | Basement Blr Rm | HWSD - Hot Water Dom/Potable | 1/31/2027
Randolph High School | 207 N Pierce St | Randolph | NE | 68771-5514 | Cedar | NE33980 | Scrapped/Junked | N/A | 1964 | Kewanee | FTFB - Firetube-Firebox Boiler | BOILER ROOM | HWHT - Hot Water Heat | 1/31/2018
Randolph High School | 207 N Pierce St | Randolph | NE | 68771-5514 | Cedar | NE33981 | Scrapped/Junked | n/a | 1964 | Kewanee | FTFB - Firetube-Firebox Boiler | BOILER ROOM | HWHT - Hot Water Heat | 1/31/2018
Bank Of Hartington | 229 N Broadway Ave | Hartington | NE | 68739-4619 | Cedar | NE05215 | Scrapped/Junked | NB | 1975 | Mueller | CI - Cast Iron | BOILER ROOM | STHT - Steam-Heat | 2/28/2013
Bank Of Hartington | 229 N Broadway Ave | Hartington | NE | 68739-4619 | Cedar | NE25680 | Active | n/a | 2014 | Peerless | CI - Cast Iron | BOILER ROOM | STHT - Steam-Heat | 12/31/2026
Globe Clothing | 301 N Broadway Ave | Hartington | NE | 68739-5157 | Cedar | NE22523 | Inactive |  | 1996 | Weil-Mcclain | CI - Cast Iron | BASEMENT | STHT - Steam-Heat | 11/30/2000
St John The Baptist | 303 Omaha St | Fordyce | NE |  | Cedar | NE32482 | Scrapped/Junked |  | 1978 | Weil-Mcclain | CI - Cast Iron | BASEMENT | STHT - Steam-Heat | 11/30/2008
Randolph East School | 309 N Bridge St | Randolph | NE | 68771-9781 | Cedar | NE33291 | Active | N/A | 1960 | Peerless | CI - Cast Iron | BOILER ROOM | HWHT - Hot Water Heat | 1/31/2027
Randolph East School | 309 N Bridge St | Randolph | NE | 68771-9781 | Cedar | NE34672 | Active | N/A | 1970 | Peerless | CI - Cast Iron | BOILER ROOM | HWHT - Hot Water Heat | 1/31/2027
Parkview Haven Nursing Home | 309 N Madison St | Coleridge | NE | 68727-2602 | Cedar | NE05601 | Scrapped/Junked |  | 1993 | AO SMITH | AHWH - ANSI/Fired Water Htr | BOILER ROOM | HWSD - Hot Water Dom/Potable | 10/31/2004
Parkview Haven Nursing Home | 309 N Madison St | Coleridge | NE | 68727-2602 | Cedar | NE05748 | Scrapped/Junked | 55709 | 1997 | STATE INDUSTRIES | CHWH - ASME/Fired Water Heater | BOILER ROOM | HWSD - Hot Water Dom/Potable | 10/31/2002
Parkview Haven Nursing Home | 309 N Madison St | Coleridge | NE | 68727-2602 | Cedar | NE09857 | Scrapped/Junked | 56098 | 2000 | AOSM | CHWH - ASME/Fired Water Heater | BOILER ROOM | HWSD - Hot Water Dom/Potable | 10/31/2009
Parkview Haven Nursing Home | 309 N Madison St | Coleridge | NE | 68727-2602 | Cedar | NE13933 | Scrapped/Junked | 135014 | 2009 | STATE INDUSTRIES | CHWH - ASME/Fired Water Heater | BOILER ROOM | HWSD - Hot Water Dom/Potable | 9/30/2016
Parkview Haven Nursing Home | 309 N Madison St | Coleridge | NE | 68727-2602 | Cedar | NE15095 | Scrapped/Junked | 74232 | 2002 | AOSM | CHWH - ASME/Fired Water Heater | Boiler Room | HWSD - Hot Water Dom/Potable | 10/31/2011
Parkview Haven Nursing Home | 309 N Madison St | Coleridge | NE | 68727-2602 | Cedar | NE19100 | Scrapped/Junked | 145200 | 2010 | A O Smith | CHWH - ASME/Fired Water Heater | BOILER ROOM | HWSD - Hot Water Dom/Potable | 10/31/2018
Parkview Haven Nursing Home | 309 N Madison St | Coleridge | NE | 68727-2602 | Cedar | NE26519 | Scrapped/Junked | 214205 | 2016 | AOSM | CHWH - ASME/Fired Water Heater | BOILER ROOM | HWSD - Hot Water Dom/Potable | 10/31/2026
Parkview Haven Nursing Home | 309 N Madison St | Coleridge | NE | 68727-2602 | Cedar | NE27669 | Active | 240286 | 2018 | AOSM | CHWH - ASME/Fired Water Heater | BOILER ROOM | HWSD - Hot Water Dom/Potable | 10/31/2026
Parkview Haven Nursing Home | 309 N Madison St | Coleridge | NE | 68727-2602 | Cedar | NE43955 | Active | 343367 | 2026 | AO SMITH | CHWH - ASME/Fired Water Heater | Boiler Room | HWSD - Hot Water Dom/Potable | 10/31/2025
Cedar Catholic High School | 401 S Broadway Ave | Hartington | NE | 68739-4613 | Cedar | NE32485 | Scrapped/Junked | N/A | 1979 | BRYN | CI - Cast Iron | BOILER ROOM | STHT - Steam-Heat | 1/31/2016
Cedar Catholic High School | 401 S Broadway Ave | Hartington | NE | 68739-4613 | Cedar | NE33972 | Scrapped/Junked | N/A | 1963 | Kewanee | FTFB - Firetube-Firebox Boiler | BOILER ROOM | STHT - Steam-Heat | 1/31/2015
Arbor Care Center - Hartington | 401 W Darlene St | Hartington | NE | 68739-4510 | Cedar | NE09637 | Inactive | 10308 | 2001 | Paget Equipment | CHWH - ASME/Fired Water Heater | BOILER ROOM | HWSD - Hot Water Dom/Potable | 4/30/2017
Arbor Care Center - Hartington | 401 W Darlene St | Hartington | NE | 68739-4510 | Cedar | NE09638 | Scrapped/Junked | 10307 | 2001 | Paget Equipment | CHWH - ASME/Fired Water Heater | BOILER ROOM | HWSD - Hot Water Dom/Potable | 4/30/2015
Arbor Care Center - Hartington | 401 W Darlene St | Hartington | NE | 68739-4510 | Cedar | NE34866 | Active | n/a | 1965 | Kewanee | FTFB - Firetube-Firebox Boiler | BOILER ROOM | HWHT - Hot Water Heat | 4/30/2027
Arbor Care Center - Hartington | 401 W Darlene St | Hartington | NE | 68739-4510 | Cedar | NE34867 | Active | n/a | 1965 | Kewanee | FTFB - Firetube-Firebox Boiler | BOILER ROOM | HWHT - Hot Water Heat | 4/30/2027
Holy Trinity School | 404 S Broadway Ave | Hartington | NE | 68739-4613 | Cedar | NE13934 | Scrapped/Junked | 126868 | 2008 | AO SMITH | CHWH - ASME/Fired Water Heater | BOILER ROOM | HWSD - Hot Water Dom/Potable | 1/31/2012
Holy Trinity School | 404 S Broadway Ave | Hartington | NE | 68739-4613 | Cedar | NE18506 | Scrapped/Junked |  | 1993 | AO SMITH | CHWH - ASME/Fired Water Heater | BOILER ROOM | HWSD - Hot Water Dom/Potable | 7/31/2008
Holy Trinity School | 404 S Broadway Ave | Hartington | NE | 68739-4613 | Cedar | NE23042 | Active | 10239 | 1999 | Aldrich | FTFB - Firetube-Firebox Boiler | Elementary School | STHT - Steam-Heat | 1/31/2027
Holy Trinity School | 404 S Broadway Ave | Hartington | NE | 68739-4613 | Cedar | NE23043 | Active | 10241 | 1999 | Aldrich | FTFB - Firetube-Firebox Boiler | Elementary School | STHT - Steam-Heat | 1/31/2027
Hartington Public School | 501 S Broadway Ave | Hartington | NE | 68739-4665 | Cedar | NE17398 | Scrapped/Junked | N/A | 1993 | AOSM | CHWH - ASME/Fired Water Heater | BOILER ROOM | HWSD - Hot Water Dom/Potable | 6/30/2015
Hartington Public School | 501 S Broadway Ave | Hartington | NE | 68739-4665 | Cedar | NE21252 | Scrapped/Junked | 39488 | 1997 | AOSM | CHWH - ASME/Fired Water Heater | MECH ROOM | HWSD - Hot Water Dom/Potable | 6/30/2015
Hartington Public School | 501 S Broadway Ave | Hartington | NE | 68739-4665 | Cedar | NE22002 | Scrapped/Junked | 6372 | 1972 | VULH | FT - Firetube Boiler | Kitchen | 0021 - Steam Supp Cooker/Kettle | 6/30/2014
Hartington Public School | 501 S Broadway Ave | Hartington | NE | 68739-4665 | Cedar | NE25216 | Active | 23331 | 2014 | Vulcan | KETT - Fired Kettle | kitchen | 0021 - Steam Supp Cooker/Kettle | 6/30/2026
Hartington Public School | 501 S Broadway Ave | Hartington | NE | 68739-4665 | Cedar | NE37297 | Scrapped/Junked | N/A | 1989 | Dayton | AHWH - ANSI/Fired Water Htr | MECH ROOM | HWSD - Hot Water Dom/Potable | 6/30/2015
HOLY TRINITY SCHOOL | 502 S Broadway Ave | Hartington | NE | 68739-4665 | CEDAR | NE31971 | Scrapped/Junked |  | 1957 | KEWANEE | FT - Firetube Boiler | BOILER ROOM | STHT - Steam-Heat | 6/30/1999
Laurel Concord School | 502 Wakefield St | Laurel | NE | 68745-1743 | Cedar | NE02187 | Inactive |  | 1977 | AO SMITH | AHWH - ANSI/Fired Water Htr | GYM | HWSD - Hot Water Dom/Potable | 7/31/2003
Laurel Concord School | 502 Wakefield St | Laurel | NE | 68745-1743 | Cedar | NE02188 | Scrapped/Junked |  | 1977 | AO SMITH | AHWH - ANSI/Fired Water Htr | GYM | HWSD - Hot Water Dom/Potable | 7/31/2003
Laurel Concord School | 502 Wakefield St | Laurel | NE | 68745-1743 | Cedar | NE02189 | Scrapped/Junked |  | 1977 | AO SMITH | AHWH - ANSI/Fired Water Htr | GYM | HWSD - Hot Water Dom/Potable | 7/31/2003
Laurel Concord School | 502 Wakefield St | Laurel | NE | 68745-1743 | Cedar | NE09698 | Out of Service | 74235 | 2002 | AOSM | CHWH - ASME/Fired Water Heater | GYM | HWSD - Hot Water Dom/Potable | 1/31/2022
Laurel Concord School | 502 Wakefield St | Laurel | NE | 68745-1743 | Cedar | NE09699 | Scrapped/Junked | 68538 | 2002 | AOSM | CHWH - ASME/Fired Water Heater | GYM | HWSD - Hot Water Dom/Potable | 1/31/2023
Laurel Concord School | 502 Wakefield St | Laurel | NE | 68745-1743 | Cedar | NE17388 | Scrapped/Junked |  | 1992 | AO SMITH | AHWH - ANSI/Fired Water Htr | BOILER ROOM#2 | HWSD - Hot Water Dom/Potable | 7/31/2003
Laurel Concord School | 502 Wakefield St | Laurel | NE | 68745-1743 | Cedar | NE18502 | Scrapped/Junked | 8391 | 1995 | ALES | FTVT - Firetube Vertical TB | BOILER ROOM #2 | HWHT - Hot Water Heat | 1/31/2023
Laurel Concord School | 502 Wakefield St | Laurel | NE | 68745-1743 | Cedar | NE18503 | Inactive | 8406 | 1995 | ALES | FTFB - Firetube-Firebox Boiler | BOILER ROOM #1 | STHT - Steam-Heat | 1/31/2022
Laurel Concord School | 502 Wakefield St | Laurel | NE | 68745-1743 | Cedar | NE18504 | Scrapped/Junked | 8403 | 1995 | ALES | FTFB - Firetube-Firebox Boiler | BOILER ROOM #1 | STHT - Steam-Heat | 1/31/2023
Laurel Concord School | 502 Wakefield St | Laurel | NE | 68745-1743 | Cedar | NE18505 | Out of Service | 8407 | 1995 | ALES | FTFB - Firetube-Firebox Boiler | BOILER ROOM #1 | STHT - Steam-Heat | 1/31/2022
Laurel Concord School | 502 Wakefield St | Laurel | NE | 68745-1743 | Cedar | NE21595 | Exempt 1999 LB-66 |  | 1994 | AO SMITH | AHWH - ANSI/Fired Water Htr | BOILER ROOM # 1 | HWSD - Hot Water Dom/Potable | 8/31/2000
Laurel Concord School | 502 Wakefield St | Laurel | NE | 68745-1743 | Cedar | NE21596 | Exempt 1999 LB-66 |  | 1992 | AO SMITH | AHWH - ANSI/Fired Water Htr | BOILER ROOM # 1 | HWSD - Hot Water Dom/Potable | 8/31/2000
Laurel Concord School | 502 Wakefield St | Laurel | NE | 68745-1743 | Cedar | NE23646 | Active | 214628 | 2012 | Lochinvar/Giannoni | WTSS - Watertube SS Steel | Gym Boiler Room | HWHT - Hot Water Heat | 11/30/2026
Laurel Concord School | 502 Wakefield St | Laurel | NE | 68745-1743 | Cedar | NE23647 | Active | 214633 | 2012 | Lochinvar/Giannoni | WTSS - Watertube SS Steel | Gym Boiler Room | HWHT - Hot Water Heat | 11/30/2026
Laurel Concord School | 502 Wakefield St | Laurel | NE | 68745-1743 | Cedar | NE31995 | Inactive |  | 1965 | CONTINENTAL | FT - Firetube Boiler | BOILER ROOM | HWHT - Hot Water Heat | 8/31/2000
Laurel Concord School | 502 Wakefield St | Laurel | NE | 68745-1743 | Cedar | NE33101 | Inactive |  | 1957 | KEWANEE | FT - Firetube Boiler | BOILER ROOM | STHT - Steam-Heat | 8/31/2000
Laurel Concord School | 502 Wakefield St | Laurel | NE | 68745-1743 | Cedar | NE37102 | Scrapped/Junked | n/a | 1987 | Burnham | CI - Cast Iron | BOILER ROOM #3 | HWHT - Hot Water Heat | 1/31/2013
Laurel Concord School | 502 Wakefield St | Laurel | NE | 68745-1743 | Cedar | NE37103 | Scrapped/Junked | n/a | 1987 | Burnham | CI - Cast Iron | BOILER ROOM #3 | HWHT - Hot Water Heat | 1/31/2013
Laurel Concord School | 502 Wakefield St | Laurel | NE | 68745-1743 | Cedar | NE37104 | Scrapped/Junked | n/a | 1987 | Burnham | CI - Cast Iron | BOILER ROOM #3 | HWHT - Hot Water Heat | 1/31/2013
Laurel Concord School | 502 Wakefield St | Laurel | NE | 68745-1743 | Cedar | NE42856 | Active | 355962 | 2022 | Laars | FTVT - Firetube Vertical TB | New Boiler room | HWHT - Hot Water Heat | 11/30/2026
Laurel Concord School | 502 Wakefield St | Laurel | NE | 68745-1743 | Cedar | NE42857 | Active | 357873 | 2023 | Laars | FTVT - Firetube Vertical TB | New Boiler room | HWHT - Hot Water Heat | 11/30/2026
Laurel Concord School | 502 Wakefield St | Laurel | NE | 68745-1743 | Cedar | NE42858 | Active | 22410 | 2022 | Intellihot Inc | WTHW - Watertube Wtr Heater | New Boiler room | HWSD - Hot Water Dom/Potable | 11/30/2026
Laurel Concord School | 502 Wakefield St | Laurel | NE | 68745-1743 | Cedar | NE42859 | Active | 22405 | 2022 | Intellihot Inc | WTHW - Watertube Wtr Heater | New Boiler room | HWSD - Hot Water Dom/Potable | 11/30/2026
Laurel Concord School | 502 Wakefield St | Laurel | NE | 68745-1743 | Cedar | NE42860 | Active | 22411 | 2022 | Intellihot Inc | WTHW - Watertube Wtr Heater | New Boiler room | HWSD - Hot Water Dom/Potable | 11/30/2026
The Embers Assisted | 509 W Cedar St | Coleridge | NE | 68727-2622 | Cedar | NE01522 | Active | 10895 | 2000 | ALES | FTVT - Firetube Vertical TB | Boiler Room | HWDP - Hotwater Heat & Dom Supply | 10/31/2026
The Embers Assisted | 509 W Cedar St | Coleridge | NE | 68727-2622 | Cedar | NE01523 | Active | 10902 | 2000 | ALES | FTVT - Firetube Vertical TB | Boiler Room | HWHT - Hot Water Heat | 10/31/2026
ST BONIFACE CHURCH/SCHOOL | 55768 894 Rd | Fordyce | NE | 68736-3023 | CEDAR | NE17395 | Scrapped/Junked |  | 1994 | WEIL MCLAIN |  | BOILER ROOM | STHT - Steam-Heat | 11/30/2004
ST BONIFACE CHURCH/SCHOOL | 55768 894 Rd | Fordyce | NE | 68736-3023 | CEDAR | NE32477 | Scrapped/Junked |  | 1973 | AMERICAN STANDARD |  | BOILER ROOM | STHT - Steam-Heat | 3/31/1995
Hartington Rendering | 56391 882 Rd | Hartington | NE | 68739-4018 | Cedar | NE01195 | Scrapped/Junked | 2526 | 1953 | CLEA | FTSM - FTS Marine Dry Back | BOILER ROOM | PROC - Process Steam | 5/31/2008
Hartington Rendering | 56391 882 Rd | Hartington | NE | 68739-4018 | Cedar | NE07389 | Active | 1982 | 1991 | Cleaver Brooks | FTWB - FTS Marine Wet Back | BOILER ROOM | PROC - Process Steam | 10/31/2026
Hillcrest Care Center | 702 Cedar Ave | Laurel | NE | 68745-1714 | CEDAR | NE21921 | Exempt 1999 LB-66 |  | 1995 | RHEEM MANUFACTURING CO | AHWH - ANSI/Fired Water Htr |  | HWSD - Hot Water Dom/Potable | 12/31/1999
Hillcrest Care Center | 702 Cedar Ave | Laurel | NE | 68745-1714 | CEDAR | NE21922 | Exempt 1999 LB-66 |  | 1984 | AMERICAN APPLIANCE | AHWH - ANSI/Fired Water Htr |  | HWSD - Hot Water Dom/Potable | 12/31/1999
Hillcrest Care Center | 702 Cedar Ave | Laurel | NE | 68745-1714 | CEDAR | NE22524 | Exempt 1999 LB-66 |  | 1977 | RHEEM MANUFACTURING CO | AHWH - ANSI/Fired Water Htr |  | HWSD - Hot Water Dom/Potable | 12/31/1999
Hillcrest Care Center | 702 Cedar Ave | Laurel | NE | 68745-1714 | CEDAR | NE22525 | Scrapped/Junked | 87777 | 1997 | Burnham | WT - Water Tube Boiler | BOILER ROOM | HWHT - Hot Water Heat | 3/31/2017
Hillcrest Care Center | 702 Cedar Ave | Laurel | NE | 68745-1714 | CEDAR | NE26971 | Scrapped/Junked | 221542 | 2016 | Lochinvar | FTVT - Firetube Vertical TB | Boiler Room | HWHT - Hot Water Heat | 2/28/2020
Hillcrest Care Center | 702 Cedar Ave | Laurel | NE | 68745-1714 | CEDAR | NE28912 | Active | 439549 | 2018 | Lochinvar | WTSS - Watertube SS Steel | Boiler Room | HWHT - Hot Water Heat | 2/28/2026
Wynot Public Schools | 709 St James Ave | Wynot | NE |  | Cedar | NE32457 | Inactive |  | 1967 | Weil-Mcclain | CI - Cast Iron | BOILER ROOM | STHT - Steam-Heat | 3/31/2006
Wynot Public School | 709 St James Ave | Wynot | NE | 68792-0157 | Cedar | NE13935 | Inactive | N/A | 2007 | Peerless | CI - Cast Iron | BOILER ROOM | STHT - Steam-Heat | 4/30/2021
Colonial Manor of Randolph | 811 S Main St | Randolph | NE | 68771-1706 | Cedar | NE07858 | Scrapped/Junked | 65839 | 1999 | STAT | CHWH - ASME/Fired Water Heater | basement boiler room | HWSD - Hot Water Dom/Potable | 6/30/2010
Colonial Manor of Randolph | 811 S Main St | Randolph | NE | 68771-1706 | Cedar | NE09375 | Scrapped/Junked | 114067 | 2007 | AOSM | CHWH - ASME/Fired Water Heater | BOILER ROOM | HWSP - Hot Water Non Potable Supply | 1/31/2013
Colonial Manor of Randolph | 811 S Main St | Randolph | NE | 68771-1706 | Cedar | NE16684 | Scrapped/Junked | N/A | 1966 | Kewanee | FTFB - Firetube-Firebox Boiler | BOILER ROOM | HWHT - Hot Water Heat | 1/31/2015
Colonial Manor of Randolph | 811 S Main St | Randolph | NE | 68771-1706 | Cedar | NE16686 | Scrapped/Junked |  | 1990 | AO SMITH | AHWH - ANSI/Fired Water Htr | BOILER ROOM | HWSD - Hot Water Dom/Potable | 8/31/2000
Colonial Manor of Randolph | 811 S Main St | Randolph | NE | 68771-1706 | Cedar | NE18794 | Scrapped/Junked | 59105 | 2002 | American | CHWH - ASME/Fired Water Heater | Boiler Room | HWSD - Hot Water Dom/Potable | 1/31/2018
Colonial Manor of Randolph | 811 S Main St | Randolph | NE | 68771-1706 | Cedar | NE23006 | Scrapped/Junked |  | 1996 | AO SMITH | CHWH - ASME/Fired Water Heater | BOILER ROOM | HWSD - Hot Water Dom/Potable | 6/30/2007
Colonial Manor of Randolph | 811 S Main St | Randolph | NE | 68771-1706 | Cedar | NE23648 | Scrapped/Junked | 156924 | 2012 | AO SMITH | CHWH - ASME/Fired Water Heater | Boiler Room | HWSD - Hot Water Dom/Potable | 1/31/2021
Colonial Manor of Randolph | 811 S Main St | Randolph | NE | 68771-1706 | Cedar | NE25671 | Active | 261114 | 2014 | Laars | WTSS - Watertube SS Steel | boiler room | HWHT - Hot Water Heat | 1/31/2027
Colonial Manor of Randolph | 811 S Main St | Randolph | NE | 68771-1706 | Cedar | NE25672 | Active | 261111 | 2014 | Laars | WTSS - Watertube SS Steel | boiler room | HWHT - Hot Water Heat | 1/31/2027
Hartington Gerhold Concrete | 88475 Highway 57 | Hartington | NE | 68739-6027 | Cedar | NE41034 | Active | 945 | 1980 | SIOUX | COBL - Coil Type Boiler | Boiler Room | HWSP - Hot Water Non Potable Supply | 5/31/2026
Immaculate Conception Parish | 89481 564 Ave | St Helena | NE | 68774-5030 | Cedar | NE24638 | Active | 42727 | 2009 | Triangle | FTVT - Firetube Vertical TB | Parish Hall boiler room | HWHT - Hot Water Heat | 3/31/2027
Immaculate Conception Parish | 89481 564 Ave | St Helena | NE | 68774-5030 | Cedar | NE24639 | Active | 24928 | 2010 | Triangle | FTVT - Firetube Vertical TB | Parish Hall boiler room | HWHT - Hot Water Heat | 3/31/2027
Immaculate Conception Parish | 89481 564 Ave | St Helena | NE | 68774-5030 | Cedar | NE30298 | Scrapped/Junked | n/a | 1960 | KEWA | FTFB - Firetube-Firebox Boiler | boiler room | HWHT - Hot Water Heat | 9/30/2011
HI-PLAINS HONEY COMPANY | PO Box 161 | Fordyce | NE | 68736-0161 | CEDAR | NE03573 | Inactive | 1004 | 1971 | MCKENNA BOILER WORKS | FT - Firetube Boiler | BOILER ROOM | PROC - Process Steam | 11/30/1986
COLERIDGE DEHY, INC | PO Box 277 | Coleridge | NE | 68727-0277 | CEDAR | NE11308 | Inactive | 2535 | 1968 | SUPERIOR BOILERWORKS | FTSM - FTS Marine Dry Back | BOILER HOUSE | PROC - Process Steam | 3/31/2004
GREEN GLOW MILLS | PO Box 37 | Laurel | NE | 68745-0037 | CEDAR | NE10907 | Inactive | 15729 | 1963 | CLEAVER BROOKS | FTSM - FTS Marine Dry Back | BOILER ROOM | PROC - Process Steam | 4/30/2000
Dairy Farmers Of America, Inc. | W. Hwy. 84 | Hartington | NE | 68739-0000 | Cedar | NE03539 | Inactive | 8185 | 1967 | York-Shipley |  | Boiler Room | PROC - Process Steam | 10/31/2003
Dairy Farmers Of America, Inc. | W. Hwy. 84 | Hartington | NE | 68739-0000 | Cedar | NE03574 | Inactive | 6116 | 1974 | John |  | Boiler Room | PROC - Process Steam | 4/30/2003
Private Residence | 1000 Wellington | Imperial | NE | 69033 | Chase | NE07673 | Inactive | 10565 | 2005 | Ruud-Rheem | FTVT - Firetube Vertical TB | BOILER ROOM | HWHT - Hot Water Heat | 2/28/2018
Private Residence | 1000 Wellington | Imperial | NE | 69033 | Chase | NE33794 | Inactive | n/a | 1962 | Kewanee | FTFB - Firetube-Firebox Boiler | BOILER ROOM | HWHT - Hot Water Heat | 2/28/2018
Private Residence | 1000 Wellington | Imperial | NE | 69033 | Chase | NE33795 | Inactive | n/a | 1962 | Kewanee | FTFB - Firetube-Firebox Boiler | BOILER RM | HWHT - Hot Water Heat | 2/28/2018
WELLINGTON SCHOOL | 1000 WELLINGTON | IMPERIAL | NE | 69033 | CHASE | NE04401 | Scrapped/Junked |  | 1978 | RHEEM MANUFACTURING CO | AHWH - ANSI/Fired Water Htr | BOILER ROOM | HWSD - Hot Water Dom/Potable | 8/31/2006
WELLINGTON SCHOOL | 1000 WELLINGTON | IMPERIAL | NE | 69033 | CHASE | NE33576 | Inactive |  | 1945 | KEWANEE | FT - Firetube Boiler | BOILER ROOM | HWHT - Hot Water Heat | 6/30/1991
WAUNETA ROLLER MILLS | 112 N Arapahoe | Wauneta | NE | 69045-6587 | CHASE | NE02047 | Inactive | 2800 | 1953 | BRYAN STEAM LLC | WT - Water Tube Boiler | BOILER ROOM | PROC - Process Steam | 4/30/2005
FRENCHMAN VALLEY COOP | 143 Broadway | Imperial | NE | 69033-3191 | CHASE | NE05461 | Scrapped/Junked | 638 | 1961 | SUPERIOR BOILERWORKS | FTSM - FTS Marine Dry Back | BOILER ROOM | PROC - Process Steam | 6/30/2001
Wauneta Jr/Sr High School | 214 W Wichita | Wauneta | NE | 69045-4503 | Chase | NE00780 | Out of Service | n/a | 2000 | Weil-Mcclain | CI - Cast Iron | BOILER ROOM | STHT - Steam-Heat | 12/31/2023
Wauneta Jr/Sr High School | 214 W Wichita | Wauneta | NE | 69045-4503 | Chase | NE03927 | Scrapped/Junked |  | 1980 | COOP | AHWH - ANSI/Fired Water Htr | BOILER ROOM | HWSD - Hot Water Dom/Potable | 7/31/2001
Wauneta Jr/Sr High School | 214 W Wichita | Wauneta | NE | 69045-4503 | Chase | NE16425 | Scrapped/Junked | 52679 | 1989 | RHEEM | AHWH - ANSI/Fired Water Htr | BOILER ROOM | HWSD - Hot Water Dom/Potable | 12/31/2012
Wauneta Jr/Sr High School | 214 W Wichita | Wauneta | NE | 69045-4503 | Chase | NE18031 | Out of Service | n/a | 1993 | Caravan | CI - Cast Iron | BOILER ROOM | HWHT - Hot Water Heat | 12/31/2019
Wauneta Jr/Sr High School | 214 W Wichita | Wauneta | NE | 69045-4503 | Chase | NE18032 | Out of Service | n/a | 1993 | Caravan | CI - Cast Iron | BOILER ROOM | HWHT - Hot Water Heat | 12/31/2019
Wauneta Jr/Sr High School | 214 W Wichita | Wauneta | NE | 69045-4503 | Chase | NE18033 | Out of Service | n/a | 1993 | CARA | CI - Cast Iron | BOILER ROOM | HWHT - Hot Water Heat | 12/31/2019
Wauneta Jr/Sr High School | 214 W Wichita | Wauneta | NE | 69045-4503 | Chase | NE18034 | Out of Service | n/a | 1993 | Caravan | CI - Cast Iron | BOILER ROOM | HWHT - Hot Water Heat | 12/31/2019
Wauneta Jr/Sr High School | 214 W Wichita | Wauneta | NE | 69045-4503 | Chase | NE31721 | Scrapped/Junked |  | 1938 | KEWANEE | FT - Firetube Boiler | BOILER ROOM | STHT - Steam-Heat | 7/31/2001
Stromberger Farms | 31899 734 Rd | Champion | NE | 69023-2025 | Chase | NE28215 | Active | 17451 | 2013 | Superior Boiler Works | FTHT - Firetube Horizontal | Boiler room | PROC - Process Steam | 9/30/2022
Imperial Beef | 33409 749 Rd | Imperial | NE | 69033-3075 | Chase | NE28219 | Active | 19004 | 2019 | Superior Boiler Works | FTHT - Firetube Horizontal | Boiler room | PROC - Process Steam | 9/30/2026
QUALITY CLEANERS/NICHOLS | 341 Court St | Imperial | NE | 69033-3166 | CHASE | NE01252 | Inactive | 27300 | 1968 | PM LATTNER MFR COMPANY | FT - Firetube Boiler |  | PROC - Process Steam | 4/30/1994
Wauneta Care and Therapy Center | 427 W Legion | Wauneta | NE | 69045-4549 | Chase | NE07805 | Scrapped/Junked | 63702 | 1999 | STAT | CHWH - ASME/Fired Water Heater | BOILER ROOM | HWSD - Hot Water Dom/Potable | 3/31/2016
Wauneta Care and Therapy Center | 427 W Legion | Wauneta | NE | 69045-4549 | Chase | NE14337 | Scrapped/Junked | n/a | 1960 | Kewanee | FTFB - Firetube-Firebox Boiler | BOILER ROOM | HWHT - Hot Water Heat | 3/31/2024
Wauneta Care and Therapy Center | 427 W Legion | Wauneta | NE | 69045-4549 | Chase | NE14338 | Scrapped/Junked |  | 1983 | RHEEM MANUFACTURING CO | AHWH - ANSI/Fired Water Htr | BOILER ROOM | HWSD - Hot Water Dom/Potable | 7/31/1999
Wauneta Care and Therapy Center | 427 W Legion | Wauneta | NE | 69045-4549 | Chase | NE14339 | Scrapped/Junked |  | 1983 | RHEEM MANUFACTURING CO | AHWH - ANSI/Fired Water Htr | BOILER ROOM | HWSD - Hot Water Dom/Potable | 6/30/2004
Wauneta Care and Therapy Center | 427 W Legion | Wauneta | NE | 69045-4549 | Chase | NE25559 | Scrapped/Junked | 39118 | 2004 | STAT | CHWH - ASME/Fired Water Heater | BOILER ROOM | HWSD - Hot Water Dom/Potable | 3/31/2016
Wauneta Care and Therapy Center | 427 W Legion | Wauneta | NE | 69045-4549 | Chase | NE26220 | Active | 218333 | 2016 | State Industries | CHWH - ASME/Fired Water Heater | Boiler Room | HWSD - Hot Water Dom/Potable | 3/31/2028
Wauneta Care and Therapy Center | 427 W Legion | Wauneta | NE | 69045-4549 | Chase | NE26221 | Scrapped/Junked | 218334 | 2016 | State Industries | CHWH - ASME/Fired Water Heater | Boiler Room | HWSD - Hot Water Dom/Potable | 3/31/2024
Wauneta Pool | 473 Bodeman Park Dr | Wauneta | NE | 69045 | Chase | NE07515 | Active | 145731 | 2004 | TELE | COBL - Coil Type Boiler | outside | OPHT - Outdoor Pool Heater | 7/31/2025
SAVAGE LAW OFFICE BLDG | 501 Broadway | Imperial | NE | 69033-3119 | CHASE | NE35438 | Scrapped/Junked |  | 1975 | AO SMITH | WT - Water Tube Boiler | BASEMENT | HWHT - Hot Water Heat | 9/30/2000
Chase County School | 520 E 9th St | Imperial | NE | 69033-3138 | Chase | NE07672 | Active | 252841 | 2006 | Raypak | CHWH - ASME/Fired Water Heater | WEIGHT ROOM | HWSD - Hot Water Dom/Potable | 2/28/2027
Chase County School | 520 E 9th St | Imperial | NE | 69033-3138 | Chase | NE10312 | Scrapped/Junked | 51511 | 2002 | SUSSMAN-AUTOMATIC CORP | ELBL - Electric Boiler | STERILE STORAGE RM | 0020 - Supp to Sterlizer/Autoclave | 8/31/2007
Chase County School | 520 E 9th St | Imperial | NE | 69033-3138 | Chase | NE17246 | Scrapped/Junked | 28377 | 1990 | Bryan | WT - Water Tube Boiler | BOILER ROOM | HWHT - Hot Water Heat | 2/28/2013
Chase County School | 520 E 9th St | Imperial | NE | 69033-3138 | Chase | NE17247 | Out of Service | 28365 | 1990 | Bryan | WT - Water Tube Boiler | BOILER ROOM | HWHT - Hot Water Heat | 2/28/2011
Chase County School | 520 E 9th St | Imperial | NE | 69033-3138 | Chase | NE17248 | Scrapped/Junked | 13729 | 1990 | WEBJ | COBL - Coil Type Boiler | BOILER ROOM | HWSD - Hot Water Dom/Potable | 2/28/2013
Chase County School | 520 E 9th St | Imperial | NE | 69033-3138 | Chase | NE17249 | Active | 13585 | 1990 | WEBJ | COBL - Coil Type Boiler | Custodial Room B | HWSD - Hot Water Dom/Potable | 2/28/2027
Chase County School | 520 E 9th St | Imperial | NE | 69033-3138 | Chase | NE17250 | Scrapped/Junked | 9636 | 1990 | CRNF | KETT - Fired Kettle | BOILER ROOM | COOK - Cooker/Kettle | 2/28/2016
Chase County School | 520 E 9th St | Imperial | NE | 69033-3138 | Chase | NE20282 | Exempt 1999 LB-66 |  | 1990 | AO SMITH | AHWH - ANSI/Fired Water Htr |  | HWSD - Hot Water Dom/Potable | 8/31/2000
Chase County School | 520 E 9th St | Imperial | NE | 69033-3138 | Chase | NE22808 | Active | 18651 | 2012 | Aldrich | FTVT - Firetube Vertical TB | Boiler Room | HWHT - Hot Water Heat | 2/28/2027
Chase County School | 520 E 9th St | Imperial | NE | 69033-3138 | Chase | NE22809 | Active | 18650 | 2012 | Aldrich | FTVT - Firetube Vertical TB | Boiler Room | HWHT - Hot Water Heat | 2/28/2027
Chase County School | 520 E 9th St | Imperial | NE | 69033-3138 | Chase | NE35176 | Scrapped/Junked | 27734 | 1976 | KEWANEE | FTFB - Firetube-Firebox Boiler | BOILER ROOM | STHT - Steam-Heat | 8/31/2006
Chase County School | 520 E 9th St | Imperial | NE | 69033-3138 | Chase | NE35177 | Scrapped/Junked | 27687 | 1976 | KEWANEE | FTFB - Firetube-Firebox Boiler | BOILER ROOM | STHT - Steam-Heat | 8/31/2006
Chase County Hospital | 600 W 12th St | Imperial | NE | 69033-3130 | Chase | NE06372 | Out of Service | 21521 | 2005 | HTPI | SSCO - SS Coil Boiler | BOILER RM #1 | HWHT - Hot Water Heat | 8/31/2015
Chase County Hospital | 600 W 12th St | Imperial | NE | 69033-3130 | Chase | NE06373 | Scrapped/Junked | 21519 | 2005 | HTPI | WT - Water Tube Boiler | BOILER RM #2 | HWHT - Hot Water Heat | 8/31/2014
Chase County Hospital | 600 W 12th St | Imperial | NE | 69033-3130 | Chase | NE06374 | Scrapped/Junked | 21443 | 2005 | HTPI | WT - Water Tube Boiler | BOILER RM #3 | HWHT - Hot Water Heat | 8/31/2013
Chase County Hospital | 600 W 12th St | Imperial | NE | 69033-3130 | Chase | NE06375 | Scrapped/Junked | 22869 | 2005 | HTPI | WT - Water Tube Boiler | BOILER #4 | HWHT - Hot Water Heat | 8/31/2014
Chase County Hospital | 600 W 12th St | Imperial | NE | 69033-3130 | Chase | NE07251 | Out of Service | 21445 | 2005 | HTPI | WT - Water Tube Boiler | BOILER RM #5 | HWHT - Hot Water Heat | 8/31/2014
Chase County Hospital | 600 W 12th St | Imperial | NE | 69033-3130 | Chase | NE07252 | Scrapped/Junked | 14566 | 2006 | HTPI | WT - Water Tube Boiler | BOILER RM A | HWSD - Hot Water Dom/Potable | 8/31/2025
Chase County Hospital | 600 W 12th St | Imperial | NE | 69033-3130 | Chase | NE07253 | Scrapped/Junked | 14565 | 2006 | HTPI | WT - Water Tube Boiler | BOILER RM B | HWSD - Hot Water Dom/Potable | 8/31/2025
Chase County Hospital | 600 W 12th St | Imperial | NE | 69033-3130 | Chase | NE07267 | Active | 147324 | 2006 | SUSS | ELBL - Electric Boiler | CENTRAL SUPPLY | 0020 - Supp to Sterlizer/Autoclave | 8/31/2026
Chase County Hospital | 600 W 12th St | Imperial | NE | 69033-3130 | Chase | NE24111 | Scrapped/Junked | 90630 | 2008 | HTPI | WTSS - Watertube SS Steel | BOILER #3 | HWHT - Hot Water Heat | 8/31/2025
Chase County Hospital | 600 W 12th St | Imperial | NE | 69033-3130 | Chase | NE24578 | Scrapped/Junked | 86644 | 2008 | MUNCHKIN | WTSS - Watertube SS Steel | boiler room | HWHT - Hot Water Heat | 8/31/2025
Chase County Hospital | 600 W 12th St | Imperial | NE | 69033-3130 | Chase | NE24579 | Scrapped/Junked | 91482 | 2008 | MUNCHKIN | WTSS - Watertube SS Steel | boiler room | HWHT - Hot Water Heat | 8/31/2025
Chase County Hospital | 600 W 12th St | Imperial | NE | 69033-3130 | Chase | NE25389 | Scrapped/Junked | 330034 | 2015 | Laars | CPFT - Horiz Cpr Fin Boiler | Boiler Room | HWHT - Hot Water Heat | 8/31/2025
Chase County Hospital | 600 W 12th St | Imperial | NE | 69033-3130 | Chase | NE42992 | Active | 6432 | 2024 | Riello | WT - Water Tube Boiler | Mechanical Room | HWHT - Hot Water Heat | 8/31/2026
Chase County Hospital | 600 W 12th St | Imperial | NE | 69033-3130 | Chase | NE42993 | Active | 6426 | 2024 | Riello | WT - Water Tube Boiler | Mechanical Room | HWHT - Hot Water Heat | 8/31/2026
Chase County Hospital | 600 W 12th St | Imperial | NE | 69033-3130 | Chase | NE42994 | Active | 6439 | 2024 | Riello | WT - Water Tube Boiler | Mechanical Room | HWHT - Hot Water Heat | 8/31/2026
Chase County Hospital | 600 W 12th St | Imperial | NE | 69033-3130 | Chase | NE42995 | Active | 6431 | 2024 | Riello | WT - Water Tube Boiler | Mechanical Room | HWHT - Hot Water Heat | 8/31/2026
Chase County Hospital | 600 W 12th St | Imperial | NE | 69033-3130 | Chase | NE42996 | Active | 615133 | 2024 | Lochinvar | CPFT - Horiz Cpr Fin Boiler | Mechanical Room | HWSD - Hot Water Dom/Potable | 8/31/2026
Chase County Hospital | 600 W 12th St | Imperial | NE | 69033-3130 | Chase | NE42997 | Active | 615921 | 2024 | Lochinvar | CPFT - Horiz Cpr Fin Boiler | Mechanical Room | HWSD - Hot Water Dom/Potable | 8/31/2026
Imperial City Pool | 605 W 6th St | Imperial | NE | 69033-3245 | Chase | NE05733 | Scrapped/Junked | 67161 | 1996 | TELE | CPFT - Horiz Cpr Fin Boiler | POOL | OPHT - Outdoor Pool Heater | 6/30/2007
IMPERIAL GRADE SCHOOL | 723 Broadway | Imperial | NE | 69033-3192 | CHASE | NE33559 | Inactive |  | 1915 | AMERICAN RADIATOR |  | BOILER ROOM | STHT - Steam-Heat | 6/30/1992
CHASE CTY SENIOR CENTER | 839 Douglas St | Imperial | NE | 69033-3229 | CHASE | NE04393 | Inactive |  | 1958 | KEWANEE | FT - Firetube Boiler | BOILER ROOM | HWHT - Hot Water Heat | 3/31/1994
CHASE CTY SENIOR CENTER | 839 Douglas St | Imperial | NE | 69033-3229 | CHASE | NE04394 | Inactive |  | 1958 | KEWANEE | FT - Firetube Boiler | BOILER ROOM | HWHT - Hot Water Heat | 3/31/1996
CHASE CTY SENIOR CENTER | 839 Douglas St | Imperial | NE | 69033-3229 | CHASE | NE04395 | Inactive |  | 1971 | RHEEM MANUFACTURING CO | AHWH - ANSI/Fired Water Htr | BOILER ROOM | HWSD - Hot Water Dom/Potable | 3/31/1994
LIEWER FUNERAL HOME | 841 Court St | Imperial | NE | 69033-3165 | CHASE | NE04915 | Scrapped/Junked | 811021 | 1981 | PEERLESS HEATER COMPANY |  | BASEMENT | STHT - Steam-Heat | 1/31/2002
Imperial Heights | 905 Grant St | Imperial | NE | 69033-3140 | Chase | NE18484 | Scrapped/Junked | 25794 | 1995 | AO SMITH | CHWH - ASME/Fired Water Heater | UTILITY ROOM | HWSD - Hot Water Dom/Potable | 3/31/2025
CHASE COUNTY CLERK | 921 Broadway | Imperial | NE | 69033-3012 | CHASE | NE35147 | Scrapped/Junked |  | 1912 | KEWANEE | FTFB - Firetube-Firebox Boiler | BOILER ROOM | STHT - Steam-Heat | 5/31/2002
Imperial Manor | 933 Grant St | Imperial | NE | 69033-3140 | CHASE | NE00819 | Active | 187055 | 2000 | Teledyne Laars | CPFT - Horiz Cpr Fin Boiler | BASEMENT | HWHT - Hot Water Heat | 3/31/2027
Imperial Manor | 933 Grant St | Imperial | NE | 69033-3140 | CHASE | NE17494 | Scrapped/Junked | 15694 | 1992 | AO SMITH | CHWH - ASME/Fired Water Heater | BOILER ROOM | HWSD - Hot Water Dom/Potable | 3/31/2002
Imperial Manor | 933 Grant St | Imperial | NE | 69033-3140 | CHASE | NE35441 | Scrapped/Junked | n/a | 1987 | AO SMITH | AHWH - ANSI/Fired Water Htr | BOILER ROOM | HWSD - Hot Water Dom/Potable | 3/31/2013
Imperial Manor | 933 Grant St | Imperial | NE | 69033-3140 | CHASE | NE35442 | Scrapped/Junked |  | 1968 | BRYANT |  | BOILER ROOM | HWHT - Hot Water Heat | 3/31/2003
Cody Kilgore Elementary (Vacant) | 100 N Burlington St | Kilgore | NE | 69216 | Cherry | NE31762 | Inactive | n/a | 1967 | AMRA | CI - Cast Iron | boiler room | STHT - Steam-Heat | 9/30/2025
COMFORT INN | 101 MAIN ST | VALENTINE | NE | 69201 | CHERRY | NE30948 | Exempt 1999 LB-66 |  | 1995 | AO SMITH | AHWH - ANSI/Fired Water Htr | POOL | HWSD - Hot Water Dom/Potable | 3/31/2000
COMFORT INN | 101 MAIN ST | VALENTINE | NE | 69201 | CHERRY | NE30949 | Exempt 1999 LB-66 |  | 1995 | AO SMITH | AHWH - ANSI/Fired Water Htr | POOL | HWSD - Hot Water Dom/Potable | 3/31/2000
COMFORT INN | 101 MAIN ST | VALENTINE | NE | 69201 | CHERRY | NE30950 | Exempt |  | 1994 | TELEDYNE LAARS | WT - Water Tube Boiler | POOL | IPHT - Indoor Pool Heater | 3/31/2000
SCHRAMM FURNITURE INC | 129 N Main St | Valentine | NE | 69201-1839 | CHERRY | NE35162 | Inactive |  | 1958 | WEIL MCLAIN |  | BASEMENT | STHT - Steam-Heat | 3/31/1991
SCHRAMM FURNITURE INC | 129 N Main St | Valentine | NE | 69201-1839 | CHERRY | NE35163 | Inactive |  | 1958 | WEIL MCLAIN |  |  | HWHT - Hot Water Heat | 3/31/1991
Super 8 Motel Valentine | 223 E Highway 20 | Valentine | NE | 69201-2109 | Cherry | NE10439 | Scrapped/Junked | 78095 | 2003 | AOSM | CHWH - ASME/Fired Water Heater | LAUNDRY ROOM | HWSD - Hot Water Dom/Potable | 3/31/2012
Super 8 Motel Valentine | 223 E Highway 20 | Valentine | NE | 69201-2109 | Cherry | NE30951 | Exempt 1999 LB-66 |  | 1986 | STATE INDUSTRIES | ELWH - Electric Water Heater | MECH ROOM | HWSD - Hot Water Dom/Potable | 3/31/2000
Super 8 Motel Valentine | 223 E Highway 20 | Valentine | NE | 69201-2109 | Cherry | NE30952 | Scrapped/Junked |  | 1989 | State Ind. | AHWH - ANSI/Fired Water Htr | LAUNDRY ROOM | HWSD - Hot Water Dom/Potable | 9/30/2003
VICKI CUMBOW FLOWER SHOP | 234 N Main St | Valentine | NE | 69201-1818 | CHERRY | NE16420 | Inactive |  | 1924 | ARCO |  |  | STHT - Steam-Heat | 8/31/1997
VALENTINE POST OFFICE | 239 N Hall St | Valentine | NE | 69201-1855 | CHERRY | NE30389 | Scrapped/Junked |  | 1972 | KEWANEE | FT - Firetube Boiler | BOILER ROOM | HWHT - Hot Water Heat | 9/30/1994
Crookston School | 2Nd & Maple St | Crookston | NE |  | Cherry | NE31660 | Inactive |  | 1930 | KEWA | FTFB - Firetube-Firebox Boiler | BOILER ROOM | STHT - Steam-Heat | 7/31/2007
Headstart Building | 312 E 3rd St | Valentine | NE | 69201-1968 | Cherry | NE17572 | Active | 17693 | 2009 | Aldrich | FTHT - Firetube Horizontal | Boiler Room | STHT - Steam-Heat | 2/28/2027
Headstart Building | 312 E 3rd St | Valentine | NE | 69201-1968 | Cherry | NE31658 | Scrapped/Junked |  | 1952 | KEWA | FTFB - Firetube-Firebox Boiler | BOILER ROOM | STHT - Steam-Heat | 8/31/2007
IDEAL CLEANERS | 313 N Main St | Valentine | NE | 69201-1841 | CHERRY | NE01397 | Inactive | 36742 | 1984 | PM LATTNER MFR COMPANY | ELBL - Electric Boiler | BOILER ROOM | PROC - Process Steam | 9/30/2003
The Presby #0000004444 | 325 N Victoria St | Valentine | NE | 69201-1740 | Cherry | NE24134 | Active | 149547 | 2010 | Trinity | WTSS - Watertube SS Steel | basement | HWHT - Hot Water Heat | 3/31/2027
The Presby #0000004444 | 325 N Victoria St | Valentine | NE | 69201-1740 | Cherry | NE24135 | Active | 149545 | 2010 | Trinity | WTSS - Watertube SS Steel | basement | HWHT - Hot Water Heat | 3/31/2027
The Presby #0000004444 | 325 N Victoria St | Valentine | NE | 69201-1740 | Cherry | NE35164 | Scrapped/Junked | N/A | 1964 | Kewanee | FTFB - Firetube-Firebox Boiler | BOILER ROOM | HWHT - Hot Water Heat | 3/31/2013
Cherry County Courthouse | 365 N Main St | Valentine | NE | 69201-1800 | Cherry | NE16421 | Scrapped/Junked | N/A | 1935 | FARR | FTLO - Firetube Locomotive Type | ESU Basement | STHT - Steam-Heat | 10/31/2022
Cherry County Courthouse | 365 N Main St | Valentine | NE | 69201-1800 | Cherry | NE16422 | Scrapped/Junked |  | 1965 | KEWA | FTFB - Firetube-Firebox Boiler | BOILER ROOM | STHT - Steam-Heat | 8/31/2010
Cherry County Courthouse | 365 N Main St | Valentine | NE | 69201-1800 | Cherry | NE16423 | Inactive | N/A | 1965 | AMST | CI - Cast Iron | BOILER ROOM | STHT - Steam-Heat | 10/31/2023
Cherry County Courthouse | 365 N Main St | Valentine | NE | 69201-1800 | Cherry | NE19231 | Active | 128688 | 2010 | Lochinvar | WTSS - Watertube SS Steel | Jail Boiler Room | GLYC - Glycol Bldg Heat Sys | 10/31/2026
Cherry County Courthouse | 365 N Main St | Valentine | NE | 69201-1800 | Cherry | NE19232 | Scrapped/Junked | 128695 | 2010 | Lochinvar | WTSS - Watertube SS Steel | Jail Boiler Room | GLYC - Glycol Bldg Heat Sys | 10/31/2025
Cherry County Courthouse | 365 N Main St | Valentine | NE | 69201-1800 | Cherry | NE24525 | Active | 153975 | 2010 | AO SMITH | CHWH - ASME/Fired Water Heater | Basement Boiler Room | HWSD - Hot Water Dom/Potable | 10/31/2026
Cherry County Courthouse | 365 N Main St | Valentine | NE | 69201-1800 | Cherry | NE24526 | Active | 153973 | 2010 | AO SMITH | CHWH - ASME/Fired Water Heater | Basement Boiler Room | HWSD - Hot Water Dom/Potable | 10/31/2026
ST JOHN'S CHURCH | 372 N Main St | Valentine | NE | 69201-1842 | CHERRY | NE15110 | Inactive |  | 1959 | KEWANEE | FT - Firetube Boiler | BASEMENT | HWHT - Hot Water Heat | 6/30/1998
OLD MIDDLE SCHOOL | 3RD & RAY ST | VALENTINE | NE | 69201 | CHERRY | NE31659 | Exempt 1999 LB-66 |  | 1952 | TABASCO | AHWH - ANSI/Fired Water Htr |  | HWSD - Hot Water Dom/Potable | 7/31/2000
St Nicholas Church | 400 W 5th St | Valentine | NE | 69201-1544 | Cherry | NE14704 | Scrapped/Junked | N/A | 1970 | Cleaver Brooks | FTSM - FTS Marine Dry Back | BOILER ROOM | HWHT - Hot Water Heat | 3/31/2014
St Nicholas Church | 400 W 5th St | Valentine | NE | 69201-1544 | Cherry | NE24523 | Active | 247820 | 2013 | Peerless | WTSS - Watertube SS Steel | boiler room | HWHT - Hot Water Heat | 3/31/2026
St Nicholas Church | 400 W 5th St | Valentine | NE | 69201-1544 | Cherry | NE24524 | Active | 247827 | 2013 | Peerless | WTSS - Watertube SS Steel | boiler room | HWHT - Hot Water Heat | 3/31/2027
BMO | 402 N Main St | Valentine | NE | 69201-1526 | Cherry | NE10146 | Active | 16503 | 2007 | Aldrich Co./L.E.S. Inc. | FTVT - Firetube Vertical TB | Basement - Boiler Room | HWHT - Hot Water Heat | 2/28/2025
COMMUNITY FIRST BANK | 402 N Main St | Valentine | NE | 69201-1526 | CHERRY | NE19381 | Scrapped/Junked |  | 1967 | BRYAN STEAM LLC | WT - Water Tube Boiler | BASEMENT | HWHT - Hot Water Heat | 8/31/2004
Valentine High School | 431 N Green St | Valentine | NE | 69201-1969 | Cherry | NE05988 | Active | 12767 | 2003 | ALES | FTVT - Firetube Vertical TB | boiler room | HWHT - Hot Water Heat | 11/30/2026
Valentine High School | 431 N Green St | Valentine | NE | 69201-1969 | Cherry | NE18834 | Scrapped/Junked | 19595 | 1980 | CAM INDUSTRIES | ELBL - Electric Boiler | BOILER ROOM | HWHT - Hot Water Heat | 7/31/2003
Valentine High School | 431 N Green St | Valentine | NE | 69201-1969 | Cherry | NE18835 | Scrapped/Junked | 19596 | 1980 | Cam Industries | ELBL - Electric Boiler | boiler room | HWHT - Hot Water Heat | 11/30/2018
Valentine High School | 431 N Green St | Valentine | NE | 69201-1969 | Cherry | NE27807 | Active | 439469 | 2018 | Lochinvar | WTSS - Watertube SS Steel | Boiler Room | HWHT - Hot Water Heat | 11/30/2026
Cherry County Hospital | 510 N Green St | Valentine | NE | 69201-1932 | Cherry | NE18192 | Active | n/a | 1974 | Kewanee | FTFB - Firetube-Firebox Boiler | BOILER ROOM | GLYC - Glycol Bldg Heat Sys | 5/31/2026
Cherry County Hospital | 510 N Green St | Valentine | NE | 69201-1932 | Cherry | NE18193 | Inactive |  | 1974 | KEWA | FTFB - Firetube-Firebox Boiler | BOILER ROOM | HWHT - Hot Water Heat | 5/31/2010
Cherry County Hospital | 510 N Green St | Valentine | NE | 69201-1932 | Cherry | NE18194 | Scrapped/Junked | 52235 | 1988 | Pvi | CHWH - ASME/Fired Water Heater | BOILER ROOM | HWSD - Hot Water Dom/Potable | 5/31/2010
Cherry County Hospital | 510 N Green St | Valentine | NE | 69201-1932 | Cherry | NE18195 | Scrapped/Junked | 17542 | 1992 | A. O. Smith | CHWH - ASME/Fired Water Heater | BOILER ROOM | HWSD - Hot Water Dom/Potable | 5/31/2006
Cherry County Hospital | 510 N Green St | Valentine | NE | 69201-1932 | Cherry | NE19235 | Active | 18062 | 2010 | Aldrich | FTFB - Firetube-Firebox Boiler | Boiler Room | GLYC - Glycol Bldg Heat Sys | 5/31/2025
Cherry County Hospital | 510 N Green St | Valentine | NE | 69201-1932 | Cherry | NE20224 | Scrapped/Junked | 23613 | 1996 | MEDEQUIP | FT - Firetube Boiler | LAB | PROC - Process Steam | 5/31/2006
Cherry County Hospital | 510 N Green St | Valentine | NE | 69201-1932 | Cherry | NE22077 | Active | 144644 | 2004 | SUSSMAN | ELBL - Electric Boiler | Central Supply | STER - Sterilizer | 5/31/2026
Cherry County Hospital | 510 N Green St | Valentine | NE | 69201-1932 | Cherry | NE25182 | Active | 94652 | 2013 | Getinge | ELBL - Electric Boiler | Central Supply | STER - Sterilizer | 5/31/2026
Cherry County Hospital | 510 N Green St | Valentine | NE | 69201-1932 | Cherry | NE28159 | Active | 235569 | 2017 | AO SMITH | CHWH - ASME/Fired Water Heater | Boiler Room | HWSD - Hot Water Dom/Potable | 5/31/2026
Assembly of God Church | 601 N Government St | Valentine | NE | 69201-1621 | Cherry | NE21156 | Scrapped/Junked |  | 1962 | Weil-Mcclain | CI - Cast Iron | BASEMENT | HWHT - Hot Water Heat | 7/31/2002
Vacant | 601 W 4th St | Valentine | NE | 69201-1564 | Cherry | NE15988 | Scrapped/Junked | N/A | 1967 | AMST | CI - Cast Iron | BOILER ROOM | HWHT - Hot Water Heat | 3/31/2011
Vacant | 601 W 4th St | Valentine | NE | 69201-1564 | Cherry | NE15989 | Scrapped/Junked | N/A | 1967 | AMST | CI - Cast Iron | BOILER ROOM | HWHT - Hot Water Heat | 3/31/2011
Vacant | 601 W 4th St | Valentine | NE | 69201-1564 | Cherry | NE15991 | Scrapped/Junked | 66899 | 1986 | AO SMITH | CHWH - ASME/Fired Water Heater | BOILER ROOM | HWSD - Hot Water Dom/Potable | 3/31/2018
Vacant | 601 W 4th St | Valentine | NE | 69201-1564 | Cherry | NE19000 | Inactive |  | 1993 | STATE INDUSTRIES | AHWH - ANSI/Fired Water Htr |  | HWSD - Hot Water Dom/Potable | 4/30/1997
Vacant | 601 W 4th St | Valentine | NE | 69201-1564 | Cherry | NE19233 | Active | n/a | 2010 | Weil-McLain | CI - Cast Iron | North Boiler Room | HWHT - Hot Water Heat | 3/31/2022
Vacant | 601 W 4th St | Valentine | NE | 69201-1564 | Cherry | NE19234 | Active | n/a | 2010 | Weil-McLain | CI - Cast Iron | North Boiler Room | HWHT - Hot Water Heat | 3/31/2022
Vacant | 601 W 4th St | Valentine | NE | 69201-1564 | Cherry | NE20001 | Inactive |  | 1993 | STATE INDUSTRIES | AHWH - ANSI/Fired Water Htr |  | HWSD - Hot Water Dom/Potable | 4/30/1997
Vacant | 601 W 4th St | Valentine | NE | 69201-1564 | Cherry | NE20100 | Active | 34456 | 1996 | AOSM | CHWH - ASME/Fired Water Heater | N BOILER ROOM | HWSD - Hot Water Dom/Potable | 3/31/2022
Vacant | 601 W 4th St | Valentine | NE | 69201-1564 | Cherry | NE21201 | Active | 34451 | 1996 | AO SMITH | CHWH - ASME/Fired Water Heater | S BOILER ROOM | HWSD - Hot Water Dom/Potable | 3/31/2022
Vacant | 601 W 4th St | Valentine | NE | 69201-1564 | Cherry | NE23552 | Active | N/A | 1999 | Burnham | CI - Cast Iron | BOILER ROOM | HWHT - Hot Water Heat | 3/31/2022
Vacant | 601 W 4th St | Valentine | NE | 69201-1564 | Cherry | NE23553 | Active | N/A | 1999 | Burnham | CI - Cast Iron | BOILER ROOM | HWHT - Hot Water Heat | 3/31/2022
Vacant | 601 W 4th St | Valentine | NE | 69201-1564 | Cherry | NE26902 | Active | 139460 | 2014 | Rheem/Ruud | CHWH - ASME/Fired Water Heater | Boiler Room | HWSD - Hot Water Dom/Potable | 3/31/2022
Niobrara River Lodging Inc | 803 E Hwy 20 | Valentine | NE | 69201-2111 | Cherry | NE07390 | Inactive | NA | 2006 | PENT | CPPH - Ansi Cpr Fin Pool Heater | POOL ROOM | IPHT - Indoor Pool Heater | 9/30/2015
Niobrara River Lodging Inc | 803 E Hwy 20 | Valentine | NE | 69201-2111 | Cherry | NE25407 | Scrapped/Junked | NA | 1999 | PURE | CPPH - Ansi Cpr Fin Pool Heater | POOL ROOM/SPA | IPHT - Indoor Pool Heater | 2/28/2018
Niobrara River Lodging Inc | 803 E Hwy 20 | Valentine | NE | 69201-2111 | Cherry | NE25408 | Scrapped/Junked |  | 1999 | PUREX TRITON | CPPH - Ansi Cpr Fin Pool Heater | POOL ROOM/POOL | IPHT - Indoor Pool Heater | 9/30/2007
Niobrara River Lodging Inc | 803 E Hwy 20 | Valentine | NE | 69201-2111 | Cherry | NE26176 | Exempt 1999 LB-66 | N/A | 2014 | PENT | CPPH - Ansi Cpr Fin Pool Heater | POOL ROOM | IPHT - Indoor Pool Heater | 2/28/2018
Valentine Methodist Church | 804 E 5th St | Valentine | NE | 69201-1613 | Cherry | NE06828 | Scrapped/Junked | N/A | 2005 | Dunkirk | CI - Cast Iron | BASEMENT | HWHT - Hot Water Heat | 3/31/2016
Valentine Methodist Church | 804 E 5th St | Valentine | NE | 69201-1613 | Cherry | NE06829 | Scrapped/Junked | N/A | 2005 | Dunkirk | CI - Cast Iron | BASEMENT | HWHT - Hot Water Heat | 3/31/2016
Valentine Methodist Church | 804 E 5th St | Valentine | NE | 69201-1613 | Cherry | NE06830 | Active | N/A | 2005 | Lennox | CI - Cast Iron | BASEMENT | HWHT - Hot Water Heat | 3/31/2026
Valentine Methodist Church | 804 E 5th St | Valentine | NE | 69201-1613 | Cherry | NE16616 | Inactive |  | 1960 | KEWANEE | FTFB - Firetube-Firebox Boiler | BOILER ROOM | HWHT - Hot Water Heat | 9/30/2005
Valentine Methodist Church | 804 E 5th St | Valentine | NE | 69201-1613 | Cherry | NE25900 | Active | N/A | 2015 | Peerless | CI - Cast Iron | Basement | HWHT - Hot Water Heat | 3/31/2026
Valentine Methodist Church | 804 E 5th St | Valentine | NE | 69201-1613 | Cherry | NE26151 | Active | N/A | 2015 | Peerless | CI - Cast Iron | Basement | HWHT - Hot Water Heat | 3/31/2026
VALENTINE MOTEL INC | HWY 20 & 83 | VALENTINE | NE | 69301 | CHERRY | NE16622 | Inactive |  | 1957 | CRANE |  | BOILER ROOM | HWHT - Hot Water Heat | 9/30/2003
WOOD LAKE SCHOOL | PO Box 697 | Wood Lake | NE | 69221-0697 | CHERRY | NE30281 | Inactive |  | 1973 | BRYANT |  | BOILER ROOM | STHT - Steam-Heat | 2/28/1995
59 Properties Vacant | 1 Cabela Dr | Sidney | NE | 69162-3028 | Cheyenne | NE09991 | Active | 47901 | 2002 | Bryan | WT - Water Tube Boiler | BASEMENT WEST | HWHT - Hot Water Heat | 1/31/2026
Cheyenne Cnty Courthouse | 1000 10th Ave | Sidney | NE | 69162-1612 | Cheyenne | NE03896 | Scrapped/Junked |  | 1965 | AMERICAN STANDARD |  | 1000 10TH AVE | HWHT - Hot Water Heat | 1/31/2000
Cheyenne Cnty Courthouse | 1000 10th Ave | Sidney | NE | 69162-1612 | Cheyenne | NE16970 | Scrapped/Junked |  | 1988 | HOYT HEATER CO | AHWH - ANSI/Fired Water Htr | BOILER ROOM | HWSD - Hot Water Dom/Potable | 4/30/2005
Cheyenne Cnty Courthouse | 1000 10th Ave | Sidney | NE | 69162-1612 | Cheyenne | NE25441 | Scrapped/Junked | n/a | 1999 | Weil-Mcclain | CI - Cast Iron | BASEMENT | HWHT - Hot Water Heat | 4/30/2023
Cheyenne Cnty Courthouse | 1000 10th Ave | Sidney | NE | 69162-1612 | Cheyenne | NE25442 | Scrapped/Junked | n/a | 1999 | Weil-Mcclain | CI - Cast Iron | BASEMENT | HWHT - Hot Water Heat | 4/30/2023
Cheyenne Cnty Courthouse | 1000 10th Ave | Sidney | NE | 69162-1612 | Cheyenne | NE42774 | Active | 220754 | 2022 | Viessman | WT - Water Tube Boiler | Boiler Room | HWHT - Hot Water Heat | 8/31/2026
Cheyenne Cnty Courthouse | 1000 10th Ave | Sidney | NE | 69162-1612 | Cheyenne | NE42775 | Active | 220752 | 2022 | Viessman | WT - Water Tube Boiler | Boiler Room | HWHT - Hot Water Heat | 8/31/2026
Sidney Regional Medical Center | 1000 Pole Creek Crossing | Sidney | NE | 69162-2901 | Cheyenne | NE24663 | Scrapped/Junked | 3824 | 2012 | Chromalox, Inc./Getinge | ELBL - Electric Boiler | Central Sterilization | STER - Sterilizer | 10/31/2022
Sidney Regional Medical Center | 1000 Pole Creek Crossing | Sidney | NE | 69162-2901 | Cheyenne | NE25876 | Active | 59668 | 2014 | Bryan | WT - Water Tube Boiler | Mechanical Room | HWHT - Hot Water Heat | 10/31/2026
Sidney Regional Medical Center | 1000 Pole Creek Crossing | Sidney | NE | 69162-2901 | Cheyenne | NE25877 | Active | 6561 | 2015 | CAMUS | FT - Firetube Boiler | Mechanical Room | HWHT - Hot Water Heat | 10/31/2026
Sidney Regional Medical Center | 1000 Pole Creek Crossing | Sidney | NE | 69162-2901 | Cheyenne | NE25878 | Active | 6582 | 2019 | CAMUS | FT - Firetube Boiler | Mechanical Room | HWHT - Hot Water Heat | 10/31/2026
Sidney Regional Medical Center | 1000 Pole Creek Crossing | Sidney | NE | 69162-2901 | Cheyenne | NE25879 | Scrapped/Junked | 97812 | 2014 | TDC/Getinge | ELBL - Electric Boiler | Central Sterilization | STER - Sterilizer | 10/31/2022
Sidney Regional Medical Center | 1000 Pole Creek Crossing | Sidney | NE | 69162-2901 | Cheyenne | NE25880 | Out of Service | 100652 | 2014 | Getinge | ELBL - Electric Boiler | Central Sterilization | STER - Sterilizer | 10/31/2016
Sidney Regional Medical Center | 1000 Pole Creek Crossing | Sidney | NE | 69162-2901 | Cheyenne | NE41348 | Out of Service | 9169 | 2017 | Steris Corp | ELBL - Electric Boiler | Trailer | 0020 - Supp to Sterlizer/Autoclave | 6/30/2023
Sidney Regional Medical Center | 1000 Pole Creek Crossing | Sidney | NE | 69162-2901 | Cheyenne | NE41349 | Out of Service | 9254 | 2017 | Steris Corp | ELBL - Electric Boiler | Trailer | 0020 - Supp to Sterlizer/Autoclave | 6/30/2023
Sidney Regional Medical Center | 1000 Pole Creek Crossing | Sidney | NE | 69162-2901 | Cheyenne | NE41350 | Out of Service | 9252 | 2017 | Steris Corp | ELBL - Electric Boiler | Trailer | 0020 - Supp to Sterlizer/Autoclave | 6/30/2023
Sidney Regional Medical Center | 1000 Pole Creek Crossing | Sidney | NE | 69162-2901 | Cheyenne | NE41366 | Active | 30227 | 2022 | Steris Corp | ELBL - Electric Boiler | Surgery | 0020 - Supp to Sterlizer/Autoclave | 10/31/2026
Sidney Regional Medical Center | 1000 Pole Creek Crossing | Sidney | NE | 69162-2901 | Cheyenne | NE41367 | Active | 30379 | 2022 | Steris Corp | ELBL - Electric Boiler | Surgery | 0020 - Supp to Sterlizer/Autoclave | 10/31/2026
Ninth Ave Apartments | 1001 9th Ave | Sidney | NE | 69162-1673 | Cheyenne | NE30433 | Active | N/A | 1993 | Peerless | CI - Cast Iron | BASEMENT | STHT - Steam-Heat | 3/31/2024
DESIGN EXPRESS | 1015 Illinois St | Sidney | NE | 69162-1645 | CHEYENNE | NE03895 | Inactive |  | 1987 | SLANT FIN |  | BASEMENT | HWHT - Hot Water Heat | 9/30/1995
Dinklage Feedyard | 10152 Cty Rd 20 | Sidney | NE | 69162 | Cheyenne | NE04488 | Inactive | 4125 | 1972 | WILLIAM & DAVIS | FTSM - FTS Marine Dry Back | BOILER ROOM | PROC - Process Steam | 6/30/2015
Dinklage Feedyard | 10152 Cty Rd 20 | Sidney | NE | 69162 | Cheyenne | NE13980 | Active | 5024 | 1969 | Superior Boiler Works | FTSM - FTS Marine Dry Back | BOILER ROOM | PROC - Process Steam | 6/30/2026
Dinklage Feedyard | 10152 Cty Rd 20 | Sidney | NE | 69162 | Cheyenne | NE24519 | Active | 17392 | 2013 | Superior Boiler Works | FTHT - Firetube Horizontal | boiler bldg | PROC - Process Steam | 6/30/2026
Sidney Elks Lodge #1894 | 1040 Jackson St | Sidney | NE | 69162-1656 | Cheyenne | NE25440 | Out of Service | N/A | 1995 | AMST | CI - Cast Iron | BASEMENT | STHT - Steam-Heat | 3/31/2009
Inner Court Apartments | 1043 King St | Sidney | NE | 69162-1665 | Cheyenne | NE18179 | Scrapped/Junked | N/A | 1994 | Dunkirk | CI - Cast Iron | BASEMENT BOILER ROOM | STHT - Steam-Heat | 10/31/2010
Inner Court Apartments | 1043 King St | Sidney | NE | 69162-1665 | Cheyenne | NE20293 | Exempt 1999 LB-66 |  | 1994 | AO SMITH | AHWH - ANSI/Fired Water Htr |  | HWSD - Hot Water Dom/Potable | 12/31/1999
Sidney High School | 1100 19th Ave | Sidney | NE | 69162-1930 | Cheyenne | NE06434 | Scrapped/Junked | 223098 | 2004 | Raypak | CPFH - Copper Fin Water Heater | BOILER ROOM | HWSD - Hot Water Dom/Potable | 10/31/2013
Sidney High School | 1100 19th Ave | Sidney | NE | 69162-1930 | Cheyenne | NE14655 | Active | 107919 | 2008 | FULTON BOILERWORKS | FTVT - Firetube Vertical TB | NEW BOILER ROOM | HWHT - Hot Water Heat | 10/31/2026
Sidney High School | 1100 19th Ave | Sidney | NE | 69162-1930 | Cheyenne | NE14656 | Active | 107909 | 2008 | FULTON BOILERWORKS | FTVT - Firetube Vertical TB | NEW BOILER ROOM | HWHT - Hot Water Heat | 10/31/2026
Sidney High School | 1100 19th Ave | Sidney | NE | 69162-1930 | Cheyenne | NE15103 | Scrapped/Junked | 24192 | 1964 | GROE | COOK - Fired Cooker | KITCHEN | 0021 - Steam Supp Cooker/Kettle | 10/31/2009
Sidney High School | 1100 19th Ave | Sidney | NE | 69162-1930 | Cheyenne | NE15104 | Scrapped/Junked | 24542 | 1964 | GROE | COOK - Fired Cooker | KITCHEN | 0021 - Steam Supp Cooker/Kettle | 10/31/2018
Sidney High School | 1100 19th Ave | Sidney | NE | 69162-1930 | Cheyenne | NE24166 | Active | 358237 | 2013 | Raypak | CHWH - ASME/Fired Water Heater | mech room | HWSD - Hot Water Dom/Potable | 10/31/2026
Sidney High School | 1100 19th Ave | Sidney | NE | 69162-1930 | Cheyenne | NE31308 | Scrapped/Junked | 15-66 | 1962 | National U.S. Radiator | CI - Cast Iron | BOILER ROOM | STHT - Steam-Heat | 3/31/2005
Sidney High School | 1100 19th Ave | Sidney | NE | 69162-1930 | Cheyenne | NE31873 | Scrapped/Junked |  | 1981 | PEER | CI - Cast Iron | BOILER ROOM | STHT - Steam-Heat | 10/31/2009
QWEST COMMUNICATIONS | 1100 Jackson St | Sidney | NE | 69162-1658 | CHEYENNE | NE14348 | Scrapped/Junked | 22030 | 1986 | BRYAN STEAM LLC | WT - Water Tube Boiler | BOILER ROOM | HWHT - Hot Water Heat | 11/30/2005
Sidney Library | 1112 12th Ave | Sidney | NE | 69162-2008 | Cheyenne | NE16791 | Scrapped/Junked |  | 1992 | SLANT FIN |  | BOILER ROOM | HWHT - Hot Water Heat | 2/28/2005
Sidney Library | 1112 12th Ave | Sidney | NE | 69162-2008 | Cheyenne | NE16792 | Scrapped/Junked |  | 1992 | Slant Fin Corp | CI - Cast Iron | BOILER ROOM | HWHT - Hot Water Heat | 2/28/2005
Sidney Middle School | 1122 19th Ave | Sidney | NE | 69162-1930 | CHEYENNE | NE07363 | Active | 255246 | 2006 | Raypak | CPFH - Copper Fin Water Heater | BOILER ROOM | HWSD - Hot Water Dom/Potable | 10/31/2026
Sidney Middle School | 1122 19th Ave | Sidney | NE | 69162-1930 | CHEYENNE | NE09676 | Active | n/a | 2001 | Peerless | CI - Cast Iron | BASEMENT BOILER ROOM | HWHT - Hot Water Heat | 10/31/2026
Sidney Middle School | 1122 19th Ave | Sidney | NE | 69162-1930 | CHEYENNE | NE15750 | Active | 56823 | 2009 | Crown | KETT - Fired Kettle | Kitchen | COOK - Cooker/Kettle | 10/31/2026
Sidney Middle School | 1122 19th Ave | Sidney | NE | 69162-1930 | CHEYENNE | NE22437 | Active | n/a | 1998 | Peerless | CI - Cast Iron | BASEMENT | HWHT - Hot Water Heat | 10/31/2026
Sidney Middle School | 1122 19th Ave | Sidney | NE | 69162-1930 | CHEYENNE | NE31387 | Scrapped/Junked | 6822 | 1965 | AMERICAN STANDARD |  | BOILER ROOM | STHT - Steam-Heat | 3/31/2005
Sidney Middle School | 1122 19th Ave | Sidney | NE | 69162-1930 | CHEYENNE | NE31388 | Scrapped/Junked | 6022 | 1965 | AMERICAN STANDARD |  | BOILER ROOM | STHT - Steam-Heat | 3/31/2005
Wheat Belt Public Power | 11306 Road 32 | Sidney | NE | 69162-3134 | Cheyenne | NE26218 | Active | 21196 | 2016 | Precision Boilers Inc | ELBL - Electric Boiler | upstairs Boiler Room | HWHF - Hot Water Heat-Floor | 11/30/2026
Wheat Belt Public Power | 11306 Road 32 | Sidney | NE | 69162-3134 | Cheyenne | NE26219 | Active | 21197 | 2016 | Precision Boilers Inc | ELBL - Electric Boiler | upstairs Boiler Room | HWHF - Hot Water Heat-Floor | 11/30/2026
BARKER CLEANERS | 1145 Jackson St | Sidney | NE | 69162-1657 | CHEYENNE | NE11189 | Scrapped/Junked | 260 | 1946 | CYCLOTHERM | FTSM - FTS Marine Dry Back | BOILER ROOM | PROC - Process Steam | 5/31/2005
BARKER CLEANERS | 1145 Jackson St | Sidney | NE | 69162-1657 | CHEYENNE | NE13881 | Inactive | 17612 | 1971 | PARKER BOILER CO | WT - Water Tube Boiler | 1516 GRANT ST | PROC - Process Steam | 8/31/1994
Cabela's Inc | 115 Cabela Dr | Sidney | NE | 69162-3032 | Cheyenne | NE15429 | Scrapped/Junked | 43202 | 1990 | Kewanee | FTFB - Firetube-Firebox Boiler | BOILER ROOM | HWHT - Hot Water Heat | 1/31/2019
Cabela's Inc | 115 Cabela Dr | Sidney | NE | 69162-3032 | Cheyenne | NE15430 | Scrapped/Junked | 43201 | 1990 | Kewanee | FTFB - Firetube-Firebox Boiler | BOILER ROOM | HWHT - Hot Water Heat | 1/31/2019
Cabela's Inc | 115 Cabela Dr | Sidney | NE | 69162-3032 | Cheyenne | NE27845 | Active | 330860 | 2018 | Lochinvar | VTWT - Vert Watertube | Upstairs Boiler Room | HWHT - Hot Water Heat | 1/31/2027
Cabela's Inc | 115 Cabela Dr | Sidney | NE | 69162-3032 | Cheyenne | NE27846 | Active | 330859 | 2018 | Lochinvar | VTWT - Vert Watertube | Upstairs Boiler Room | HWHT - Hot Water Heat | 1/31/2027
Security First Bank | 1205 Jackson St | Sidney | NE | 69162-1659 | Cheyenne | NE01844 | Scrapped/Junked | n/a | 1993 | Hydrotherm | CIMD - Cast Iron/Modular Ins | Basement Boiler Rm | HWHT - Hot Water Heat | 4/30/2022
Security First Bank | 1205 Jackson St | Sidney | NE | 69162-1659 | Cheyenne | NE41123 | Active | 11984 | 2020 | Riello | COBL - Coil Type Boiler | Basement | HWHT - Hot Water Heat | 11/30/2026
Security First Bank | 1205 Jackson St | Sidney | NE | 69162-1659 | Cheyenne | NE41124 | Active | 11663 | 2020 | Riello | COBL - Coil Type Boiler | Basement | HWHT - Hot Water Heat | 11/30/2026
Security First Bank | 1205 Jackson St | Sidney | NE | 69162-1659 | Cheyenne | NE41125 | Active | 11138 | 2020 | Riello | COBL - Coil Type Boiler | Basement | HWHT - Hot Water Heat | 11/30/2026
SOUTH WARD ELEMENTARY | 1210 TOLEDO RD | SIDNEY | NE | 69162 | CHEYENNE | NE31345 | Scrapped/Junked |  | 1952 | AMERICAN STANDARD |  | BOILER ROOM | HWHT - Hot Water Heat | 3/31/2005
SOUTH WARD ELEMENTARY | 1210 TOLEDO RD | SIDNEY | NE | 69162 | CHEYENNE | NE31346 | Scrapped/Junked |  | 1952 | AMERICAN STANDARD |  | BOILER ROOM | HWHT - Hot Water Heat | 3/31/2005
South Elementary | 1210 Toledo St | Sidney | NE | 69162-2543 | Cheyenne | NE11368 | Inactive | 2465 | 2003 | ALLI | WT - Water Tube Boiler |  |  | 3/31/2005
The Egging Company | 12145 Road 38 | Gurley | NE | 69141-6511 | Cheyenne | NE14443 | Active | unk | 1996 | Peerless | CI - Cast Iron | Main plt Blr Rm | HWHT - Hot Water Heat | 3/31/2027
The Egging Company | 12145 Road 38 | Gurley | NE | 69141-6511 | Cheyenne | NE15702 | Scrapped/Junked | 18702 | 1962 | Bryan Steam LLC | WT - Water Tube Boiler | TOOL SHOP | HWHT - Hot Water Heat | 3/31/2019
CLOTHES HAMPER | 1232 Jackson St | Sidney | NE | 69162-1660 | CHEYENNE | NE40608 | Exempt 1999 LB-66 |  | 1998 | Unknown | AHWH - ANSI/Fired Water Htr | BOILER ROOM | HWSD - Hot Water Dom/Potable | 6/30/2000
Light Memorial Presby Church | 1345 Linden St | Sidney | NE | 69162-1935 | Cheyenne | NE34484 | Inactive | N/A | 1960 | CRAN | CI - Cast Iron | BOILER ROOM | HWHT - Hot Water Heat | 2/28/2025
Light Memorial Presby Church | 1345 Linden St | Sidney | NE | 69162-1935 | Cheyenne | NE43392 | Active | 385896 | 2022 | Lochinvar | FTSS - Firetube Stainless Steel | BASEMENT Boiler Room | HWHT - Hot Water Heat | 5/31/2026
Light Memorial Presby Church | 1345 Linden St | Sidney | NE | 69162-1935 | Cheyenne | NE43393 | Active | 459232 | 2024 | Lochinvar | FTSS - Firetube Stainless Steel | BASEMENT Boiler Room | HWHT - Hot Water Heat | 5/31/2026
APRIA HEALTH CARE | 1403 Illinois St | Sidney | NE | 69162-1532 | CHEYENNE | NE03938 | Scrapped/Junked |  | 1983 | PEERLESS HEATER COMPANY |  | GARAGE | HWHT - Hot Water Heat | 2/28/2005
St Paul Lutheran Church | 1424 Maple St | Sidney | NE | 69162-1952 | Cheyenne | NE35260 | Scrapped/Junked |  | 1974 | Bryant Boiler | CI - Cast Iron | BOILER ROOM | HWHT - Hot Water Heat | 1/31/1999
St Paul's Lutheran School-BMIC#461500 | 1432 15th Ave | Sidney | NE | 69162-2112 | Cheyenne | NE21223 | Active | N/A | 1997 | BRYN | CI - Cast Iron | BOILER ROOM | HWHT - Hot Water Heat | 4/30/2026
St Paul's Lutheran School-BMIC#461500 | 1432 15th Ave | Sidney | NE | 69162-2112 | Cheyenne | NE21224 | Active | N/A | 1996 | BRYN | CI - Cast Iron | BOILER ROOM | HWHT - Hot Water Heat | 4/30/2026
Vacant Building | 1435 Toledo St | Sidney | NE | 69162-2166 | Cheyenne | NE10175 | Inactive | 111283 | 2006 | RHEEM | CHWH - ASME/Fired Water Heater | BOILER ROOM | HWSD - Hot Water Dom/Potable | 11/30/2018
Vacant Building | 1435 Toledo St | Sidney | NE | 69162-2166 | Cheyenne | NE15301 | Inactive | n/a | 1970 | Weil-Mcclain | CI - Cast Iron | BOILER ROOM | HWHT - Hot Water Heat | 11/30/2018
Vacant Building | 1435 Toledo St | Sidney | NE | 69162-2166 | Cheyenne | NE15302 | Inactive | n/a | 1970 | Weil-Mcclain | CI - Cast Iron | BOILER ROOM | HWHT - Hot Water Heat | 11/30/2018
Vacant Building | 1435 Toledo St | Sidney | NE | 69162-2166 | Cheyenne | NE18479 | Inactive | 29659 | 1995 | AO SMITH | CHWH - ASME/Fired Water Heater | BOILER ROOM | HWSD - Hot Water Dom/Potable | 11/30/2005
Vacant Building | 1435 Toledo St | Sidney | NE | 69162-2166 | Cheyenne | NE21147 | Scrapped/Junked | 40044 | 1997 | AO SMITH | CHWH - ASME/Fired Water Heater | BOILER ROOM | HWSD - Hot Water Dom/Potable | 11/30/2007
Cheyenne County Youth Ctr | 14th & King | Sidney | NE | 68162 | Cheyenne | NE16856 | Out of Service |  | 1990 | STAT | AHWH - ANSI/Fired Water Htr | BOILER ROOM | HWSD - Hot Water Dom/Potable | 4/30/2009
Cheyenne County Youth Ctr | 14th & King | Sidney | NE | 68162 | Cheyenne | NE34508 | Scrapped/Junked | n/a | 1982 | PEER | CI - Cast Iron | BOILER ROOM | STHT - Steam-Heat | 4/30/2011
CENTRAL ELEMENTARY | 1621 KING ST | SIDNEY | NE | 69162 | CHEYENNE | NE33603 | Scrapped/Junked |  | 1979 | PEERLESS HEATER COMPANY |  | BOILER ROOM | STHT - Steam-Heat | 6/30/2002
Christ Apartments | 1641 Jackson St | Sidney | NE | 69162-1559 | Cheyenne | NE07460 | Scrapped/Junked |  | 2007 | Bradford White | AHWH - ANSI/Fired Water Htr | Boiler Room | HWSD - Hot Water Dom/Potable | 4/24/2007
Christ Apartments | 1641 Jackson St | Sidney | NE | 69162-1559 | Cheyenne | NE16317 | Active | NA | 1965 | Crane Co. | CI - Cast Iron | Basement Boiler room | HWHT - Hot Water Heat | 3/31/2026
Christ Apartments | 1641 Jackson St | Sidney | NE | 69162-1559 | Cheyenne | NE21113 | Scrapped/Junked | 23008 | 1993 | A. O. Smith | CHWH - ASME/Fired Water Heater | Basement Boiler room | HWDP - Hotwater Heat & Dom Supply | 3/31/2007
Adams Industries | 1655 Industrial Ave | Sidney | NE | 69162-3239 | Cheyenne | NE41614 | Active | 5789 | 2021 | Sioux Steam Cleaner | FT - Firetube Boiler | Warehouse | PROC - Process Steam | 1/31/2026
Adams Industries | 1655 Industrial Ave | Sidney | NE | 69162-3239 | Cheyenne | NE43389 | Active | 5411 | 2021 | SIOUX | FTHT - Firetube Horizontal | Portable trailer | PROC - Process Steam | 1/31/2026
Adams Industries | 1655 Industrial Ave | Sidney | NE | 69162-3239 | Cheyenne | NE43394 | Active | 5993 | 2023 | SIOUX | CPFT - Horiz Cpr Fin Boiler | Pot Ash Building | PROW - Process Hot Water | 1/31/2026
KRH LLC "Majic Spray Car Wash" | 1740 10th Ave (10th & Rose) | Sidney | NE | 69160-0001 | Cheyenne | NE08338 | Scrapped/Junked | n/a | 2000 | PALO | COWH - Coil Type Water Heater | MECH ROOM | HWHT - Hot Water Heat | 12/31/2012
KRH LLC "Majic Spray Car Wash" | 1740 10th Ave (10th & Rose) | Sidney | NE | 69160-0001 | Cheyenne | NE40474 | Scrapped/Junked |  | 1978 | WEBEN JARCO | WT - Water Tube Boiler | EQUIPMENT ROOM | HWSP - Hot Water Non Potable Supply | 2/28/2002
KRH LLC "Majic Spray Car Wash" | 1740 10th Ave (10th & Rose) | Sidney | NE | 69160-0001 | Cheyenne | NE40475 | Exempt 1999 LB-66 |  | 1996 | PALOMA | COWH - Coil Type Water Heater | EQUIPMENT ROOM | HWSP - Hot Water Non Potable Supply | 5/31/2000
KRH LLC "Majic Spray Car Wash" | 1740 10th Ave (10th & Rose) | Sidney | NE | 69160-0001 | Cheyenne | NE40476 | Scrapped/Junked |  | 1993 | PALOMA | COWH - Coil Type Water Heater | EQUIPMENT ROOM | HWHT - Hot Water Heat | 5/31/2001
KRH LLC "Majic Spray Car Wash" | 1740 10th Ave (10th & Rose) | Sidney | NE | 69160-0001 | Cheyenne | NE40477 | Scrapped/Junked | n/a | 1997 | PALO | COWH - Coil Type Water Heater | MECH ROOM | HWHT - Hot Water Heat | 12/31/2012
Sidney Regional Assisted Living | 1855 Greenwood Rd | Sidney | NE | 69162-3076 | Cheyenne | NE42770 | Active | 596912 | 2023 | Lochinvar | WT - Water Tube Boiler | Mechanical Room | HWSD - Hot Water Dom/Potable | 10/31/2026
Sidney Regional Assisted Living | 1855 Greenwood Rd | Sidney | NE | 69162-3076 | Cheyenne | NE42771 | Active | 596020 | 2023 | Lochinvar | WT - Water Tube Boiler | Mechanical Room | HWSD - Hot Water Dom/Potable | 10/31/2026
Sidney Regional Assisted Living | 1855 Greenwood Rd | Sidney | NE | 69162-3076 | Cheyenne | NE42772 | Active | 111003 | 2023 | Laars | FTVT - Firetube Vertical TB | Mechanical Room | HWHS - Hotwater Heat Sidewalks | 10/31/2026
Sidney Regional Assisted Living | 1855 Greenwood Rd | Sidney | NE | 69162-3076 | Cheyenne | NE42773 | Active | 11102 | 2023 | Laars | FTVT - Firetube Vertical TB | Mechanical Room | HWHS - Hotwater Heat Sidewalks | 10/31/2026
Majic Spray | 18th & Jackson | Sidney | NE | 69162 | Cheyenne | NE24582 | Inactive | 83486 | 2012 | Lochinvar | FTVT - Firetube Vertical TB | mech room | HWHF - Hot Water Heat-Floor | 3/31/2015
Majic Spray | 18th & Jackson | Sidney | NE | 69162 | Cheyenne | NE40619 | Scrapped/Junked | 5626 | 1986 | WEBJ | COBL - Coil Type Boiler | BOILER ROOM | HWHT - Hot Water Heat | 6/30/2013
Majic Spray | 18th & Jackson | Sidney | NE | 69162 | Cheyenne | NE40620 | Inactive | 5925 | 1986 | WEBJ | COBL - Coil Type Boiler | BOILER ROOM | HWSP - Hot Water Non Potable Supply | 3/31/2011
KANSAS NEBR NATURAL GAS | 2044 Illinois St | Sidney | NE | 69162-1435 | CHEYENNE | NE00855 | Inactive | 113 | 1936 | BRODERICK | FT - Firetube Boiler | HUNTSMAN FIELD | STHT - Steam-Heat | 6/30/1988
KANSAS NEBR NATURAL GAS | 2044 Illinois St | Sidney | NE | 69162-1435 | CHEYENNE | NE02024 | Inactive | 2166 | 1950 | LIECEY | FT - Firetube Boiler | HUNTSMAN FIELD | STHT - Steam-Heat | 1/31/1992
The Lodge America | 2220 Illinois St | Sidney | NE | 69162-1439 | Cheyenne | NE18677 | Out of Service | N/A | 2009 | Hydrotherm | CI - Cast Iron | Basement | HWHT - Hot Water Heat | 3/31/2018
The Lodge America | 2220 Illinois St | Sidney | NE | 69162-1439 | Cheyenne | NE18678 | Out of Service | N/A | 2009 | Hydrotherm | CI - Cast Iron | Basement | HWHT - Hot Water Heat | 3/31/2018
The Lodge America | 2220 Illinois St | Sidney | NE | 69162-1439 | Cheyenne | NE23533 | Scrapped/Junked |  | 1957 | CRAN | CI - Cast Iron | BOILER ROOM | HWHT - Hot Water Heat | 9/30/2010
The Lodge America | 2220 Illinois St | Sidney | NE | 69162-1439 | Cheyenne | NE23534 | Scrapped/Junked | N/A | 1945 | CRAN | CI - Cast Iron | LAUNDRY ROOM | HWHT - Hot Water Heat | 9/30/2010
The Lodge America | 2220 Illinois St | Sidney | NE | 69162-1439 | Cheyenne | NE23535 | Out of Service | N/A | 1945 | Crane | CI - Cast Iron | LAUNDRY ROOM | HWHT - Hot Water Heat | 3/31/2018
Lorenzo School | 223 Meyer St | Sidney | NE | 69162-4124 | Cheyenne | NE12430 | Inactive |  | 2003 | HBSM | CI - Cast Iron | BOILER ROOM | STHT - Steam-Heat | 10/31/2008
Lorenzo School | 223 Meyer St | Sidney | NE | 69162-4124 | Cheyenne | NE12431 | Inactive |  | 2003 | HBSM | CI - Cast Iron | BOILER ROOM | STHT - Steam-Heat | 10/31/2008
Lorenzo School | 223 Meyer St | Sidney | NE | 69162-4124 | Cheyenne | NE34413 | Scrapped/Junked |  | 1965 | AMERICAN STANDARD |  | BOILER ROOM | STHT - Steam-Heat | 1/31/2004
Sidney Armory | 225 Legion Park | Sidney | NE | 69162-2572 | Cheyenne | NE30107 | Scrapped/Junked | 33642 | 1980 | KEWANEE | FTFB - Firetube-Firebox Boiler | BOILER ROOM | STHT - Steam-Heat | 10/31/2007
Sidney Armory | 225 Legion Park Rd | Sidney | NE | 69162 | Cheyenne | NE07677 | Active | 15766 | 2006 | ALES | FT - Firetube Boiler | BOILER ROOM | STHT - Steam-Heat | 2/28/2027
COMMUNITY CENTER | 226 3rd St | Lodgepole | NE | 69149-2525 | CHEYENNE | NE31702 | Inactive |  | 1930 | AMERICAN RADIATOR |  | GARAGE BSMT | STHT - Steam-Heat | 2/28/1997
West Elementary School | 2350 Osage St | Sidney | NE | 69162-1875 | Cheyenne | NE11369 | Active | 2530 | 2003 | Allied | WT - Water Tube Boiler | BASEMENT BOILER ROOM | HWHT - Hot Water Heat | 10/31/2026
West Elementary School | 2350 Osage St | Sidney | NE | 69162-1875 | Cheyenne | NE11370 | Active | 2531 | 2003 | Allied | WT - Water Tube Boiler | BASEMENT BOILER ROOM | HWHT - Hot Water Heat | 10/31/2026
West Elementary School | 2350 Osage St | Sidney | NE | 69162-1875 | Cheyenne | NE31691 | Scrapped/Junked |  | 1963 | Kewannee | FTSM - FTS Marine Dry Back | BOILER ROOM | HWHT - Hot Water Heat | 6/30/2004
Sidney Outdoor Aquatic Center | 2355 Fort Sidney Rd | Sidney | NE | 69162 | Cheyenne | NE26192 | Active | 288649 | 2016 | Lochinvar | WT - Water Tube Boiler | Boiler Room | OPHT - Outdoor Pool Heater | 6/30/2026
Sidney Outdoor Aquatic Center | 2355 Fort Sidney Rd | Sidney | NE | 69162 | Cheyenne | NE26193 | Active | 288650 | 2016 | Lochinvar | WT - Water Tube Boiler | Boiler Room | OPHT - Outdoor Pool Heater | 6/30/2026
Colas - Milestone Redi-Mix | 2535 Fort Sidney Rd | Sidney | NE | 69162-2619 | Cheyenne | NE21104 | Active | 2829 | 1996 | Sioux Steam Cleaner Corp | COWH - Coil Type Water Heater | PLANT | HWSP - Hot Water Non Potable Supply | 6/30/2025
Faith Methodist | 2622 11th Ave | Sidney | NE | 69162-2479 | Cheyenne | NE10402 | Active | 12366 | 2002 | ALES | FTVT - Firetube Vertical TB | BASEMENT | HWHT - Hot Water Heat | 10/31/2026
Faith Methodist | 2622 11th Ave | Sidney | NE | 69162-2479 | Cheyenne | NE10403 | Active | 12368 | 2002 | ALES | FTVT - Firetube Vertical TB | BASEMENT | HWHT - Hot Water Heat | 10/31/2026
Faith Methodist | 2622 11th Ave | Sidney | NE | 69162-2479 | Cheyenne | NE14573 | Scrapped/Junked |  | 1959 | NATIONAL CRANE |  | BASEMENT | HWHT - Hot Water Heat | 3/31/2003
Faith Methodist | 2622 11th Ave | Sidney | NE | 69162-2479 | Cheyenne | NE23539 | Exempt 1999 LB-66 |  | 1989 | AO SMITH | AHWH - ANSI/Fired Water Htr | BOILER ROOM | HWSD - Hot Water Dom/Potable | 3/31/2000
Potter Public Schools | 303 Walnut St | Potter | NE | 69156 | Cheyenne | NE31727 | Active | 1203 | 1953 | Kewanee | FT - Firetube Boiler | Boiler Room | STHT - Steam-Heat | 7/31/2026
Potter Public Schools | 303 Walnut St | Potter | NE | 69156 | Cheyenne | NE31728 | Active | 1202 | 1953 | Kewanee | FT - Firetube Boiler | Boiler Room | STHT - Steam-Heat | 7/31/2026
DAYS INN | 3042 Silverberg Dr | Sidney | NE | 69162-3033 | CHEYENNE | NE40291 | Exempt 1999 LB-66 |  | 1993 | AO SMITH | AHWH - ANSI/Fired Water Htr | LAUNDRY ROOM | HWSD - Hot Water Dom/Potable | 2/29/2000
DAYS INN | 3042 Silverberg Dr | Sidney | NE | 69162-3033 | CHEYENNE | NE40292 | Exempt 1999 LB-66 |  | 1993 | AO SMITH | AHWH - ANSI/Fired Water Htr | LAUNDRY ROOM | HWSD - Hot Water Dom/Potable | 2/29/2000
Dalton City Hall | 306 Main St | Dalton | NE | 69131-7709 | Cheyenne | NE08610 | Out of Service | NA | 1950 | Ideal American | CI - Cast Iron | Basement | STHT - Steam-Heat | 3/31/2015
Recircled | 3200 Road 101 | Sidney | NE | 69162 | Cheyenne | NE41122 | Scrapped/Junked | 114377 | 2012 | Fulton | VTNK - Vertical Fired Tank | Boiler Room | PROC - Process Steam | 2/28/2022
Vitalix Inc | 3278 Road 101E | Sidney | NE | 69162-3253 | Cheyenne | NE12444 | Active | 12695 | 2003 | Cleaver Brooks | FTSM - FTS Marine Dry Back | Boiler Room | PROC - Process Steam | 7/31/2026
Vitalix Inc | 3278 Road 101E | Sidney | NE | 69162-3253 | Cheyenne | NE27841 | Active | 11551 | 2001 | Cleaver Brooks | FT - Firetube Boiler | Boiler Room | PROC - Process Steam | 6/30/2026
WNCC Sidney Campus | 371 College Dr | Sidney | NE | 69162-2574 | Cheyenne | NE43324 | Active | N/A | 2012 | Dunkirk | CI - Cast Iron | Mechanical room | HWHT - Hot Water Heat | 5/31/2026
Splish Splash Care | 430 Glover St | Sidney | NE | 69162-3054 | Cheyenne | NE01837 | Active | 223155 | 2004 | Raypak | CPFT - Horiz Cpr Fin Boiler | MECH ROOM | HWSP - Hot Water Non Potable Supply | 3/31/2027
Splish Splash Care | 430 Glover St | Sidney | NE | 69162-3054 | Cheyenne | NE01838 | Active | 220769 | 2004 | Raypak | CPFT - Horiz Cpr Fin Boiler | MECH ROOM | HWFG - Hotwater Heat Floor-Glycl | 3/31/2027
NORTH WARD ELEMENTARY | 434 16th Ave | Sidney | NE | 69162-1200 | CHEYENNE | NE31311 | Scrapped/Junked |  | 1940 | AMERICAN RADIATOR |  |  | STHT - Steam-Heat | 6/30/1999
NORTH WARD ELEMENTARY | 434 16th Ave | Sidney | NE | 69162-1200 | CHEYENNE | NE31312 | Scrapped/Junked |  | 1958 | AMERICAN RADIATOR |  | 1ST FLOOR BOILER ROOM | HWHT - Hot Water Heat | 3/31/2005
Leyton High School | 504 Main St | Dalton | NE | 69131-7705 | Cheyenne | NE06376 | Scrapped/Junked | 223065 | 2004 | Raypak | CPFH - Copper Fin Water Heater | MECH ROOM | HWSD - Hot Water Dom/Potable | 11/30/2024
Leyton High School | 504 Main St | Dalton | NE | 69131-7705 | Cheyenne | NE10431 | Inactive | n/a | 2002 | Peerless | CI - Cast Iron | BOILER ROOM | STHT - Steam-Heat | 11/30/2015
Leyton High School | 504 Main St | Dalton | NE | 69131-7705 | Cheyenne | NE10432 | Inactive | n/a | 2002 | Peerless | CI - Cast Iron | BOILER ROOM | STHT - Steam-Heat | 11/30/2015
Leyton High School | 504 Main St | Dalton | NE | 69131-7705 | Cheyenne | NE18188 | Scrapped/Junked |  | 1961 | PEERLESS HEATER COMPANY |  | BOILER ROOM | STHT - Steam-Heat | 5/31/2005
Leyton High School | 504 Main St | Dalton | NE | 69131-7705 | Cheyenne | NE31796 | Scrapped/Junked | 1420 | 1965 | Kewannee | FT - Firetube Boiler | BOILER ROOM | STHT - Steam-Heat | 7/31/2002
Leyton High School | 504 Main St | Dalton | NE | 69131-7705 | Cheyenne | NE31797 | Scrapped/Junked | 1428 | 1965 | KEWANEE | FT - Firetube Boiler | BOILER ROOM | STHT - Steam-Heat | 7/31/2002
vacant | 519 Toledo St | Sidney | NE | 69162 | Cheyenne | NE23561 | Exempt | 89777 | 1999 | Teledyne Laars | CPFT - Horiz Cpr Fin Boiler | BOILER ROOM | OPHT - Outdoor Pool Heater | 6/30/2016
vacant | 519 Toledo St | Sidney | NE | 69162 | Cheyenne | NE35266 | Inactive | N/A | 1978 | Ruud-Rheem | AHWH - ANSI/Fired Water Htr | PUMP HOUSE | HWSD - Hot Water Dom/Potable | 6/30/2016
CITY POOL-LEGION PARK | 519 Toledo St | Sidney | NE | 69160-0001 | CHEYENNE | NE35267 | Scrapped/Junked | 11449 | 1978 | TELEDYNE LAARS | CPFT - Horiz Cpr Fin Boiler | PUMP HOUSE | OPHT - Outdoor Pool Heater | 10/31/1999
Leyton Elementary & Middle | 521 Rose St | Gurley | NE | 69141 | Cheyenne | NE18172 | Scrapped/Junked | na | 1994 | Peerless | CI - Cast Iron | BOILER ROOM | STHT - Steam-Heat | 11/30/2014
Leyton Elementary & Middle | 521 Rose St | Gurley | NE | 69141 | Cheyenne | NE18181 | Scrapped/Junked | n/a | 1994 | Peerless | CI - Cast Iron | BOILER ROOM | STHT - Steam-Heat | 11/30/2014
LEYTON ELEMENTARY & MIDDLE | 521 ROSE ST | GURLEY | NE | 69141-0178 | CHEYENNE | NE21225 | Exempt 1999 LB-66 |  | 1994 | AO SMITH | AHWH - ANSI/Fired Water Htr |  | HWSD - Hot Water Dom/Potable | 11/30/1999
Victor Caraveo | 542 Orchard St | Lodgepole | NE | 69149 | Cheyenne | NE04649 | Exempt | n/a | 1988 | Peerless | CI - Cast Iron | BOILER ROOM | STHT - Steam-Heat | 1/31/2018
Cheyenne County Community | 627 Toledo St | Sidney | NE | 69162-2567 | Cheyenne | NE09965 | Scrapped/Junked | 73718 | 1991 | Pvi | CHWH - ASME/Fired Water Heater | BOILER ROOM | HWSD - Hot Water Dom/Potable | 4/30/2015
Cheyenne County Community | 627 Toledo St | Sidney | NE | 69162-2567 | Cheyenne | NE09966 | Scrapped/Junked | 73717 | 1991 | Pvi | CHWH - ASME/Fired Water Heater | BOILER ROOM | HWSD - Hot Water Dom/Potable | 4/30/2014
Cheyenne County Community | 627 Toledo St | Sidney | NE | 69162-2567 | Cheyenne | NE09967 | Scrapped/Junked | 93032 | 1991 | Raypak | CPFT - Horiz Cpr Fin Boiler | BOILER ROOM | HWHT - Hot Water Heat | 4/30/2015
Cheyenne County Community | 627 Toledo St | Sidney | NE | 69162-2567 | Cheyenne | NE09968 | Scrapped/Junked | 93031 | 1991 | Raypak | CPFT - Horiz Cpr Fin Boiler | BOILER ROOM | HWHT - Hot Water Heat | 4/30/2015
Panther Activity Center | 630 Orchard | Lodgepole | NE | 69149 | Cheyenne | NE31700 | Out of Service | n/a | 1959 | US Radiator | CI - Cast Iron | BOILER ROOM | HWHT - Hot Water Heat | 1/31/2025
CREEK VALLEY MIDDLE | 630 ORCHARD | LODGEPOLE | NE | 69149 | CHEYENNE | NE20284 | Exempt 1999 LB-66 |  | 1981 | AO SMITH | AHWH - ANSI/Fired Water Htr |  | HWSD - Hot Water Dom/Potable | 4/30/2000
CREEK VALLEY MIDDLE | 630 ORCHARD | LODGEPOLE | NE | 69149 | CHEYENNE | NE20285 | Exempt 1999 LB-66 |  | 1970 | DAY & NIGHT | AHWH - ANSI/Fired Water Htr |  | HWSD - Hot Water Dom/Potable | 4/30/2000
CREEK VALLEY MIDDLE | 630 ORCHARD | LODGEPOLE | NE | 69149 | CHEYENNE | NE31701 | Inactive | 8976 | 1935 | LOOKOUT | FT - Firetube Boiler | BASEMENT | STHT - Steam-Heat | 6/30/1989
Apartment Building | 631 Illinois St | Sidney | NE | 69162-1727 | Cheyenne | NE07955 | Scrapped/Junked | N/A | 2006 | Peerless | CI - Cast Iron | BACK SHED | STHT - Steam-Heat | 4/30/2016
Apartment Building | 631 Illinois St | Sidney | NE | 69162-1727 | Cheyenne | NE26189 | Out of Service | N/A | 2014 | Peerless | CI - Cast Iron | Back Shed | HWHT - Hot Water Heat | 4/30/2021
Apartment Building | 631 Illinois St | Sidney | NE | 69162-1727 | Cheyenne | NE40609 | Scrapped/Junked |  | 1993 | PEERLESS HEATER COMPANY |  | BACK | STHT - Steam-Heat | 11/30/2006
THE TOWN HOUSE | 631 Illinois St | Sidney | NE | 69162-1727 | CHEYENNE | NE04396 | Inactive |  | 1925 | AMERICAN RADIATOR |  | BASEMENT | STHT - Steam-Heat | 3/31/1991
Memorial Health Center | 645 Osage St | Sidney | NE | 69162-1714 | Cheyenne | NE02237 | Scrapped/Junked | 23409 | 1970 | CLEAVER BROOKS | FT - Firetube Boiler | BOILER ROOM | BSUP - Bldg Heat & Process | 6/30/1999
Memorial Health Center | 645 Osage St | Sidney | NE | 69162-1714 | Cheyenne | NE13919 | Inactive | 71141 | 2009 | SUSSMAN-AUTOMATIC CORP | ELBL - Electric Boiler | BOILER ROOM | STER - Sterilizer | 9/30/2015
Memorial Health Center | 645 Osage St | Sidney | NE | 69162-1714 | Cheyenne | NE13920 | Inactive | 67369 | 2008 | SUSSMAN-AUTOMATIC CORP | ELBL - Electric Boiler | BOILER ROOM | STER - Sterilizer | 9/30/2015
Memorial Health Center | 645 Osage St | Sidney | NE | 69162-1714 | Cheyenne | NE13985 | Scrapped/Junked | 35646 | 1975 | CLEAVER BROOKS | FT - Firetube Boiler | BOILER ROOM | BSUP - Bldg Heat & Process | 6/30/1999
Memorial Health Center | 645 Osage St | Sidney | NE | 69162-1714 | Cheyenne | NE23591 | Active | 10015 | 1998 | ALES | FTFB - Firetube-Firebox Boiler | BOILER ROOM | GLYC - Glycol Bldg Heat Sys | 9/30/2026
Memorial Health Center | 645 Osage St | Sidney | NE | 69162-1714 | Cheyenne | NE23592 | Active | 10018 | 1998 | ALES | FTFB - Firetube-Firebox Boiler | BOILER ROOM | GLYC - Glycol Bldg Heat Sys | 9/30/2026
Memorial Health Center | 645 Osage St | Sidney | NE | 69162-1714 | Cheyenne | NE23593 | Active | 10017 | 1998 | ALES | FTFB - Firetube-Firebox Boiler | BOILER ROOM | GLYC - Glycol Bldg Heat Sys | 9/30/2026
Memorial Health Center | 645 Osage St | Sidney | NE | 69162-1714 | Cheyenne | NE23594 | Scrapped/Junked | 95056 | 1998 | Loch | CPFT - Horiz Cpr Fin Boiler | BOILER ROOM | HWSD - Hot Water Dom/Potable | 9/30/2021
Memorial Health Center | 645 Osage St | Sidney | NE | 69162-1714 | Cheyenne | NE23595 | Inactive | 116996 | 1985 | CHRO | ELBL - Electric Boiler | CENTRAL STERILIZER | 0020 - Supp to Sterlizer/Autoclave | 9/30/2009
Memorial Health Center | 645 Osage St | Sidney | NE | 69162-1714 | Cheyenne | NE23596 | Inactive | 42801 | 1998 | PRIMUS | ELBL - Electric Boiler | SURGERY ROOM | 0020 - Supp to Sterlizer/Autoclave | 9/30/2008
Country Kitchen | 664 Chase Blvd | Sidney | NE | 69162-2582 | Cheyenne | NE00908 | Scrapped/Junked | 59806 | 1995 | Loch |  | POOL |  | 9/30/2008
Country Kitchen | 664 Chase Blvd | Sidney | NE | 69162-2582 | Cheyenne | NE00909 | Scrapped/Junked | 59956 | 1995 | Loch |  | POOL |  | 9/30/2008
Country Inn | 664 Chase Blvd | Sidney | NE | 69162-2582 | Cheyenne | NE13336 | Scrapped/Junked | 7875 | 2006 | PENT | CPFT - Horiz Cpr Fin Boiler | POOL ROOM | IPHT - Indoor Pool Heater | 4/30/2014
Country Inn | 664 Chase Blvd | Sidney | NE | 69162-2582 | Cheyenne | NE13337 | Scrapped/Junked | 8749 | 2007 | PENT | CPFT - Horiz Cpr Fin Boiler | POOL ROOM | IPHT - Indoor Pool Heater | 4/30/2013
Country Inn | 664 Chase Blvd | Sidney | NE | 69162-2582 | Cheyenne | NE22885 | Scrapped/Junked | 15301 | 2012 | PENTAIR | CPPH - Ansi Cpr Fin Pool Heater | Pool Mech. Room | IPHT - Indoor Pool Heater | 4/30/2020
Country Inn | 664 Chase Blvd | Sidney | NE | 69162-2582 | Cheyenne | NE24165 | Exempt | 17005 | 2013 | PENTAIR | CPPH - Ansi Cpr Fin Pool Heater | pool mech room | IPHT - Indoor Pool Heater | 4/30/2013
Country Inn | 664 Chase Blvd | Sidney | NE | 69162-2582 | Cheyenne | NE40433 | Exempt 1999 LB-66 |  | 1996 | STATE INDUSTRIES | AHWH - ANSI/Fired Water Htr | MECH ROOM | HWSD - Hot Water Dom/Potable | 3/31/2000
Country Inn | 664 Chase Blvd | Sidney | NE | 69162-2582 | Cheyenne | NE40434 | Exempt 1999 LB-66 |  | 1996 | STATE INDUSTRIES | AHWH - ANSI/Fired Water Htr | MECH ROOM | HWSD - Hot Water Dom/Potable | 3/31/2000
Country Inn | 664 Chase Blvd | Sidney | NE | 69162-2582 | Cheyenne | NE40435 | Exempt 1999 LB-66 |  | 1996 | STATE INDUSTRIES | AHWH - ANSI/Fired Water Htr | MECH ROOM | HWSD - Hot Water Dom/Potable | 3/31/2000
Holiday Inn | 664-671 Chase Blvd | Sidney | NE | 69162-2582 | Cheyenne | NE40456 | Scrapped/Junked |  | 1995 | State Ind. | FT - Firetube Boiler | Kitchen | HWDP - Hotwater Heat & Dom Supply | 9/30/2007
St Mary's Church | 718 Francis St | Dalton | NE | 69131-7742 | Cheyenne | NE14657 | Scrapped/Junked | 129 | 1998 | ALLIED ENGINEERING | CPFT - Horiz Cpr Fin Boiler | BASEMENT | HWHT - Hot Water Heat | 8/31/2012
SIDNEY COMFORT INN | 730 E Jennifer Ln | Sidney | NE | 69162-3031 | CHEYENNE | NE21179 | Exempt 1999 LB-66 |  | 1993 | AO SMITH | AHWH - ANSI/Fired Water Htr | LAUNDRY | HWSD - Hot Water Dom/Potable | 3/31/2000
SIDNEY COMFORT INN | 730 E Jennifer Ln | Sidney | NE | 69162-3031 | CHEYENNE | NE21180 | Exempt 1999 LB-66 |  | 1993 | AO SMITH | AHWH - ANSI/Fired Water Htr | LAUNDRY | HWSD - Hot Water Dom/Potable | 3/31/2000
Worldwide Trophy Adventures | 812 13th Ave | Sidney | NE | 69162-3038 | Cheyenne | NE24583 | Active | 261179 | 2013 | Lochinvar | WTSS - Watertube SS Steel | basement | GLYC - Glycol Bldg Heat Sys | 3/31/2027
Worldwide Trophy Adventures | 812 13th Ave | Sidney | NE | 69162-3038 | Cheyenne | NE24584 | Active | 258676 | 2013 | Lochinvar | WTSS - Watertube SS Steel | basement | GLYC - Glycol Bldg Heat Sys | 3/31/2027
TBD | 813 13th Ave | Sidney | NE | 69160-0001 | Cheyenne | NE15427 | Scrapped/Junked | n/a | 1983 | Peerless | CI - Cast Iron | BOILER ROOM | HWHT - Hot Water Heat | 1/31/2013
TBD | 813 13th Ave | Sidney | NE | 69160-0001 | Cheyenne | NE35591 | Scrapped/Junked | n/a | 1984 | Peerless | CI - Cast Iron | BOILER ROOM | HWHT - Hot Water Heat | 1/31/2013
CABELA'S INC | 813 13TH AVE | SIDNEY | NE | 69162 | CHEYENNE | NE15466 | Inactive | 130884 | 1992 | SUSSMAN-AUTOMATIC CORP | ELBL - Electric Boiler | UPLAND PKWY | PROC - Process Steam | 6/30/1997
HAAS HOP PRODUCTS INC | 844 Greenwood Rd | Sidney | NE | 69162-2700 | CHEYENNE | NE13529 | Inactive | 1239 | 1962 | NEBRASKA BOILER | WT - Water Tube Boiler | BOILER ROOM | PROC - Process Steam | 8/31/2002
AW & UNA PETERSON | 845 10th Ave | Sidney | NE | 69162-1607 | CHEYENNE | NE37692 | Inactive |  | 1955 | AMERICAN STANDARD |  | BASEMENT | STHT - Steam-Heat | 2/29/1992
HARDY APARTMENTS | 845 Jackson St | Sidney | NE | 69162-1651 | CHEYENNE | NE30690 | Exempt 1999 LB-66 |  | 1993 | CHAMPION | AHWH - ANSI/Fired Water Htr |  | HWSD - Hot Water Dom/Potable | 8/31/1999
Prairie West Christian ELCA/UMC-BMIC 516316 | 904 Sheridan St | Potter | NE | 69156 | Cheyenne | NE10176 | Active | 19798 | 2007 | Rbi | CPFT - Horiz Cpr Fin Boiler | Basement | HWHT - Hot Water Heat | 2/28/2027
Prairie West Christian ELCA/UMC-BMIC 516316 | 904 Sheridan St | Potter | NE | 69156 | Cheyenne | NE16601 | Scrapped/Junked |  | 1954 | Crane Co. | CI - Cast Iron | Boiler Room | HWHT - Hot Water Heat | 2/28/2008
Prairie West Christian ELCA/UMC-BMIC 516316 | 904 Sheridan St | Potter | NE | 69156 | Cheyenne | NE25558 | Exempt |  | 1989 | CRAN | CI - Cast Iron | Parish House | HWHT - Hot Water Heat | 2/28/2006
MEMORIAL HEALTH CENTER | 909 5th Ave | Sidney | NE | 69162-1716 | CHEYENNE | NE31766 | Inactive |  | 1969 | BRYANT |  | BASEMENT | STHT - Steam-Heat | 7/31/2000
MEMORIAL HEALTH CENTER | 909 5th Ave | Sidney | NE | 69162-1716 | CHEYENNE | NE31767 | Inactive |  | 1969 | BRYANT |  | BASEMENT | STHT - Steam-Heat | 7/31/1992
GL Huyett | 922 Illinois St # 271 | Sidney | NE | 69162-1644 | Cheyenne | NE28271 | Active | 342577 | 2018 | Lochinvar | COBL - Coil Type Boiler | BOILER ROOM | HWHT - Hot Water Heat | 2/28/2027
GL Huyett | 922 Illinois St # 271 | Sidney | NE | 69162-1644 | Cheyenne | NE28272 | Active | 345569 | 2018 | Lochinvar | COBL - Coil Type Boiler | BOILER ROOM | HWHT - Hot Water Heat | 2/28/2027
Phil & Shanna Grabowski | 924-928 10th Avenue | Sidney | NE | 69162-1615 | Cheyenne | NE37691 | Inactive |  | 1985 | Burnham Commericial/Indust | CI - Cast Iron | BASEMENT | STHT - Steam-Heat | 2/28/2004
GALE'S APPLIANCE | 932942 10th Ave | Sidney | NE | 69162-1615 | CHEYENNE | NE04388 | Inactive |  | 1976 | PEERLESS HEATER COMPANY |  | BASEMENT | STHT - Steam-Heat | 2/29/1992
GALE'S APPLIANCE | 932942 10th Ave | Sidney | NE | 69162-1615 | CHEYENNE | NE30493 | Inactive |  | 1965 | American Standard | CI - Cast Iron | S.W. BSMT | STHT - Steam-Heat | 3/31/1995
Midtown Arms Apartments | 934 1/2 Jackson St | Sidney | NE | 69162-1676 | Cheyenne | NE23247 | Active | N/A | 1989 | Weil-Mcclain | CI - Cast Iron | LAUNDRY ROOM | HWHT - Hot Water Heat | 3/31/2026
TRAVEL LODGE MOTEL | 935 9th Ave | Sidney | NE | 69162-1603 | CHEYENNE | NE14320 | Inactive |  | 1976 | BRYANT |  | BOILER ROOM | HWHT - Hot Water Heat | 2/28/1999
TRAVEL LODGE MOTEL | 935 9th Ave | Sidney | NE | 69162-1603 | CHEYENNE | NE30691 | Inactive |  | 1957 | POWERMASTER | FT - Firetube Boiler | 935 9TH AV | HWHT - Hot Water Heat | 2/28/1995
The Bookkeepers | 944 10th Ave | Sidney | NE | 69162-1610 | Cheyenne | NE35154 | Inactive |  | 1960 | AMST | CI - Cast Iron | BASEMENT | STHT - Steam-Heat | 2/28/2004
Water Treatment Plant | 954 Virginia Ln | Sidney | NE |  | CHEYENNE | NE14350 | Scrapped/Junked | 17292 | 1987 | BURN | FTFB - Firetube-Firebox Boiler | BOILER ROOM | HWHT - Hot Water Heat | 10/31/2009
Water Treatment Plant | 954 Virginia Ln | Sidney | NE |  | CHEYENNE | NE14351 | Inactive | 17361 | 1987 | BURN | FTFB - Firetube-Firebox Boiler | BOILER ROOM | HWHT - Hot Water Heat | 10/31/2009
Wilkinson Conoco | I-80 & US Highway 385 | Sidney | NE | 69160-0001 | Cheyenne | NE24296 | Inactive | 103308 | 1999 | Lochinvar | CPFT - Horiz Cpr Fin Boiler | BOILER ROOM | HWHF - Hot Water Heat-Floor | 3/31/2019
Spic & Span Truckwash | I80 Exit | Sidney | NE | 69160-0001 | Cheyenne | NE40302 | Scrapped/Junked | 33 | 1990 | DHWB | WT - Water Tube Boiler | EQUIP ROOM | HWSP - Hot Water Non Potable Supply | 3/31/2009
FARMERS COOP GRAIN CO | PO Box 153 | Sidney | NE | 69162-0153 | CHEYENNE | NE01133 | Inactive | 796 | 1962 | SUPERIOR BOILERWORKS | FT - Firetube Boiler | BOILER ROOM | PROC - Process Steam | 6/30/1991
TR-STATE ANTIQUE ASSN | PO Box 25 | Bird City | NE | 67731-0025 | Cheyenne | NE01378 | Inactive |  | 1921 | NICHOLS-SHEPARD | FT - Firetube Boiler |  | PROC - Process Steam | 4/30/1986
FARMERS FEED AND SEED | PO Box 302 | Sidney | NE | 69162-0302 | CHEYENNE | NE04914 | Inactive | 11078 | 1991 | SUPERIOR BOILERWORKS | FT - Firetube Boiler | BOILER ROOM | PROC - Process Steam | 3/31/1999
DON MESSING | PO Box 31 | Lodgepole | NE | 69149-0031 | CHEYENNE | NE01282 | Inactive |  | 1909 | J.I. CASE | FT - Firetube Boiler | PORTABLE | 0024 - Antique Steam Tractor | 12/31/1993
SUTTON COOP GRAIN CO | 104 W Elm St | Sutton | NE | 68979-2434 | CLAY | NE04012 | Inactive | 8990 | 1982 | SUPERIOR BOILERWORKS | FTSM - FTS Marine Dry Back |  | PROC - Process Steam | 9/30/1999
CENTRAL NEBRASKA WOOD | 105 N Owen Ave | Sutton | NE | 68979-2057 | CLAY | NE06021 | Inactive | 8790 | 2004 | CLEAVER BROOKS OF CANADA | WT - Water Tube Boiler | DRICON BLDG | PROC - Process Steam | 5/31/2007
Sutton Community Home | 1106 N Saunders Ave | Sutton | NE | 68979-2406 | Clay | NE05804 | Scrapped/Junked | 75020 | 1997 | RHEE | CHWH - ASME/Fired Water Heater | BOILER ROOM | HWSD - Hot Water Dom/Potable | 10/31/2008
Sutton Community Home | 1106 N Saunders Ave | Sutton | NE | 68979-2406 | Clay | NE05877 | Active | 84721 | 1998 | Teledyne Laars | CPFT - Horiz Cpr Fin Boiler | BOILER ROOM | HWHT - Hot Water Heat | 10/31/2026
Sutton Community Home | 1106 N Saunders Ave | Sutton | NE | 68979-2406 | Clay | NE05878 | Active | 84720 | 1998 | Teledyne Laars | CPFT - Horiz Cpr Fin Boiler | BOILER ROOM | HWHT - Hot Water Heat | 10/31/2026
Sutton Community Home | 1106 N Saunders Ave | Sutton | NE | 68979-2406 | Clay | NE13645 | Scrapped/Junked | 115109 | 2008 | RHEEM MANUFACTURING CO | CHWH - ASME/Fired Water Heater | BOILER ROOM | HWSD - Hot Water Dom/Potable | 10/31/2018
Sutton Community Home | 1106 N Saunders Ave | Sutton | NE | 68979-2406 | Clay | NE13646 | Scrapped/Junked | 117714 | 2008 | RHEEM MANUFACTURING CO | CHWH - ASME/Fired Water Heater | BOILER ROOM | HWSD - Hot Water Dom/Potable | 10/31/2023
Sutton Community Home | 1106 N Saunders Ave | Sutton | NE | 68979-2406 | Clay | NE27581 | Scrapped/Junked | 148219 | 2016 | Rheem/Ruud | CHWH - ASME/Fired Water Heater | Boiler Room | HWSD - Hot Water Dom/Potable | 10/31/2024
Sutton Community Home | 1106 N Saunders Ave | Sutton | NE | 68979-2406 | Clay | NE30375 | Scrapped/Junked |  | 1988 | AOSM | AHWH - ANSI/Fired Water Htr | BOILER ROOM | HWSD - Hot Water Dom/Potable | 10/31/2008
Sutton Community Home | 1106 N Saunders Ave | Sutton | NE | 68979-2406 | Clay | NE42936 | Active | 162956 | 2021 | RHEEM | CHWH - ASME/Fired Water Heater | Boiler Room | HWHT - Hot Water Heat | 10/31/2026
Sutton Community Home | 1106 N Saunders Ave | Sutton | NE | 68979-2406 | Clay | NE42937 | Active | 166804 | 2023 | RHEEM | CHWH - ASME/Fired Water Heater | Boiler Room | HWHT - Hot Water Heat | 10/31/2026
Sutton High School | 1107 N Saunders Ave | Sutton | NE | 68979-2406 | Clay | NE25045 | Scrapped/Junked | 12458 | 2000 | Triad Boiler | FT - Firetube Boiler | Boiler room | STHT - Steam-Heat | 10/31/2015
Sutton High School | 1107 N Saunders Ave | Sutton | NE | 68979-2406 | Clay | NE25046 | Out of Service | 34026 | 2000 | Benchmark | WT - Water Tube Boiler | Boiler Room | HWHT - Hot Water Heat | 10/31/2019
Sutton High School | 1107 N Saunders Ave | Sutton | NE | 68979-2406 | Clay | NE25047 | Active | 12460 | 2000 | Triad Boiler | FT - Firetube Boiler | Boiler room | STHT - Steam-Heat | 10/31/2026
Sutton High School | 1107 N Saunders Ave | Sutton | NE | 68979-2406 | Clay | NE25048 | Scrapped/Junked | 34027 | 2000 | Benchmark | WT - Water Tube Boiler | Boiler room | HWDP - Hotwater Heat & Dom Supply | 10/31/2021
Sutton High School | 1107 N Saunders Ave | Sutton | NE | 68979-2406 | Clay | NE25802 | Active | 19349 | 2015 | Aldrich | WT - Water Tube Boiler | Boiler Room | HWHT - Hot Water Heat | 10/31/2026
Sutton High School | 1107 N Saunders Ave | Sutton | NE | 68979-2406 | Clay | NE28349 | Active | 460865 | 2019 | Lochinvar | WTSS - Watertube SS Steel | Mezzanine boiler Room | HWHT - Hot Water Heat | 10/31/2026
Sutton High School | 1107 N Saunders Ave | Sutton | NE | 68979-2406 | Clay | NE28350 | Active | 460864 | 2019 | Lochinvar | WTSS - Watertube SS Steel | Mezzanine boiler Room | HWHT - Hot Water Heat | 10/31/2026
Sutton High School | 1107 N Saunders Ave | Sutton | NE | 68979-2406 | Clay | NE28451 | Active | 456970 | 2019 | Lochinvar | WTSS - Watertube SS Steel | 2nd Mezzanine Boiler Room | HWHT - Hot Water Heat | 10/31/2026
Sutton High School | 1107 N Saunders Ave | Sutton | NE | 68979-2406 | Clay | NE28452 | Active | 454625 | 2018 | Lochinvar | WTSS - Watertube SS Steel | 2nd Mezzanine Boiler Room | HWHT - Hot Water Heat | 10/31/2026
Sutton High School | 1107 N Saunders Ave | Sutton | NE | 68979-2406 | Clay | NE28453 | Active | 454626 | 2018 | Lochinvar | WTSS - Watertube SS Steel | 2nd Mezzanine Boiler Room | HWHT - Hot Water Heat | 10/31/2026
SUTTON PUBLIC SCHOOLS | 1107 N Saunders Ave | Sutton | NE | 68979-2406 | CLAY | NE32351 | Scrapped/Junked |  | 1962 | KEWANEE | FT - Firetube Boiler |  | HWHT - Hot Water Heat | 7/31/2000
SUTTON PUBLIC SCHOOLS | 1107 N Saunders Ave | Sutton | NE | 68979-2406 | CLAY | NE32352 | Scrapped/Junked |  | 1962 | KEWANEE | FT - Firetube Boiler |  | HWHT - Hot Water Heat | 7/31/2000
SUTTON PUBLIC SCHOOLS | 1107 N Saunders Ave | Sutton | NE | 68979-2406 | CLAY | NE32828 | Scrapped/Junked | 30107 | 1977 | KEWANEE | FT - Firetube Boiler | BOILER ROOM | STHT - Steam-Heat | 7/31/2000
SUTTON PUBLIC SCHOOLS | 1107 N Saunders Ave | Sutton | NE | 68979-2406 | CLAY | NE32830 | Scrapped/Junked | 30067 | 1977 | KEWANEE | FT - Firetube Boiler | BOILER ROOM | HWHT - Hot Water Heat | 7/31/2000
Clay County Courthouse | 111 W Fairfield St | Clay Center | NE | 68933-1400 | Clay | NE23633 | Active | 196962 | 2011 | Lochinvar/Giannoni | WTSS - Watertube SS Steel | Basement | HWHT - Hot Water Heat | 12/31/2026
Clay County Courthouse | 111 W Fairfield St | Clay Center | NE | 68933-1400 | Clay | NE23634 | Scrapped/Junked | 199056 | 2011 | Lochinvar/Giannoni | WTSS - Watertube SS Steel | Basement | HWHT - Hot Water Heat | 12/31/2020
Clay County Courthouse | 111 W Fairfield St | Clay Center | NE | 68933-1400 | Clay | NE23635 | Scrapped/Junked | 73065 | 1995 | Trianco | COBL - Coil Type Boiler | Basement | HWHT - Hot Water Heat | 12/31/2014
Clay County Courthouse | 111 W Fairfield St | Clay Center | NE | 68933-1400 | Clay | NE25383 | Active | 317327 | 2011 | Lochinvar/Giannoni | WTSS - Watertube SS Steel | Basement | HWHT - Hot Water Heat | 12/31/2026
Clay County Courthouse | 111 W Fairfield St | Clay Center | NE | 68933-1400 | Clay | NE29113 | Active | 181007 | 2020 | Lochinvar | FTSS - Firetube Stainless Steel | Basement | HWHT - Hot Water Heat | 12/31/2026
Landmark Implement | 1131 Highway 74 | Fairfield | NE | 68938-2764 | Clay | NE25892 | Active | 138729 | 2014 | Lochinvar | FT - Firetube Boiler | Upstairs Mech. Room | GLFH - Glycol Floor Heat System | 11/30/2026
Landmark Implement | 1131 Highway 74 | Fairfield | NE | 68938-2764 | Clay | NE25893 | Active | 138732 | 2014 | Lochinvar | FT - Firetube Boiler | Upstairs Mech. Room | GLFH - Glycol Floor Heat System | 11/30/2026
GLORIA SHEARER | 119 S BROWN | HARVARD | NE | 68944 | CLAY | NE00893 | Inactive | 2258 | 1950 | BRYAN STEAM LLC | WT - Water Tube Boiler | REAR OF PLANT | PROC - Process Steam | 7/31/1995
Sandy Creek Elementary @ Clay Center | 200 N Center St | Clay Center | NE | 68933-1115 | Clay | NE32408 | Scrapped/Junked | 1222 | 1967 | Sellers Engineering | FT - Firetube Boiler | BOILER ROOM | HWSD - Hot Water Dom/Potable | 7/31/2001
Sandy Creek Elementary @ Clay Center | 200 N Center St | Clay Center | NE | 68933-1115 | Clay | NE32851 | Inactive | 35164 | 1980 | Kewanee | FTFB - Firetube-Firebox Boiler | BOILER ROOM | STHT - Steam-Heat | 4/30/2020
Sandy Creek Elementary @ Clay Center | 200 N Center St | Clay Center | NE | 68933-1115 | Clay | NE32852 | Inactive | 35158 | 1980 | Kewanee | FTFB - Firetube-Firebox Boiler | BOILER ROOM | STHT - Steam-Heat | 4/30/2020
Sandy Creek Elementary @ Clay Center | 200 N Center St | Clay Center | NE | 68933-1115 | Clay | NE33366 | Inactive | 3635 | 1929 | HEGGIE | FTFB - Firetube-Firebox Boiler | BOILER ROOM | HWSD - Hot Water Dom/Potable | 7/31/2006
Cornerstone Bank | 201 N Saunders Ave # 3 | Sutton | NE | 68979-2511 | Clay | NE08901 | Inactive |  | 1995 | Bryan | CI - Cast Iron | Boiler Room | HWHT - Hot Water Heat | 3/31/2007
Sutton City Pool | 206 E Ash St | Sutton | NE |  | Clay | NE09864 | Scrapped/Junked | 116855 | 2001 | WTRP | CPFT - Horiz Cpr Fin Boiler | OUTSIDE | OPHT - Outdoor Pool Heater | 6/30/2019
Sutton City Pool | 206 E Ash St | Sutton | NE |  | Clay | NE28130 | Active | 293948 | 2019 | PENTAIR | CPFT - Horiz Cpr Fin Boiler | OUTSIDE | OPHT - Outdoor Pool Heater | 5/31/2026
The Fairfield Butcher Shop | 301 N D St | Fairfield | NE | 68938-2113 | Clay | NE03784 | Active | 17469 | 1978 | Reimers | ELBL - Electric Boiler | BASEMENT | PROC - Process Steam | 3/31/2027
Sandy Creek School | 305 E 9th St | Fairfield | NE | 68938-2121 | Clay | NE30213 | Active | n/a | 1962 | AMST | CI - Cast Iron | BOILER ROOM | HWHT - Hot Water Heat | 1/31/2027
FAIRFIELD ELEMENTARY | 305 E 9th St | Fairfield | NE | 68938-2121 | CLAY | NE04639 | Scrapped/Junked |  | 1975 | DAY & NIGHT | CHWH - ASME/Fired Water Heater | BOILER ROOM | HWSD - Hot Water Dom/Potable | 6/30/2001
FAIRFIELD ELEMENTARY | 305 E 9th St | Fairfield | NE | 68938-2121 | CLAY | NE20407 | Exempt 1999 LB-66 |  | 1978 | RHEEM MANUFACTURING CO | AHWH - ANSI/Fired Water Htr | BOILER ROOM | HWSD - Hot Water Dom/Potable | 6/30/2000
Sandy Creek K-12 | 30671 Hwy 14 | Fairfield | NE | 68938-2757 | Clay | NE19184 | Exempt 1999 LB-66 |  | 1995 | STATE INDUSTRIES | AHWH - ANSI/Fired Water Htr | BOILER ROOM | HWSD - Hot Water Dom/Potable | 6/30/2000
Sandy Creek K-12 | 30671 Hwy 14 | Fairfield | NE | 68938-2757 | Clay | NE19185 | Exempt 1999 LB-66 |  | 1995 | STATE INDUSTRIES | AHWH - ANSI/Fired Water Htr | BOILER ROOM | HWSD - Hot Water Dom/Potable | 6/30/2000
Sandy Creek K-12 | 30671 Hwy 14 | Fairfield | NE | 68938-2757 | Clay | NE19186 | Scrapped/Junked | 120737 | 1994 | Raypak | CPFT - Horiz Cpr Fin Boiler | BOILER ROOM | HWHT - Hot Water Heat | 1/31/2026
Sandy Creek K-12 | 30671 Hwy 14 | Fairfield | NE | 68938-2757 | Clay | NE19187 | Scrapped/Junked | 120736 | 1994 | Raypak | WT - Water Tube Boiler | BOILER ROOM | HWHT - Hot Water Heat | 1/31/2026
Sandy Creek K-12 | 30671 Hwy 14 | Fairfield | NE | 68938-2757 | Clay | NE20457 | Exempt 1999 LB-66 |  | 1996 | RHEEM MANUFACTURING CO | AHWH - ANSI/Fired Water Htr | STORE ROOM | HWSD - Hot Water Dom/Potable | 6/30/2000
Sandy Creek K-12 | 30671 Hwy 14 | Fairfield | NE | 68938-2757 | Clay | NE20458 | Exempt 1999 LB-66 |  | 1996 | RHEEM MANUFACTURING CO | AHWH - ANSI/Fired Water Htr | STORE ROOM | HWSD - Hot Water Dom/Potable | 6/30/2000
Sandy Creek K-12 | 30671 Hwy 14 | Fairfield | NE | 68938-2757 | Clay | NE27814 | Active | 404584 | 2017 | Lochinvar | WT - Water Tube Boiler | Upstairs Mech Room | HWHT - Hot Water Heat | 1/31/2027
Sandy Creek K-12 | 30671 Hwy 14 | Fairfield | NE | 68938-2757 | Clay | NE27815 | Active | 415169 | 2017 | Lochinvar | WT - Water Tube Boiler | Upstairs Mech Room | HWHT - Hot Water Heat | 1/31/2027
Sandy Creek K-12 | 30671 Hwy 14 | Fairfield | NE | 68938-2757 | Clay | NE34534 | Inactive | 1372 | 1967 | SELLERS | FT - Firetube Boiler |  | HWSD - Hot Water Dom/Potable | 6/30/1996
Clay County Hist Society | 316 W Glenvil St | Clay Center | NE | 68933-1153 | Clay | NE01160 | Active | N/A | 1920 | PORT-HURON | HOBB - Hobby/Antique Boiler | PORTABLE | 0024 - Antique Steam Tractor | 6/30/1987
Clay County Hist Society | 316 W Glenvil St | Clay Center | NE | 68933-1153 | Clay | NE01161 | Active | N/A | 1915 | J.I. CASE | HOBB - Hobby/Antique Boiler | PORTABLE | 0024 - Antique Steam Tractor | 7/31/2027
Clay County Hist Society | 316 W Glenvil St | Clay Center | NE | 68933-1153 | Clay | NE08533 | Active | n/a | 1916 | Avery | HOBB - Hobby/Antique Boiler | PORTABLE | 0024 - Antique Steam Tractor | 8/31/2027
Clay County Hist Society | 316 W Glenvil St | Clay Center | NE | 68933-1153 | Clay | NE30414 | Active | N/A | 1915 | Avery | HOBB - Hobby/Antique Boiler | PORTABLE | 0024 - Antique Steam Tractor | 8/31/2027
Clay County Hist Society | 316 W Glenvil St | Clay Center | NE | 68933-1153 | Clay | NE30415 | Inactive |  | 1910 | JUMBO | HOBB - Hobby/Antique Boiler | PORTABLE | 0024 - Antique Steam Tractor | 7/31/1992
Clay County Hist Society | 316 W Glenvil St | Clay Center | NE | 68933-1153 | Clay | NE30450 | Inactive |  | 1910 | STILLWATER | HOBB - Hobby/Antique Boiler | PROTABLE | 0024 - Antique Steam Tractor | 12/31/1993
Clay County Hist Society | 316 W Glenvil St | Clay Center | NE | 68933-1153 | Clay | NE30462 | Inactive |  | 1915 | AVERY | HOBB - Hobby/Antique Boiler | PROTABLE | 0024 - Antique Steam Tractor | 12/31/1994
Clay Center City Pool | 320 W Glenvil St | Clay Center | NE | 68933-1153 | Clay | NE08400 | Scrapped/Junked | 62468 | 2001 | AO SMITH | COBL - Coil Type Boiler | PUMP HOUSE | OPHT - Outdoor Pool Heater | 6/30/2007
Clay Center City Pool | 320 W Glenvil St | Clay Center | NE | 68933-1153 | Clay | NE10229 | Scrapped/Junked | 267481 | 2007 | Raypak | CPFT - Horiz Cpr Fin Boiler | POOL MECH ROOM | OPHT - Outdoor Pool Heater | 6/30/2016
Clay Center City Pool | 320 W Glenvil St | Clay Center | NE | 68933-1153 | Clay | NE26904 | Scrapped/Junked | 305851 | 2017 | Lochinvar | CPFT - Horiz Cpr Fin Boiler | POOL MECH ROOM | OPHT - Outdoor Pool Heater | 6/30/2023
Clay Center City Pool | 320 W Glenvil St | Clay Center | NE | 68933-1153 | Clay | NE42204 | Active | 393253 | 2022 | Lochinvar | CPFT - Horiz Cpr Fin Boiler | Outside | OPHT - Outdoor Pool Heater | 6/30/2023
Harvard Rest Haven | 400 E 7th St | Harvard | NE | 68944-2117 | Clay | NE06749 | Scrapped/Junked | 106429 | 2005 | RHEE | CHWH - ASME/Fired Water Heater | MECH ROOM | HWSD - Hot Water Dom/Potable | 10/31/2010
Harvard Rest Haven | 400 E 7th St | Harvard | NE | 68944-2117 | Clay | NE17276 | Inactive | 61787 | 1987 | Pvi | CHWH - ASME/Fired Water Heater | MECH RM | HWSD - Hot Water Dom/Potable | 10/31/2009
Harvard Rest Haven | 400 E 7th St | Harvard | NE | 68944-2117 | Clay | NE17277 | Scrapped/Junked | 40189 | 1980 | PVI INDUSTRIES | CHWH - ASME/Fired Water Heater | MECH RM | HWSD - Hot Water Dom/Potable | 6/30/2002
Harvard Rest Haven | 400 E 7th St | Harvard | NE | 68944-2117 | Clay | NE17278 | Scrapped/Junked | N/A | 1972 | Bryant | CI - Cast Iron | MECH RM | HWHT - Hot Water Heat | 10/31/2017
Harvard Rest Haven | 400 E 7th St | Harvard | NE | 68944-2117 | Clay | NE17279 | Scrapped/Junked | N/A | 1972 | Bryant | CI - Cast Iron | MECH RM | HWHT - Hot Water Heat | 10/31/2017
Harvard Rest Haven | 400 E 7th St | Harvard | NE | 68944-2117 | Clay | NE19226 | Scrapped/Junked | 137821 | 2009 | AO SMITH | CHWH - ASME/Fired Water Heater | Mechanical Room | HWSD - Hot Water Dom/Potable | 10/31/2016
Harvard Rest Haven | 400 E 7th St | Harvard | NE | 68944-2117 | Clay | NE26211 | Scrapped/Junked | 146073 | 2016 | A O Smith | CHWH - ASME/Fired Water Heater | Mechanical Room | HWSD - Hot Water Dom/Potable | 10/31/2022
Harvard Rest Haven | 400 E 7th St | Harvard | NE | 68944-2117 | Clay | NE27081 | Active | 2113 | 2017 | Riello | WTSS - Watertube SS Steel | Boiler Room | HWHT - Hot Water Heat | 10/31/2026
Harvard Rest Haven | 400 E 7th St | Harvard | NE | 68944-2117 | Clay | NE27082 | Active | 2101 | 2017 | Riello | WTSS - Watertube SS Steel | Boiler Room | HWHT - Hot Water Heat | 10/31/2026
Harvard Rest Haven | 400 E 7th St | Harvard | NE | 68944-2117 | Clay | NE27083 | Active | 2102 | 2017 | Riello | WTSS - Watertube SS Steel | Boiler Room | HWHT - Hot Water Heat | 10/31/2026
Park View Aqua Gym | 502 E Walnut St | Harvard | NE | 68944-3014 | Clay | NE07668 | Out of Service | 240415 | 2005 | Teledyne Laars | WT - Water Tube Boiler | POOL ROOM | IPHT - Indoor Pool Heater | 1/31/2014
Park View Aqua Gym | 502 E Walnut St | Harvard | NE | 68944-3014 | Clay | NE07669 | Out of Service | 240318 | 2005 | Teledyne Laars | WT - Water Tube Boiler | POOL ROOM | IPHT - Indoor Pool Heater | 1/31/2014
Park View Aqua Gym | 502 E Walnut St | Harvard | NE | 68944-3014 | Clay | NE08399 | Scrapped/Junked |  | 1980 | AO SMITH | COBL - Coil Type Boiler | PUMP HOUSE | OPHT - Outdoor Pool Heater | 6/30/2002
Park View Aqua Gym | 502 E Walnut St | Harvard | NE | 68944-3014 | Clay | NE20508 | Scrapped/Junked |  | 1989 | PEERLESS HEATER COMPANY |  | N BOILER ROOM | HWHT - Hot Water Heat | 2/28/2002
Gerald Schmidt | 503 N York Ave | Harvard | NE | 68944-2104 | Clay | NE30299 | Inactive | n/a | 1884 | WH | HOBB - Hobby/Antique Boiler | PORTABLE | 0024 - Antique Steam Tractor | 8/31/2007
Harvard Public School | 506 E North St | Harvard | NE | 68944-2151 | CLAY | NE10330 | Active | 92658 | 2002 | RHEEM | CHWH - ASME/Fired Water Heater | GYM | HWSD - Hot Water Dom/Potable | 10/31/2027
Harvard Public School | 506 E North St | Harvard | NE | 68944-2151 | CLAY | NE19102 | Scrapped/Junked |  | 1977 | AO SMITH | AHWH - ANSI/Fired Water Htr | GYM | HWSD - Hot Water Dom/Potable | 8/31/2003
Harvard Public School | 506 E North St | Harvard | NE | 68944-2151 | CLAY | NE20415 | Exempt 1999 LB-66 |  | 1993 | RHEEM MANUFACTURING CO | AHWH - ANSI/Fired Water Htr | BOILER ROOM | HWSD - Hot Water Dom/Potable | 8/31/2000
Harvard Public School | 506 E North St | Harvard | NE | 68944-2151 | CLAY | NE20416 | Exempt 1999 LB-66 |  | 1993 | RHEEM MANUFACTURING CO | AHWH - ANSI/Fired Water Htr | BOILER ROOM | HWSD - Hot Water Dom/Potable | 8/31/2000
Harvard Public School | 506 E North St | Harvard | NE | 68944-2151 | CLAY | NE32446 | Scrapped/Junked | 28792 | 1977 | KEWA | FTFB - Firetube-Firebox Boiler | BOILER ROOM | STHT - Steam-Heat | 10/31/2008
Harvard Public School | 506 E North St | Harvard | NE | 68944-2151 | CLAY | NE32447 | Scrapped/Junked | 28809 | 1977 | KEWA | FTFB - Firetube-Firebox Boiler | BOILER ROOM | STHT - Steam-Heat | 10/31/2008
Trumbull Community Center | 511 Vernon | Trumbull | NE | 68980 | Clay | NE16278 | Scrapped/Junked |  | 1982 | AO SMITH | CHWH - ASME/Fired Water Heater |  | HWSD - Hot Water Dom/Potable | 6/30/1999
Trumbull Community Center | 511 Vernon | Trumbull | NE | 68980 | Clay | NE32364 | Inactive |  | 1969 | US RADIATOR |  | BOILER ROOM | STHT - Steam-Heat | 6/30/2004
Trumbull Community Center | 511 Vernon | Trumbull | NE | 68980 | Clay | NE32657 | Out of Service | n/a | 1965 | Kewanee | FTFB - Firetube-Firebox Boiler | BOILER ROOM | HWHT - Hot Water Heat | 1/31/2023
CITY OF EDGAR | 604 4TH ST | EDGAR | NE | 68935 | CLAY | NE30215 | Inactive |  | 1930 | AMERICAN STANDARD |  |  | STHT - Steam-Heat | 6/30/1996
Clay Ctr. Fairgrounds | 701 N Martin | Clay Center | NE | 68933 | Clay | NE42800 | Active | N/A | 1916 | Case | HOBB - Hobby/Antique Boiler | Fairgrounds | 0024 - Antique Steam Tractor | 9/30/2026
Edgar Centennial Pool | 704 N A St | Edgar | NE | 68935-3166 | Clay | NE00152 | Scrapped/Junked | 56501 | 2000 | AOSM | COBL - Coil Type Boiler | PUMP HOUSE | OPHT - Outdoor Pool Heater | 6/30/2011
Edgar Centennial Pool | 704 N A St | Edgar | NE | 68935-3166 | Clay | NE19865 | Scrapped/Junked | C31282 | 2011 | A O Smith | COBL - Coil Type Boiler | Pool Mech. Rm. | OPHT - Outdoor Pool Heater | 6/30/2017
Edgar Centennial Pool | 704 N A St | Edgar | NE | 68935-3166 | Clay | NE26901 | Active | 305852 | 2017 | Lochinvar | CPFT - Horiz Cpr Fin Boiler | Boiler Room | OPHT - Outdoor Pool Heater | 6/30/2026
QUALITY BUILDERS | 812 S MATLEY AVE | SUTTON | NE | 68979 | CLAY | NE00253 | Inactive | 34257 | 1983 | TELEDYNE LAARS | CPFT - Horiz Cpr Fin Boiler | PUMP HOUSE | OPHT - Outdoor Pool Heater | 6/30/2002
UNL Great Plains Vet Ed Center | 820 Rd 313 | Clay Center | NE | 68933-0187 | Clay | NE11870 | Scrapped/Junked | 4730 | 1976 | AMSCO | ELBL - Electric Boiler | PREP RM 231 | 0020 - Supp to Sterlizer/Autoclave | 8/31/2002
UNL Great Plains Vet Ed Center | 820 Rd 313 | Clay Center | NE | 68933-0187 | Clay | NE17626 | Inactive | 6023 | 1988 | Aldrich | FTVT - Firetube Vertical TB | BOILER ROOM | HWHT - Hot Water Heat | 4/30/2022
UNL Great Plains Vet Ed Center | 820 Rd 313 | Clay Center | NE | 68933-0187 | Clay | NE17627 | Scrapped/Junked | 6021 | 1988 | Aldrich | FTVT - Firetube Vertical TB | EQUIP RM | HWHT - Hot Water Heat | 4/30/2023
UNL Great Plains Vet Ed Center | 820 Rd 313 | Clay Center | NE | 68933-0187 | Clay | NE17628 | Scrapped/Junked | 6020 | 1988 | Aldrich | FTVT - Firetube Vertical TB | EQUIP RM | HWHT - Hot Water Heat | 4/30/2023
UNL Great Plains Vet Ed Center | 820 Rd 313 | Clay Center | NE | 68933-0187 | Clay | NE17629 | Scrapped/Junked |  | 1988 | Stat |  | EQUIP RM |  | 10/31/2004
UNL Great Plains Vet Ed Center | 820 Rd 313 | Clay Center | NE | 68933-0187 | Clay | NE17630 | Scrapped/Junked |  | 1989 | Stat |  | EQUIP RM |  | 10/31/2007
UNL Great Plains Vet Ed Center | 820 Rd 313 | Clay Center | NE | 68933-0187 | Clay | NE17692 | Scrapped/Junked | 26359 | 1989 | Bryan | ELBL - Electric Boiler | EQUIP RM | 0020 - Supp to Sterlizer/Autoclave | 4/30/2019
UNL Great Plains Vet Ed Center | 820 Rd 313 | Clay Center | NE | 68933-0187 | Clay | NE18634 | Scrapped/Junked | 119847 | 2009 | RHEEM | CHWH - ASME/Fired Water Heater | Boiler Room | HWSD - Hot Water Dom/Potable | 4/30/2021
UNL Great Plains Vet Ed Center | 820 Rd 313 | Clay Center | NE | 68933-0187 | Clay | NE41632 | Active | 94128 | 2022 | Aerco | FT - Firetube Boiler | Boiler Room | HWHT - Hot Water Heat | 3/31/2026
UNL Great Plains Vet Ed Center | 820 Rd 313 | Clay Center | NE | 68933-0187 | Clay | NE41633 | Active | 94127 | 2022 | Aerco | FT - Firetube Boiler | Boiler Room | HWHT - Hot Water Heat | 3/31/2026
ONG PUBLIC SCHOOL | DISTRICT 64 | ONG | NE | 68452 | CLAY | NE30217 | Inactive |  | 1966 | CRANE |  | BOILER ROOM | STHT - Steam-Heat | 7/31/1987
Warren Wilson | PO Box 295 | Fairfield | NE | 68938-0295 | Clay | NE30572 | Inactive |  | 1955 | Aurthur H Varn | HOBB - Hobby/Antique Boiler | PORTABLE | 0024 - Antique Steam Tractor | 11/30/1994
US Meat Animal Research | State Spur 18D | Clay Center | NE | 68933 | Clay | NE01303 | Scrapped/Junked | 23959 | 1969 | Kewanee | FTWB - FTS Marine Wet Back | BUILDING 1 | PROC - Process Steam | 6/30/2018
US Meat Animal Research | State Spur 18D | Clay Center | NE | 68933 | Clay | NE01307 | Scrapped/Junked | 22168 | 1970 | CLEA | FTSM - FTS Marine Dry Back | FEED MILL | PROC - Process Steam | 7/31/2009
US Meat Animal Research | State Spur 18D | Clay Center | NE | 68933 | Clay | NE01357 | Scrapped/Junked | 27041 | 1975 | KEWA | FTWB - FTS Marine Wet Back | BUILDING 17 | PROC - Process Steam | 7/31/2009
US Meat Animal Research | State Spur 18D | Clay Center | NE | 68933 | Clay | NE01358 | Scrapped/Junked | 27039 | 1976 | KEWA | FTWB - FTS Marine Wet Back | BUILDING 17 | PROC - Process Steam | 7/31/2009
US Meat Animal Research | State Spur 18D | Clay Center | NE | 68933 | Clay | NE06890 | Active | 44121 | 2005 | TDCM | ELBL - Electric Boiler | BLDG 19/ROOM 125 | 0020 - Supp to Sterlizer/Autoclave | 6/30/2027
US Meat Animal Research | State Spur 18D | Clay Center | NE | 68933 | Clay | NE06891 | Scrapped/Junked | 46752 | 2005 | SUSS | ELBL - Electric Boiler | BLDG 19/ROOM 125 | 0020 - Supp to Sterlizer/Autoclave | 6/30/2018
US Meat Animal Research | State Spur 18D | Clay Center | NE | 68933 | Clay | NE06892 | Scrapped/Junked | 44123 | 2005 | TDCM | ELBL - Electric Boiler | BLDG 19/ROOM 127 | 0020 - Supp to Sterlizer/Autoclave | 6/30/2014
US Meat Animal Research | State Spur 18D | Clay Center | NE | 68933 | Clay | NE06893 | Inactive | 143713 | 2003 | SUSS | ELBL - Electric Boiler | SWINE AREA | 0020 - Supp to Sterlizer/Autoclave | 6/30/2017
US Meat Animal Research | State Spur 18D | Clay Center | NE | 68933 | Clay | NE11570 | Scrapped/Junked | 28098 | 1976 | Kewanee | FTFB - Firetube-Firebox Boiler | BOILER ROOM #20 | HWHT - Hot Water Heat | 6/30/2018
US Meat Animal Research | State Spur 18D | Clay Center | NE | 68933 | Clay | NE17691 | Exempt 1999 LB-66 |  | 1978 | RHEEM MANUFACTURING CO | AHWH - ANSI/Fired Water Htr | RES EXT CENTER | HWSP - Hot Water Non Potable Supply | 8/31/1999
US Meat Animal Research | State Spur 18D | Clay Center | NE | 68933 | Clay | NE19207 | Active | 16818 | 2010 | Cleaver Brooks | FTSM - FTS Marine Dry Back | Bldg. 17 | BSUP - Bldg Heat & Process | 6/30/2027
US Meat Animal Research | State Spur 18D | Clay Center | NE | 68933 | Clay | NE19208 | Inactive | 97453 | 2009 | GIANNONI | WTSS - Watertube SS Steel | Bldg. 18 Mezz. | GLYC - Glycol Bldg Heat Sys | 6/30/2017
US Meat Animal Research | State Spur 18D | Clay Center | NE | 68933 | Clay | NE19209 | Active | 97455 | 2009 | GIANNONI | WTSS - Watertube SS Steel | Bldg. 18 Main | GLYC - Glycol Bldg Heat Sys | 6/30/2027
US Meat Animal Research | State Spur 18D | Clay Center | NE | 68933 | Clay | NE19210 | Active | 85508 | 2009 | GIANNONI | WTSS - Watertube SS Steel | Bldg. 18 Main | GLYC - Glycol Bldg Heat Sys | 6/30/2027
US Meat Animal Research | State Spur 18D | Clay Center | NE | 68933 | Clay | NE19211 | Active | 97463 | 2009 | GIANNONI | WTSS - Watertube SS Steel | Bldg. 18 Main | GLYC - Glycol Bldg Heat Sys | 6/30/2027
US Meat Animal Research | State Spur 18D | Clay Center | NE | 68933 | Clay | NE19212 | Scrapped/Junked | 68489 | 2010 | GIANNONI | WTSS - Watertube SS Steel | Feed Mill | HWHT - Hot Water Heat | 6/30/2025
US Meat Animal Research | State Spur 18D | Clay Center | NE | 68933 | Clay | NE19217 | Active | 16817 | 2010 | Cleaver Brooks | FTSM - FTS Marine Dry Back | Bldg. 17 | BSUP - Bldg Heat & Process | 6/30/2027
US Meat Animal Research | State Spur 18D | Clay Center | NE | 68933 | Clay | NE19866 | Active | 16955 | 2010 | Cleaver Brooks | FTSM - FTS Marine Dry Back | Building 1 | HWHT - Hot Water Heat | 6/30/2027
US Meat Animal Research | State Spur 18D | Clay Center | NE | 68933 | Clay | NE25675 | Active | 63409 | 2012 | Aerco | FTVT - Firetube Vertical TB | boiler room | HWHT - Hot Water Heat | 6/30/2027
US Meat Animal Research | State Spur 18D | Clay Center | NE | 68933 | Clay | NE25676 | Active | 63402 | 2012 | Aerco | FTVT - Firetube Vertical TB | boiler room | HWHT - Hot Water Heat | 6/30/2027
US Meat Animal Research | State Spur 18D | Clay Center | NE | 68933 | Clay | NE27072 | Scrapped/Junked | 00005235 | 2016 | Aerco | WTSS - Watertube SS Steel | Bldg 20 Mechanical Room | HWHT - Hot Water Heat | 6/30/2021
US Meat Animal Research | State Spur 18D | Clay Center | NE | 68933 | Clay | NE27073 | Scrapped/Junked | 00005228 | 2016 | Aerco | WTSS - Watertube SS Steel | Bldg 20 Mechznical Room | HWHT - Hot Water Heat | 6/30/2021
US Meat Animal Research | State Spur 18D | Clay Center | NE | 68933 | Clay | NE27074 | Active | 78376 | 2017 | Aerco | WTSS - Watertube SS Steel | Boiler Room | HWSD - Hot Water Dom/Potable | 6/30/2027
US Meat Animal Research | State Spur 18D | Clay Center | NE | 68933 | Clay | NE27308 | Inactive | 22493 | 2017 | Hurst | FTVT - Firetube Vertical TB | Building 2 | PROC - Process Steam | 6/30/2024
US Meat Animal Research | State Spur 18D | Clay Center | NE | 68933 | Clay | NE27385 | Active | 111345 | 2017 | SUSSMAN | ELBL - Electric Boiler | Blgg 2 2nd floor | PROC - Process Steam | 6/30/2027
US Meat Animal Research | State Spur 18D | Clay Center | NE | 68933 | Clay | NE27386 | Active | 111356 | 2017 | SUSSMAN | ELBL - Electric Boiler | Bldg 1 2nd floor | PROC - Process Steam | 6/30/2027
US Meat Animal Research | State Spur 18D | Clay Center | NE | 68933 | Clay | NE27387 | Scrapped/Junked | 114064 | 2018 | SUSSMAN | ELBL - Electric Boiler | Bldg 19 | PROC - Process Steam | 6/30/2026
US Meat Animal Research | State Spur 18D | Clay Center | NE | 68933 | Clay | NE28242 | Active | 84860 | 2019 | Aerco | WTSS - Watertube SS Steel | Building 19 Mechanical Room | HWHT - Hot Water Heat | 6/30/2027
US Meat Animal Research | State Spur 18D | Clay Center | NE | 68933 | Clay | NE28243 | Active | 84861 | 2019 | Aerco | WTSS - Watertube SS Steel | Building 19 Mechanical Room | HWHT - Hot Water Heat | 6/30/2027
US Meat Animal Research | State Spur 18D | Clay Center | NE | 68933 | Clay | NE29126 | Active | 472195 | 2019 | Lochinvar | COBL - Coil Type Boiler | BUILDING 20 MECHANICAL ROOM | HWHT - Hot Water Heat | 6/30/2027
US Meat Animal Research | State Spur 18D | Clay Center | NE | 68933 | Clay | NE30185 | Scrapped/Junked | 41621 | 1989 | Kewanee | FTFB - Firetube-Firebox Boiler | #1 Boiler BLDG 19, LL | STHT - Steam-Heat | 6/30/2020
US Meat Animal Research | State Spur 18D | Clay Center | NE | 68933 | Clay | NE30187 | Scrapped/Junked | 41633 | 1989 | Kewanee | FTFB - Firetube-Firebox Boiler | #2 BLDG 19, LL | STHT - Steam-Heat | 6/30/2020
US Meat Animal Research | State Spur 18D | Clay Center | NE | 68933 | Clay | NE30751 | Scrapped/Junked | 6947 | 1969 | KEWA | FTWB - FTS Marine Wet Back | BUILDING #1 | HWHT - Hot Water Heat | 11/30/2010
US Meat Animal Research | State Spur 18D | Clay Center | NE | 68933 | Clay | NE30768 | Scrapped/Junked | 6947 | 1969 | Kewanee | FTWB - FTS Marine Wet Back | BUILDING 1 | HWHT - Hot Water Heat | 6/30/2014
US Meat Animal Research | State Spur 18D | Clay Center | NE | 68933 | Clay | NE30769 | Scrapped/Junked |  | 1987 | AO SMITH | AHWH - ANSI/Fired Water Htr | NEW BUILDING | HWSD - Hot Water Dom/Potable | 7/31/1999
US Meat Animal Research | State Spur 18D | Clay Center | NE | 68933 | Clay | NE30770 | Scrapped/Junked |  | 1987 | AO SMITH | AHWH - ANSI/Fired Water Htr | NEW BUILDING | HWSD - Hot Water Dom/Potable | 7/31/1999
US Meat Animal Research | State Spur 18D | Clay Center | NE | 68933 | Clay | NE40150 | Scrapped/Junked | 40893 | 1989 | CEMLINE | ELBL - Electric Boiler | BLDG #19 | PROC - Process Steam | 7/31/2006
US Meat Animal Research | State Spur 18D | Clay Center | NE | 68933 | Clay | NE40674 | Exempt 1999 LB-66 |  | 1999 | RHEEM MANUFACTURING CO | AHWH - ANSI/Fired Water Htr | NEW BUILDING | HWSD - Hot Water Dom/Potable | 7/31/2000
US Meat Animal Research | State Spur 18D | Clay Center | NE | 68933 | Clay | NE42973 | Active | 423031 | 2024 | Lochinvar | FTHT - Firetube Horizontal | Feed Mill | BSUP - Bldg Heat & Process | 6/30/2027
US Meat Animal Research | State Spur 18D | Clay Center | NE | 68933 | Clay | NE44134 | Active | 10698 | 2025 | Consolidated | ELBL - Electric Boiler | BLDG 19/ROOM 125 | 0020 - Supp to Sterlizer/Autoclave | 6/30/2026
US Meat Animal Research | State Spur 18D | Clay Center | NE | 68933 | Clay | NE44135 | Active | 10694 | 2025 | Consolidated | ELBL - Electric Boiler | BLDG 17 | 0020 - Supp to Sterlizer/Autoclave | 6/30/2027
BUD HEFFNER | RR 1 Box 602 | Concordia | NE | 66901-9800 | Cloud | NE00463 | Inactive |  | 1923 | RUSSELL | HOBB - Hobby/Antique Boiler |  | 0024 - Antique Steam Tractor | 9/30/2002
CHI-Schuyler Memorial Hosp | 104 W 17th St | Schuyler | NE | 68661-1304 | Colfax | NE06888 | Active | 15360 | 2005 | PREC | WT - Water Tube Boiler | Mech Room | PROC - Process Steam | 8/31/2026
CHI-Schuyler Memorial Hosp | 104 W 17th St | Schuyler | NE | 68661-1304 | Colfax | NE08052 | Active | 43430 | 1984 | ECLI | FTSM - FTS Marine Dry Back | BOILER ROOM | PROC - Process Steam | 7/31/2026
CHI-Schuyler Memorial Hosp | 104 W 17th St | Schuyler | NE | 68661-1304 | Colfax | NE11119 | Scrapped/Junked | 893 | 1954 | YORK SHIPLEY | FTSM - FTS Marine Dry Back | BOILER ROOM | PROC - Process Steam | 7/31/2005
CHI-Schuyler Memorial Hosp | 104 W 17th St | Schuyler | NE | 68661-1304 | Colfax | NE37545 | Active | n/a | 1952 | KEWA | FTFB - Firetube-Firebox Boiler | BOILER ROOM | HWHT - Hot Water Heat | 7/31/2026
CHI-Schuyler Memorial Hosp | 104 W 17th St | Schuyler | NE | 68661-1304 | Colfax | NE37546 | Active | n/a | 1971 | KEWA | FTFB - Firetube-Firebox Boiler | BOILER ROOM | HWHT - Hot Water Heat | 7/31/2026
Dudek's Clothing Store | 1117-1119 A St | Schuyler | NE | 68661 | Colfax | NE17272 | Inactive | N/A | 1930 | United Radiator | CI - Cast Iron | Basement | STHT - Steam-Heat | 1/31/2011
Schuyler City Library | 1123 A St | Schuyler | NE | 68661-1929 | Colfax | NE19608 | Inactive | n/a | 1992 | Peerless | CI - Cast Iron | BASEMENT | STHT - Steam-Heat | 4/30/2013
Benedictine Mission House | 1123 Rd I | Schuyler | NE | 68661-6216 | Colfax | NE23044 | Active | 9904 | 1998 | ALES | FTVT - Firetube Vertical TB | MECHANICAL ROOM | HWHT - Hot Water Heat | 10/31/2026
Benedictine Mission House | 1123 Rd I | Schuyler | NE | 68661-6216 | Colfax | NE23045 | Active | 9910 | 1998 | ALES | FTVT - Firetube Vertical TB | MECHANICAL ROOM | HWHT - Hot Water Heat | 10/31/2026
Benedictine Mission House | 1123 Rd I | Schuyler | NE | 68661-6216 | Colfax | NE23046 | Active | 9911 | 1998 | ALES | FTVT - Firetube Vertical TB | MECHANICAL ROOM | HWHT - Hot Water Heat | 10/31/2026
BENEDICTINE MISSION HOUSE | 1123 RD I | SCHUYLER | NE | 68661-6216 | COLFAX | NE04183 | Scrapped/Junked | 30002 | 1977 | KEWANEE | FT - Firetube Boiler | BOILER ROOM | HWHT - Hot Water Heat | 8/31/1998
St Benedict Center | 1126 Rd I | Schuyler | NE | 68661-6216 | Colfax | NE22346 | Active | 8373 | 1995 | ALES | FTVT - Firetube Vertical TB | RETREAT MECH ROOM | HWHT - Hot Water Heat | 10/31/2026
St Benedict Center | 1126 Rd I | Schuyler | NE | 68661-6216 | Colfax | NE22347 | Active | 8369 | 1995 | ALES | FTVT - Firetube Vertical TB | RETREAT MECH ROOM | HWHT - Hot Water Heat | 10/31/2026
St Benedict Center | 1126 Rd I | Schuyler | NE | 68661-6216 | Colfax | NE22501 | Active | 8370 | 1995 | ALES | FTVT - Firetube Vertical TB | Retreat Mech Room | HWHT - Hot Water Heat | 10/31/2026
St Benedict Center | 1126 Rd I | Schuyler | NE | 68661-6216 | Colfax | NE22502 | Active | 8372 | 1995 | ALES | FTVT - Firetube Vertical TB | Retreat Mech Room | HWHT - Hot Water Heat | 10/31/2026
St Benedict Center | 1126 Rd I | Schuyler | NE | 68661-6216 | Colfax | NE22503 | Active | 8374 | 1995 | ALES | FTVT - Firetube Vertical TB | Retreat Mech Room | HWHT - Hot Water Heat | 10/31/2026
St Benedict Center | 1126 Rd I | Schuyler | NE | 68661-6216 | Colfax | NE22504 | Active | 50839 | 1995 | Lochinvar | CPFT - Horiz Cpr Fin Boiler | Retreat Mech Room | HWSD - Hot Water Dom/Potable | 10/31/2026
St Benedict Center | 1126 Rd I | Schuyler | NE | 68661-6216 | Colfax | NE22505 | Active | 50838 | 1995 | Lochinvar | CPFT - Horiz Cpr Fin Boiler | Retreat Mech Room | HWSD - Hot Water Dom/Potable | 10/31/2026
CLARKSON HIGH SCHOOL | 117 W 6TH ST | CLARKSON | NE | 68629 | COLFAX | NE21582 | Exempt |  | 1996 | STATE INDUSTRIES | ELWH - Electric Water Heater | BOILER ROOM | HWSD - Hot Water Dom/Potable | 8/31/2002
Schuyler Community School | 120 W 20th St | Schuyler | NE | 68661-1183 | Colfax | NE00745 | Active | 63965 | 1999 | State Industries | CHWH - ASME/Fired Water Heater | BOILER ROOM | HWSD - Hot Water Dom/Potable | 1/31/2027
Schuyler Community School | 120 W 20th St | Schuyler | NE | 68661-1183 | Colfax | NE08377 | Active | 70534 | 2000 | State Industries | CHWH - ASME/Fired Water Heater | BOILER ROOM | HWSD - Hot Water Dom/Potable | 1/31/2027
Schuyler Community School | 120 W 20th St | Schuyler | NE | 68661-1183 | Colfax | NE16725 | Scrapped/Junked |  | 1991 | STATE INDUSTRIES | AHWH - ANSI/Fired Water Htr | BOILER ROOM | HWSD - Hot Water Dom/Potable | 5/31/2001
Schuyler Community School | 120 W 20th St | Schuyler | NE | 68661-1183 | Colfax | NE16726 | Scrapped/Junked |  | 1991 | STATE INDUSTRIES | AHWH - ANSI/Fired Water Htr | BOILER ROOM | HWSD - Hot Water Dom/Potable | 5/31/2001
Schuyler Community School | 120 W 20th St | Schuyler | NE | 68661-1183 | Colfax | NE34851 | Scrapped/Junked | n/a | 1964 | Kewanee | FTFB - Firetube-Firebox Boiler | BOILER ROOM | HWHT - Hot Water Heat | 1/31/2023
Schuyler Community School | 120 W 20th St | Schuyler | NE | 68661-1183 | Colfax | NE34852 | Scrapped/Junked | N/A | 1964 | Kewanee | FTFB - Firetube-Firebox Boiler | BOILER ROOM | HWHT - Hot Water Heat | 1/31/2021
Schuyler Community School | 120 W 20th St | Schuyler | NE | 68661-1183 | Colfax | NE42161 | Active | 540200 | 2021 | Lochinvar | WT - Water Tube Boiler | Boiler Room | HWHT - Hot Water Heat | 1/31/2027
Schuyler Community School | 120 W 20th St | Schuyler | NE | 68661-1183 | Colfax | NE42162 | Active | 540199 | 2021 | Lochinvar | WT - Water Tube Boiler | Boiler Room | HWHT - Hot Water Heat | 1/31/2027
TRINITY LUTHERAN CHURCH | 1617 Colfax St | Schuyler | NE | 68661-1439 | COLFAX | NE02294 | Inactive |  | 1960 | WEIL MCLAIN |  | BASEMENT | HWHT - Hot Water Heat | 1/31/2008
Building Demolished | 200 W 10th St | Schuyler | NE | 68661-2016 | COLFAX | NE20184 | Exempt 1999 LB-66 |  | 1993 | RHEEM MANUFACTURING CO | AHWH - ANSI/Fired Water Htr |  | HWSD - Hot Water Dom/Potable | 7/31/2000
Building Demolished | 200 W 10th St | Schuyler | NE | 68661-2016 | COLFAX | NE20185 | Exempt 1999 LB-66 |  | 1985 | RHEEM MANUFACTURING CO | AHWH - ANSI/Fired Water Htr |  | HWSD - Hot Water Dom/Potable | 7/31/2000
Building Demolished | 200 W 10th St | Schuyler | NE | 68661-2016 | COLFAX | NE32523 | Scrapped/Junked |  | 1950 | AMERICAN STANDARD |  | BOILER ROOM | STHT - Steam-Heat | 10/31/2008
Schuyler City Pool | 201 Higgins Drive | Schuyler | NE | 68661 | Colfax | NE25746 | Active | 276870 | 2015 | Lochinvar | CPFT - Horiz Cpr Fin Boiler | Outdoors @ pool | OPHT - Outdoor Pool Heater | 5/31/2026
Clarkson Community Care Center | 212 Sunrise Dr | Clarkson | NE | 68629-4042 | Colfax | NE10236 | Active | 23038 | 2007 | Bock Energy | CHWH - ASME/Fired Water Heater | BOILER ROOM | HWSD - Hot Water Dom/Potable | 8/31/2026
Clarkson Community Care Center | 212 Sunrise Dr | Clarkson | NE | 68629-4042 | Colfax | NE10237 | Scrapped/Junked | 23035 | 2007 | Bock Energy | CHWH - ASME/Fired Water Heater | BOILER ROOM | HWSD - Hot Water Dom/Potable | 8/31/2023
Clarkson Community Care Center | 212 Sunrise Dr | Clarkson | NE | 68629-4042 | Colfax | NE16692 | Scrapped/Junked | 13515 | 1991 | AO SMITH | FTVT - Firetube Vertical TB | BOILER ROOM | HWSD - Hot Water Dom/Potable | 7/31/2008
Clarkson Community Care Center | 212 Sunrise Dr | Clarkson | NE | 68629-4042 | Colfax | NE16693 | Scrapped/Junked | 9314 | 1990 | AO SMITH | FTVT - Firetube Vertical TB | BOILER ROOM | HWSD - Hot Water Dom/Potable | 7/31/2008
Clarkson Community Care Center | 212 Sunrise Dr | Clarkson | NE | 68629-4042 | Colfax | NE17294 | Active | 20903 | 1992 | Burnham | FTFB - Firetube-Firebox Boiler | BOILER ROOM | HWHT - Hot Water Heat | 8/31/2026
Clarkson Community Care Center | 212 Sunrise Dr | Clarkson | NE | 68629-4042 | Colfax | NE34854 | Active | 25589 | 1971 | Cleaver Brooks | WT - Water Tube Boiler | BOILER ROOM | HWHT - Hot Water Heat | 8/31/2026
Clarkson Community Care Center | 212 Sunrise Dr | Clarkson | NE | 68629-4042 | Colfax | NE42274 | Active | 305498 | 2023 | A O Smith | CHWH - ASME/Fired Water Heater | BOILER ROOM | HWSD - Hot Water Dom/Potable | 8/31/2026
Sunrise Apartments | 218 Czech Dr | Clarkson | NE | 68629-4040 | Colfax | NE02532 | Exempt |  | 2004 | PEERLESS HEATER COMPANY |  | MECH ROOM | HWHT - Hot Water Heat | 1/31/2008
Sunrise Apartments | 218 Czech Dr | Clarkson | NE | 68629-4040 | Colfax | NE03989 | Exempt |  | 1988 | PEERLESS HEATER COMPANY |  | NORTH UNIT | HWHT - Hot Water Heat | 1/31/2008
Sunrise Apartments | 218 Czech Dr | Clarkson | NE | 68629-4040 | Colfax | NE29194 | Active | N/A | 2020 | Peerless | CI - Cast Iron | West 6 Plex | HWHT - Hot Water Heat | 2/28/2024
Sunrise Apartments | 218 Czech Dr | Clarkson | NE | 68629-4040 | Colfax | NE29195 | Active | N/A | 2020 | Peerless | CI - Cast Iron | Office Mechanical Room | HWHT - Hot Water Heat | 2/28/2024
Sunrise Apartments | 218 Czech Dr | Clarkson | NE | 68629-4040 | Colfax | NE30589 | Out of Service |  | 1994 | PEERLESS HEATER COMPANY |  | EAST 6-PLEX | HWHT - Hot Water Heat | 1/31/2015
Sunrise Apartments | 218 Czech Dr | Clarkson | NE | 68629-4040 | Colfax | NE30590 | Scrapped/Junked | n/a | 1994 | Peerless | CI - Cast Iron | WEST 6-PLEX | HWHT - Hot Water Heat | 1/31/2020
Sunrise Apartments | 218 Czech Dr | Clarkson | NE | 68629-4040 | Colfax | NE30603 | Scrapped/Junked | n/a | 1994 | Peerless | CI - Cast Iron | OFFICE | HWHT - Hot Water Heat | 1/31/2020
Sunrise Apartments | 218 Czech Dr | Clarkson | NE | 68629-4040 | Colfax | NE35323 | Scrapped/Junked |  | 1982 | PEERLESS HEATER COMPANY |  | MECH ROOM | HWHT - Hot Water Heat | 4/30/2003
Pinnacle Bank | 301 E 11th St | Schuyler | NE | 68661-1903 | Colfax | NE04181 | Active | n/a | 1968 | Crane | CI - Cast Iron | BOILER ROOM | HWHT - Hot Water Heat | 12/31/2026
Leigh Community School | 310 E Short St | Leigh | NE | 68643-5502 | Colfax | NE20158 | Exempt 1999 LB-66 |  | 1994 | AO SMITH | AHWH - ANSI/Fired Water Htr |  | HWSD - Hot Water Dom/Potable | 7/31/2000
Leigh Community School | 310 E Short St | Leigh | NE | 68643-5502 | Colfax | NE33722 | Scrapped/Junked |  | 1941 | KEWANEE | FT - Firetube Boiler | BOILER ROOM | STHT - Steam-Heat | 7/31/1999
Leigh Community School | 310 E Short St | Leigh | NE | 68643-5502 | Colfax | NE33772 | Inactive | n/a | 1941 | Kewanee | FTFB - Firetube-Firebox Boiler | BOILER ROOM | STHT - Steam-Heat | 1/31/2021
Leigh Community School | 310 E Short St | Leigh | NE | 68643-5502 | Colfax | NE37180 | Inactive | 40582 | 1987 | Kewanee | FTFB - Firetube-Firebox Boiler | BOILER ROOM | STHT - Steam-Heat | 1/31/2021
Schuyler Central High | 401 Adam St | Schuyler | NE | 68661-2468 | Colfax | NE10851 | Active | 71615 | 2001 | STAT | CHWH - ASME/Fired Water Heater | BOILER ROOM | HWSD - Hot Water Dom/Potable | 1/31/2027
Schuyler Central High | 401 Adam St | Schuyler | NE | 68661-2468 | Colfax | NE31504 | Active | 2832 | 1952 | York Shipley | FTSM - FTS Marine Dry Back | BOILER ROOM | HWHT - Hot Water Heat | 1/31/2026
Schuyler Central High | 401 Adam St | Schuyler | NE | 68661-2468 | Colfax | NE31505 | Inactive | 2877 | 1952 | York Shipley | FTSM - FTS Marine Dry Back | BOILER ROOM | HWHT - Hot Water Heat | 1/31/2024
Schuyler Central High | 401 Adam St | Schuyler | NE | 68661-2468 | Colfax | NE37075 | Scrapped/Junked |  | 1990 | STATE INDUSTRIES | AHWH - ANSI/Fired Water Htr | BOILER ROOM | HWSD - Hot Water Dom/Potable | 7/31/2003
KUBICEK CLEANERS | 403 E 10th St | Schuyler | NE | 68661-2121 | COLFAX | NE01168 | Inactive | 7900 | 1963 | STEAMASTER | FT - Firetube Boiler | REAR OF BUILDING | PROC - Process Steam | 10/31/2002
Colfax County Courthouse | 411 E 11th St | Schuyler | NE | 68661-1917 | Colfax | NE04182 | Active | 5918 | 1990 | Teledyne Laars | CPFT - Horiz Cpr Fin Boiler | BOILER ROOM | HWHT - Hot Water Heat | 2/28/2027
Zion Lutheran Church | 419 Main St | Leigh | NE | 68643-4536 | Colfax | NE17275 | Active | n/a | 1991 | Peerless | CI - Cast Iron | BOILER ROOM | HWHT - Hot Water Heat | 1/31/2027
HERITAGE MANOR | 421 E 9th St | Schuyler | NE | 68661-2180 | COLFAX | NE40512 | Scrapped/Junked |  | 1950 | AMERICAN BOILER |  | BOILER ROOM | STHT - Steam-Heat | 1/31/2006
Cargill Food Safety | 509 Road 9 | Schuyler | NE | 68661 | Colfax | NE25953 | Out of Service | 78790 | 2010 | SUSSMAN | ELBL - Electric Boiler | Sterile Room | STER - Sterilizer | 6/30/2018
Cargill Food Safety | 509 Road 9 | Schuyler | NE | 68661 | Colfax | NE25954 | Out of Service | 78786 | 2010 | SUSSMAN | ELBL - Electric Boiler | Sterile Room | STER - Sterilizer | 6/30/2018
Cargill Food Safety | 509 Road 9 | Schuyler | NE | 68661 | Colfax | NE25955 | Out of Service | 78793 | 2010 | SUSSMAN | ELBL - Electric Boiler | Sterile Room | STER - Sterilizer | 6/30/2018
Cargill Meat Solutions | 590 Road 9 | Schuyler | NE | 68661-7205 | Colfax | NE14069 | Active | 7201 | 1982 | Johnston Boiler Co. | FTSM - FTS Marine Dry Back | Boiler House Boiler # 2 | PROC - Process Steam | 10/31/2026
Cargill Meat Solutions | 590 Road 9 | Schuyler | NE | 68661-7205 | Colfax | NE15477 | Active | 7096 | 1981 | Johnston Boiler Co. | FTSM - FTS Marine Dry Back | Boiler Room Boiler #1 | PROC - Process Steam | 10/31/2026
Cargill Meat Solutions | 590 Road 9 | Schuyler | NE | 68661-7205 | Colfax | NE17663 | Active | 47902 | 1996 | Kewanee | FTSM - FTS Marine Dry Back | Boiler Room Boiler #3 | PROC - Process Steam | 10/31/2026
Cargill Meat Solutions | 590 Road 9 | Schuyler | NE | 68661-7205 | Colfax | NE19848 | Inactive | 16307 | 2007 | Superior Boiler Works | FTSM - FTS Marine Dry Back | Boiler Room South Boiler #4 | PROC - Process Steam | 10/31/2019
Cargill Meat Solutions | 590 Road 9 | Schuyler | NE | 68661-7205 | Colfax | NE19976 | Inactive | 727 | 2001 | Econo-Fab | ECON - Boiler Economizer | Boiler Room | ECON - Boiler Economizer | 10/31/2012
Cargill Meat Solutions | 590 Road 9 | Schuyler | NE | 68661-7205 | Colfax | NE19977 | Scrapped/Junked | 728 | 2001 | Econo-Fab | ECON - Boiler Economizer | BOILER ROOM | ECON - Boiler Economizer | 10/31/2003
Cargill Meat Solutions | 590 Road 9 | Schuyler | NE | 68661-7205 | Colfax | NE22500 | Scrapped/Junked | 3569 | 1990 | Kentube Eng Products | ECON - Boiler Economizer | Boiler Room | ECON - Boiler Economizer | 10/31/2006
Cargill Meat Solutions | 590 Road 9 | Schuyler | NE | 68661-7205 | Colfax | NE28454 | Out of Service | 4566 | 2010 | Cleaver Brooks | WT - Water Tube Boiler | Portable Trailer | PROC - Process Steam | 10/31/2020
Cargill Meat Solutions | 590 Road 9 | Schuyler | NE | 68661-7205 | Colfax | NE28780 | Active | 11726 | 2020 | Johnston Boiler Co. | FTSM - FTS Marine Dry Back | Boiler Room #4 blr | PROC - Process Steam | 10/31/2026
Cargill Meat Solutions | 590 Road 9 | Schuyler | NE | 68661-7205 | Colfax | NE28781 | Active | 3341 | 2020 | Cain | ECON - Boiler Economizer | Boiler Room | ECON - Boiler Economizer | 10/31/2026
Clarkson High School | 649 Cherry St | Clarkson | NE | 68629-4053 | Colfax | NE25235 | Active | n/a | 2013 | Peerless | CI - Cast Iron | boiler room | STHT - Steam-Heat | 12/31/2026
Clarkson High School | 649 Cherry St | Clarkson | NE | 68629-4053 | Colfax | NE32178 | Scrapped/Junked | 14921 | 1983 | Burnham | FTFB - Firetube-Firebox Boiler | BOILER ROOM | STHT - Steam-Heat | 12/31/2014
Clarkson High School | 649 Cherry St | Clarkson | NE | 68629-4053 | Colfax | NE43765 | Active | 13550 | 2003 | Precision | ELBL - Electric Boiler | Mechanical Room | GLYC - Glycol Bldg Heat Sys | 12/31/2025
CLARKSON ELEMENTARY SCHOOL | 649 Cherry St | Clarkson | NE | 68629-4053 | COLFAX | NE32985 | Inactive | 566708 | 1983 | BURNHAM COMM/INDUST |  | GRADE SCHOOL | STHT - Steam-Heat | 8/31/1996
Schuyler Housing | 712 F St | Schuyler | NE | 68661-2348 | Colfax | NE06214 | Scrapped/Junked | 102644 | 2004 | RHEEM | CHWH - ASME/Fired Water Heater | BOILER ROOM | HWSD - Hot Water Dom/Potable | 4/30/2017
Schuyler Housing | 712 F St | Schuyler | NE | 68661-2348 | Colfax | NE06215 | Scrapped/Junked | 102646 | 2004 | RHEEM | CHWH - ASME/Fired Water Heater | BOILER ROOM | HWSD - Hot Water Dom/Potable | 4/30/2016
Schuyler Housing | 712 F St | Schuyler | NE | 68661-2348 | Colfax | NE12119 | Scrapped/Junked | 12487 | 2003 | ALES | FTVT - Firetube Vertical TB | BOILER ROOM | HWHT - Hot Water Heat | 4/30/2026
Schuyler Housing | 712 F St | Schuyler | NE | 68661-2348 | Colfax | NE26304 | Scrapped/Junked | 214994 | 2016 | A O Smith | CHWH - ASME/Fired Water Heater | BOILER ROOM | HWSD - Hot Water Dom/Potable | 4/30/2026
Schuyler Housing | 712 F St | Schuyler | NE | 68661-2348 | Colfax | NE26305 | Scrapped/Junked | 214996 | 2016 | A O Smith | CHWH - ASME/Fired Water Heater | BOILER ROOM | HWSD - Hot Water Dom/Potable | 4/30/2026
Schuyler Housing | 712 F St | Schuyler | NE | 68661-2348 | Colfax | NE40081 | Scrapped/Junked | 9577 | 1998 | ALDRICH/LES | FTVT - Firetube Vertical TB | BOILER ROOM | HWHT - Hot Water Heat | 5/31/2004
Schuyler Housing | 712 F St | Schuyler | NE | 68661-2348 | Colfax | NE40083 | Scrapped/Junked | 7951 | 1994 | ALES | FTVT - Firetube Vertical TB | BOILER ROOM | HWHT - Hot Water Heat | 4/30/2026
Schuyler Housing | 712 F St | Schuyler | NE | 68661-2348 | Colfax | NE40084 | Scrapped/Junked | 66524 | 1994 | Rheem Manufacturing Co | CHWH - ASME/Fired Water Heater | BOILER ROOM | HWSD - Hot Water Dom/Potable | 4/30/2006
Schuyler Housing | 712 F St | Schuyler | NE | 68661-2348 | Colfax | NE40085 | Scrapped/Junked | 66522 | 1994 | Rheem Manufacturing Co | CHWH - ASME/Fired Water Heater | BOILER ROOM | HWSD - Hot Water Dom/Potable | 4/30/2006
Schuyler Housing | 712 F St | Schuyler | NE | 68661-2348 | Colfax | NE40630 | Scrapped/Junked | 10256 | 1999 | ALES | FTVT - Firetube Vertical TB | BOILER ROOM | HWHT - Hot Water Heat | 4/30/2026
Schuyler Housing | 712 F St | Schuyler | NE | 68661-2348 | Colfax | NE43767 | Active | 438688 | 2025 | Lochinvar | FTVT - Firetube Vertical TB | Boiler Room | HWHT - Hot Water Heat | 10/31/2025
Schuyler Housing | 712 F St | Schuyler | NE | 68661-2348 | Colfax | NE43768 | Active | 436582 | 2025 | Lochinvar | FTVT - Firetube Vertical TB | Boiler Room | HWHT - Hot Water Heat | 10/31/2025
Schuyler Housing | 712 F St | Schuyler | NE | 68661-2348 | Colfax | NE43777 | Active | 604619 | 2024 | Sermeta | WTSS - Watertube SS Steel | BOILER ROOM | HWSD - Hot Water Dom/Potable | 10/31/2025
Schuyler Housing | 712 F St | Schuyler | NE | 68661-2348 | Colfax | NE43778 | Active | 601868 | 2023 | Sermeta | WTSS - Watertube SS Steel | BOILER ROOM | HWSD - Hot Water Dom/Potable | 10/31/2025
Vavrina | 901 S Linden St | Clarkson | NE | 68629 | Colfax | NE26984 | Active | 18639 | 2016 | Heat Transfer Products Inc. | FTVT - Firetube Vertical TB | Warehouse | GLFH - Glycol Floor Heat System | 5/31/2027
HOWELLS CITY POOL | PO Box 351 | Howells | NE | 68641-0351 | COLFAX | NE40762 | Exempt 1999 LB-66 |  | 1987 | PALOMA | AHWH - ANSI/Fired Water Htr |  | HWSD - Hot Water Dom/Potable | 1/1/1900
HIGGINS MILLING INC | PO Box 391 | Schuyler | NE | 68661-0391 | COLFAX | NE10946 | Inactive | 13323 | 1965 | KEWANEE | FT - Firetube Boiler | 1ST FLOOR | PROC - Process Steam | 3/31/1986
WABASH POWER EQUIPMENT | 444 Carpenter Ave | Wheeling | NE | 60090-6014 | Cook | NE25621 | Inactive | 17 | 1996 | NATIONAL DYNAMICS | WT - Water Tube Boiler | PORTABLE | PROC - Process Steam | 2/23/2001
Grace Lutheran Church-BMIC#538171 | 104 S Colfax St | West Point | NE | 68788-1811 | Cuming | NE02366 | Scrapped/Junked | 10102 | 2004 | HTPI | COBL - Coil Type Boiler | BOILER ROOM | HWHT - Hot Water Heat | 10/31/2025
Grace Lutheran Church-BMIC#538171 | 104 S Colfax St | West Point | NE | 68788-1811 | Cuming | NE02367 | Scrapped/Junked | 10098 | 2004 | HTPI | COBL - Coil Type Boiler | BOILER ROOM | HWHT - Hot Water Heat | 10/31/2017
Grace Lutheran Church-BMIC#538171 | 104 S Colfax St | West Point | NE | 68788-1811 | Cuming | NE02368 | Scrapped/Junked | 10105 | 2004 | HTPI | COBL - Coil Type Boiler | BOILER ROOM | HWHT - Hot Water Heat | 10/31/2025
Grace Lutheran Church-BMIC#538171 | 104 S Colfax St | West Point | NE | 68788-1811 | Cuming | NE43909 | Active | 277627 | 2021 | AIC GDYNIA | FTVT - Firetube Vertical TB | Boiler Room | HWHT - Hot Water Heat | 10/31/2025
Grace Lutheran Church-BMIC#538171 | 104 S Colfax St | West Point | NE | 68788-1811 | Cuming | NE43910 | Active | 330422 | 2021 | AIC GDYNIA | FTVT - Firetube Vertical TB | Boiler Room | HWHT - Hot Water Heat | 10/31/2025
Wisner Manor Care Center | 1105 9th St | Wisner | NE | 68791-2113 | Cuming | NE10291 | Scrapped/Junked | 72551 | 2001 | State Industries | CHWH - ASME/Fired Water Heater | MACHINERY ROOM | HWSD - Hot Water Dom/Potable | 7/31/2016
Wisner Manor Care Center | 1105 9th St | Wisner | NE | 68791-2113 | Cuming | NE10600 | Scrapped/Junked | 76382 | 2002 | State Industries | CHWH - ASME/Fired Water Heater | MACHINERY ROOM | HWSD - Hot Water Dom/Potable | 7/31/2016
Wisner Manor Care Center | 1105 9th St | Wisner | NE | 68791-2113 | Cuming | NE11455 | Scrapped/Junked |  | 1987 | STATE INDUSTRIES | CHWH - ASME/Fired Water Heater | MACHINERY ROOM | HWSD - Hot Water Dom/Potable | 7/31/2002
Wisner Manor Care Center | 1105 9th St | Wisner | NE | 68791-2113 | Cuming | NE11456 | Scrapped/Junked |  | 1989 | STATE INDUSTRIES | CHWH - ASME/Fired Water Heater | MACHINERY ROOM | HWSD - Hot Water Dom/Potable | 7/31/2003
Wisner Manor Care Center | 1105 9th St | Wisner | NE | 68791-2113 | Cuming | NE26226 | Scrapped/Junked | 209928 | 2015 | Reliance | CHWH - ASME/Fired Water Heater | MACHINERY ROOM | HWSD - Hot Water Dom/Potable | 1/31/2025
Wisner Manor Care Center | 1105 9th St | Wisner | NE | 68791-2113 | Cuming | NE26227 | Scrapped/Junked | 209929 | 2015 | Reliance | CHWH - ASME/Fired Water Heater | MACHINERY ROOM | HWSD - Hot Water Dom/Potable | 1/31/2023
Wisner Manor Care Center | 1105 9th St | Wisner | NE | 68791-2113 | Cuming | NE41568 | Active | 221327 | 2016 | Reliance | CHWH - ASME/Fired Water Heater | MACHINERY ROOM | HWSD - Hot Water Dom/Potable | 1/31/2028
PEET'S FEEDS | 112 FRAISER | BEEMER | NE | 68716 | CUMING | NE12463 | Inactive | 450 | 1952 | NEBRASKA BOILER | WT - Water Tube Boiler | BOILER ROOM | PROC - Process Steam | 1/31/2005
Indian Trails Country Clb | 1128 River Rd | Beemer | NE | 68716-4005 | Cuming | NE25565 | Exempt 1999 LB-66 |  | 1999 | State Ind. | AHWH - ANSI/Fired Water Htr | BASEMENT | HWSP - Hot Water Non Potable Supply | 1/1/1900
West Point Elementary | 119 N Colfax St | West Point | NE | 68788-1558 | Cuming | NE20167 | Exempt 1999 LB-66 |  | 1995 | AO SMITH | AHWH - ANSI/Fired Water Htr |  | HWSD - Hot Water Dom/Potable | 7/31/2000
West Point Elementary | 119 N Colfax St | West Point | NE | 68788-1558 | Cuming | NE33811 | Scrapped/Junked | 0 | 1957 | KEWA | FTSM - FTS Marine Dry Back | BOILER ROOM | STHT - Steam-Heat | 7/31/2009
West Point-Beemer Jr/Sr High | 1200 E Washington St | West Point | NE | 68788-2505 | Cuming | NE13921 | Scrapped/Junked | 55948 | 2008 | AERCO INTERNATIONAL | FTVT - Firetube Vertical TB | BOILER ROOM | HWHT - Hot Water Heat | 7/31/2022
West Point-Beemer Jr/Sr High | 1200 E Washington St | West Point | NE | 68788-2505 | Cuming | NE32423 | Scrapped/Junked | na | 1973 | Kewanee | FTSM - FTS Marine Dry Back | BOILER ROOM | HWHT - Hot Water Heat | 7/31/2022
West Point-Beemer Jr/Sr High | 1200 E Washington St | West Point | NE | 68788-2505 | Cuming | NE32424 | Scrapped/Junked | na | 1973 | Kewanee | FTSM - FTS Marine Dry Back | BOILER ROOM | HWHT - Hot Water Heat | 7/31/2022
West Point-Beemer Jr/Sr High | 1200 E Washington St | West Point | NE | 68788-2505 | Cuming | NE32425 | Out of Service | na | 1973 | Kewanee | FTFB - Firetube-Firebox Boiler | BOILER ROOM | HWHT - Hot Water Heat | 7/31/2022
West Point-Beemer Jr/Sr High | 1200 E Washington St | West Point | NE | 68788-2505 | Cuming | NE41511 | Active | 13772 | 2020 | Riello | WT - Water Tube Boiler | ELEM Mech Room | GLYC - Glycol Bldg Heat Sys | 7/31/2026
West Point-Beemer Jr/Sr High | 1200 E Washington St | West Point | NE | 68788-2505 | Cuming | NE41512 | Active | 13720 | 2020 | Riello | WT - Water Tube Boiler | ELEM Mech Room | GLYC - Glycol Bldg Heat Sys | 7/31/2026
West Point-Beemer Jr/Sr High | 1200 E Washington St | West Point | NE | 68788-2505 | Cuming | NE41513 | Active | 14172 | 2020 | Riello | WT - Water Tube Boiler | ELEM Mech Room | GLYC - Glycol Bldg Heat Sys | 7/31/2026
West Point-Beemer Jr/Sr High | 1200 E Washington St | West Point | NE | 68788-2505 | Cuming | NE41514 | Active | 13719 | 2020 | Riello | WT - Water Tube Boiler | ELEM Mech Room | GLYC - Glycol Bldg Heat Sys | 7/31/2026
West Point-Beemer Jr/Sr High | 1200 E Washington St | West Point | NE | 68788-2505 | Cuming | NE41857 | Active | 21021 | 2022 | Aldrich | FTHT - Firetube Horizontal | Basement Boiler Room | HWDP - Hotwater Heat & Dom Supply | 7/31/2026
West Point-Beemer Jr/Sr High | 1200 E Washington St | West Point | NE | 68788-2505 | Cuming | NE41858 | Active | 21024 | 2022 | Aldrich | FTHT - Firetube Horizontal | Basement Boiler Room | HWHT - Hot Water Heat | 7/31/2026
West Point-Beemer Jr/Sr High | 1200 E Washington St | West Point | NE | 68788-2505 | Cuming | NE41859 | Active | 21025 | 2022 | Aldrich | FTHT - Firetube Horizontal | Basement Boiler Room | HWHT - Hot Water Heat | 7/31/2026
SUPER 8 MOTEL WEST POINT | 1211 N Lincoln St | West Point | NE | 68788-1007 | CUMING | NE30966 | Exempt 1999 LB-66 |  | 1995 | AO SMITH | AHWH - ANSI/Fired Water Htr | BASEMENT | HWSD - Hot Water Dom/Potable | 10/31/1999
SUPER 8 MOTEL WEST POINT | 1211 N Lincoln St | West Point | NE | 68788-1007 | CUMING | NE30967 | Exempt 1999 LB-66 |  | 1995 | AO SMITH | AHWH - ANSI/Fired Water Htr | BASEMENT | HWSD - Hot Water Dom/Potable | 10/31/1999
Quality Pork International | 126 W Grant St | West Point | NE | 68788-1856 | Cuming | NE03568 | Active | 23572 | 1971 | Cleaver & Brooks | FTSM - FTS Marine Dry Back | BOILER ROOM | PROC - Process Steam | 10/31/2026
Quality Pork International | 126 W Grant St | West Point | NE | 68788-1856 | Cuming | NE09631 | Active | 14796 | 2001 | Superior Boilerworks | FTWB - FTS Marine Wet Back | Boiler Room | PROC - Process Steam | 10/31/2026
St Joseph Parish | 1318 Avenue G | Wisner | NE | 68791-2171 | Cuming | NE18792 | Active | N/A | 2010 | Peerless | CI - Cast Iron | Basement | STHT - Steam-Heat | 1/31/2027
St Joseph Parish | 1318 Avenue G | Wisner | NE | 68791-2171 | Cuming | NE37544 | Scrapped/Junked | na | 1984 | PEER | CI - Cast Iron | BOILER ROOM | STHT - Steam-Heat | 2/28/2011
Speedy Car Wash | 136 E 13th St | West Point | NE | 68788-1040 | Cuming | NE02533 | Scrapped/Junked | 66610 | 2002 | AO SMITH | CHWH - ASME/Fired Water Heater | MECH ROOM | HWSP - Hot Water Non Potable Supply | 11/30/2005
Speedy Car Wash | 136 E 13th St | West Point | NE | 68788-1040 | Cuming | NE09633 | Scrapped/Junked | 56561 | 2000 | AO SMITH | CHWH - ASME/Fired Water Heater | MECHANICAL ROOM | HWSP - Hot Water Non Potable Supply | 11/30/2004
Speedy Car Wash | 136 E 13th St | West Point | NE | 68788-1040 | Cuming | NE12227 | Scrapped/Junked | 109982 | 2006 | RHEEM | CHWH - ASME/Fired Water Heater | MECH ROOM | HWSD - Hot Water Dom/Potable | 4/30/2015
Speedy Car Wash | 136 E 13th St | West Point | NE | 68788-1040 | Cuming | NE40896 | Scrapped/Junked | 14699 | 1991 | TELEDYNE LAARS | CPFT - Horiz Cpr Fin Boiler | MECHANICAL ROOM | HWSP - Hot Water Non Potable Supply | 9/30/2001
Speedy Car Wash | 136 E 13th St | West Point | NE | 68788-1040 | Cuming | NE40897 | Scrapped/Junked | 114499 | 1991 | TELE | CPFT - Horiz Cpr Fin Boiler | MECHANICAL ROOM | HWHF - Hot Water Heat-Floor | 4/30/2015
Car Wash | 13th & E Ave/Hwy 275 | Wisner | NE | 68791 | Cuming | NE05946 | Out of Service | N/A | 1999 | PALO | COWH - Coil Type Water Heater | MECH ROOM | HWHF - Hot Water Heat-Floor | 1/31/2011
Holland Feedlot | 140 P Rd | Wisner | NE | 68791 | Cuming | NE26533 | Active | 18075 | 2015 | Superior Boiler Works | FTHT - Firetube Horizontal | Boiler Building | PROC - Process Steam | 9/30/2026
Gerhold Concrete | 1430 S Beemer St | West Point | NE | 68788-4599 | Cuming | NE00087 | Inactive | 24924 | 1997 | BURN | FT - Firetube Boiler | BACK ROOM | PROC - Process Steam | 6/30/2002
Gerhold Concrete | 1430 S Beemer St | West Point | NE | 68788-4599 | Cuming | NE21339 | Active | 1166 | 1996 | Sioux Stm.Clean | COBL - Coil Type Boiler | Boiler Room | HWDP - Hotwater Heat & Dom Supply | 9/30/2026
Valmont Coatings | 1700 S Beemer | West Point | NE | 68788-4600 | Cuming | NE17686 | Active | 13198 | 1996 | Superior boilerworks | FTSM - FTS Marine Dry Back | Boiler room | PROC - Process Steam | 9/30/2026
VALMONT INDUSTRIES | 1700 S Beemer St | West Point | NE | 68788-4600 | CUMING | NE22331 | Exempt 1999 LB-66 |  | 1997 | AO SMITH | AHWH - ANSI/Fired Water Htr |  | HWSD - Hot Water Dom/Potable | 5/31/2000
West Point Dairy Products | 1715 E Rd | West Point | NE | 68788-4567 | Cuming | NE00328 | Active | 5279 | 2001 | Kentube Engineered Products | ECON - Boiler Economizer | BOILER NO.3 | ECON - Boiler Economizer | 12/31/2026
West Point Dairy Products | 1715 E Rd | West Point | NE | 68788-4567 | Cuming | NE08981 | Inactive | 38936 | 1999 | Standard Refrigeration | UFPV - Unfired Pressure Vessel | Engine Room | 0017 - Ammonia Receiver | 12/31/2009
West Point Dairy Products | 1715 E Rd | West Point | NE | 68788-4567 | Cuming | NE08982 | Active | 1083 | 1968 | Eaton Metal | UFPV - Unfired Pressure Vessel | Compressor Room OUTSIDE | 0017 - Ammonia Receiver | 12/31/2027
West Point Dairy Products | 1715 E Rd | West Point | NE | 68788-4567 | Cuming | NE10745 | Inactive | 23393 | 1963 | Orr-Sembower | FTSM - FTS Marine Dry Back | Boiler Room | PROC - Process Steam | 12/31/2018
West Point Dairy Products | 1715 E Rd | West Point | NE | 68788-4567 | Cuming | NE14056 | Active | 23372 | 1968 | Kewanee | FTSM - FTS Marine Dry Back | Boiler Room | PROC - Process Steam | 12/31/2026
West Point Dairy Products | 1715 E Rd | West Point | NE | 68788-4567 | Cuming | NE14057 | Inactive | 23373 | 1968 | Kewanee | FTSM - FTS Marine Dry Back | Boiler Room | PROC - Process Steam | 12/31/2020
West Point Dairy Products | 1715 E Rd | West Point | NE | 68788-4567 | Cuming | NE14063 | Active | 23789 | 1968 | Kewanee | FTSM - FTS Marine Dry Back | Boiler Room | PROC - Process Steam | 12/31/2026
West Point Dairy Products | 1715 E Rd | West Point | NE | 68788-4567 | Cuming | NE23201 | Active | 1742 | 1982 | Kentube Engineered Products | ECON - Boiler Economizer | Boiler # 1 | HPEC - High Pressure Economizer | 12/31/2026
West Point Dairy Products | 1715 E Rd | West Point | NE | 68788-4567 | Cuming | NE23202 | Inactive | 3935 | 1994 | Kentube Engineered Products | ECON - Boiler Economizer | Boiler # 2 | ECON - Boiler Economizer | 12/31/2021
West Point Dairy Products | 1715 E Rd | West Point | NE | 68788-4567 | Cuming | NE23203 | Scrapped/Junked | 1744 | 2001 | Kent |  | BOILER ROOM |  | 7/31/1999
Weborg Feeding | 1737 V Rd | Pender | NE | 68047-4422 | Cuming | NE22132 | Active | 17138 | 2011 | Superior Boiler Works | FTSM - FTS Marine Dry Back | Flaker Building | PROC - Process Steam | 3/31/2027
Prime Stop Carwash | 1801 Hwy 275 | Wisner | NE | 68791 | Cuming | NE05945 | Active | 160562 | 2003 | Lochinvar | CPFT - Horiz Cpr Fin Boiler | MECH ROOM | HWHF - Hot Water Heat-Floor | 1/31/2027
Cuming County Courthouse | 200 S Lincoln St | West Point | NE | 68788-1874 | Cuming | NE15203 | Scrapped/Junked | N/A | 1969 | NATR | CI - Cast Iron | 911 CENTER | HWHT - Hot Water Heat | 10/31/2011
Cuming County Courthouse | 200 S Lincoln St | West Point | NE | 68788-1874 | Cuming | NE20947 | Active | 180889 | 2011 | Lochinvar | WTSS - Watertube SS Steel | Upstairs Boiler room | HWHT - Hot Water Heat | 10/31/2026
Cuming County Courthouse | 200 S Lincoln St | West Point | NE | 68788-1874 | Cuming | NE20948 | Active | 180891 | 2011 | Lochinvar | WTSS - Watertube SS Steel | Upstairs Boiler room | HWHT - Hot Water Heat | 10/31/2026
APARTMENT BUILDING | 211 E Park St | West Point | NE | 68788-1845 | CUMING | NE06211 | Scrapped/Junked |  | 1979 | PEERLESS HEATER COMPANY |  | LAUNDRY ROOM | HWHT - Hot Water Heat | 4/30/2006
Las Canas | 236 S Main St | West Point | NE | 68788-1835 | Cuming | NE04953 | Active | N/A | 1971 | Penn Range Boiler | CI - Cast Iron | BOILER ROOM | HWHT - Hot Water Heat | 10/31/2026
Las Canas | 236 S Main St | West Point | NE | 68788-1835 | Cuming | NE19261 | Exempt 1999 LB-66 |  | 1993 | RUUD | AHWH - ANSI/Fired Water Htr |  | HWSD - Hot Water Dom/Potable | 4/30/2000
West Point Community Theatre | 237 N Main St | West Point | NE | 68788-1417 | Cuming | NE18410 | Scrapped/Junked | n/a | 1991 | Peerless | CI - Cast Iron | BASEMENT | HWHT - Hot Water Heat | 3/31/2013
West Point Community Theatre | 237 N Main St | West Point | NE | 68788-1417 | Cuming | NE21965 | Exempt 1999 LB-66 |  | 1997 | AO SMITH | AHWH - ANSI/Fired Water Htr | AUDITORIUM | HWSD - Hot Water Dom/Potable | 3/31/2000
West Point Community Theatre | 237 N Main St | West Point | NE | 68788-1417 | Cuming | NE24508 | Active | 221596 | 2012 | Burnham | WTSS - Watertube SS Steel | mech room | HWHT - Hot Water Heat | 3/31/2027
West Point Community Theatre | 237 N Main St | West Point | NE | 68788-1417 | Cuming | NE24509 | Active | 240788 | 2012 | Burnham | WTSS - Watertube SS Steel | mech room | HWHT - Hot Water Heat | 3/31/2027
Albers Feedlot | 2408 6th Rd | Wisner | NE | 68791-3501 | Cuming | NE26019 | Active | 17910 | 2015 | Superior Boiler Works | FTHT - Firetube Horizontal | Boiler Plan | PROC - Process Steam | 9/30/2026
ST PAUL LUTHERAN SCHOOL | 244 E WALNUT ST | WEST POINT | NE | 68788 | CUMING | NE33267 | Inactive |  | 1958 | PENNCO |  | BOILER ROOM | STHT - Steam-Heat | 4/30/2003
City Of West Point Pool | 250 W Bridge St | West Point | NE | 68788-1430 | Cuming | NE12206 | Scrapped/Junked | 199646 | 2008 | Teledyne & Laars | CPFT - Horiz Cpr Fin Boiler | MECH ROOM | OPHT - Outdoor Pool Heater | 6/30/2023
City Of West Point Pool | 250 W Bridge St | West Point | NE | 68788-1430 | Cuming | NE40508 | Scrapped/Junked | 62106 | 1985 | TELEDYNE LAARS | CPFT - Horiz Cpr Fin Boiler | POOL | OPHT - Outdoor Pool Heater | 6/30/2008
First Bank of Bancroft | 301 Main Street | Bancroft | NE | 68004-3022 | Cuming | NE22534 | Active | nb | 1996 | Dunkirk | CI - Cast Iron | Basement | HWHT - Hot Water Heat | 1/31/2027
Horizon Inn & Suites | 301 Plaza Dr | West Point | NE | 68788-2611 | Cuming | NE07656 | Scrapped/Junked | 102017 | 2006 | A O Smith | CHWH - ASME/Fired Water Heater | MECH ROOM | HWSD - Hot Water Dom/Potable | 2/28/2016
Horizon Inn & Suites | 301 Plaza Dr | West Point | NE | 68788-2611 | Cuming | NE07657 | Scrapped/Junked | 103889 | 2006 | A O Smith | CHWH - ASME/Fired Water Heater | MECH ROOM | HWSD - Hot Water Dom/Potable | 2/28/2015
Horizon Inn & Suites | 301 Plaza Dr | West Point | NE | 68788-2611 | Cuming | NE25245 | Out of Service | 189728 | 2014 | AO SMITH | CHWH - ASME/Fired Water Heater | mech room | HWSD - Hot Water Dom/Potable | 2/28/2022
Horizon Inn & Suites | 301 Plaza Dr | West Point | NE | 68788-2611 | Cuming | NE26007 | Scrapped/Junked | 203816 | 2015 | A O Smith | CHWH - ASME/Fired Water Heater | Laundry room | HWSD - Hot Water Dom/Potable | 2/28/2024
APARTMENT BUILDING | 318 S Lincoln St | West Point | NE | 68788-2231 | CUMING | NE06212 | Scrapped/Junked |  | 1979 | WISE INDUSTRIES |  | LAUNDRY ROOM | HWHT - Hot Water Heat | 4/30/2007
St Joseph Home - 1186262 | 320 E Decatur St | West Point | NE | 68788-1514 | Cuming | NE14530 | Active | 17263 | 1988 | Burnham | FTFB - Firetube-Firebox Boiler | BOILER ROOM | HWHT - Hot Water Heat | 7/31/2026
St Joseph Home - 1186262 | 320 E Decatur St | West Point | NE | 68788-1514 | Cuming | NE14531 | Active | 17264 | 1988 | Burnham | FTFB - Firetube-Firebox Boiler | BOILER ROOM | HWHT - Hot Water Heat | 7/31/2026
St Joseph Home - 1186262 | 320 E Decatur St | West Point | NE | 68788-1514 | Cuming | NE14532 | Active | 57746 | 1988 | RAYP | CPFT - Horiz Cpr Fin Boiler | BOILER ROOM | HWSD - Hot Water Dom/Potable | 7/31/2026
St Joseph Home - 1186262 | 320 E Decatur St | West Point | NE | 68788-1514 | Cuming | NE14533 | Active | 57745 | 1988 | RAYP | CPFT - Horiz Cpr Fin Boiler | BOILER ROOM | HWSD - Hot Water Dom/Potable | 7/31/2026
St Mary's Convent | 322 N Monitor St | West Point | NE | 68788-1531 | Cuming | NE23155 | Active | na | 1958 | Kewanee | FTFB - Firetube-Firebox Boiler | BOILER ROOM | HWHT - Hot Water Heat | 12/31/2025
Assumption Bvm Parish | 343 N Monitor St | West Point | NE | 68788-1530 | Cuming | NE23154 | Exempt 1999 LB-66 |  | 1988 | AO SMITH | AHWH - ANSI/Fired Water Htr | AUDIT BOILER ROOM | HWSD - Hot Water Dom/Potable | 7/31/2000
Assumption Bvm Parish | 343 N Monitor St | West Point | NE | 68788-1530 | Cuming | NE23156 | Exempt 1999 LB-66 |  | 1993 | A. O. Smith | AHWH - ANSI/Fired Water Htr | CONVENT | HWSD - Hot Water Dom/Potable | 7/31/2000
Assumption Bvm Parish | 343 N Monitor St | West Point | NE | 68788-1530 | Cuming | NE31983 | Inactive |  | 1935 | PACIFIC | FT - Firetube Boiler | BOILER ROOM | STHT - Steam-Heat | 7/31/1992
Grain States Soya Inc | 400 Johnson Rd | West Point | NE | 68788-3596 | Cuming | NE06691 | Active | 12127 | 2005 | Hurst | FTSM - FTS Marine Dry Back | BOILER ROOM | PROC - Process Steam | 7/31/2026
Grain States Soya Inc | 400 Johnson Rd | West Point | NE | 68788-3596 | Cuming | NE10947 | Inactive | 6644 | 1974 | Superior Boiler Works | FTSM - FTS Marine Dry Back | BOILER ROOM | PROC - Process Steam | 8/31/2016
Grain States Soya Inc | 400 Johnson Rd | West Point | NE | 68788-3596 | Cuming | NE18054 | Inactive |  | 1992 | SLANT FIN |  | BOILER ROOM | HWHT - Hot Water Heat | 3/31/2003
Grain States Soya Inc | 400 Johnson Rd | West Point | NE | 68788-3596 | Cuming | NE18323 | Inactive |  | 1994 | SLANT FIN |  | BOILER ROOM | HWHT - Hot Water Heat | 3/31/2003
Grain States Soya Inc | 400 Johnson Rd | West Point | NE | 68788-3596 | Cuming | NE26014 | Active | 17969 | 2015 | Superior Boiler Works | FTHT - Firetube Horizontal | BOILER ROOM | PROC - Process Steam | 8/31/2026
Guardian Angels Grade School | 408 E Walnut St | West Point | NE | 68788-1537 | Cuming | NE16875 | Active | 43745 | 1991 | Kewanee | FTFB - Firetube-Firebox Boiler | BOILER ROOM | STHT - Steam-Heat | 12/31/2026
Guardian Angels Grade School | 408 E Walnut St | West Point | NE | 68788-1537 | Cuming | NE43469 | Active | 630685 | 2024 | Lochinvar | WTSS - Watertube SS Steel | Boiler Room | HWHT - Hot Water Heat | 12/31/2026
West Point Dairy Products | 412 E Elk St | West Point | NE | 68788-1065 | Cuming | NE04202 | Inactive | 24315 | 1970 | Kewanee | FTSM - FTS Marine Dry Back | BOILER ROOM | PROC - Process Steam | 6/30/2012
West Point Dairy Products | 412 E Elk St | West Point | NE | 68788-1065 | Cuming | NE04576 | Inactive | 33943 | 1980 | Kewanee | FTSM - FTS Marine Dry Back | BOILER ROOM | PROC - Process Steam | 6/30/2012
West Point Dairy Products | 412 E Elk St | West Point | NE | 68788-1065 | Cuming | NE23015 | Inactive | 9586 | 1998 | Johnston Boiler Co. | FTSM - FTS Marine Dry Back | BOILER ROOM | PROC - Process Steam | 6/30/2012
Howells Public School | 417 Center St | Howells | NE | 68641-4133 | Cuming | NE17598 | Active | 17568 | 2009 | Aldrich | FTVT - Firetube Vertical TB | Boiler Room | HWHT - Hot Water Heat | 1/31/2027
Howells Public School | 417 Center St | Howells | NE | 68641-4133 | Cuming | NE17599 | Active | 17600 | 2009 | Aldrich | FTVT - Firetube Vertical TB | Boiler Room | HWHT - Hot Water Heat | 1/31/2027
Howells Public School | 417 Center St | Howells | NE | 68641-4133 | Cuming | NE32849 | Scrapped/Junked |  | 1981 | H.B. SMITH |  | BOILER ROOM | HWHT - Hot Water Heat | 8/31/2000
Howells Public School | 417 Center St | Howells | NE | 68641-4133 | Cuming | NE37007 | Scrapped/Junked |  | 1985 | PEERLESS HEATER COMPANY |  | BOILER ROOM | HWHT - Hot Water Heat | 8/31/1999
Howells Public School | 417 Center St | Howells | NE | 68641-4133 | Cuming | NE40760 | Scrapped/Junked | 10098 | 1999 | ALES | FTVT - Firetube Vertical TB | PENTHOUSE BOILER ROOM | HWHT - Hot Water Heat | 8/31/2009
Howells Public School | 417 Center St | Howells | NE | 68641-4133 | Cuming | NE40761 | Scrapped/Junked | 10097 | 1999 | ALES | FTVT - Firetube Vertical TB | PENTHOUSE BOILER ROOM | HWHT - Hot Water Heat | 8/31/2009
Central Catholic Activity Center | 417 E Walnut St | West Point | NE | 68788-1536 | Cuming | NE17600 | Active | 17528 | 2009 | Aldrich | FTHT - Firetube Horizontal | Activity Center | STHT - Steam-Heat | 12/31/2026
Central Catholic Activity Center | 417 E Walnut St | West Point | NE | 68788-1536 | Cuming | NE31985 | Scrapped/Junked |  | 1955 | KEWA | FTFB - Firetube-Firebox Boiler | BOILER ROOM | STHT - Steam-Heat | 7/31/2009
Farmers Elevator Company | 419 10th St | Wisner | NE | 68791-2174 | Cuming | NE04061 | Scrapped/Junked | 7496 | 1976 | SUPR | FTSM - FTS Marine Dry Back | BOILER ROOM | PROC - Process Steam | 8/31/2009
Farmers Elevator Company | 419 10th St | Wisner | NE | 68791-2174 | Cuming | NE04558 | Scrapped/Junked | 7495 | 1976 | SUPR | FTSM - FTS Marine Dry Back | BOILER ROOM | PROC - Process Steam | 7/31/2009
Farmers Elevator Company | 419 10th St | Wisner | NE | 68791-2174 | Cuming | NE05152 | Scrapped/Junked | 9887 | 1986 | SUPR | FTSM - FTS Marine Dry Back | BOILER ROOM | PROC - Process Steam | 6/30/2009
Central Catholic High | 419 E Decatur St | West Point | NE | 68788-1560 | Cuming | NE31984 | Scrapped/Junked | n/a | 1962 | Kewanee | FTFB - Firetube-Firebox Boiler | BOILER ROOM | HWHT - Hot Water Heat | 12/31/2025
Central Catholic High | 419 E Decatur St | West Point | NE | 68788-1560 | Cuming | NE43470 | Active | 630684 | 2024 | Lochinvar | WTSS - Watertube SS Steel | Boiler Room | HWHT - Hot Water Heat | 12/31/2026
Colonial Haven | 424 Harrison St | Beemer | NE | 68716-4201 | Cuming | NE08414 | Scrapped/Junked | 64995 | 2001 | STAT | CHWH - ASME/Fired Water Heater | mech room | HWSD - Hot Water Dom/Potable | 10/31/2020
Colonial Haven | 424 Harrison St | Beemer | NE | 68716-4201 | Cuming | NE24313 | Scrapped/Junked | 71349 | 1999 | STAT | CHWH - ASME/Fired Water Heater | boiler room | HWSD - Hot Water Dom/Potable | 10/31/2016
Colonial Haven | 424 Harrison St | Beemer | NE | 68716-4201 | Cuming | NE26548 | Scrapped/Junked | 209931 | 2015 | AO SMITH | CHWH - ASME/Fired Water Heater | Mechanical Room | HWSD - Hot Water Dom/Potable | 10/31/2023
Colonial Haven | 424 Harrison St | Beemer | NE | 68716-4201 | Cuming | NE29176 | Active | 260879 | 2019 | Reliance | CHWH - ASME/Fired Water Heater | mech room | HWSD - Hot Water Dom/Potable | 10/31/2026
Colonial Haven | 424 Harrison St | Beemer | NE | 68716-4201 | Cuming | NE40175 | Exempt 1999 LB-66 |  | 1992 | VANGUARD | AHWH - ANSI/Fired Water Htr | FURNACE ROOM | HWSD - Hot Water Dom/Potable | 10/31/1999
Colonial Haven | 424 Harrison St | Beemer | NE | 68716-4201 | Cuming | NE40176 | Scrapped/Junked |  | 1984 | STATE INDUSTRIES | CHWH - ASME/Fired Water Heater | FURNACE ROOM | HWSD - Hot Water Dom/Potable | 10/31/2001
DARLING INTERNATIONAL | 425 Johnson Rd | West Point | NE | 68788-3596 | CUMING | NE11233 | Inactive | 20715 | 1960 | KEWANEE | FT - Firetube Boiler |  | PROC - Process Steam | 8/31/1998
DARLING INTERNATIONAL | 425 Johnson Rd | West Point | NE | 68788-3596 | CUMING | NE11290 | Inactive | 22105 | 1966 | KEWANEE | FT - Firetube Boiler |  | PROC - Process Steam | 8/31/1999
St Francis Memorial Hospital | 430 N Monitor St | West Point | NE | 68788-1555 | Cuming | NE05072 | Scrapped/Junked | n/a | 1950 | Kewanee | FTLO - Firetube Locomotive Type | BOILER ROOM | BSUP - Bldg Heat & Process | 8/31/2010
St Francis Memorial Hospital | 430 N Monitor St | West Point | NE | 68788-1555 | Cuming | NE05073 | Scrapped/Junked | n/a | 1950 | Kewanee | FTLO - Firetube Locomotive Type | BOILER ROOM | STHT - Steam-Heat | 8/31/2011
St Francis Memorial Hospital | 430 N Monitor St | West Point | NE | 68788-1555 | Cuming | NE06911 | Scrapped/Junked | 41567 | 2004 | Aerco International | FT - Firetube Boiler | NEW ADDITION | HWHT - Hot Water Heat | 8/31/2022
St Francis Memorial Hospital | 430 N Monitor St | West Point | NE | 68788-1555 | Cuming | NE06912 | Scrapped/Junked | 41568 | 2004 | Aerco International | FT - Firetube Boiler | NEW ADDITION | HWHT - Hot Water Heat | 8/31/2022
St Francis Memorial Hospital | 430 N Monitor St | West Point | NE | 68788-1555 | Cuming | NE19055 | Active | 1120 | 2010 | Unilux | WT - Water Tube Boiler | Boiler Room | STHT - Steam-Heat | 8/31/2026
St Francis Memorial Hospital | 430 N Monitor St | West Point | NE | 68788-1555 | Cuming | NE19056 | Active | 1119 | 2010 | Unilux | WT - Water Tube Boiler | Boiler Room | STHT - Steam-Heat | 8/31/2026
St Francis Memorial Hospital | 430 N Monitor St | West Point | NE | 68788-1555 | Cuming | NE21436 | Scrapped/Junked | N/A | 2010 | Harsco | CALU - Cast Aluminum | New Wing Boiler Room | HWHT - Hot Water Heat | 8/31/2016
St Francis Memorial Hospital | 430 N Monitor St | West Point | NE | 68788-1555 | Cuming | NE21437 | Scrapped/Junked | 90470 | 2009 | Harsco | VCPF - Vert Cpr Fin Blr | New Wing Boiler Room | HWHT - Hot Water Heat | 8/31/2017
St Francis Memorial Hospital | 430 N Monitor St | West Point | NE | 68788-1555 | Cuming | NE26709 | Active | 75768 | 2016 | Aerco International | FTVT - Firetube Vertical TB | Boiler south | HWHT - Hot Water Heat | 8/31/2026
St Francis Memorial Hospital | 430 N Monitor St | West Point | NE | 68788-1555 | Cuming | NE26710 | Active | 75767 | 2016 | Aerco International | FTVT - Firetube Vertical TB | Boiler south | HWHT - Hot Water Heat | 8/31/2026
St Francis Memorial Hospital | 430 N Monitor St | West Point | NE | 68788-1555 | Cuming | NE41443 | Active | 88792 | 2020 | Aerco | FTVT - Firetube Vertical TB | New Edition | HWHT - Hot Water Heat | 8/31/2026
St Francis Memorial Hospital | 430 N Monitor St | West Point | NE | 68788-1555 | Cuming | NE41444 | Active | 88830 | 2020 | Aerco | FTVT - Firetube Vertical TB | New Edition | HWHT - Hot Water Heat | 8/31/2026
Dave's Dry Cleaning | 452 S Lincoln St | West Point | NE | 68788-2208 | Cuming | NE08813 | Scrapped/Junked | 63210 | 2001 | AO SMITH | CHWH - ASME/Fired Water Heater | MECH ROOM | HWSD - Hot Water Dom/Potable | 2/28/2013
Dave's Dry Cleaning | 452 S Lincoln St | West Point | NE | 68788-2208 | Cuming | NE22030 | Scrapped/Junked | 164466 | 2011 | AO SMITH | CHWH - ASME/Fired Water Heater | MECH ROOM | HWSD - Hot Water Dom/Potable | 3/31/2023
Dave's Dry Cleaning | 452 S Lincoln St | West Point | NE | 68788-2208 | Cuming | NE30437 | Inactive | 16830 | 1983 | Bryan | WT - Water Tube Boiler | MECH RM | PROC - Process Steam | 3/31/2024
Dave's Dry Cleaning | 452 S Lincoln St | West Point | NE | 68788-2208 | Cuming | NE30466 | Scrapped/Junked | 10705 | 1990 | AO SMITH | WTHW - Watertube Wtr Heater | MECH ROOM | HWSP - Hot Water Non Potable Supply | 10/31/2001
St Paul's Lutheran Church | 509 13th St | Wisner | NE | 68791-2232 | Cuming | NE09450 | Active | n/a | 1988 | Dunkirk | CI - Cast Iron | Boiler Room | HWHT - Hot Water Heat | 10/31/2026
St Joseph Hillside Villa | 540 E Washington St | West Point | NE | 68788-1314 | Cuming | NE27865 | Active | 74483 | 2017 | PVI Industries | CHWH - ASME/Fired Water Heater | MECH ROOM | HWSD - Hot Water Dom/Potable | 9/30/2026
St Joseph Hillside Villa | 540 E Washington St | West Point | NE | 68788-1314 | Cuming | NE27866 | Active | 78599 | 2017 | PVI Industries | CHWH - ASME/Fired Water Heater | MECH ROOM | HWSD - Hot Water Dom/Potable | 9/30/2026
St Joseph Hillside Villa | 540 E Washington St | West Point | NE | 68788-1314 | Cuming | NE27867 | Active | 79130 | 2017 | Aerco | FTVT - Firetube Vertical TB | Mech.Room | GLYC - Glycol Bldg Heat Sys | 9/30/2026
St Joseph Hillside Villa | 540 E Washington St | West Point | NE | 68788-1314 | Cuming | NE27868 | Active | 79131 | 2017 | Aerco | FTVT - Firetube Vertical TB | Mech.Room | GLYC - Glycol Bldg Heat Sys | 9/30/2026
St Joseph Hillside Villa | 540 E Washington St | West Point | NE | 68788-1314 | Cuming | NE27869 | Active | 79132 | 2017 | Aerco | FTVT - Firetube Vertical TB | Mech.Room | GLYC - Glycol Bldg Heat Sys | 9/30/2026
Feller Feedlot | 565 River Road | Wisner | NE | 68791 | Cuming | NE00223 | Scrapped/Junked | 8687 | 2000 | Williams & Davis | FTSM - FTS Marine Dry Back | CHIPPER MILL | PROC - Process Steam | 12/31/2025
Feller Feedlot | 565 River Road | Wisner | NE | 68791 | Cuming | NE10628 | Active | 15111 | 2002 | SUPERIOR BOILERWORKS | FTSM - FTS Marine Dry Back | BOILER HOUSE | STHT - Steam-Heat | 5/31/2027
St John Nepomucene Rector | 614 Center St | Howells | NE | 68641-4069 | Cuming | NE21534 | Scrapped/Junked | 8812 | 1996 | ALES | FTFB - Firetube-Firebox Boiler | BOILER ROOM | STHT - Steam-Heat | 9/30/2009
West Point Power Plant | 617 N Mill St | West Point | NE | 68788-1245 | Cuming | NE40507 | Active | 88105 | 1999 | Teledyne Laars | CPFT - Horiz Cpr Fin Boiler | POWER PLANT | PREH - Preheater | 3/31/2027
NORCO MILLS | 644 S Railroad St | West Point | NE | 68788-2216 | CUMING | NE11839 | Inactive | 1716 | 1966 | SUPERIOR BOILERWORKS | FTSM - FTS Marine Dry Back | MILL AREA | PROC - Process Steam | 7/31/1999
D & S Tire Sales | 661 S Lincoln St | West Point | NE | 68788-2313 | Cuming | NE18409 | Scrapped/Junked | 46865 | 1995 | Kewannee | FTSM - FTS Marine Dry Back | Production Floor | PROC - Process Steam | 7/31/2013
D & S Tire Sales | 661 S Lincoln St | West Point | NE | 68788-2313 | Cuming | NE19864 | Active | 57952 | 2011 | Bryan Steam, LLC | WT - Water Tube Boiler | NW Corner New Bldg. | PROC - Process Steam | 7/31/2026
D & S Tire Sales | 661 S Lincoln St | West Point | NE | 68788-2313 | Cuming | NE23645 | Active | 17371 | 2012 | Superior Boiler Works | FTWB - FTS Marine Wet Back | Main Building | PROC - Process Steam | 7/31/2026
Wietfeld Grinding | 675 19th Rd | West Point | NE | 68788-4510 | Cuming | NE24247 | Active | N/A | 1999 | Burnham | CI - Cast Iron | MECH ROOM | HWFG - Hotwater Heat Floor-Glycl | 1/31/2027
Bancroft Rosalie Schools | 708 Main St | Bancroft | NE | 68004-3014 | Cuming | NE16459 | Inactive |  | 1991 | PEERLESS HEATER COMPANY |  | BOILER ROOM | STHT - Steam-Heat | 1/1/1900
Bancroft Rosalie Schools | 708 Main St | Bancroft | NE | 68004-3014 | Cuming | NE21297 | Inactive |  | 1976 | AO SMITH | AHWH - ANSI/Fired Water Htr | 105 POPLAR/GYM | HWSD - Hot Water Dom/Potable | 4/30/2000
Bancroft Rosalie Schools | 708 Main St | Bancroft | NE | 68004-3014 | Cuming | NE27201 | Active | 240685 | 2016 | Lochinvar | FTVT - Firetube Vertical TB | Mech. Room | HWHT - Hot Water Heat | 7/31/2026
Bancroft Rosalie Schools | 708 Main St | Bancroft | NE | 68004-3014 | Cuming | NE27202 | Active | 248036 | 2017 | Lochinvar | FTVT - Firetube Vertical TB | Mech. Room | HWHT - Hot Water Heat | 7/31/2026
Bancroft Rosalie Schools | 708 Main St | Bancroft | NE | 68004-3014 | Cuming | NE32487 | Inactive |  | 1983 | PEERLESS HEATER COMPANY |  | ROSALIE MIDDLE | STHT - Steam-Heat | 4/30/2000
Bancroft Rosalie Schools | 708 Main St | Bancroft | NE | 68004-3014 | Cuming | NE40839 | Scrapped/Junked | 9928 | 1998 | Les Inc/Aldrich Co | FTVT - Firetube Vertical TB | HIGH SCHL BOILER ROOM | HWHT - Hot Water Heat | 4/30/2017
Bancroft Rosalie Schools | 708 Main St | Bancroft | NE | 68004-3014 | Cuming | NE43734 | Active | 482639 | 2024 | AIC GDYNIA | FTVT - Firetube Vertical TB | Mechanical Room | HWHT - Hot Water Heat | 7/31/2026
Bancroft Rosalie Schools | 708 Main St | Bancroft | NE | 68004-3014 | Cuming | NE43735 | Active | 482062 | 2024 | AIC GDYNIA | FTVT - Firetube Vertical TB | Mechanical Room | HWHT - Hot Water Heat | 7/31/2026
WISNER-PILGER ELEMENTARY | 800 13TH ST | WISNER | NE | 68791 | CUMING | NE23014 | Exempt 1999 LB-66 |  | 1980 | STATE INDUSTRIES | AHWH - ANSI/Fired Water Htr | BOILER ROOM | HWSD - Hot Water Dom/Potable | 7/31/2001
Wisner-Pilger High School | 801 18th St | Wisner | NE | 68791-2007 | Cuming | NE04991 | Scrapped/Junked | 22502 | 1990 | US Radiator | CHWH - ASME/Fired Water Heater | COACH ROOM | HWSD - Hot Water Dom/Potable | 1/31/2013
Wisner-Pilger High School | 801 18th St | Wisner | NE | 68791-2007 | Cuming | NE06288 | Active | 94096 | 2005 | State Industries | CHWH - ASME/Fired Water Heater | GYM AREA | HWSD - Hot Water Dom/Potable | 1/31/2027
Wisner-Pilger High School | 801 18th St | Wisner | NE | 68791-2007 | Cuming | NE09052 | Active | 47374 | 2007 | Aerco International | FTVT - Firetube Vertical TB | NEW ADDITION | HWHT - Hot Water Heat | 1/31/2027
Wisner-Pilger High School | 801 18th St | Wisner | NE | 68791-2007 | Cuming | NE09053 | Active | 47375 | 2007 | Aerco International | FTVT - Firetube Vertical TB | NEW ADDITION | HWHT - Hot Water Heat | 1/31/2027
Wisner-Pilger High School | 801 18th St | Wisner | NE | 68791-2007 | Cuming | NE20156 | Exempt 1999 LB-66 |  | 1985 | STATE INDUSTRIES | AHWH - ANSI/Fired Water Htr | BOILER ROOM | HWSD - Hot Water Dom/Potable | 7/31/2002
Wisner-Pilger High School | 801 18th St | Wisner | NE | 68791-2007 | Cuming | NE20157 | Exempt 1999 LB-66 |  | 1984 | RHEEM MANUFACTURING CO | AHWH - ANSI/Fired Water Htr | LOCKER ROOM | HWSD - Hot Water Dom/Potable | 7/31/2002
Wisner-Pilger High School | 801 18th St | Wisner | NE | 68791-2007 | Cuming | NE23013 | Exempt 1999 LB-66 |  | 1998 | STATE INDUSTRIES | AHWH - ANSI/Fired Water Htr | LOCKER ROOM | HWSD - Hot Water Dom/Potable | 7/31/2002
Wisner-Pilger Elementary | 801 18th St | Wisner | NE | 68791-2007 | Cuming | NE33814 | Scrapped/Junked | n/a | 1954 | Fitzgibbons | FTFB - Firetube-Firebox Boiler | BOILER ROOM | STHT - Steam-Heat | 1/31/2013
Wisner-Pilger Elementary | 801 18th St | Wisner | NE | 68791-2007 | Cuming | NE33815 | Scrapped/Junked | n/a | 1954 | Fitzgibbons | FTFB - Firetube-Firebox Boiler | BOILER ROOM | STHT - Steam-Heat | 1/31/2013
Beemer Public Library | 815 3rd St | Beemer | NE | 68716-4227 | Cuming | NE20890 | Exempt 1999 LB-66 |  | 1982 | AO SMITH | AHWH - ANSI/Fired Water Htr |  | HWSD - Hot Water Dom/Potable | 8/31/2000
Beemer Public Library | 815 3rd St | Beemer | NE | 68716-4227 | Cuming | NE20891 | Active | 8823 | 1996 | Aldrich | FTFB - Firetube-Firebox Boiler | BOILER ROOM | STHT - Steam-Heat | 2/28/2027
Ultra Brite Car Wash | 850 S Colfax St | West Point | NE | 68788-2326 | Cuming | NE06285 | Scrapped/Junked |  | 1993 | HOTSY | COBL - Coil Type Boiler | MECH ROOM | HWHT - Hot Water Heat | 5/31/2008
Ultra Brite Car Wash | 850 S Colfax St | West Point | NE | 68788-2326 | Cuming | NE12207 | Active | N/A | 2000 | Weil-Mcclain | CI - Cast Iron | MECH ROOM | HWFP - Floor Heat & Nonpotable | 4/30/2027
K & G CLEANERS | 908 Avenue E | Wisner | NE | 68791-2249 | CUMING | NE00952 | Inactive | 2546 | 1952 | BRYAN STEAM LLC | WT - Water Tube Boiler |  | PROC - Process Steam | 6/30/1995
Premier Estates of West Point | 960 Prospect Rd | West Point | NE | 68788-2500 | Cuming | NE11655 | Scrapped/Junked | 5852 | 1989 | AOSM | COBL - Coil Type Boiler | MECH ROOM | HWSD - Hot Water Dom/Potable | 9/30/2015
Premier Estates of West Point | 960 Prospect Rd | West Point | NE | 68788-2500 | Cuming | NE26708 | Out of Service | C44142 | 2015 | A O Smith | COBL - Coil Type Boiler | Boiler Room | HWSD - Hot Water Dom/Potable | 1/31/2020
LAND O LAKES INC | PO Box 294 | West Point | NE | 68788-0294 | CUMING | NE09263 | Inactive | 1727 | 1968 | CLEAVER BROOKS | FT - Firetube Boiler | BOILER ROOM | PROC - Process Steam | 4/30/1996
Zion Lutheran School | S 20Th Rd | Bancroft | NE |  | Cuming | NE30244 | Inactive |  | 1949 | KEWA | FTFB - Firetube-Firebox Boiler | BOILER ROOM | STHT - Steam-Heat | 1/31/2008
Broken Bow United Methodist Church | 1000 S 3rd Ave | Broken Bow | NE | 68822-3043 | Custer | NE24136 | Scrapped/Junked | 27814 | 2006 | Heat Transfer Products Inc. | WTSS - Watertube SS Steel | mech room | HWHT - Hot Water Heat | 4/30/2016
Broken Bow United Methodist Church | 1000 S 3rd Ave | Broken Bow | NE | 68822-3043 | Custer | NE24137 | Scrapped/Junked | 27792 | 2006 | Heat Transfer Products Inc. | WTSS - Watertube SS Steel | mech room | HWHT - Hot Water Heat | 4/30/2016
Callaway Public School | 101 N Needham St | Callaway | NE | 68825-5202 | Custer | NE22445 | Scrapped/Junked | 58099 | 2000 | AOSM | COBL - Coil Type Boiler | GIRLS LOCKER ROOM | HWSD - Hot Water Dom/Potable | 11/30/2008
Callaway Public School | 101 N Needham St | Callaway | NE | 68825-5202 | Custer | NE22853 | Scrapped/Junked | 293496 | 2009 | Raypak | CHWH - ASME/Fired Water Heater | Boiler Room | HWSD - Hot Water Dom/Potable | 11/30/2022
Callaway Public School | 101 N Needham St | Callaway | NE | 68825-5202 | Custer | NE30251 | Scrapped/Junked | n/a | 1958 | Kewanee | FT - Firetube Boiler | Basement | STHT - Steam-Heat | 11/30/2021
Callaway Public School | 101 N Needham St | Callaway | NE | 68825-5202 | Custer | NE30252 | Scrapped/Junked | n/a | 1958 | Kewanee | FT - Firetube Boiler | Basement | STHT - Steam-Heat | 11/30/2022
Callaway Public School | 101 N Needham St | Callaway | NE | 68825-5202 | Custer | NE41380 | Active | 14679 | 2020 | Riello | COBL - Coil Type Boiler | Boiler Room | HWHT - Hot Water Heat | 11/30/2026
Callaway Public School | 101 N Needham St | Callaway | NE | 68825-5202 | Custer | NE41381 | Active | 14686 | 2020 | Riello | COBL - Coil Type Boiler | Boiler Room | HWHT - Hot Water Heat | 11/30/2026
Callaway Public School | 101 N Needham St | Callaway | NE | 68825-5202 | Custer | NE41382 | Active | 14684 | 2020 | Riello | COBL - Coil Type Boiler | Boiler Room | HWHT - Hot Water Heat | 11/30/2026
Callaway Public School | 101 N Needham St | Callaway | NE | 68825-5202 | Custer | NE41383 | Active | 14689 | 2020 | Riello | COBL - Coil Type Boiler | Boiler Room | HWHT - Hot Water Heat | 11/30/2026
Callaway Public School | 101 N Needham St | Callaway | NE | 68825-5202 | Custer | NE41384 | Active | 14622 | 2020 | Riello | COBL - Coil Type Boiler | Boiler Room | HWHT - Hot Water Heat | 11/30/2026
Callaway Public School | 101 N Needham St | Callaway | NE | 68825-5202 | Custer | NE41385 | Active | 14683 | 2020 | Riello | COBL - Coil Type Boiler | Boiler Room | HWHT - Hot Water Heat | 11/30/2026
Callaway Public School | 101 N Needham St | Callaway | NE | 68825-5202 | Custer | NE41386 | Active | 14678 | 2020 | Riello | COBL - Coil Type Boiler | Boiler Room | HWHT - Hot Water Heat | 11/30/2026
Callaway Public School | 101 N Needham St | Callaway | NE | 68825-5202 | Custer | NE41387 | Active | 14685 | 2020 | Riello | COBL - Coil Type Boiler | Boiler Room | HWHT - Hot Water Heat | 11/30/2026
CALLAWAY PUBLIC SCHOOL | 101 NEEDHAM AVE | CALLAWAY | NE | 68825 | CUSTER | NE03906 | Scrapped/Junked |  | 1974 | BOCK | AHWH - ANSI/Fired Water Htr | BOILER ROOM 2 | HWSD - Hot Water Dom/Potable | 7/31/2000
Ansley Public Schools | 1124 Cameron St. | Ansley | NE | 68814 | Custer | NE34836 | Scrapped/Junked | N/A | 1972 | Weil-Mcclain | CI - Cast Iron | BOILER ROOM | HWHT - Hot Water Heat | 1/31/2022
Ansley Public Schools | 1124 Cameron St. | Ansley | NE | 68814 | Custer | NE41172 | Active | 6448 | 2019 | Riello | COBL - Coil Type Boiler | Boiler Room | HWHT - Hot Water Heat | 12/31/2026
Ansley Public Schools | 1124 Cameron St. | Ansley | NE | 68814 | Custer | NE41173 | Active | 6449 | 2019 | Riello | COBL - Coil Type Boiler | Boiler Room | HWHT - Hot Water Heat | 12/31/2026
North Park Elementary School | 1135 N H St | Broken Bow | NE | 68822-1262 | Custer | NE20226 | Exempt 1999 LB-66 |  | 1982 | RHEEM MANUFACTURING CO | AHWH - ANSI/Fired Water Htr | BOILER ROOM | HWSD - Hot Water Dom/Potable | 7/31/1999
North Park Elementary School | 1135 N H St | Broken Bow | NE | 68822-1262 | Custer | NE25353 | Active | 5065 | 2013 | CAMUS | COND - Condenser | East Boiler Room | HWHT - Hot Water Heat | 3/31/2027
North Park Elementary School | 1135 N H St | Broken Bow | NE | 68822-1262 | Custer | NE25354 | Active | 5066 | 2013 | CAMUS | COND - Condenser | East Boiler Room | HWHT - Hot Water Heat | 3/31/2027
North Park Elementary School | 1135 N H St | Broken Bow | NE | 68822-1262 | Custer | NE30254 | Out of Service | NA | 1952 | Fitzgibbons | FT - Firetube Boiler | Boiler room | STHT - Steam-Heat | 3/31/2012
SARGENT DIST HOSPITAL | 1201 W Main St | Sargent | NE | 68874-4196 | CUSTER | NE16610 | Inactive | 3787 | 1970 | LOCHINVAR | CPFT - Horiz Cpr Fin Boiler | BOILER ROOM | HWSD - Hot Water Dom/Potable | 12/31/1999
SARGENT DIST HOSPITAL | 1201 W Main St | Sargent | NE | 68874-4196 | CUSTER | NE16611 | Inactive |  | 1970 | RHEEM MANUFACTURING CO | AHWH - ANSI/Fired Water Htr | BOILER ROOM | HWSD - Hot Water Dom/Potable | 12/31/1999
SARGENT DIST HOSPITAL | 1201 W Main St | Sargent | NE | 68874-4196 | CUSTER | NE16612 | Inactive |  | 1958 | BRYANT |  | 1201 MAIN | HWHT - Hot Water Heat | 12/31/1999
SARGENT DIST HOSPITAL | 1201 W Main St | Sargent | NE | 68874-4196 | CUSTER | NE16613 | Inactive |  | 1980 | AO SMITH | AHWH - ANSI/Fired Water Htr | BOILER ROOM | HWSD - Hot Water Dom/Potable | 12/31/1999
BROKEN BOW LAUNDRY | 135 S 9th Ave | Broken Bow | NE | 68822-2010 | CUSTER | NE04256 | Inactive |  | 1961 | AO SMITH | AHWH - ANSI/Fired Water Htr | 135 S 9TH | HWSD - Hot Water Dom/Potable | 7/31/1998
BROKEN BOW LAUNDRY | 135 S 9th Ave | Broken Bow | NE | 68822-2010 | CUSTER | NE11027 | Inactive | 12275 | 1947 | DUTTON | FT - Firetube Boiler |  | PROC - Process Steam | 7/31/1998
Jennie Melham Hospital | 145 Memorial Dr | Broken Bow | NE | 68822-1378 | Custer | NE02344 | Scrapped/Junked | 3572 | 1990 | WEIG | ELBL - Electric Boiler | STERILIZER ROOM | STER - Sterilizer | 10/31/2011
Jennie Melham Hospital | 145 Memorial Dr | Broken Bow | NE | 68822-1378 | Custer | NE02345 | Scrapped/Junked | 84282 | 1999 | RHEEM-RUUD | CHWH - ASME/Fired Water Heater | MECH ROOM | HWSD - Hot Water Dom/Potable | 10/31/2008
Jennie Melham Hospital | 145 Memorial Dr | Broken Bow | NE | 68822-1378 | Custer | NE02346 | Scrapped/Junked | 93924 | 2002 | RHER | CHWH - ASME/Fired Water Heater | MECH ROOM | HWSD - Hot Water Dom/Potable | 10/31/2012
Jennie Melham Hospital | 145 Memorial Dr | Broken Bow | NE | 68822-1378 | Custer | NE12654 | Scrapped/Junked | 114963 | 2007 | Ruud-Rheem | FT - Firetube Boiler | MECH ROOM | HWSD - Hot Water Dom/Potable | 10/31/2009
Jennie Melham Hospital | 145 Memorial Dr | Broken Bow | NE | 68822-1378 | Custer | NE15398 | Scrapped/Junked | 119423 | 2008 | RHEEM | CHWH - ASME/Fired Water Heater | Mech Room | HWSD - Hot Water Dom/Potable | 10/31/2011
Jennie Melham Hospital | 145 Memorial Dr | Broken Bow | NE | 68822-1378 | Custer | NE15399 | Active | 129556 | 2008 | A O Smith | CHWH - ASME/Fired Water Heater | AREA A, LL | HWSD - Hot Water Dom/Potable | 10/31/2026
Jennie Melham Hospital | 145 Memorial Dr | Broken Bow | NE | 68822-1378 | Custer | NE15400 | Active | 129502 | 2008 | A O Smith | CHWH - ASME/Fired Water Heater | AREA A, LL | HWSD - Hot Water Dom/Potable | 10/31/2026
Jennie Melham Hospital | 145 Memorial Dr | Broken Bow | NE | 68822-1378 | Custer | NE15726 | Scrapped/Junked | 17552 | 2009 | ALDRICH COMPANY | FTVT - Firetube Vertical TB | AREA A, LL | GLYC - Glycol Bldg Heat Sys | 10/31/2021
Jennie Melham Hospital | 145 Memorial Dr | Broken Bow | NE | 68822-1378 | Custer | NE15727 | Scrapped/Junked | 17553 | 2009 | ALDRICH COMPANY | FTVT - Firetube Vertical TB | AREA A, LL | GLYC - Glycol Bldg Heat Sys | 10/31/2021
Jennie Melham Hospital | 145 Memorial Dr | Broken Bow | NE | 68822-1378 | Custer | NE24669 | Active | 2140 | 2011 | Steris Corp | ELBL - Electric Boiler | sterile supply | STER - Sterilizer | 10/31/2026
Jennie Melham Hospital | 145 Memorial Dr | Broken Bow | NE | 68822-1378 | Custer | NE24670 | Active | 156298 | 2011 | American | CHWH - ASME/Fired Water Heater | 1378 | HWSD - Hot Water Dom/Potable | 10/31/2026
Jennie Melham Hospital | 145 Memorial Dr | Broken Bow | NE | 68822-1378 | Custer | NE24671 | Active | 156301 | 2011 | American | CHWH - ASME/Fired Water Heater | 1378 | HWSD - Hot Water Dom/Potable | 10/31/2026
Jennie Melham Hospital | 145 Memorial Dr | Broken Bow | NE | 68822-1378 | Custer | NE41111 | Active | 11234 | 2020 | Riello | COBL - Coil Type Boiler | Basement | GLYC - Glycol Bldg Heat Sys | 10/31/2026
Jennie Melham Hospital | 145 Memorial Dr | Broken Bow | NE | 68822-1378 | Custer | NE41112 | Active | 10875 | 2020 | Riello | COBL - Coil Type Boiler | Basement | GLYC - Glycol Bldg Heat Sys | 10/31/2026
Jennie Melham Hospital | 145 Memorial Dr | Broken Bow | NE | 68822-1378 | Custer | NE41113 | Active | 10863 | 2020 | Riello | COBL - Coil Type Boiler | Basement | GLYC - Glycol Bldg Heat Sys | 10/31/2026
Jennie Melham Hospital | 145 Memorial Dr | Broken Bow | NE | 68822-1378 | Custer | NE41114 | Active | 10859 | 2020 | Riello | COBL - Coil Type Boiler | Basement | GLYC - Glycol Bldg Heat Sys | 10/31/2026
Becton Dickinson | 150 S 1st Ave | Broken Bow | NE | 68822-2203 | Custer | NE14961 | Inactive | 5736 | 1988 | ALDRICH | FTVT - Firetube Vertical TB | HOT WATER RM | HWSP - Hot Water Non Potable Supply | 7/31/1993
Becton Dickinson | 150 S 1st Ave | Broken Bow | NE | 68822-2203 | Custer | NE14962 | Scrapped/Junked | 5718 | 1988 | ALDRICH | FTVT - Firetube Vertical TB | HOT WATER RM | HWSP - Hot Water Non Potable Supply | 7/31/1999
Becton Dickinson | 150 S 1st Ave | Broken Bow | NE | 68822-2203 | Custer | NE14963 | Inactive | 5156 | 1989 | ALDRICH | FTVT - Firetube Vertical TB | HOT WATER RM | HWSP - Hot Water Non Potable Supply | 7/31/1993
Becton Dickinson | 150 S 1st Ave | Broken Bow | NE | 68822-2203 | Custer | NE18201 | Scrapped/Junked | 7680 | 1993 | Aldrich | CHWH - ASME/Fired Water Heater |  | HWSD - Hot Water Dom/Potable | 7/31/1999
Becton Dickinson | 150 S 1st Ave | Broken Bow | NE | 68822-2203 | Custer | NE19001 | Scrapped/Junked | 8214 | 1995 | ALDRICH/LES | FTVT - Firetube Vertical TB | DEPT 900 HTR R | HWSP - Hot Water Non Potable Supply | 7/31/2004
Becton-Dickinson | 150 S 1st Ave | Broken Bow | NE | 68822-2203 | Custer | NE14098 | Scrapped/Junked | 34094 | 1974 | Cleaver & Brooks | FT - Firetube Boiler | Boiler Room | PROC - Process Steam | 7/31/2021
Becton-Dickinson | 150 S 1st Ave | Broken Bow | NE | 68822-2203 | Custer | NE22424 | Active | 9628 | 1998 | Aldrich | CHWH - ASME/Fired Water Heater | Boiler area | HWSD - Hot Water Dom/Potable | 7/31/2025
Becton-Dickinson | 150 S 1st Ave | Broken Bow | NE | 68822-2203 | Custer | NE26440 | Active | 11424 | 2016 | Johnston Boiler Co. | FT - Firetube Boiler | Boiler Room | PROC - Process Steam | 4/30/2026
Becton-Dickinson | 150 S 1st Ave | Broken Bow | NE | 68822-2203 | Custer | NE29153 | Out of Service | 1468 | 2020 | Fulton | FTNT - FT Vertical Tubeless | BOILER ROOM | PROC - Process Steam | 7/31/2023
Becton-Dickinson | 150 S 1st Ave | Broken Bow | NE | 68822-2203 | Custer | NE29154 | Active | 1470 | 2020 | Fulton | FTNT - FT Vertical Tubeless | BOILER ROOM | PROC - Process Steam | 7/31/2025
Becton-Dickinson | 150 S 1st Ave | Broken Bow | NE | 68822-2203 | Custer | NE43622 | Active | 12065 | 2025 | Johnston Boiler Co. | FT - Firetube Boiler | Boiler Room | PROC - Process Steam | 7/31/2026
Becton-Dickinson | 150 S 1st Ave | Broken Bow | NE | 68822-2203 | Custer | NE43623 | Active | 808 | 2025 | ETech | ECON - Boiler Economizer | Boiler Room | ECON - Boiler Economizer | 7/31/2026
Becton-Dickinson | 150 S 1st Ave | Broken Bow | NE | 68822-2203 | Custer | NE43624 | Active | 2340 | 2016 | ECONOMATERS LLC | ECON - Boiler Economizer | Boiler Room | ECON - Boiler Economizer | 7/31/2026
Former NE National Guard | 160 S 1st Ave | Broken Bow | NE | 68822-2203 | Custer | NE40455 | Active | N/A | 1989 | Peerless | CI - Cast Iron | BOILER ROOM | STHT - Steam-Heat | 4/30/2025
John & Cindee Haddix | 201 S Hwy 183 | Sargent | NE | 68874-4185 | Custer | NE14297 | Out of Service | n/a | 1988 | Ruud-Rheem | AHWH - ANSI/Fired Water Htr | BOILER ROOM | HWSD - Hot Water Dom/Potable | 3/31/2011
John & Cindee Haddix | 201 S Hwy 183 | Sargent | NE | 68874-4185 | Custer | NE18463 | Out of Service | 28710 | 1995 | AO SMITH | AHWH - ANSI/Fired Water Htr | BOILER ROOM | HWSD - Hot Water Dom/Potable | 3/31/2011
Callaway Hospital | 211 E Kimball St | Callaway | NE | 68825-2589 | Custer | NE03890 | Scrapped/Junked |  | 1950 | HYDR | CI - Cast Iron | BASEMENT | HWHT - Hot Water Heat | 6/30/2009
Callaway Hospital | 211 E Kimball St | Callaway | NE | 68825-2589 | Custer | NE03891 | Scrapped/Junked | 31510 | 1978 | Kewannee | FTFB - Firetube-Firebox Boiler | Boiler Room | STHT - Steam-Heat | 12/31/2024
Callaway Hospital | 211 E Kimball St | Callaway | NE | 68825-2589 | Custer | NE03892 | Out of Service | 31514 | 1978 | Kewannee | FTFB - Firetube-Firebox Boiler | Boiler Room | STHT - Steam-Heat | 12/31/2024
Callaway Hospital | 211 E Kimball St | Callaway | NE | 68825-2589 | Custer | NE03893 | Scrapped/Junked | 33468 | 1978 | PM LATTNER MFR COMPANY | FTFB - Firetube-Firebox Boiler | BOILER ROOM | STHT - Steam-Heat | 6/30/2002
Callaway Hospital | 211 E Kimball St | Callaway | NE | 68825-2589 | Custer | NE20228 | Exempt 1999 LB-66 |  | 1978 | AO SMITH | AHWH - ANSI/Fired Water Htr |  | HWSD - Hot Water Dom/Potable | 6/30/2000
Callaway Hospital | 211 E Kimball St | Callaway | NE | 68825-2589 | Custer | NE21197 | Scrapped/Junked | 32452 | 1995 | AOSM | CHWH - ASME/Fired Water Heater | Boiler Room | HWSD - Hot Water Dom/Potable | 12/31/2012
Callaway Hospital | 211 E Kimball St | Callaway | NE | 68825-2589 | Custer | NE22854 | Scrapped/Junked | 172653 | 2012 | AOSM | CHWH - ASME/Fired Water Heater | Boiler Room | HWSD - Hot Water Dom/Potable | 12/31/2023
Callaway Hospital | 211 E Kimball St | Callaway | NE | 68825-2589 | Custer | NE43605 | Active | 3131 | 2023 | Riello | WTSS - Watertube SS Steel | Mechanical Room | HWHT - Hot Water Heat | 6/30/2026
Callaway Hospital | 211 E Kimball St | Callaway | NE | 68825-2589 | Custer | NE43606 | Active | 3101 | 2023 | Riello | WTSS - Watertube SS Steel | Mechanical Room | HWHT - Hot Water Heat | 6/30/2026
Callaway Hospital | 211 E Kimball St | Callaway | NE | 68825-2589 | Custer | NE43607 | Active | 3113 | 2023 | Riello | WTSS - Watertube SS Steel | Mechanical Room | HWHT - Hot Water Heat | 6/30/2026
Callaway Hospital | 211 E Kimball St | Callaway | NE | 68825-2589 | Custer | NE43608 | Active | 3037 | 2023 | Riello | WTSS - Watertube SS Steel | Mechanical Room | HWHT - Hot Water Heat | 6/30/2026
SUPER 8 MOTEL | 215 E SE HWY | BROKEN BOW | NE | 68822 | CUSTER | NE40501 | Scrapped/Junked |  | 1990 | AO SMITH | AHWH - ANSI/Fired Water Htr | MECH ROOM | HWSD - Hot Water Dom/Potable | 4/30/2000
SUPER 8 MOTEL | 215 E SE HWY | BROKEN BOW | NE | 68822 | CUSTER | NE40502 | Scrapped/Junked |  | 1990 | AO SMITH | AHWH - ANSI/Fired Water Htr | MECH ROOM | HWSD - Hot Water Dom/Potable | 4/30/2000
Ansley Swimming Pool | 217 Nile St | Ansley | NE | 68814 | Custer | NE17569 | Scrapped/Junked | 247792 | 2006 | Raypak | CPPH - Ansi Cpr Fin Pool Heater | Outside | OPHT - Outdoor Pool Heater | 6/30/2023
Ansley Swimming Pool | 217 Nile St | Ansley | NE | 68814 | Custer | NE25410 | Scrapped/Junked | 141757 | 1997 | Teledyne & Laars | CPFT - Horiz Cpr Fin Boiler | Pool heater area | OPHT - Outdoor Pool Heater | 6/30/2009
Ansley Swimming Pool | 217 Nile St | Ansley | NE | 68814 | Custer | NE25411 | Scrapped/Junked | 141759 | 1997 | Teledyne & Laars | CPFT - Horiz Cpr Fin Boiler | Pool building blr rm | OPHT - Outdoor Pool Heater | 6/30/2008
Ansley Swimming Pool | 217 Nile St | Ansley | NE | 68814 | Custer | NE42216 | Active | 557966 | 2023 | Raypak | CPPH - Ansi Cpr Fin Pool Heater | Outside | OPHT - Outdoor Pool Heater | 7/31/2026
Vacant Building | 224 East South E St | Broken Bow | NE | 68822-2649 | Custer | NE00225 | Scrapped/Junked | N/A | 2000 | HYDR | CI - Cast Iron | BOILER ROOM | HWHT - Hot Water Heat | 2/28/2010
Vacant Building | 224 East South E St | Broken Bow | NE | 68822-2649 | Custer | NE00725 | Scrapped/Junked | N/A | 2000 | HYDR | CI - Cast Iron | BOILER ROOM | HWHT - Hot Water Heat | 2/28/2010
Vacant Building | 224 East South E St | Broken Bow | NE | 68822-2649 | Custer | NE07651 | Scrapped/Junked |  |  | HYDROTHERM/ADV THER HYD |  | BOILER ROOM | HWHT - Hot Water Heat | 2/28/2008
Vacant Building | 224 East South E St | Broken Bow | NE | 68822-2649 | Custer | NE08611 | Scrapped/Junked | 62005 | 2001 | AO SMITH | CHWH - ASME/Fired Water Heater | NORTH BOILER ROOM | HWSD - Hot Water Dom/Potable | 2/28/2009
Vacant Building | 224 East South E St | Broken Bow | NE | 68822-2649 | Custer | NE10447 | Inactive | 206626 | 2003 | Raypak | CPFH - Copper Fin Water Heater | SOUTH BOILER ROOM | HWSD - Hot Water Dom/Potable | 2/28/2019
Vacant Building | 224 East South E St | Broken Bow | NE | 68822-2649 | Custer | NE13905 | Scrapped/Junked | 30462 | 2007 | HEAT TRANSFER PRODUCTS IN | WTSS - Watertube SS Steel | BOILER ROOM | HWSD - Hot Water Dom/Potable | 2/28/2013
Vacant Building | 224 East South E St | Broken Bow | NE | 68822-2649 | Custer | NE14289 | Scrapped/Junked | N/A | 1986 | HYDR | CI - Cast Iron | BOILER ROOM | HWHT - Hot Water Heat | 2/28/2010
Vacant Building | 224 East South E St | Broken Bow | NE | 68822-2649 | Custer | NE14290 | Scrapped/Junked |  | 1986 | HYDROTHERM/ADV THER HYD |  | BOILER ROOM | HWHT - Hot Water Heat | 3/31/2001
Vacant Building | 224 East South E St | Broken Bow | NE | 68822-2649 | Custer | NE14291 | Scrapped/Junked | N/A | 1965 | HYDR | CI - Cast Iron | BOILER ROOM | HWHT - Hot Water Heat | 2/28/2010
Vacant Building | 224 East South E St | Broken Bow | NE | 68822-2649 | Custer | NE14292 | Scrapped/Junked |  | 1978 | AO SMITH | AHWH - ANSI/Fired Water Htr | BOILER ROOM | HWSD - Hot Water Dom/Potable | 2/28/2003
Vacant Building | 224 East South E St | Broken Bow | NE | 68822-2649 | Custer | NE14294 | Scrapped/Junked | N/A | 1965 | AMST | CI - Cast Iron | BOILER ROOM | HWHT - Hot Water Heat | 2/28/2010
Vacant Building | 224 East South E St | Broken Bow | NE | 68822-2649 | Custer | NE15397 | Inactive | 109894 | 2006 | RHEEM | CHWH - ASME/Fired Water Heater | North Boiler Room | HWSD - Hot Water Dom/Potable | 2/28/2019
Vacant Building | 224 East South E St | Broken Bow | NE | 68822-2649 | Custer | NE17401 | Scrapped/Junked | N/A | 1992 | HYDROTHERM/ADV THER HYD |  | BOILER ROOM | HWHT - Hot Water Heat | 2/28/2008
Vacant Building | 224 East South E St | Broken Bow | NE | 68822-2649 | Custer | NE21107 | Exempt 1999 LB-66 |  | 1993 | RHEEM MANUFACTURING CO | AHWH - ANSI/Fired Water Htr |  | HWSD - Hot Water Dom/Potable | 3/31/2000
Vacant Building | 224 East South E St | Broken Bow | NE | 68822-2649 | Custer | NE21108 | Exempt 1999 LB-66 |  | 1993 | RHEEM MANUFACTURING CO | AHWH - ANSI/Fired Water Htr |  | HWSD - Hot Water Dom/Potable | 3/31/2000
Vacant Building | 224 East South E St | Broken Bow | NE | 68822-2649 | Custer | NE21169 | Exempt 1999 LB-66 |  | 1992 | AO SMITH | AHWH - ANSI/Fired Water Htr | BOILER ROOM | HWSD - Hot Water Dom/Potable | 3/31/2000
Diamond Express Car Wash | 2990 S E St | Broken Bow | NE | 68822-1807 | Custer | NE29165 | Active | 114543 | 2013 | AIC | COBL - Coil Type Boiler | Mechanical room | GLFH - Glycol Floor Heat System | 5/31/2026
Assumption Blessed Virgin Mary | 300 N 2nd St | Sargent | NE | 68874-4100 | Custer | NE19372 | Active | N/A | 1996 | Dunkirk | CI - Cast Iron | RECTORY BASEMENT | HWHT - Hot Water Heat | 3/31/2027
Custer County Chief | 305 S 10th Ave | Broken Bow | NE | 68822-2019 | Custer | NE34163 | Out of Service |  | 1960 | ARSS | CI - Cast Iron | BOILER ROOM | STHT - Steam-Heat | 10/31/2008
Callaway Municipal Pool | 310 E Pacific | Callaway | NE | 68825-2641 | Custer | NE06431 | Scrapped/Junked | 130662 | 2002 | Teledyne Laars | CPFT - Horiz Cpr Fin Boiler | OUTDOOR MECH ROOM | OPHT - Outdoor Pool Heater | 6/30/2016
Callaway Municipal Pool | 310 E Pacific | Callaway | NE | 68825-2641 | Custer | NE26200 | Scrapped/Junked | 274278 | 2016 | Teledyne Laars | CPFT - Horiz Cpr Fin Boiler | OUTDOOR MECH ROOM | OPHT - Outdoor Pool Heater | 6/30/2024
CALLAWAY MUNICIPAL POOL | 310 E PACIFIC | CALLAWAY | NE | 68825-2641 | CUSTER | NE25434 | Scrapped/Junked | 61523 | 1985 | TELEDYNE LAARS | CPFT - Horiz Cpr Fin Boiler | BOILER ROOM OUTDOOR | OPHT - Outdoor Pool Heater | 6/30/2003
Arcadia Public School | 320 W Owens St | Arcadia | NE | 68815 | Custer | NE15235 | Active | 41987 | 1989 | Kewanee | FTFB - Firetube-Firebox Boiler | BOILER ROOM | HWHT - Hot Water Heat | 12/31/2026
Arcadia Public School | 320 W Owens St | Arcadia | NE | 68815 | Custer | NE20417 | Exempt 1999 LB-66 |  | 1986 | AO SMITH | AHWH - ANSI/Fired Water Htr | GYM BOILER | HWSD - Hot Water Dom/Potable | 7/31/1999
Arcadia Public School | 320 W Owens St | Arcadia | NE | 68815 | Custer | NE20418 | Exempt 1999 LB-66 |  | 1986 | AO SMITH | AHWH - ANSI/Fired Water Htr | GYM BOILER | HWSD - Hot Water Dom/Potable | 7/31/1999
Arcadia Public School | 320 W Owens St | Arcadia | NE | 68815 | Custer | NE24673 | Active | n/a | 2013 | Peerless | CI - Cast Iron | boiler room | STHT - Steam-Heat | 12/31/2026
Arcadia Public School | 320 W Owens St | Arcadia | NE | 68815 | Custer | NE33252 | Scrapped/Junked |  | 1951 | PACIFIC | FT - Firetube Boiler | BOILER ROOM | STHT - Steam-Heat | 7/31/1999
Arcadia Public School | 320 W Owens St | Arcadia | NE | 68815 | Custer | NE40793 | Scrapped/Junked | n/a | 1999 | Dunkirk | CI - Cast Iron | BOILER ROOM | STHT - Steam-Heat | 12/31/2014
Master Cleaners | 321 S 8th Ave | Broken Bow | NE | 68822-2006 | Custer | NE00220 | Out of Service | 50441 | 2000 | Lattner Boiler Co | FTNF - Firetube Flueless | BOILER ROOM | PROC - Process Steam | 7/31/2017
Master Cleaners | 321 S 8th Ave | Broken Bow | NE | 68822-2006 | Custer | NE05566 | Scrapped/Junked | 9466 | 1969 | YORK SHIPLEY | FT - Firetube Boiler |  | PROC - Process Steam | 7/31/2000
Broken Bow High School | 323 N 7th Ave | Broken Bow | NE | 68822-1718 | Custer | NE23253 | Out of Service | 10025 | 1998 | Aldrich | FT - Firetube Boiler | Middle School Boiler Room | STHT - Steam-Heat | 3/31/2014
Broken Bow High School | 323 N 7th Ave | Broken Bow | NE | 68822-1718 | Custer | NE31416 | Scrapped/Junked | NA | 1963 | Bryant Boiler | CI - Cast Iron | Middle school boiler room | HWHT - Hot Water Heat | 3/31/2011
Broken Bow High School | 323 N 7th Ave | Broken Bow | NE | 68822-1718 | Custer | NE31417 | Scrapped/Junked | 3387 | 1967 | Sellers Engineering | FT - Firetube Boiler | High school boiler room | HWSD - Hot Water Dom/Potable | 3/31/2026
Broken Bow High School | 323 N 7th Ave | Broken Bow | NE | 68822-1718 | Custer | NE31418 | Scrapped/Junked | NA | 1967 | Kewannee | FT - Firetube Boiler | High school boiler room | HWHT - Hot Water Heat | 3/31/2026
Broken Bow High School | 323 N 7th Ave | Broken Bow | NE | 68822-1718 | Custer | NE31419 | Scrapped/Junked | NA | 1967 | Kewannee | FT - Firetube Boiler | High school boiler room | HWHT - Hot Water Heat | 3/31/2026
Broken Bow High School | 323 N 7th Ave | Broken Bow | NE | 68822-1718 | Custer | NE31420 | Out of Service | 11901 | 1968 | Cleveland | COOK - Fired Cooker | High school cafeteria | PROC - Process Steam | 3/31/2023
Broken Bow High School | 323 N 7th Ave | Broken Bow | NE | 68822-1718 | Custer | NE43847 | Active | 439373 | 2025 | Lochinvar | FTHT - Firetube Horizontal | Boiler Room | HWHT - Hot Water Heat | 3/31/2027
Broken Bow High School | 323 N 7th Ave | Broken Bow | NE | 68822-1718 | Custer | NE43848 | Active | 439371 | 2025 | Lochinvar | FTHT - Firetube Horizontal | Boiler Room | HWHT - Hot Water Heat | 3/31/2027
BROKEN BOW MIDDLE SCHOOL | 323 S 9th Ave | Broken Bow | NE | 68822-2013 | CUSTER | NE30253 | Inactive |  | 1938 | BROWNELL | FT - Firetube Boiler |  | STHT - Steam-Heat | 7/31/1999
Sargent Public School | 400 N 5th St | Sargent | NE | 68874-6104 | Custer | NE20253 | Scrapped/Junked |  | 1995 | AO SMITH | AHWH - ANSI/Fired Water Htr |  | HWSD - Hot Water Dom/Potable | 7/31/1999
Sargent Public School | 400 N 5th St | Sargent | NE | 68874-6104 | Custer | NE31376 | Active | N/A | 1962 | Kewanee | FTFB - Firetube-Firebox Boiler | BOILER ROOM | GLYC - Glycol Bldg Heat Sys | 3/31/2027
Sargent Public School | 400 N 5th St | Sargent | NE | 68874-6104 | Custer | NE34396 | Active | N/A | 1971 | Kewanee | FTFB - Firetube-Firebox Boiler | BOILER ROOM | GLYC - Glycol Bldg Heat Sys | 3/31/2027
PRAIRIE EYE CARE | 400 S 8th Ave | Broken Bow | NE | 68822-2009 | CUSTER | NE16419 | Inactive | N/A | 1985 | PEERLESS HEATER COMPANY |  | BASEMENT | STHT - Steam-Heat | 10/31/2008
Custer County Courthouse | 431 S 10th Ave | Broken Bow | NE | 68822-2043 | Custer | NE06377 | Active | 41853 | 2005 | Aerco International | HCFT - Helical FT-Boiler | BASEMENT | HWHT - Hot Water Heat | 4/30/2027
Custer County Courthouse | 431 S 10th Ave | Broken Bow | NE | 68822-2043 | Custer | NE09487 | Scrapped/Junked |  | 1968 | PEERLESS HEATER COMPANY |  | BOILER ROOM | HWHT - Hot Water Heat | 11/30/2004
Kinkaider Brewery | 43860 Paulsen Rd | Broken Bow | NE | 68822-7120 | Custer | NE27580 | Active | 18950 | 2018 | RITE | CI - Cast Iron | Boiler Room | PROC - Process Steam | 9/30/2026
BROKEN BOW PACKING | 518 Memorial Dr | Broken Bow | NE | 68822-4204 | CUSTER | NE05881 | Inactive | 12782 | 1950 | PM LATTNER MFR COMPANY | FT - Firetube Boiler | REAR OF PLANT | PROC - Process Steam | 7/31/1996
Callaway Good Life Center | 600 W Kimball St | Callaway | NE | 68825-2592 | Custer | NE10448 | Scrapped/Junked | 80233 | 2003 | AO SMITH | CHWH - ASME/Fired Water Heater | MECH ROOM | HWSD - Hot Water Dom/Potable | 4/30/2012
Callaway Good Life Center | 600 W Kimball St | Callaway | NE | 68825-2592 | Custer | NE15974 | Scrapped/Junked | n/a | 1986 | AO SMITH | AHWH - ANSI/Fired Water Htr | MECH ROOM | HWSD - Hot Water Dom/Potable | 4/30/2012
Callaway Good Life Center | 600 W Kimball St | Callaway | NE | 68825-2592 | Custer | NE15975 | Scrapped/Junked |  | 1988 | AO SMITH | AHWH - ANSI/Fired Water Htr | MECH ROOM | HWSD - Hot Water Dom/Potable | 4/30/2007
Callaway Good Life Center | 600 W Kimball St | Callaway | NE | 68825-2592 | Custer | NE18995 | Exempt 1999 LB-66 |  | 1983 | RHEEM MANUFACTURING CO | AHWH - ANSI/Fired Water Htr |  | HWSD - Hot Water Dom/Potable | 4/30/2000
Callaway Good Life Center | 600 W Kimball St | Callaway | NE | 68825-2592 | Custer | NE20584 | Active | 120520 | 2009 | RHEEM | CHWH - ASME/Fired Water Heater | Mech. Room | HWSD - Hot Water Dom/Potable | 4/30/2026
Callaway Good Life Center | 600 W Kimball St | Callaway | NE | 68825-2592 | Custer | NE21444 | Active | 161716 | 2011 | AO SMITH | CHWH - ASME/Fired Water Heater | MECH ROOM | HWSD - Hot Water Dom/Potable | 4/30/2026
Precious Angel Daycare | 604 S H St | Broken Bow | NE | 68822-2556 | Custer | NE25433 | Scrapped/Junked | 154996 | 1999 | Raypak | WT - Water Tube Boiler | BOILER ROOM | HWHT - Hot Water Heat | 4/30/2024
Precious Angel Daycare | 604 S H St | Broken Bow | NE | 68822-2556 | Custer | NE43625 | Active | 438399 | 2023 | Lochinvar | FTSS - Firetube Stainless Steel | Basement mech room | HWHT - Hot Water Heat | 7/31/2025
GATEWAY MOTEL | 628 EAST SR | BROKEN BOW | NE | 68822 | CUSTER | NE25413 | Scrapped/Junked |  | 1969 | AMERICAN STANDARD |  | EAST SOUTH | HWHT - Hot Water Heat | 9/30/2003
ANSLEY HOUSING AUTHORITY | 715 MAIN ST | ANSLEY | NE | 68814 | CUSTER | NE25412 | Inactive |  | 1971 | PEERLESS HEATER COMPANY |  |  | HWHT - Hot Water Heat | 9/28/2000
Custer Elementary School | 727 S 6th Ave | Broken Bow | NE | 68822-2513 | Custer | NE30255 | Inactive | NA | 1952 | Fitzgibbons | FT - Firetube Boiler | Boiler room | STHT - Steam-Heat | 3/31/2014
Custer Elementary School | 727 S 6th Ave | Broken Bow | NE | 68822-2513 | Custer | NE30256 | Inactive |  | 1938 | KEWANEE | FT - Firetube Boiler |  | STHT - Steam-Heat | 7/31/1994
Anselmo-Merna High School | 750 N Conway St | Merna | NE | 68856-5604 | Custer | NE09692 | Active | 92083 | 2001 | RHEEM | CHWH - ASME/Fired Water Heater | BOILER ROOM | HWSD - Hot Water Dom/Potable | 8/31/2026
Anselmo-Merna High School | 750 N Conway St | Merna | NE | 68856-5604 | Custer | NE09693 | Scrapped/Junked | 120034 | 2002 | TELE | CPFT - Horiz Cpr Fin Boiler | GRADE SCHOOL MECH RM | HWHT - Hot Water Heat | 10/31/2008
Anselmo-Merna High School | 750 N Conway St | Merna | NE | 68856-5604 | Custer | NE16867 | Scrapped/Junked | 74601 | 1991 | P.V.I | FT - Firetube Boiler | High School Boileroom | HWDP - Hotwater Heat & Dom Supply | 10/31/2006
Anselmo-Merna High School | 750 N Conway St | Merna | NE | 68856-5604 | Custer | NE16868 | Scrapped/Junked | 74602 | 1991 | P.V.I | FT - Firetube Boiler | High School Boileroom | HWDP - Hotwater Heat & Dom Supply | 10/31/2006
Anselmo-Merna High School | 750 N Conway St | Merna | NE | 68856-5604 | Custer | NE16935 | Active | 43753 | 1990 | MKTF | FT - Firetube Boiler | KITCHEN | 0021 - Steam Supp Cooker/Kettle | 8/31/2026
Anselmo-Merna High School | 750 N Conway St | Merna | NE | 68856-5604 | Custer | NE16936 | Scrapped/Junked | 46074 | 1994 | Kewanee | FTFB - Firetube-Firebox Boiler | MAIN BOILER RM | HWHT - Hot Water Heat | 2/28/2012
Anselmo-Merna High School | 750 N Conway St | Merna | NE | 68856-5604 | Custer | NE20250 | Exempt 1999 LB-66 |  | 1982 | RHEEM MANUFACTURING CO | AHWH - ANSI/Fired Water Htr |  | HWSD - Hot Water Dom/Potable | 7/31/1999
Anselmo-Merna High School | 750 N Conway St | Merna | NE | 68856-5604 | Custer | NE20251 | Exempt 1999 LB-66 |  | 1982 | RHEEM MANUFACTURING CO | AHWH - ANSI/Fired Water Htr |  | HWSD - Hot Water Dom/Potable | 7/31/1999
Anselmo-Merna High School | 750 N Conway St | Merna | NE | 68856-5604 | Custer | NE20252 | Exempt 1999 LB-66 |  | 1982 | RHEEM MANUFACTURING CO | AHWH - ANSI/Fired Water Htr |  | HWSD - Hot Water Dom/Potable | 7/31/1999
Anselmo-Merna High School | 750 N Conway St | Merna | NE | 68856-5604 | Custer | NE20987 | Active | 110287 | 2006 | RHEEM | CHWH - ASME/Fired Water Heater | BOILER ROOM | HWSD - Hot Water Dom/Potable | 8/31/2026
Anselmo-Merna High School | 750 N Conway St | Merna | NE | 68856-5604 | Custer | NE20988 | Active | 118291 | 2008 | RHEEM | CHWH - ASME/Fired Water Heater | BOILER ROOM | HWSD - Hot Water Dom/Potable | 8/31/2026
Anselmo-Merna High School | 750 N Conway St | Merna | NE | 68856-5604 | Custer | NE21137 | Active | 72115 | 1996 | RHEEM | CHWH - ASME/Fired Water Heater | gym attic | HWSD - Hot Water Dom/Potable | 8/31/2026
Anselmo-Merna High School | 750 N Conway St | Merna | NE | 68856-5604 | Custer | NE24533 | Inactive | 239806 | 2013 | Laars | WTSS - Watertube SS Steel | basement | HHHP - Hotwater Heat & Heat Pump | 8/31/2019
Anselmo-Merna High School | 750 N Conway St | Merna | NE | 68856-5604 | Custer | NE26916 | Scrapped/Junked | 209650 | 2009 | Laars | SSCO - SS Coil Boiler | Mechanical Room | GLYC - Glycol Bldg Heat Sys | 8/31/2018
Anselmo-Merna High School | 750 N Conway St | Merna | NE | 68856-5604 | Custer | NE27839 | Active | 450656 | 2019 | Laars | WTSS - Watertube SS Steel | Mechanical Room | GLYC - Glycol Bldg Heat Sys | 8/31/2026
Anselmo-Merna High School | 750 N Conway St | Merna | NE | 68856-5604 | Custer | NE33910 | Scrapped/Junked | 9432 | 1967 | CONTINENTAL | FT - Firetube Boiler | BOILER ROOM | HWHT - Hot Water Heat | 7/31/2004
Adams Land & Cattle | 79574 Road 438 | Broken Bow | NE | 68822-4201 | Custer | NE43669 | Active | 18914 | 2018 | Superior Boiler Works | FTWB - FTS Marine Wet Back | Boiler Room | PROC - Process Steam | 8/31/2026
Municipal Facility | 821 S B St | Broken Bow | NE | 68822-2026 | Custer | NE23536 | Out of Service | 3093 | 1982 | Precision | ELBL - Electric Boiler | BASEMENT | HWHT - Hot Water Heat | 1/31/2024
Municipal Facility | 821 S B St | Broken Bow | NE | 68822-2026 | Custer | NE23537 | Out of Service | 3092 | 1982 | Precision | ELBL - Electric Boiler | BASEMENT | HWHT - Hot Water Heat | 1/31/2024
Broken Bow Housing Authority | 825 S 9th Ave | Broken Bow | NE | 68822-2475 | Custer | NE07597 | Scrapped/Junked | 16545 | 2006 | HTPI | COBL - Coil Type Boiler | BOILER ROOM | HWHT - Hot Water Heat | 2/28/2020
Broken Bow Housing Authority | 825 S 9th Ave | Broken Bow | NE | 68822-2475 | Custer | NE07598 | Scrapped/Junked | 16613 | 2006 | HTPI | COBL - Coil Type Boiler | BOILER ROOM | HWHT - Hot Water Heat | 2/28/2020
Broken Bow Housing Authority | 825 S 9th Ave | Broken Bow | NE | 68822-2475 | Custer | NE07599 | Scrapped/Junked | 16612 | 2006 | HTPI | COBL - Coil Type Boiler | BOILER ROOM | HWHT - Hot Water Heat | 2/28/2020
Broken Bow Housing Authority | 825 S 9th Ave | Broken Bow | NE | 68822-2475 | Custer | NE07600 | Scrapped/Junked | 16614 | 2006 | HTPI | COBL - Coil Type Boiler | BOILER ROOM | HWHT - Hot Water Heat | 2/28/2020
Broken Bow Housing Authority | 825 S 9th Ave | Broken Bow | NE | 68822-2475 | Custer | NE07652 | Active | 107533 | 2006 | RHEEM | CHWH - ASME/Fired Water Heater | BOILER ROOM | HWSD - Hot Water Dom/Potable | 2/28/2027
Broken Bow Housing Authority | 825 S 9th Ave | Broken Bow | NE | 68822-2475 | Custer | NE28409 | Active | 426657 | 2018 | Apex | COBL - Coil Type Boiler | Boiler room | HWHT - Hot Water Heat | 2/28/2027
Broken Bow Housing Authority | 825 S 9th Ave | Broken Bow | NE | 68822-2475 | Custer | NE28410 | Active | 448237 | 2018 | Apex | COBL - Coil Type Boiler | Boiler room | HWHT - Hot Water Heat | 2/28/2027
Broken Bow Housing Authority | 825 S 9th Ave | Broken Bow | NE | 68822-2475 | Custer | NE40503 | Active | 79369 | 1998 | RHEEM | CHWH - ASME/Fired Water Heater | BSMT BOILER RM | HWSD - Hot Water Dom/Potable | 2/28/2027
Broken Bow Housing Authority | 825 S 9th Ave | Broken Bow | NE | 68822-2475 | Custer | NE40504 | Scrapped/Junked |  | 1988 | JET GLAS | AHWH - ANSI/Fired Water Htr | BSMT BOILER RM | HWSD - Hot Water Dom/Potable | 4/30/2007
Broken Bow Housing Authority | 825 S 9th Ave | Broken Bow | NE | 68822-2475 | Custer | NE40505 | Scrapped/Junked |  | 1974 | PEERLESS HEATER COMPANY |  | BSMT BOILER RM | HWHT - Hot Water Heat | 4/30/2007
Broken Bow Housing Authority | 825 S 9th Ave | Broken Bow | NE | 68822-2475 | Custer | NE40506 | Scrapped/Junked |  | 1974 | PEERLESS HEATER COMPANY |  | BSMT BOILER RM | HWHT - Hot Water Heat | 4/30/2007
Brookestone View | 850 Laural Pkwy Dr | Broken Bow | NE | 68822 | Custer | NE26459 | Active | 64771 | 2015 | PVI Industries | CHWH - ASME/Fired Water Heater | Boiler room | HWSD - Hot Water Dom/Potable | 9/30/2026
Brookestone View | 850 Laural Pkwy Dr | Broken Bow | NE | 68822 | Custer | NE26460 | Active | 60706 | 2015 | PVI Industries | CHWH - ASME/Fired Water Heater | Boiler room | HWSD - Hot Water Dom/Potable | 9/30/2026
Brookestone View | 850 Laural Pkwy Dr | Broken Bow | NE | 68822 | Custer | NE26461 | Active | 141060 | 2015 | PVI Industries | CHWH - ASME/Fired Water Heater | Boiler room | HWSD - Hot Water Dom/Potable | 9/30/2026
Brookestone View | 850 Laural Pkwy Dr | Broken Bow | NE | 68822 | Custer | NE26462 | Active | 141176 | 2015 | PVI Industries | CHWH - ASME/Fired Water Heater | Boiler room | HWSD - Hot Water Dom/Potable | 9/30/2026
Activities Bldg | 8Th & D St | Broken Bow | NE | 68822 | Custer | NE20227 | Exempt 1999 LB-66 |  | 1981 | Ruud-Rheem |  |  |  | 7/31/1999
Sandhills Manor | E Hwy 2 | Broken Bow | NE |  | CUSTER | NE17402 | Scrapped/Junked | N/A | 1992 | Hydrotherm/Adv Ther Hyd | CI - Cast Iron | BOILER ROOM | HWHT - Hot Water Heat | 2/28/2007
ANSLEY POWER PLANT | HWY 2 | ANSLEY | NE | 68814 | CUSTER | NE25409 | Scrapped/Junked |  | 1986 | TELEDYNE LAARS | WT - Water Tube Boiler |  | HWHT - Hot Water Heat | 6/30/2000
Ansley Power Plant | Hwy 2 PO Box 327 | Ansley | NE | 68814-0327 | Custer | NE00216 | Out of Service | none | 1999 | Teledyne & Laars | CPFT - Horiz Cpr Fin Boiler | Boiler Area | HWHT - Hot Water Heat | 6/30/2011
Private bldg | PO Box 155 | Oconto | NE | 68860-0155 | Custer | NE32334 | Out of Service | N/A | 1981 | PEER | CI - Cast Iron | BASEMENT | STHT - Steam-Heat | 11/30/2008
HOWARD SPENCER | PO Box 447 | Broken Bow | NE | 68822-0447 | CUSTER | NE18184 | Inactive |  | 1972 | BRYANT |  | 946 D ST | STHT - Steam-Heat | 1/31/1997
US WEST | UNKNOWN | BROKEN BOW | NE | 55401 | CUSTER | NE14356 | Inactive |  | 1957 | FITZGIBBONS | FT - Firetube Boiler |  | HWHT - Hot Water Heat | 11/30/1991
Harney Elementary | 1001 Arbor Dr | South Sioux City | NE | 68776-2472 | Dakota | NE17381 | Active | n/a | 1993 | Burnham | FTVT - Firetube Vertical TB | BOILER ROOM | HWHT - Hot Water Heat | 3/31/2027
Harney Elementary | 1001 Arbor Dr | South Sioux City | NE | 68776-2472 | Dakota | NE17382 | Active | n/a | 1993 | Burnham | FTVT - Firetube Vertical TB | BOILER ROOM | HWHT - Hot Water Heat | 3/31/2027
Harney Elementary | 1001 Arbor Dr | South Sioux City | NE | 68776-2472 | Dakota | NE18530 | Scrapped/Junked |  | 1993 | AO SMITH | AHWH - ANSI/Fired Water Htr |  | HWSD - Hot Water Dom/Potable | 7/31/2000
Harney Elementary | 1001 Arbor Dr | South Sioux City | NE | 68776-2472 | Dakota | NE18531 | Scrapped/Junked |  | 1993 | AO SMITH | AHWH - ANSI/Fired Water Htr |  | HWSD - Hot Water Dom/Potable | 7/31/2000
Northeast Community College Center | 1001 College Way | South Sioux City | NE | 68776-3934 | Dakota | NE22036 | Scrapped/Junked | 17898 | 2010 | Aldrich | FTVT - Firetube Vertical TB | Penthouse | HWHT - Hot Water Heat | 5/31/2024
Northeast Community College Center | 1001 College Way | South Sioux City | NE | 68776-3934 | Dakota | NE22037 | Scrapped/Junked | 17897 | 2010 | Aldrich | FTVT - Firetube Vertical TB | Penthouse | HWHT - Hot Water Heat | 5/31/2023
Northeast Community College Center | 1001 College Way | South Sioux City | NE | 68776-3934 | Dakota | NE42865 | Active | 417952 | 2024 | Lochinvar | FTVT - Firetube Vertical TB | Boiler Room | HWHT - Hot Water Heat | 10/31/2026
Northeast Community College Center | 1001 College Way | South Sioux City | NE | 68776-3934 | Dakota | NE42866 | Active | 411373 | 2023 | Lochinvar | FTVT - Firetube Vertical TB | Boiler Room | HWHT - Hot Water Heat | 10/31/2026
Siouxland National Bank | 1001 W 29th St | South Sioux City | NE | 68776-3134 | Dakota | NE25943 | Active | 157207 | 2005 | Laars | WT - Water Tube Boiler | Basement | GLYC - Glycol Bldg Heat Sys | 8/31/2026
Siouxland National Bank | 1001 W 29th St | South Sioux City | NE | 68776-3134 | Dakota | NE25944 | Active | 157206 | 2005 | Laars | WT - Water Tube Boiler | Basement | GLYC - Glycol Bldg Heat Sys | 8/31/2026
Siouxland National Bank | 1001 W 29th St | South Sioux City | NE | 68776-3134 | Dakota | NE25945 | Active | 157204 | 2005 | Laars | WT - Water Tube Boiler | Basement | GLYC - Glycol Bldg Heat Sys | 8/31/2026
CHICAGO STYLE PIZZA | 101 E 5TH ST | SOUTH SIOUX CITY | NE | 68776 | DAKOTA | NE23001 | Scrapped/Junked |  | 1995 | AO SMITH | AHWH - ANSI/Fired Water Htr | BASEMENT | HWSD - Hot Water Dom/Potable | 3/31/2002
Emerson Hubbard Elem Sch | 109 W 3rd St | Emerson | NE | 68733-4073 | Dakota | NE26719 | Active | N/A | 2015 | Peerless | CI - Cast Iron | Boiler room | STHT - Steam-Heat | 3/31/2027
Emerson Hubbard Elem Sch | 109 W 3rd St | Emerson | NE | 68733-4073 | Dakota | NE33683 | Scrapped/Junked | n/a | 1953 | Kewanee | FT - Firetube Boiler | boiler room | STHT - Steam-Heat | 3/31/2017
Great West Casualty Ins | 1100 W 29th St | South Sioux City | NE | 68776-3130 | Dakota | NE05100 | Scrapped/Junked |  | 1980 | AOSM | ELWH - Electric Water Heater | BOILER ROOM | HWSD - Hot Water Dom/Potable | 9/30/2009
Great West Casualty Ins | 1100 W 29th St | South Sioux City | NE | 68776-3130 | Dakota | NE05101 | Scrapped/Junked | 162 | 1980 | BRAS | ELBL - Electric Boiler | Boiler Room | HWHT - Hot Water Heat | 9/30/2022
Great West Casualty Ins | 1100 W 29th St | South Sioux City | NE | 68776-3130 | Dakota | NE42087 | Active | 23350 | 2022 | Lochinvar | ELBL - Electric Boiler | Basement Boiler Room | HWHT - Hot Water Heat | 1/31/2027
Dakota Spotless Car Wash | 1112 Dakota Ave | South Sioux City | NE | 68776-2336 | Dakota | NE41062 | Active | 221937 | 2012 | Lochinvar | WTSS - Watertube SS Steel | Mechanical Room | HWFP - Floor Heat & Nonpotable | 1/31/2027
Parkview Laundromat | 1210 5th Ave | South Sioux City | NE | 68776-2153 | Dakota | NE24139 | Scrapped/Junked | 61286 | 2013 | Parker Ind | WT - Water Tube Boiler | mech room | HWSD - Hot Water Dom/Potable | 3/31/2025
Parkview Laundromat | 1210 5th Ave | South Sioux City | NE | 68776-2153 | Dakota | NE40837 | Scrapped/Junked | 138081 | 2002 | Teledyne Laars | CPFT - Horiz Cpr Fin Boiler | BACK MECH ROOM | HWSP - Hot Water Non Potable Supply | 3/31/2018
Parkview Laundromat | 1210 5th Ave | South Sioux City | NE | 68776-2153 | Dakota | NE40838 | Out of Service | 64440 | 1996 | TELE | CPFT - Horiz Cpr Fin Boiler | BACK MECH ROOM | HWSP - Hot Water Non Potable Supply | 3/31/2010
Lumen | 125 E 39th St | South Sioux City | NE | 68776-3601 | Dakota | NE16959 | Scrapped/Junked | n/a | 1975 | American Standard | CI - Cast Iron | BOILER ROOM | HWHT - Hot Water Heat | 2/28/2025
Lumen | 125 E 39th St | South Sioux City | NE | 68776-3601 | Dakota | NE43952 | Active | 116973 | 2023 | KITURAMI CO. | WTSS - Watertube SS Steel | Boiler Room | HWHT - Hot Water Heat | 3/31/2027
Lumen | 125 E 39th St | South Sioux City | NE | 68776-3601 | Dakota | NE43953 | Active | 94462 | 2022 | KITURAMI CO. | WTSS - Watertube SS Steel | Boiler Room | HWHT - Hot Water Heat | 3/31/2027
St Michael's Church | 1405 1st Ave | South Sioux City | NE | 68776-2207 | Dakota | NE12237 | Active | N/A | 2008 | Burnham | CI - Cast Iron | Church Basement | HWHT - Hot Water Heat | 2/28/2027
St Michael's Church | 1405 1st Ave | South Sioux City | NE | 68776-2207 | Dakota | NE23008 | Scrapped/Junked |  | 1997 | BURN | CI - Cast Iron | BASEMENT | HWHT - Hot Water Heat | 8/31/2008
St Michael's Church | 1405 1st Ave | South Sioux City | NE | 68776-2207 | Dakota | NE23009 | Active | n/a | 1997 | Burnham | CI - Cast Iron | Church Basement | HWHT - Hot Water Heat | 2/28/2027
St Michael's Church | 1405 1st Ave | South Sioux City | NE | 68776-2207 | Dakota | NE34496 | Active | 12601 | 1980 | Burnham | FTFB - Firetube-Firebox Boiler | School Boiler Room | STHT - Steam-Heat | 2/28/2027
Siouxland Ethanol | 1501 Knox Blvd | Jackson | NE | 68743-3060 | Dakota | NE07951 | Out of Service | 33 | 2006 | Victory | WT - Water Tube Boiler | Boiler Room | PROC - Process Steam | 11/30/2024
Siouxland Ethanol | 1501 Knox Blvd | Jackson | NE | 68743-3060 | Dakota | NE19038 | Scrapped/Junked | 288 | 2010 | Victory | ECON - Boiler Economizer | Boiler Room | ECON - Boiler Economizer | 11/30/2015
Siouxland Ethanol | 1501 Knox Blvd | Jackson | NE | 68743-3060 | Dakota | NE25956 | Active | 463 | 2015 | Victory | ECON - Boiler Economizer | Boiler Room | ECON - Boiler Economizer | 11/30/2026
Siouxland Ethanol | 1501 Knox Blvd | Jackson | NE | 68743-3060 | Dakota | NE26705 | Out of Service | 29290 | 2007 | Aesys | FTSM - FTS Marine Dry Back | Mobile Trailer | PROC - Process Steam | 12/31/2018
Siouxland Ethanol | 1501 Knox Blvd | Jackson | NE | 68743-3060 | Dakota | NE27494 | Active | 315 | 2017 | VICTORY ENERGY | FTWB - FTS Marine Wet Back | Boiler Room | PROC - Process Steam | 11/30/2026
Siouxland Ethanol | 1501 Knox Blvd | Jackson | NE | 68743-3060 | Dakota | NE29050 | Active | 358 | 2020 | RENTEC | ECON - Boiler Economizer | Boiler Room | ECON - Boiler Economizer | 11/30/2026
Siouxland Ethanol | 1501 Knox Blvd | Jackson | NE | 68743-3060 | Dakota | NE29051 | Active | 978 | 2020 | RENTEC | WT - Water Tube Boiler | Boiler Room | PROC - Process Steam | 11/30/2026
Emerson Hubbard High Sch | 1503 Dakota St | Emerson | NE | 68733-3456 | Dakota | NE33968 | Scrapped/Junked | 635137 | 1963 | IRON | FT - Firetube Boiler | boiler room | HWHT - Hot Water Heat | 3/31/2022
Emerson Hubbard High Sch | 1503 Dakota St | Emerson | NE | 68733-3456 | Dakota | NE33969 | Scrapped/Junked | 635118 | 1963 | IRON | FT - Firetube Boiler | boiler room | HWHT - Hot Water Heat | 3/31/2022
Emerson Hubbard High Sch | 1503 Dakota St | Emerson | NE | 68733-3456 | Dakota | NE41411 | Active | 500300 | 2020 | Lochinvar | WT - Water Tube Boiler | Boiler Room | HWHT - Hot Water Heat | 3/31/2027
Emerson Hubbard High Sch | 1503 Dakota St | Emerson | NE | 68733-3456 | Dakota | NE41412 | Active | 526701 | 2021 | Lochinvar | WT - Water Tube Boiler | Boiler Room | HWHT - Hot Water Heat | 3/31/2027
Emerson Hubbard High Sch | 1503 Dakota St | Emerson | NE | 68733-3456 | Dakota | NE41413 | Active | 516606 | 2021 | Lochinvar | WT - Water Tube Boiler | Boiler Room | HWHT - Hot Water Heat | 3/31/2027
Dakota County Jail | 1600 Broadway St | Dakota City | NE | 68731-5065 | Dakota | NE12229 | Scrapped/Junked | 104015 | 2006 | AOSM | CHWH - ASME/Fired Water Heater | S MECH ROOM | HWSD - Hot Water Dom/Potable | 3/31/2014
Dakota County Jail | 1600 Broadway St | Dakota City | NE | 68731-5065 | Dakota | NE12230 | Scrapped/Junked | 104017 | 2006 | AOSM | CHWH - ASME/Fired Water Heater | S MECH ROOM | HWSD - Hot Water Dom/Potable | 3/31/2014
Dakota County Jail | 1600 Broadway St | Dakota City | NE | 68731-5065 | Dakota | NE12231 | Scrapped/Junked | 104018 | 2006 | AOSM | CHWH - ASME/Fired Water Heater | S MECH ROOM | HWSD - Hot Water Dom/Potable | 3/31/2013
Dakota County Jail | 1600 Broadway St | Dakota City | NE | 68731-5065 | Dakota | NE12232 | Exempt | 102962 | 2006 | AOSM | CHWH - ASME/Fired Water Heater | KITCHEN | HWSD - Hot Water Dom/Potable | 3/31/2011
Dakota County Jail | 1600 Broadway St | Dakota City | NE | 68731-5065 | Dakota | NE22034 | Scrapped/Junked | 134845 | 2009 | A O Smith | CHWH - ASME/Fired Water Heater | KITCHEN | HWSD - Hot Water Dom/Potable | 3/31/2016
Dakota County Jail | 1600 Broadway St | Dakota City | NE | 68731-5065 | Dakota | NE24140 | Scrapped/Junked | 176991 | 2013 | AOSM | CHWH - ASME/Fired Water Heater | S MECH ROOM | HWSD - Hot Water Dom/Potable | 3/31/2019
Dakota County Jail | 1600 Broadway St | Dakota City | NE | 68731-5065 | Dakota | NE24561 | Scrapped/Junked | 184866 | 2013 | AO SMITH | CHWH - ASME/Fired Water Heater | mech room | HWSD - Hot Water Dom/Potable | 3/31/2020
Dakota County Courthouse | 1601 Broadway St | Dakota City | NE | 68731-5065 | Dakota | NE20054 | Scrapped/Junked | n/a | 1996 | Weil-Mcclain | CI - Cast Iron | BOILER ROOM #2 | HWHT - Hot Water Heat | 3/31/2023
Dakota County Courthouse | 1601 Broadway St | Dakota City | NE | 68731-5065 | Dakota | NE28786 | Active | 211256 | 2016 | Heat Transfer Products Inc. | FTVT - Firetube Vertical TB | Mechanical Room | HWHT - Hot Water Heat | 3/31/2027
Dakota County Courthouse | 1601 Broadway St | Dakota City | NE | 68731-5065 | Dakota | NE28787 | Active | 227731 | 2016 | Heat Transfer Products Inc. | FTVT - Firetube Vertical TB | Mechanical Room | HWHT - Hot Water Heat | 3/31/2027
Dakota County Courthouse | 1601 Broadway St | Dakota City | NE | 68731-5065 | Dakota | NE35278 | Scrapped/Junked | n/a | 1980 | Burnham | CI - Cast Iron | BOILER ROOM | HWHT - Hot Water Heat | 3/31/2020
Dakota County Courthouse | 1601 Broadway St | Dakota City | NE | 68731-5065 | Dakota | NE35279 | Scrapped/Junked | n/a | 1980 | Burnham | CI - Cast Iron | BOILER ROOM | HWHT - Hot Water Heat | 3/31/2020
Dakota County Courthouse | 1601 Broadway St | Dakota City | NE | 68731-5065 | Dakota | NE35280 | Scrapped/Junked | n/a | 1980 | Burnham | CI - Cast Iron | BOILER ROOM | HWHT - Hot Water Heat | 3/31/2020
Dakota County Courthouse | 1601 Broadway St | Dakota City | NE | 68731-5065 | Dakota | NE35281 | Inactive | 1733 | 1972 | TRIAD BOILER SYSTEMS INC | FT - Firetube Boiler | BOILER ROOM | HWHT - Hot Water Heat | 6/30/2000
Dakota County Courthouse | 1601 Broadway St | Dakota City | NE | 68731-5065 | Dakota | NE35283 | Inactive |  | 1955 | KEWANEE | FTFB - Firetube-Firebox Boiler | BASEMENT | STHT - Steam-Heat | 6/30/1996
Dakota County Courthouse | 1601 Broadway St | Dakota City | NE | 68731-5065 | Dakota | NE42172 | Active | 198566 | 2016 | AIC Tuchon | FTVT - Firetube Vertical TB | Mechanical Room | HWHT - Hot Water Heat | 3/31/2027
Interstate Apartments | 1610 C St | South Sioux City | NE | 68776-2547 | Dakota | NE09453 | Active | n/a | 1968 | Crane | CI - Cast Iron | BOILER ROOM Bldg 1 | HWHT - Hot Water Heat | 2/28/2027
Interstate Apartments | 1610 C St | South Sioux City | NE | 68776-2547 | Dakota | NE09454 | Scrapped/Junked |  | 1968 | CRAN | CI - Cast Iron | BOILER ROOM | HWHT - Hot Water Heat | 11/30/2004
Interstate Apartments | 1610 C St | South Sioux City | NE | 68776-2547 | Dakota | NE09455 | Active | n/a | 1968 | Crane | CI - Cast Iron | BOILER ROOM Bldg 3 | HWHT - Hot Water Heat | 2/28/2027
Interstate Apartments | 1610 C St | South Sioux City | NE | 68776-2547 | Dakota | NE12656 | Active | N/A | 2006 | Peerless | CI - Cast Iron | BOILER ROOM Building 2 | HWHT - Hot Water Heat | 2/28/2027
Interstate Apartments | 1610 C St | South Sioux City | NE | 68776-2547 | Dakota | NE18510 | Scrapped/Junked |  | 1993 | AO SMITH | AHWH - ANSI/Fired Water Htr | BOILER ROOM | HWSD - Hot Water Dom/Potable | 10/31/2001
Interstate Apartments | 1610 C St | South Sioux City | NE | 68776-2547 | Dakota | NE20639 | Exempt 1999 LB-66 |  | 1996 | RHEEM MANUFACTURING CO | AHWH - ANSI/Fired Water Htr |  | HWSD - Hot Water Dom/Potable | 10/31/1999
Interstate Apartments | 1610 C St | South Sioux City | NE | 68776-2547 | Dakota | NE20640 | Scrapped/Junked |  | 1993 | AO SMITH | AHWH - ANSI/Fired Water Htr |  | HWSD - Hot Water Dom/Potable | 10/31/1999
CITY OF SOUTH SIOUX CITY | 1615 1st Ave | South Sioux City | NE | 68776-2236 | DAKOTA | NE02174 | Inactive |  | 1980 | AO SMITH | CHWH - ASME/Fired Water Heater | REAR | HWSD - Hot Water Dom/Potable | 10/31/1992
So. Sioux City Water Treatment | 1630 C Ave | South Sioux City | NE | 68776-2524 | Dakota | NE42316 | Active | 32912 | 2022 | Burnham | FTFB - Firetube-Firebox Boiler | Boiler Plant | HWCA - Hotwater to Coil Htexchgr | 5/31/2026
So. Sioux City Water Treatment | 1630 C Ave | South Sioux City | NE | 68776-2524 | Dakota | NE42317 | Active | 32911 | 2022 | Burnham | FTFB - Firetube-Firebox Boiler | Boiler Plant | HWCA - Hotwater to Coil Htexchgr | 5/31/2026
Dakota City Elementary | 1801 Locust St | Dakota City | NE | 68731-5068 | Dakota | NE02175 | Scrapped/Junked | 19689 | 1991 | Burnham | FTFB - Firetube-Firebox Boiler | BOILER ROOM | HWHT - Hot Water Heat | 3/31/2024
Dakota City Elementary | 1801 Locust St | Dakota City | NE | 68731-5068 | Dakota | NE37106 | Scrapped/Junked | 17198 | 1987 | Burnham | FTFB - Firetube-Firebox Boiler | BOILER ROOM | HWHT - Hot Water Heat | 3/31/2024
Dakota City Elementary | 1801 Locust St | Dakota City | NE | 68731-5068 | Dakota | NE42407 | Active | 398317 | 2023 | Lochinvar | FTVT - Firetube Vertical TB | Boiler Room | GLYC - Glycol Bldg Heat Sys | 3/31/2027
Dakota City Elementary | 1801 Locust St | Dakota City | NE | 68731-5068 | Dakota | NE42408 | Active | 398319 | 2023 | Lochinvar | FTVT - Firetube Vertical TB | Boiler Room | HWHT - Hot Water Heat | 3/31/2027
JST Global | 1801 Pine St | Dakota City | NE | 68731-5133 | Dakota | NE42469 | Active | 25350 | 2022 | Hurst | FTHT - Firetube Horizontal | Boiler Room | PROC - Process Steam | 8/31/2026
JST Global | 1801 Pine St | Dakota City | NE | 68731-5133 | Dakota | NE42470 | Active | 3821 | 2022 | Cain | ECON - Boiler Economizer | Boiler Room | ECON - Boiler Economizer | 8/31/2026
JST Global | 1801 Pine St | Dakota City | NE | 68731-5133 | Dakota | NE42471 | Active | 25349 | 2022 | Hurst | FTHT - Firetube Horizontal | Boiler Room | PROC - Process Steam | 8/31/2026
JST Global | 1801 Pine St | Dakota City | NE | 68731-5133 | Dakota | NE42472 | Active | 3822 | 2022 | Cain | ECON - Boiler Economizer | Boiler Room | ECON - Boiler Economizer | 8/31/2026
Tremco CPG - LifeForm | 1950 W 29th St | South Sioux City | NE | 68776-9600 | Dakota | NE06284 | Inactive | 10385 | 2005 | JOHN | FTSM - FTS Marine Dry Back | BOILER ROOM | PROC - Process Steam | 1/31/2008
Tremco CPG - LifeForm | 1950 W 29th St | South Sioux City | NE | 68776-9600 | Dakota | NE12228 | Active | 13705 | 2007 | Hurst | FTSM - FTS Marine Dry Back | BOILER ROOM | PROC - Process Steam | 7/31/2026
Tremco CPG - LifeForm | 1950 W 29th St | South Sioux City | NE | 68776-9600 | Dakota | NE41536 | Active | 12781 | 1995 | Superior Boiler Works | FTHT - Firetube Horizontal | Boiler Room | PROC - Process Steam | 7/31/2026
Dakota Pointe Apartments | 200 E 39th St | South Sioux City | NE | 68776-3672 | Dakota | NE02502 | Active | 213181 | 2003 | Laars | CPFT - Horiz Cpr Fin Boiler | POOL HOUSE | OPHT - Outdoor Pool Heater | 10/31/2026
Dakota Pointe Apartments | 200 E 39th St | South Sioux City | NE | 68776-3672 | Dakota | NE02503 | Active | 64956 | 2004 | Parker Ind | WT - Water Tube Boiler | BLDG 200 | HWSD - Hot Water Dom/Potable | 10/31/2026
Dakota Pointe Apartments | 200 E 39th St | South Sioux City | NE | 68776-3672 | Dakota | NE06918 | Scrapped/Junked | 59678 | 2006 | Parker Ind | WT - Water Tube Boiler | BLDG 208 | HWSD - Hot Water Dom/Potable | 10/31/2026
Dakota Pointe Apartments | 200 E 39th St | South Sioux City | NE | 68776-3672 | Dakota | NE10417 | Scrapped/Junked | 53264 | 2001 | PARKER BOILER CO | WT - Water Tube Boiler | BLDG #2 | HWSD - Hot Water Dom/Potable | 10/31/2008
Dakota Pointe Apartments | 200 E 39th St | South Sioux City | NE | 68776-3672 | Dakota | NE12696 | Active | 65006 | 2006 | Parker Ind | WT - Water Tube Boiler | BLDG 206 | HWSD - Hot Water Dom/Potable | 10/31/2026
Dakota Pointe Apartments | 200 E 39th St | South Sioux City | NE | 68776-3672 | Dakota | NE23465 | Active | n/a | 1994 | Galaxy | CI - Cast Iron | BLDG 208 | HWHT - Hot Water Heat | 10/31/2026
Dakota Pointe Apartments | 200 E 39th St | South Sioux City | NE | 68776-3672 | Dakota | NE23466 | Active | n/a | 1994 | Galaxy | CI - Cast Iron | BLDG 208 | HWHT - Hot Water Heat | 10/31/2026
Dakota Pointe Apartments | 200 E 39th St | South Sioux City | NE | 68776-3672 | Dakota | NE23467 | Active | n/a | 1994 | Galaxy | CI - Cast Iron | BLDG 208 | HWHT - Hot Water Heat | 10/31/2026
Dakota Pointe Apartments | 200 E 39th St | South Sioux City | NE | 68776-3672 | Dakota | NE23468 | Active | n/a | 1994 | Galaxy | CI - Cast Iron | Bldg 206 | HWHT - Hot Water Heat | 10/31/2026
Dakota Pointe Apartments | 200 E 39th St | South Sioux City | NE | 68776-3672 | Dakota | NE23469 | Active | n/a | 1994 | Galaxy | CI - Cast Iron | BLDG 206 | HWHT - Hot Water Heat | 10/31/2026
Dakota Pointe Apartments | 200 E 39th St | South Sioux City | NE | 68776-3672 | Dakota | NE23470 | Active | n/a | 1994 | Galaxy | CI - Cast Iron | BLDG 206 | HWHT - Hot Water Heat | 10/31/2026
Dakota Pointe Apartments | 200 E 39th St | South Sioux City | NE | 68776-3672 | Dakota | NE23471 | Active | n/a | 1994 | Galaxy | CI - Cast Iron | BLDG 200 | HWHT - Hot Water Heat | 10/31/2026
Dakota Pointe Apartments | 200 E 39th St | South Sioux City | NE | 68776-3672 | Dakota | NE23472 | Active | n/a | 1994 | Galaxy | CI - Cast Iron | BLDG 200 | HWHT - Hot Water Heat | 10/31/2026
Dakota Pointe Apartments | 200 E 39th St | South Sioux City | NE | 68776-3672 | Dakota | NE23473 | Active | n/a | 1994 | Galaxy | CI - Cast Iron | BLDG 200 | HWHT - Hot Water Heat | 10/31/2026
Dakota Pointe Apartments | 200 E 39th St | South Sioux City | NE | 68776-3672 | Dakota | NE23474 | Scrapped/Junked |  | 1994 | TELEDYNE LAARS | CPFT - Horiz Cpr Fin Boiler | POOL HOUSE | OPHT - Outdoor Pool Heater | 2/28/2004
Siouxland Concrete Company | 200 E 48th St | South Sioux City | NE | 68776-3649 | Dakota | NE02170 | Scrapped/Junked | 71948 | 1988 | RayPak Inc, California | WT - Water Tube Boiler | BATCH BLDG | HWSP - Hot Water Non Potable Supply | 10/31/2002
Siouxland Concrete Company | 200 E 48th St | South Sioux City | NE | 68776-3649 | Dakota | NE10332 | Scrapped/Junked | 2016 | 2001 | Sioux Stm.Clean | WT - Water Tube Boiler | Boiler Room | HWDP - Hotwater Heat & Dom Supply | 3/31/2007
Siouxland Concrete Company | 200 E 48th St | South Sioux City | NE | 68776-3649 | Dakota | NE10333 | Scrapped/Junked | 2017 | 2001 | Sioux Stm.Clean | WT - Water Tube Boiler | Boiler Room | HWDP - Hotwater Heat & Dom Supply | 3/31/2007
Siouxland Concrete Company | 200 E 48th St | South Sioux City | NE | 68776-3649 | Dakota | NE23063 | Scrapped/Junked | NA | 1998 | Burnham America | CI - Cast Iron | Boiler Room | STHT - Steam-Heat | 3/31/2017
Riverview Surgical Center | 200 E 4th St | South Sioux City | NE | 68776-1706 | Dakota | NE27992 | Active | 81649 | 2018 | Aerco | FTVT - Firetube Vertical TB | Boiler Room | HWHT - Hot Water Heat | 4/30/2026
Riverview Surgical Center | 200 E 4th St | South Sioux City | NE | 68776-1706 | Dakota | NE27993 | Active | 77854 | 2017 | Aerco | FTVT - Firetube Vertical TB | Boiler Room | HWHT - Hot Water Heat | 4/30/2026
Riverview Surgical Center | 200 E 4th St | South Sioux City | NE | 68776-1706 | Dakota | NE28185 | Active | 21801 | 2019 | Steris Corp | ELBL - Electric Boiler | Sterile area 1 | STER - Sterilizer | 4/30/2026
Riverview Surgical Center | 200 E 4th St | South Sioux City | NE | 68776-1706 | Dakota | NE28186 | Active | 21578 | 2019 | Steris Corp | ELBL - Electric Boiler | Sterile area 2 | STER - Sterilizer | 4/30/2026
Riverview Surgical Center | 200 E 4th St | South Sioux City | NE | 68776-1706 | Dakota | NE28187 | Active | 10333 | 2019 | Steris Corp | ELBL - Electric Boiler | Sterile area 3 | STER - Sterilizer | 4/30/2026
St Paul United Methodist-BMIC#489676 | 2003 A St | South Sioux City | NE | 68776-2729 | Dakota | NE30511 | Scrapped/Junked | n/a | 1989 | Weil-Mcclain | CI - Cast Iron | BASEMENT | HWHT - Hot Water Heat | 4/30/2022
St Paul United Methodist-BMIC#489676 | 2003 A St | South Sioux City | NE | 68776-2729 | Dakota | NE30512 | Active | n/a | 1992 | Weil-Mcclain | CI - Cast Iron | BASEMENT | HWHT - Hot Water Heat | 4/30/2026
St Paul United Methodist-BMIC#489676 | 2003 A St | South Sioux City | NE | 68776-2729 | Dakota | NE42023 | Active | N/A | 2022 | Weil-Mcclain | CI - Cast Iron | BASEMENT | HWHT - Hot Water Heat | 4/30/2026
F&M Bank | 2024 Dakota Ave | South Sioux City | NE | 68776-2740 | Dakota | NE42024 | Active | 526304 | 2021 | Lochinvar | WT - Water Tube Boiler | Basement | HWHT - Hot Water Heat | 11/30/2026
F&M Bank | 2024 Dakota Ave | South Sioux City | NE | 68776-2740 | Dakota | NE42025 | Active | 524907 | 2021 | Lochinvar | WT - Water Tube Boiler | Basement | HWHT - Hot Water Heat | 11/30/2026
SEATON CLEANERS | 204 W 19th St | South Sioux City | NE | 68776-2719 | DAKOTA | NE01197 | Inactive | 338 | 1964 | BRYAN STEAM LLC | WT - Water Tube Boiler |  | PROC - Process Steam | 4/30/1989
St Lukes Lutheran Church | 211 E 2nd St | Emerson | NE | 68733-3643 | Dakota | NE02172 | Inactive |  | 1960 | AMST | CI - Cast Iron | BOILER ROOM | STHT - Steam-Heat | 10/31/2009
Covington Elementary | 2116 A St | South Sioux City | NE | 68776-3028 | Dakota | NE03582 | Scrapped/Junked | 20361 | 1991 | BURNHAM COMM/INDUST | FTFB - Firetube-Firebox Boiler | BOILER ROOM | STHT - Steam-Heat | 7/31/2006
Covington Elementary | 2116 A St | South Sioux City | NE | 68776-3028 | Dakota | NE03584 | Scrapped/Junked | 20362 | 1991 | BURNHAM COMM/INDUST | FTFB - Firetube-Firebox Boiler | BOILER ROOM | STHT - Steam-Heat | 7/31/2006
Covington Elementary | 2116 A St | South Sioux City | NE | 68776-3028 | Dakota | NE07203 | Active | 44952 | 2006 | Aerco International | HCFT - Helical FT-Boiler | BOILER ROOM | HWHT - Hot Water Heat | 3/31/2027
Covington Elementary | 2116 A St | South Sioux City | NE | 68776-3028 | Dakota | NE07204 | Active | 44951 | 2006 | Aerco International | HCFT - Helical FT-Boiler | BOILER ROOM | HWHT - Hot Water Heat | 3/31/2027
Covington Elementary | 2116 A St | South Sioux City | NE | 68776-3028 | Dakota | NE07388 | Scrapped/Junked | 106434 | 2006 | AOSM | CHWH - ASME/Fired Water Heater | KITCHEN | HWSD - Hot Water Dom/Potable | 7/31/2009
Covington Elementary | 2116 A St | South Sioux City | NE | 68776-3028 | Dakota | NE20970 | Scrapped/Junked | 119998 | 2007 | State Industries | CHWH - ASME/Fired Water Heater | Kitchen | HWSD - Hot Water Dom/Potable | 3/31/2020
Covington Elementary | 2116 A St | South Sioux City | NE | 68776-3028 | Dakota | NE21574 | Scrapped/Junked | 70085 | 1974 | Groen | ELPV - Electric Press VSL | KITCHEN | COOK - Cooker/Kettle | 3/31/2019
Covington Elementary | 2116 A St | South Sioux City | NE | 68776-3028 | Dakota | NE21575 | Scrapped/Junked | 70083 | 1974 | Groen | ELPV - Electric Press VSL | KITCHEN | COOK - Cooker/Kettle | 3/31/2019
Covington Elementary | 2116 A St | South Sioux City | NE | 68776-3028 | Dakota | NE23005 | Exempt | 70084 | 1974 | Groen | ELPV - Electric Press VSL | KITCHEN | COOK - Cooker/Kettle | 3/31/2023
Covington Elementary | 2116 A St | South Sioux City | NE | 68776-3028 | Dakota | NE31286 | Scrapped/Junked | 8835 | 1983 | PVI INDUSTRIES | FTVT - Firetube Vertical TB | KITCHEN | HWSD - Hot Water Dom/Potable | 7/31/2006
Vacant | 2116 Dakota Ave | South Sioux City | NE | 68776-3032 | Dakota | NE03939 | Out of Service | 39739 | 1988 | Lattner Boiler Co | FTNF - Firetube Flueless | boiler room | PROC - Process Steam | 5/31/2022
Homer Community School | 212 N 3rd St | Homer | NE | 68030-3524 | Dakota | NE08823 | Active | 101018 | 2000 | Pvi | CHWH - ASME/Fired Water Heater | MECH ROOM | HWSD - Hot Water Dom/Potable | 7/31/2027
SCHOOL DISTRICT OF HOMER | 212 S 3RD ST | HOMER | NE | 68030-3524 | DAKOTA | NE23030 | Scrapped/Junked |  | 1982 | AO SMITH | AHWH - ANSI/Fired Water Htr | MECH ROOM | HWSD - Hot Water Dom/Potable | 3/31/2000
SCHOOL DISTRICT OF HOMER | 212 S 3RD ST | HOMER | NE | 68030-3524 | DAKOTA | NE23031 | Scrapped/Junked |  | 1989 | AO SMITH | AHWH - ANSI/Fired Water Htr | MECH ROOM | HWSD - Hot Water Dom/Potable | 3/31/2000
WILSON CONCRETE | 2201 G ST | SOUTH SIOUX CITY | NE | 68776 | DAKOTA | NE02171 | Scrapped/Junked | 12382 | 1982 | BURNHAM COMM/INDUST | FT - Firetube Boiler |  | STHT - Steam-Heat | 6/30/1999
WILSON CONCRETE | 2201 G ST | SOUTH SIOUX CITY | NE | 68776 | DAKOTA | NE23002 | Scrapped/Junked |  | 1988 | TELEDYNE LAARS | CPFT - Horiz Cpr Fin Boiler | BOILER ROOM | HWHT - Hot Water Heat | 2/28/2001
Jackson Elementary School | 223 N John St | Jackson | NE |  | Dakota | NE10594 | Scrapped/Junked | 54179 | 2002 | HYDR | FT - Firetube Boiler | BOILER ROOM/B4 | HWHT - Hot Water Heat | 3/31/2016
Jackson Elementary School | 223 N John St | Jackson | NE |  | Dakota | NE10595 | Scrapped/Junked | 54255 | 2002 | HYDR | FT - Firetube Boiler | BOILER ROOM/B3 | HWHT - Hot Water Heat | 3/31/2016
Jackson Elementary School | 223 N John St | Jackson | NE |  | Dakota | NE10596 | Scrapped/Junked | 54672 | 2002 | HYDR | FT - Firetube Boiler | BOILER ROOM/B2 | HWHT - Hot Water Heat | 3/31/2014
Jackson Elementary School | 223 N John St | Jackson | NE |  | Dakota | NE10597 | Scrapped/Junked | 54186 | 2002 | HYDR | FT - Firetube Boiler | BOILER ROOM/B1 | HWHT - Hot Water Heat | 3/31/2015
Jackson Elementary School | 223 N John St | Jackson | NE |  | Dakota | NE25230 | Active | 199323 | 2011 | Lochinvar | WTSS - Watertube SS Steel | boiler room | HWHT - Hot Water Heat | 3/31/2027
Jackson Elementary School | 223 N John St | Jackson | NE |  | Dakota | NE25231 | Active | 277351 | 2011 | Lochinvar | WTSS - Watertube SS Steel | boiler room | HWHT - Hot Water Heat | 3/31/2027
Jackson Elementary School | 223 N John St | Jackson | NE |  | Dakota | NE26306 | Active | 338201 | 2015 | Lochinvar | WTSS - Watertube SS Steel | boiler room | HWHT - Hot Water Heat | 3/31/2027
Jackson Elementary School | 223 N John St | Jackson | NE |  | Dakota | NE26307 | Active | 347779 | 2015 | Lochinvar | WTSS - Watertube SS Steel | boiler room | HWHT - Hot Water Heat | 3/31/2027
JACKSON ELEMENTARY SCHOOL | 223 N JOHN ST | JACKSON | NE | 68743 | DAKOTA | NE03945 | Scrapped/Junked | 7335 | 1988 | BURNHAM COMM/INDUST | FTFB - Firetube-Firebox Boiler | BOILER ROOM | STHT - Steam-Heat | 7/31/2002
JACKSON ELEMENTARY SCHOOL | 223 N JOHN ST | JACKSON | NE | 68743 | DAKOTA | NE31972 | Inactive |  | 1954 | KEWANEE | FT - Firetube Boiler | BOILER ROOM | STHT - Steam-Heat | 7/31/1988
Swett Elementary | 2300 C St | South Sioux City | NE | 68776-3057 | Dakota | NE18526 | Exempt 1999 LB-66 |  | 1987 | AO SMITH | AHWH - ANSI/Fired Water Htr |  | HWSD - Hot Water Dom/Potable | 7/31/2000
Swett Elementary | 2300 C St | South Sioux City | NE | 68776-3057 | Dakota | NE31433 | Scrapped/Junked | n/a | 1961 | Kewanee | FTSM - FTS Marine Dry Back | BOILER ROOM | HWHT - Hot Water Heat | 3/31/2022
Swett Elementary | 2300 C St | South Sioux City | NE | 68776-3057 | Dakota | NE41491 | Active | 207131 | 2020 | Lochinvar | FTVT - Firetube Vertical TB | Boiler Room | HWHT - Hot Water Heat | 3/31/2027
Swett Elementary | 2300 C St | South Sioux City | NE | 68776-3057 | Dakota | NE41492 | Active | 207128 | 2020 | Lochinvar | FTVT - Firetube Vertical TB | Boiler Room | HWHT - Hot Water Heat | 3/31/2027
Swett Elementary | 2300 C St | South Sioux City | NE | 68776-3057 | Dakota | NE41493 | Active | 207132 | 2020 | Lochinvar | FTVT - Firetube Vertical TB | Boiler Room | HWHT - Hot Water Heat | 3/31/2027
Sioux City Foundry | 2400 G Street | South Sioux City | NE | 68776 | Dakota | NE06209 | Active | 56360 | 2005 | Parker Ind | WT - Water Tube Boiler | BOILER ROOM | HWSP - Hot Water Non Potable Supply | 5/31/2026
Sioux City Foundry | 2400 G Street | South Sioux City | NE | 68776 | Dakota | NE06210 | Out of Service | 149276 | 1998 | Raypak | CPFT - Horiz Cpr Fin Boiler | 2ND FLOOR MESSAGING | HWHT - Hot Water Heat | 5/31/2024
Barto Trucking Railyard | 2415 4th Ave | South Sioux City | NE | 68776 | Dakota | NE43461 | Active | 6398 | 2024 | SIOUX | FTHT - Firetube Horizontal | Portable Trailer Outside | 0038 - Portable LPS Boiler | 3/31/2027
Fremont Tire | 2419 Cornhusker Dr | South Sioux City | NE | 68776-3909 | Dakota | NE19972 | Scrapped/Junked | 119504 | 1989 | Teledyne & Laars | CPFT - Horiz Cpr Fin Boiler | SHOP | HWHT - Hot Water Heat | 4/30/2023
Fremont Tire | 2419 Cornhusker Dr | South Sioux City | NE | 68776-3909 | Dakota | NE19972NE199 | Scrapped/Junked |  |  | Teledyne | WT - Water Tube Boiler | Boiler area |  | 10/1/2002
Fremont Tire | 2419 Cornhusker Dr | South Sioux City | NE | 68776-3909 | Dakota | NE42174 | Active | 21508 21505 | 2021 | Valmex | WT - Water Tube Boiler | Shop floor | HWHF - Hot Water Heat-Floor | 3/31/2027
Barto Trucking | 2450 9th Ave | South Sioux City | NE | 68776-2604 | Dakota | NE21465 | Active | 10942 | 1996 | Rite Eng | WT - Water Tube Boiler | Upstairs wash bay | HWSP - Hot Water Non Potable Supply | 3/31/2027
Barto Trucking | 2450 9th Ave | South Sioux City | NE | 68776-2604 | Dakota | NE25717 | Active | 20186 | 2014 | Hurst | FTHT - Firetube Horizontal | Upstairs wash bay | TWST - Steam for Truck Wash | 3/31/2027
Storage unit | 2801 Cornhusker Dr | South Sioux City | NE | 68776-3915 | Dakota | NE40178 | Scrapped/Junked | 125277 | 1995 | Raytherm/Raypak | CPFT - Horiz Cpr Fin Boiler | Mech Room | HWSP - Hot Water Non Potable Supply | 4/30/2013
Storage unit | 2801 Cornhusker Dr | South Sioux City | NE | 68776-3915 | Dakota | NE40179 | Scrapped/Junked | 125513 | 1995 | Raytherm/Raypak | CPFT - Horiz Cpr Fin Boiler | Mech Room | HWHP - Hot Water Heat & Nonpotable | 4/30/2013
CAR WASH LTD | 2801 Dakota Ave | South Sioux City | NE | 68776-3241 | DAKOTA | NE00726 | Scrapped/Junked | 98919 | 2000 | TELEDYNE LAARS | CPFT - Horiz Cpr Fin Boiler | MECH ROOM | HWHT - Hot Water Heat | 11/30/2003
CAR WASH LTD | 2801 Dakota Ave | South Sioux City | NE | 68776-3241 | DAKOTA | NE00727 | Scrapped/Junked | 179887 | 2000 | TELEDYNE LAARS | CPFT - Horiz Cpr Fin Boiler | MECH ROOM | HWSP - Hot Water Non Potable Supply | 11/30/2003
CON AGRA FOODS INC | 300 Conagra St | South Sioux City | NE | 68776-3693 | DAKOTA | NE18514 | Inactive | 91 | 1995 | BURNHAM COMM/INDUST | FTSM - FTS Marine Dry Back | BOILER ROOM | PROC - Process Steam | 6/30/2005
9th Street Car Wash | 300 W 9th St | South Sioux City | NE | 68776-1959 | Dakota | NE24306 | Scrapped/Junked | 17055 | 1993 | Teledyne Laars | CPFT - Horiz Cpr Fin Boiler | MECH ROOM | HWSP - Hot Water Non Potable Supply | 12/31/2011
9th Street Car Wash | 300 W 9th St | South Sioux City | NE | 68776-1959 | Dakota | NE24307 | Scrapped/Junked | 128700 | 1993 | TELE | CPFT - Horiz Cpr Fin Boiler | MECH ROOM | HWSP - Hot Water Non Potable Supply | 12/31/2011
MARINA INN | 303-423 E 4TH ST | SOUTH SIOUX CITY | NE | 68776-1750 | DAKOTA | NE16747 | Scrapped/Junked |  | 1987 | AO SMITH | AHWH - ANSI/Fired Water Htr | E BLR RM | HWSD - Hot Water Dom/Potable | 6/30/2000
MARINA INN | 303-423 E 4TH ST | SOUTH SIOUX CITY | NE | 68776-1750 | DAKOTA | NE16748 | Scrapped/Junked |  | 1987 | AO SMITH | AHWH - ANSI/Fired Water Htr | EAST BLR ROOM | HWSD - Hot Water Dom/Potable | 6/30/1999
MARINA INN | 303-423 E 4TH ST | SOUTH SIOUX CITY | NE | 68776-1750 | DAKOTA | NE17377 | Scrapped/Junked | 41166 | 1993 | STATE INDUSTRIES | CHWH - ASME/Fired Water Heater | WEST BOILER ROOM | HWSD - Hot Water Dom/Potable | 2/28/2003
MARINA INN | 303-423 E 4TH ST | SOUTH SIOUX CITY | NE | 68776-1750 | DAKOTA | NE22528 | Scrapped/Junked | 30721 | 1995 | AO SMITH | CHWH - ASME/Fired Water Heater | EAST WING | HWSD - Hot Water Dom/Potable | 6/30/2001
MARINA INN | 303-423 E 4TH ST | SOUTH SIOUX CITY | NE | 68776-1750 | DAKOTA | NE22530 | Scrapped/Junked | 37497 | 1997 | AO SMITH | FTVT - Firetube Vertical TB | EAST WING | HWSD - Hot Water Dom/Potable | 2/28/2002
MARINA INN | 303-423 E 4TH ST | SOUTH SIOUX CITY | NE | 68776-1750 | DAKOTA | NE23003 | Scrapped/Junked | 88222 | 1998 | WELBILT | FT - Firetube Boiler | KITCHEN | 0021 - Steam Supp Cooker/Kettle | 2/28/2004
MARINA INN | 303-423 E 4TH ST | SOUTH SIOUX CITY | NE | 68776-1750 | DAKOTA | NE23004 | Scrapped/Junked | 84418 | 1998 | WELBILT | FT - Firetube Boiler | KITCHEN | PROC - Process Steam | 6/30/2000
MARINA INN | 303-423 E 4TH ST | SOUTH SIOUX CITY | NE | 68776-1750 | DAKOTA | NE23067 | Scrapped/Junked |  | 1997 | AO SMITH | AHWH - ANSI/Fired Water Htr | EAST BOILER ROOM | HWSD - Hot Water Dom/Potable | 2/28/2004
MARINA INN | 303-423 E 4TH ST | SOUTH SIOUX CITY | NE | 68776-1750 | DAKOTA | NE23068 | Scrapped/Junked | 51195 | 1999 | AO SMITH | CHWH - ASME/Fired Water Heater | EAST BOILER ROOM | HWSD - Hot Water Dom/Potable | 2/28/2005
MARINA INN | 303-423 E 4TH ST | SOUTH SIOUX CITY | NE | 68776-1750 | DAKOTA | NE23069 | Scrapped/Junked |  | 2000 | AO SMITH | CHWH - ASME/Fired Water Heater | WEST BOILER ROOM | HWSD - Hot Water Dom/Potable | 2/28/2005
MARINA INN | 303-423 E 4TH ST | SOUTH SIOUX CITY | NE | 68776-1750 | DAKOTA | NE23095 | Inactive | 66568 | 2002 | AO SMITH | CHWH - ASME/Fired Water Heater | WEST BOILER ROOM | HWSD - Hot Water Dom/Potable | 2/28/2006
MARINA INN | 303-423 E 4TH ST | SOUTH SIOUX CITY | NE | 68776-1750 | DAKOTA | NE23097 | Scrapped/Junked | 77128 | 2003 | AO SMITH | CHWH - ASME/Fired Water Heater | EAST BLR ROOM | HWSD - Hot Water Dom/Potable | 2/28/2007
BOBBERS CAR WASH | 307 N 14th St | Dakota City | NE | 68731-5093 | DAKOTA | NE24321 | Inactive | 155897 | 1999 | RAYPAK INC, CALIFORNIA | WT - Water Tube Boiler | MECH ROOM | HWHT - Hot Water Heat | 1/31/2002
The Broyhill Company | 315 N 14th St | Dakota City | NE | 68731-5093 | Dakota | NE35584 | Active | N/A | 1967 | AMST | CI - Cast Iron | BUILDING II | HWHT - Hot Water Heat | 5/31/2026
Continental Springs | 3200 G St | South Sioux City | NE | 68776-3339 | Dakota | NE07900 | Scrapped/Junked | 198909 | 2002 | WTRP | CPFT - Horiz Cpr Fin Boiler | BOILER ROOM | HWSD - Hot Water Dom/Potable | 3/31/2009
Continental Springs | 3200 G St | South Sioux City | NE | 68776-3339 | Dakota | NE15798 | Scrapped/Junked | 125551 | 2008 | A O Smith | FTVT - Firetube Vertical TB | Boiler Room | HWSD - Hot Water Dom/Potable | 3/31/2015
Continental Springs | 3200 G St | South Sioux City | NE | 68776-3339 | Dakota | NE18961 | Scrapped/Junked | n/a | 1981 | Slant Fin | CI - Cast Iron | BOILER ROOM | HWHT - Hot Water Heat | 3/31/2014
Continental Springs | 3200 G St | South Sioux City | NE | 68776-3339 | Dakota | NE18962 | Scrapped/Junked | na | 1981 | Slant Fin | CI - Cast Iron | BOILER ROOM | HWHT - Hot Water Heat | 3/31/2013
Continental Springs | 3200 G St | South Sioux City | NE | 68776-3339 | Dakota | NE18963 | Scrapped/Junked | na | 1981 | Slant Fin | CI - Cast Iron | BOILER ROOM | HWHT - Hot Water Heat | 3/31/2022
Continental Springs | 3200 G St | South Sioux City | NE | 68776-3339 | Dakota | NE18964 | Scrapped/Junked | 38726 | 1993 | LOCHINVAR | WT - Water Tube Boiler | BOILER ROOM | HWSD - Hot Water Dom/Potable | 1/31/2002
Continental Springs | 3200 G St | South Sioux City | NE | 68776-3339 | Dakota | NE18965 | Inactive | 65416 | 1985 | TELE | CPFT - Horiz Cpr Fin Boiler | BOILER ROOM | HWSD - Hot Water Dom/Potable | 3/31/2009
Continental Springs | 3200 G St | South Sioux City | NE | 68776-3339 | Dakota | NE22035 | Active | N/A | 2005 | Peerless | CI - Cast Iron | Boiler Room | HWHT - Hot Water Heat | 3/31/2025
Continental Springs | 3200 G St | South Sioux City | NE | 68776-3339 | Dakota | NE22816 | Active | N/A | 2012 | Slant Fin | CI - Cast Iron | BOILER ROOM | HWHT - Hot Water Heat | 3/31/2025
Continental Springs | 3200 G St | South Sioux City | NE | 68776-3339 | Dakota | NE24560 | Active | n/a | 2013 | Slant Fin | CI - Cast Iron | Boiler Room | HWHT - Hot Water Heat | 3/31/2025
Continental Springs | 3200 G St | South Sioux City | NE | 68776-3339 | Dakota | NE25249 | Scrapped/Junked | 159850 | 2011 | AO SMITH | CHWH - ASME/Fired Water Heater | boiler room | HWSD - Hot Water Dom/Potable | 3/31/2018
Continental Springs | 3200 G St | South Sioux City | NE | 68776-3339 | Dakota | NE27251 | Scrapped/Junked | 208134 | 2015 | AO SMITH | CHWH - ASME/Fired Water Heater | boiler room | HWSD - Hot Water Dom/Potable | 3/31/2020
Continental Springs | 3200 G St | South Sioux City | NE | 68776-3339 | Dakota | NE28188 | Scrapped/Junked | 245176 | 2018 | AO SMITH | CHWH - ASME/Fired Water Heater | boiler room | HWSD - Hot Water Dom/Potable | 3/31/2021
Continental Springs | 3200 G St | South Sioux City | NE | 68776-3339 | Dakota | NE41048 | Scrapped/Junked | 160886 | 2020 | RHEEM | CHWH - ASME/Fired Water Heater | Boiler Room | HWSD - Hot Water Dom/Potable | 3/31/2024
Continental Springs | 3200 G St | South Sioux City | NE | 68776-3339 | Dakota | NE41547 | Active | N/A | 2021 | Slant Fin | CI - Cast Iron | Boiler Room | HWHT - Hot Water Heat | 3/31/2025
Old Bryan School | 3201 Dakota Ave | South Sioux City | NE | 68776-3635 | Dakota | NE34596 | Inactive | 32938 | 1979 | KEWA | FTFB - Firetube-Firebox Boiler | boiler room | STHT - Steam-Heat | 1/31/2019
SSC High School | 3301 G St | South Sioux City | NE | 68776-3467 | Dakota | NE02166 | Active | 12578 | 1980 | Burnham | FTFB - Firetube-Firebox Boiler | BOILER ROOM | GLYC - Glycol Bldg Heat Sys | 3/31/2027
SSC High School | 3301 G St | South Sioux City | NE | 68776-3467 | Dakota | NE02167 | Active | 10884 | 1978 | Burnham | FTFB - Firetube-Firebox Boiler | BOILER ROOM | GLYC - Glycol Bldg Heat Sys | 3/31/2027
SSC High School | 3301 G St | South Sioux City | NE | 68776-3467 | Dakota | NE05987 | Scrapped/Junked | 10424 | 2004 | HEAT TRANSFER PRODUCTS IN | SSCO - SS Coil Boiler | MAINT SHOP | HWHT - Hot Water Heat | 7/31/2007
SSC High School | 3301 G St | South Sioux City | NE | 68776-3467 | Dakota | NE07387 | Scrapped/Junked | 14843 | 2004 | Heat Transfer Products Inc. | COBL - Coil Type Boiler | MAINT SHOP | HWHT - Hot Water Heat | 3/31/2013
SSC High School | 3301 G St | South Sioux City | NE | 68776-3467 | Dakota | NE07391 | Scrapped/Junked | 41990 | 1968 | Groen | COOK - Fired Cooker | KITCHEN | 0021 - Steam Supp Cooker/Kettle | 3/31/2011
SSC High School | 3301 G St | South Sioux City | NE | 68776-3467 | Dakota | NE07392 | Scrapped/Junked | 41991 | 1968 | Groen | COOK - Fired Cooker | KITCHEN | 0021 - Steam Supp Cooker/Kettle | 3/31/2011
SSC High School | 3301 G St | South Sioux City | NE | 68776-3467 | Dakota | NE09815 | Active | 34519 | 2000 | Aerco International | FT - Firetube Boiler | N MECH ROOM #1 | HWHT - Hot Water Heat | 3/31/2027
SSC High School | 3301 G St | South Sioux City | NE | 68776-3467 | Dakota | NE09816 | Active | 34527 | 2000 | Aerco International | FT - Firetube Boiler | N MECH ROOM #1 | HWHT - Hot Water Heat | 3/31/2027
SSC High School | 3301 G St | South Sioux City | NE | 68776-3467 | Dakota | NE09817 | Active | 34528 | 2000 | Aerco International | FT - Firetube Boiler | N MECH ROOM #1 | HWHT - Hot Water Heat | 3/31/2027
SSC High School | 3301 G St | South Sioux City | NE | 68776-3467 | Dakota | NE09818 | Active | 34520 | 2000 | Aerco International | FT - Firetube Boiler | N MECH ROOM #2 | HWHT - Hot Water Heat | 3/31/2027
SSC High School | 3301 G St | South Sioux City | NE | 68776-3467 | Dakota | NE09819 | Active | 34509 | 2000 | Aerco International | FT - Firetube Boiler | N MECH ROOM #2 | HWHT - Hot Water Heat | 3/31/2027
SSC High School | 3301 G St | South Sioux City | NE | 68776-3467 | Dakota | NE10838 | Scrapped/Junked | 12277 | 2002 | ALES | FTFB - Firetube-Firebox Boiler | BOILER ROOM | STHT - Steam-Heat | 3/31/2024
SSC High School | 3301 G St | South Sioux City | NE | 68776-3467 | Dakota | NE20968 | Active | 21250 | 2011 | VULCAN HART | JKPV - Jacketed UFPV | Kitchen | COOK - Cooker/Kettle | 3/31/2027
SSC High School | 3301 G St | South Sioux City | NE | 68776-3467 | Dakota | NE20969 | Active | 21881 | 2011 | Vulcan | JKPV - Jacketed UFPV | Kitchen | COOK - Cooker/Kettle | 3/31/2027
SSC High School | 3301 G St | South Sioux City | NE | 68776-3467 | Dakota | NE25730 | Scrapped/Junked | 36903 | 2012 | MUNCHKIN | WTSS - Watertube SS Steel | Maintenance Shop | HWFS - HW Heat - Floor & Sidewalk | 3/31/2017
SSC High School | 3301 G St | South Sioux City | NE | 68776-3467 | Dakota | NE32460 | Scrapped/Junked |  | 1967 | KEWANEE | FTFB - Firetube-Firebox Boiler | BOILER ROOM | STHT - Steam-Heat | 7/31/2003
SSC High School | 3301 G St | South Sioux City | NE | 68776-3467 | Dakota | NE41561 | Active | 19448 | 2016 | Heat Transfer Products Inc. | FTVT - Firetube Vertical TB | MAINT SHOP | GLFH - Glycol Floor Heat System | 3/31/2027
Palm at Regency Square | 3501 Dakota Ave | South Sioux City | NE | 68776-3641 | Dakota | NE01502 | Scrapped/Junked | 58342 | 2000 | AOSM | COBL - Coil Type Boiler | BASEMENT BOILER ROOM | HWSD - Hot Water Dom/Potable | 6/30/2009
Palm at Regency Square | 3501 Dakota Ave | South Sioux City | NE | 68776-3641 | Dakota | NE02134 | Inactive |  | 1973 | KEWANEE | FTFB - Firetube-Firebox Boiler | BOILER ROOM | HWHT - Hot Water Heat | 6/30/2001
Palm at Regency Square | 3501 Dakota Ave | South Sioux City | NE | 68776-3641 | Dakota | NE02168 | Scrapped/Junked |  | 1987 | BURNHAM COMM/INDUST |  | BOILER ROOM | HWHT - Hot Water Heat | 6/30/2007
Palm at Regency Square | 3501 Dakota Ave | South Sioux City | NE | 68776-3641 | Dakota | NE02169 | Scrapped/Junked |  | 1987 | BURNHAM COMM/INDUST |  | BOILER ROOM | HWHT - Hot Water Heat | 6/30/2007
Palm at Regency Square | 3501 Dakota Ave | South Sioux City | NE | 68776-3641 | Dakota | NE12235 | Scrapped/Junked | N/A | 2007 | Patterson Kelley | CALU - Cast Aluminum | BASEMENT | HWHT - Hot Water Heat | 2/28/2016
Palm at Regency Square | 3501 Dakota Ave | South Sioux City | NE | 68776-3641 | Dakota | NE12236 | Inactive | N/A | 2007 | Patterson Kelley | CALU - Cast Aluminum | BASEMENT | HWHT - Hot Water Heat | 2/28/2015
Palm at Regency Square | 3501 Dakota Ave | South Sioux City | NE | 68776-3641 | Dakota | NE15790 | Active | 59477 | 2009 | Parker Boiler Company | WT - Water Tube Boiler | Boiler Room | HWHT - Hot Water Heat | 2/28/2027
Palm at Regency Square | 3501 Dakota Ave | South Sioux City | NE | 68776-3641 | Dakota | NE15791 | Active | 59470 | 2009 | Parker Boiler Company | WT - Water Tube Boiler | Boiler Room | HWHT - Hot Water Heat | 2/28/2027
Palm at Regency Square | 3501 Dakota Ave | South Sioux City | NE | 68776-3641 | Dakota | NE17376 | Active | n/a | 1971 | Kewanee | FTFB - Firetube-Firebox Boiler | APT SECTION | HWHT - Hot Water Heat | 2/28/2027
Palm at Regency Square | 3501 Dakota Ave | South Sioux City | NE | 68776-3641 | Dakota | NE18525 | Scrapped/Junked |  | 1995 | AO SMITH | AHWH - ANSI/Fired Water Htr | BOILER ROOM #2 | HWSD - Hot Water Dom/Potable | 6/30/2000
Palm at Regency Square | 3501 Dakota Ave | South Sioux City | NE | 68776-3641 | Dakota | NE21560 | Scrapped/Junked | 33397 | 1996 | AOSM | WT - Water Tube Boiler | BASEMENT | HWSD - Hot Water Dom/Potable | 6/30/2009
Palm at Regency Square | 3501 Dakota Ave | South Sioux City | NE | 68776-3641 | Dakota | NE21561 | Scrapped/Junked | 29492 | 1995 | AO SMITH | COBL - Coil Type Boiler | BASEMENT | HWSD - Hot Water Dom/Potable | 6/30/2001
Palm at Regency Square | 3501 Dakota Ave | South Sioux City | NE | 68776-3641 | Dakota | NE26258 | Active | N/A | 2015 | De-Dietrich | CI - Cast Iron | Boiler room | HWHT - Hot Water Heat | 2/28/2027
South Sioux City Family Healthcare | 3520 Plaza Dr | South Sioux City | NE | 68776 | Dakota | NE19093 | Active | 160490 | 2010 | Lochinvar | WTSS - Watertube SS Steel | Mech. Room | GLYC - Glycol Bldg Heat Sys | 3/31/2027
SSC Middle School | 3625 G St | South Sioux City | NE | 68776-3466 | Dakota | NE02135 | Scrapped/Junked |  | 1990 | HYDROTHERM/ADV THER HYD | FT - Firetube Boiler | BOILER ROOM | HWHT - Hot Water Heat | 7/31/2008
SSC Middle School | 3625 G St | South Sioux City | NE | 68776-3466 | Dakota | NE02156 | Scrapped/Junked |  | 1990 | HYDROTHERM/ADV THER HYD | FT - Firetube Boiler | BOILER ROOM | HWHT - Hot Water Heat | 7/31/2008
SSC Middle School | 3625 G St | South Sioux City | NE | 68776-3466 | Dakota | NE02157 | Scrapped/Junked |  | 1990 | HYDROTHERM/ADV THER HYD | FT - Firetube Boiler | BOILER ROOM | HWHT - Hot Water Heat | 7/31/2008
SSC Middle School | 3625 G St | South Sioux City | NE | 68776-3466 | Dakota | NE02158 | Scrapped/Junked |  | 1990 | HYDROTHERM/ADV THER HYD | FT - Firetube Boiler | BOILER ROOM | HWHT - Hot Water Heat | 7/31/2008
SSC Middle School | 3625 G St | South Sioux City | NE | 68776-3466 | Dakota | NE02159 | Scrapped/Junked |  | 1990 | HYDROTHERM/ADV THER HYD |  | BOILER ROOM | HWHT - Hot Water Heat | 7/31/2008
SSC Middle School | 3625 G St | South Sioux City | NE | 68776-3466 | Dakota | NE02161 | Scrapped/Junked |  | 1990 | HYDROTHERM/ADV THER HYD | FT - Firetube Boiler | BOILER ROOM | HWHT - Hot Water Heat | 7/31/2008
SSC Middle School | 3625 G St | South Sioux City | NE | 68776-3466 | Dakota | NE02162 | Scrapped/Junked |  | 1990 | HYDROTHERM/ADV THER HYD | FT - Firetube Boiler | BOILER ROOM | HWHT - Hot Water Heat | 7/31/2006
SSC Middle School | 3625 G St | South Sioux City | NE | 68776-3466 | Dakota | NE02163 | Scrapped/Junked |  | 1990 | HYDROTHERM/ADV THER HYD | FT - Firetube Boiler | BOILER ROOM | HWHT - Hot Water Heat | 7/31/2008
SSC Middle School | 3625 G St | South Sioux City | NE | 68776-3466 | Dakota | NE02164 | Scrapped/Junked |  | 1990 | HYDROTHERM/ADV THER HYD | FT - Firetube Boiler | BOILER ROOM | HWHT - Hot Water Heat | 7/31/2006
SSC Middle School | 3625 G St | South Sioux City | NE | 68776-3466 | Dakota | NE02165 | Scrapped/Junked |  | 1990 | HYDROTHERM/ADV THER HYD | FT - Firetube Boiler | BOILER ROOM | HWHT - Hot Water Heat | 7/31/2008
SSC Middle School | 3625 G St | South Sioux City | NE | 68776-3466 | Dakota | NE07201 | Scrapped/Junked | 56277 | 2004 | Hydrotherm | FT - Firetube Boiler | MECH ROOM | HWHT - Hot Water Heat | 3/31/2016
SSC Middle School | 3625 G St | South Sioux City | NE | 68776-3466 | Dakota | NE07202 | Scrapped/Junked | 56268 | 2004 | Hydrotherm | FT - Firetube Boiler | MECH ROOM | HWHT - Hot Water Heat | 3/31/2016
SSC Middle School | 3625 G St | South Sioux City | NE | 68776-3466 | Dakota | NE15792 | Scrapped/Junked | N/A | 2007 | WEIL MCLAIN | CALU - Cast Aluminum | Boiler Room | HWHT - Hot Water Heat | 3/31/2013
SSC Middle School | 3625 G St | South Sioux City | NE | 68776-3466 | Dakota | NE15793 | Scrapped/Junked | N/A | 2007 | WEIL MCLAIN | CALU - Cast Aluminum | Boiler Room | HWHT - Hot Water Heat | 3/31/2015
SSC Middle School | 3625 G St | South Sioux City | NE | 68776-3466 | Dakota | NE15794 | Scrapped/Junked | N/A | 2007 | WEIL MCLAIN | CALU - Cast Aluminum | Boiler Room | HWHT - Hot Water Heat | 3/31/2013
SSC Middle School | 3625 G St | South Sioux City | NE | 68776-3466 | Dakota | NE15795 | Scrapped/Junked | N/A | 2007 | WEIL MCLAIN | CALU - Cast Aluminum | Boiler Room | HWHT - Hot Water Heat | 3/31/2013
SSC Middle School | 3625 G St | South Sioux City | NE | 68776-3466 | Dakota | NE15796 | Scrapped/Junked | N/A | 2007 | WEIL MCLAIN | CALU - Cast Aluminum | Boiler Room | HWHT - Hot Water Heat | 3/31/2013
SSC Middle School | 3625 G St | South Sioux City | NE | 68776-3466 | Dakota | NE15797 | Scrapped/Junked | N/A | 2007 | WEIL MCLAIN | CALU - Cast Aluminum | Boiler Room | HWHT - Hot Water Heat | 3/31/2015
SSC Middle School | 3625 G St | South Sioux City | NE | 68776-3466 | Dakota | NE16759 | Scrapped/Junked | 16387 | 1992 | AO SMITH | FTVT - Firetube Vertical TB | BOILER ROOM | HWSD - Hot Water Dom/Potable | 7/31/2002
SSC Middle School | 3625 G St | South Sioux City | NE | 68776-3466 | Dakota | NE24151 | Scrapped/Junked | 88256 | 2013 | Trinity | FTSS - Firetube Stainless Steel | boiler room | HWHT - Hot Water Heat | 3/31/2020
SSC Middle School | 3625 G St | South Sioux City | NE | 68776-3466 | Dakota | NE24152 | Scrapped/Junked | 81017 | 2013 | Trinity | FTSS - Firetube Stainless Steel | boiler room | HWHT - Hot Water Heat | 3/31/2020
SSC Middle School | 3625 G St | South Sioux City | NE | 68776-3466 | Dakota | NE24153 | Scrapped/Junked | 80988 | 2013 | Trinity | FTSS - Firetube Stainless Steel | boiler room | HWHT - Hot Water Heat | 3/31/2020
SSC Middle School | 3625 G St | South Sioux City | NE | 68776-3466 | Dakota | NE24154 | Scrapped/Junked | 88850 | 2013 | Trinity | FTSS - Firetube Stainless Steel | boiler room | HWHT - Hot Water Heat | 3/31/2020
SSC Middle School | 3625 G St | South Sioux City | NE | 68776-3466 | Dakota | NE25747 | Scrapped/Junked | 149304 | 2014 | NTI | FTVT - Firetube Vertical TB | Upstairs boiler room | HWHT - Hot Water Heat | 3/31/2020
SSC Middle School | 3625 G St | South Sioux City | NE | 68776-3466 | Dakota | NE25748 | Scrapped/Junked | 149301 | 2014 | NTI | FTVT - Firetube Vertical TB | Upstairs boiler room | HWHT - Hot Water Heat | 3/31/2020
SSC Middle School | 3625 G St | South Sioux City | NE | 68776-3466 | Dakota | NE25749 | Scrapped/Junked | 141058 | 2014 | NTI | FTVT - Firetube Vertical TB | Upstairs boiler room | HWHT - Hot Water Heat | 3/31/2020
SSC Middle School | 3625 G St | South Sioux City | NE | 68776-3466 | Dakota | NE25750 | Scrapped/Junked | 116745 | 2014 | NTI | FTVT - Firetube Vertical TB | Upstairs boiler room | HWHT - Hot Water Heat | 3/31/2020
SSC Middle School | 3625 G St | South Sioux City | NE | 68776-3466 | Dakota | NE28335 | Active | 256959 | 2017 | Heat Transfer Products Inc. | FTVT - Firetube Vertical TB | Mezzanine | GLYC - Glycol Bldg Heat Sys | 3/31/2027
SSC Middle School | 3625 G St | South Sioux City | NE | 68776-3466 | Dakota | NE28336 | Active | 256962 | 2018 | Heat Transfer Products Inc. | FTVT - Firetube Vertical TB | Mezzanine | GLYC - Glycol Bldg Heat Sys | 3/31/2027
SSC Middle School | 3625 G St | South Sioux City | NE | 68776-3466 | Dakota | NE28337 | Active | 255820 | 2018 | Heat Transfer Products Inc. | FTVT - Firetube Vertical TB | Mezzanine | GLYC - Glycol Bldg Heat Sys | 3/31/2027
SSC Middle School | 3625 G St | South Sioux City | NE | 68776-3466 | Dakota | NE28338 | Active | 227729 | 2018 | Heat Transfer Products Inc. | FTVT - Firetube Vertical TB | Mezzanine | GLYC - Glycol Bldg Heat Sys | 3/31/2027
SSC Middle School | 3625 G St | South Sioux City | NE | 68776-3466 | Dakota | NE28339 | Active | 227726 | 2018 | Heat Transfer Products Inc. | FTVT - Firetube Vertical TB | Mezzanine | GLYC - Glycol Bldg Heat Sys | 3/31/2027
SSC Middle School | 3625 G St | South Sioux City | NE | 68776-3466 | Dakota | NE28340 | Active | 255817 | 2018 | Heat Transfer Products Inc. | FTVT - Firetube Vertical TB | Mezzanine | GLYC - Glycol Bldg Heat Sys | 3/31/2027
Sara Lee Fresh Bakery 011-157 | 3723 Dakota Ave | South Sioux City | NE | 68776-3645 | Dakota | NE15345 | Inactive | 8203 | 1990 | Johnston Boiler Co. | FT - Firetube Boiler | Boiler Room | PROC - Process Steam | 9/30/2019
LAZYS WASHALL | 3746 Dakota Ave | South Sioux City | NE | 68776-3646 | DAKOTA | NE24315 | Scrapped/Junked |  | 1976 | BURNHAM COMM/INDUST |  | MECH ROOM | HWHT - Hot Water Heat | 12/28/2000
South Sioux City Marriott Riverfront | 385 E 4th St | South Sioux City | NE | 68776-1750 | Dakota | NE05697 | Scrapped/Junked | n/a | 1992 | AOSM | CHWH - ASME/Fired Water Heater | MECH ROOM | HWSD - Hot Water Dom/Potable | 2/28/2014
South Sioux City Marriott Riverfront | 385 E 4th St | South Sioux City | NE | 68776-1750 | Dakota | NE05976 | Scrapped/Junked | 90299 | 2004 | AOSM | CHWH - ASME/Fired Water Heater | EAST BOILER ROOM | HWSD - Hot Water Dom/Potable | 2/28/2009
South Sioux City Marriott Riverfront | 385 E 4th St | South Sioux City | NE | 68776-1750 | Dakota | NE07233 | Scrapped/Junked | 108743 | 2006 | Cleveland Range | FT - Firetube Boiler | KITCHEN | 0021 - Steam Supp Cooker/Kettle | 2/28/2018
South Sioux City Marriott Riverfront | 385 E 4th St | South Sioux City | NE | 68776-1750 | Dakota | NE07383 | Scrapped/Junked | 105179 | 2006 | AOSM | CHWH - ASME/Fired Water Heater | EAST BOILER RM | HWSD - Hot Water Dom/Potable | 2/28/2015
South Sioux City Marriott Riverfront | 385 E 4th St | South Sioux City | NE | 68776-1750 | Dakota | NE11358 | Scrapped/Junked | 102517 | 2003 | Cleveland Range | FT - Firetube Boiler | KITCHEN | 0021 - Steam Supp Cooker/Kettle | 2/28/2013
South Sioux City Marriott Riverfront | 385 E 4th St | South Sioux City | NE | 68776-1750 | Dakota | NE15799 | Scrapped/Junked | 133669 | 2009 | A O Smith | FTVT - Firetube Vertical TB | Boiler Room | HWSD - Hot Water Dom/Potable | 2/28/2015
South Sioux City Marriott Riverfront | 385 E 4th St | South Sioux City | NE | 68776-1750 | Dakota | NE15800 | Scrapped/Junked | 119156 | 2008 | RHEEM | FTVT - Firetube Vertical TB | Boiler Room | HWSD - Hot Water Dom/Potable | 2/28/2016
South Sioux City Marriott Riverfront | 385 E 4th St | South Sioux City | NE | 68776-1750 | Dakota | NE16742 | Scrapped/Junked | 22246 | 1986 | Bryan | WT - Water Tube Boiler | WEST BOILER ROOM | HWHT - Hot Water Heat | 2/28/2024
South Sioux City Marriott Riverfront | 385 E 4th St | South Sioux City | NE | 68776-1750 | Dakota | NE16743 | Scrapped/Junked | 22245 | 1986 | Bryan | WT - Water Tube Boiler | WEST BOILER ROOM | HWHT - Hot Water Heat | 2/28/2023
South Sioux City Marriott Riverfront | 385 E 4th St | South Sioux City | NE | 68776-1750 | Dakota | NE16744 | Scrapped/Junked | 16812 | 1983 | Bryan | WT - Water Tube Boiler | WEST BOILER ROOM | HWHT - Hot Water Heat | 2/28/2024
South Sioux City Marriott Riverfront | 385 E 4th St | South Sioux City | NE | 68776-1750 | Dakota | NE16745 | Scrapped/Junked | 9958 | 1989 | A. O. Smith | CHWH - ASME/Fired Water Heater | W BLR RM | HWSD - Hot Water Dom/Potable | 6/30/2000
South Sioux City Marriott Riverfront | 385 E 4th St | South Sioux City | NE | 68776-1750 | Dakota | NE16751 | Out of Service | 27566 | 1989 | Bryan | WT - Water Tube Boiler | EAST BOILER ROOM | HWHT - Hot Water Heat | 2/28/2024
South Sioux City Marriott Riverfront | 385 E 4th St | South Sioux City | NE | 68776-1750 | Dakota | NE16752 | Scrapped/Junked | 2756 | 1989 | Bryan | WT - Water Tube Boiler | EAST BOILER ROOM | HWHT - Hot Water Heat | 2/28/2025
South Sioux City Marriott Riverfront | 385 E 4th St | South Sioux City | NE | 68776-1750 | Dakota | NE16753 | Scrapped/Junked | 27361 | 1989 | Bryan | WT - Water Tube Boiler | EAST BOILER ROOM | HWHT - Hot Water Heat | 2/28/2025
South Sioux City Marriott Riverfront | 385 E 4th St | South Sioux City | NE | 68776-1750 | Dakota | NE17028 | Scrapped/Junked | 114908 | 2007 | RHEEM | FTVT - Firetube Vertical TB | West Boiler Room | HWSD - Hot Water Dom/Potable | 2/28/2011
South Sioux City Marriott Riverfront | 385 E 4th St | South Sioux City | NE | 68776-1750 | Dakota | NE17580 | Scrapped/Junked | 120750 | 2009 | RHEEM | FTVT - Firetube Vertical TB | Boiler Room | HWSD - Hot Water Dom/Potable | 2/28/2014
South Sioux City Marriott Riverfront | 385 E 4th St | South Sioux City | NE | 68776-1750 | Dakota | NE20938 | Scrapped/Junked | 159618 | 2011 | AOSM | CHWH - ASME/Fired Water Heater | EAST BOILER RM | HWSD - Hot Water Dom/Potable | 2/28/2016
South Sioux City Marriott Riverfront | 385 E 4th St | South Sioux City | NE | 68776-1750 | Dakota | NE22529 | Scrapped/Junked | 33944 | 1996 | AOSM | CHWH - ASME/Fired Water Heater | EAST BOILER ROOM | HWSD - Hot Water Dom/Potable | 2/28/2012
South Sioux City Marriott Riverfront | 385 E 4th St | South Sioux City | NE | 68776-1750 | Dakota | NE23088 | Scrapped/Junked |  | 2000 | AOSM | CHWH - ASME/Fired Water Heater | EAST BOILER ROOM | HWSD - Hot Water Dom/Potable | 2/28/2010
South Sioux City Marriott Riverfront | 385 E 4th St | South Sioux City | NE | 68776-1750 | Dakota | NE23094 | Scrapped/Junked | 71162 | 2001 | STAT | CHWH - ASME/Fired Water Heater | EAST BOILER ROOM | HWSD - Hot Water Dom/Potable | 2/28/2015
South Sioux City Marriott Riverfront | 385 E 4th St | South Sioux City | NE | 68776-1750 | Dakota | NE23099 | Scrapped/Junked | 82191 | 2003 | AOSM | CHWH - ASME/Fired Water Heater | WEST BOILER ROOM | HWSD - Hot Water Dom/Potable | 2/28/2009
South Sioux City Marriott Riverfront | 385 E 4th St | South Sioux City | NE | 68776-1750 | Dakota | NE26974 | Scrapped/Junked | 386441 | 2014 | Ruud-Rheem | CPFH - Copper Fin Water Heater | Boiler Room | HWSD - Hot Water Dom/Potable | 2/28/2019
South Sioux City Marriott Riverfront | 385 E 4th St | South Sioux City | NE | 68776-1750 | Dakota | NE26975 | Active | 1950 | 2014 | Hayward | CPPH - Ansi Cpr Fin Pool Heater | Pool Boiler Room | OPHT - Outdoor Pool Heater | 2/28/2027
South Sioux City Marriott Riverfront | 385 E 4th St | South Sioux City | NE | 68776-1750 | Dakota | NE26976 | Scrapped/Junked | 1967 | 2014 | Hayward | CPPH - Ansi Cpr Fin Pool Heater | Boiler Room | SPAJ - Spa/Jacuzzi Heater | 2/28/2018
South Sioux City Marriott Riverfront | 385 E 4th St | South Sioux City | NE | 68776-1750 | Dakota | NE27479 | Active | 126120 | 2017 | Cleveland Range | FT - Firetube Boiler | KITCHEN | 0021 - Steam Supp Cooker/Kettle | 2/28/2027
South Sioux City Marriott Riverfront | 385 E 4th St | South Sioux City | NE | 68776-1750 | Dakota | NE27896 | Out of Service | 006212 | 2017 | Hayward | CPPH - Ansi Cpr Fin Pool Heater | Pool Boiler Room | SPAJ - Spa/Jacuzzi Heater | 2/28/2024
South Sioux City Marriott Riverfront | 385 E 4th St | South Sioux City | NE | 68776-1750 | Dakota | NE27897 | Active | 282206 | 2017 | Laars | CPFH - Copper Fin Water Heater | Boiler Room | HWSD - Hot Water Dom/Potable | 2/28/2027
South Sioux City Marriott Riverfront | 385 E 4th St | South Sioux City | NE | 68776-1750 | Dakota | NE42646 | Active | 592702 | 2023 | Lochinvar | WTSS - Watertube SS Steel | West Boiler Room | HWSD - Hot Water Dom/Potable | 2/28/2027
South Sioux City Marriott Riverfront | 385 E 4th St | South Sioux City | NE | 68776-1750 | Dakota | NE42647 | Active | 380556 | 2022 | Lochinvar | FTVT - Firetube Vertical TB | West Boiler Room | HWHT - Hot Water Heat | 2/28/2027
South Sioux City Marriott Riverfront | 385 E 4th St | South Sioux City | NE | 68776-1750 | Dakota | NE42648 | Active | 380555 | 2022 | Lochinvar | FTVT - Firetube Vertical TB | West Boiler Room | HWHT - Hot Water Heat | 2/28/2027
South Sioux City Marriott Riverfront | 385 E 4th St | South Sioux City | NE | 68776-1750 | Dakota | NE42649 | Active | 380552 | 2022 | Lochinvar | FTVT - Firetube Vertical TB | West Boiler Room | HWHT - Hot Water Heat | 2/28/2027
South Sioux City Marriott Riverfront | 385 E 4th St | South Sioux City | NE | 68776-1750 | Dakota | NE43702 | Active | 459003 | 2024 | AIC GDYNIA | WTSS - Watertube SS Steel | East Boiler Room | GLYC - Glycol Bldg Heat Sys | 2/28/2025
South Sioux City Marriott Riverfront | 385 E 4th St | South Sioux City | NE | 68776-1750 | Dakota | NE43703 | Active | 468588 | 2024 | AIC GDYNIA | WTSS - Watertube SS Steel | East Boiler Room | GLYC - Glycol Bldg Heat Sys | 2/28/2025
South Sioux City Marriott Riverfront | 385 E 4th St | South Sioux City | NE | 68776-1750 | Dakota | NE43704 | Active | 467043 | 2024 | AIC GDYNIA | WTSS - Watertube SS Steel | East Boiler Room | GLYC - Glycol Bldg Heat Sys | 2/28/2025
Ingredion Inc | 395 164th St | South Sioux City | NE | 68776-4542 | Dakota | NE13326 | Active | 14203 | 2008 | Hurst | FTSM - FTS Marine Dry Back | BOILER ROOM | PROC - Process Steam | 9/30/2026
Ingredion Inc | 395 164th St | South Sioux City | NE | 68776-4542 | Dakota | NE13327 | Inactive | 6817 | 2008 | fintube technologies | ECON - Boiler Economizer | BOILER ROOM | ECON - Boiler Economizer | 9/30/2023
Ingredion Inc | 395 164th St | South Sioux City | NE | 68776-4542 | Dakota | NE13328 | Active | 14204 | 2008 | Hurst | FTSM - FTS Marine Dry Back | BOILER ROOM | PROC - Process Steam | 9/30/2026
Ingredion Inc | 395 164th St | South Sioux City | NE | 68776-4542 | Dakota | NE13329 | Active | 6820 | 2008 | fintube Technologies | ECON - Boiler Economizer | BOILER ROOM | ECON - Boiler Economizer | 9/30/2026
Ingredion Inc | 395 164th St | South Sioux City | NE | 68776-4542 | Dakota | NE24101 | Active | 50058 | 2008 | Aerco | WTSS - Watertube SS Steel | Office Penthouse | HWHT - Hot Water Heat | 9/30/2026
Ingredion Inc | 395 164th St | South Sioux City | NE | 68776-4542 | Dakota | NE24102 | Active | 50057 | 2008 | Aerco | WTSS - Watertube SS Steel | Office Penthouse | HWHT - Hot Water Heat | 9/30/2026
Ingredion Inc | 395 164th St | South Sioux City | NE | 68776-4542 | Dakota | NE43472 | Active | 213 | 2024 | Thermiser | ECON - Boiler Economizer | Boiler Room | HPEC - High Pressure Economizer | 9/30/2026
Regency Inn (Vacant) | 400 Dakota Ave | South Sioux City | NE | 68776-1740 | Dakota | NE10234 | Active | C15732 | 2007 | AOSM | COBL - Coil Type Boiler | BOILER ROOM | HWHT - Hot Water Heat | 11/30/2024
Regency Inn (Vacant) | 400 Dakota Ave | South Sioux City | NE | 68776-1740 | Dakota | NE15865 | Scrapped/Junked | 58888 | 1977 | AOSM | COBL - Coil Type Boiler | BOILER ROOM | HWSD - Hot Water Dom/Potable | 3/31/2007
Regency Inn (Vacant) | 400 Dakota Ave | South Sioux City | NE | 68776-1740 | Dakota | NE15866 | Scrapped/Junked |  | 1976 | Weil-Mcclain | CI - Cast Iron | BOILER ROOM | HWHT - Hot Water Heat | 9/30/2002
Regency Inn (Vacant) | 400 Dakota Ave | South Sioux City | NE | 68776-1740 | Dakota | NE15867 | Scrapped/Junked |  | 1976 | Weil-Mcclain | CI - Cast Iron | BOILER ROOM | HWHT - Hot Water Heat | 3/31/2004
Regency Inn (Vacant) | 400 Dakota Ave | South Sioux City | NE | 68776-1740 | Dakota | NE15868 | Scrapped/Junked |  | 1976 | Weil-Mcclain | CI - Cast Iron | BOILER ROOM | HWHT - Hot Water Heat | 3/31/2007
Regency Inn (Vacant) | 400 Dakota Ave | South Sioux City | NE | 68776-1740 | Dakota | NE15869 | Scrapped/Junked |  | 1976 | Weil-Mcclain | CI - Cast Iron | BOILER ROOM | HWHT - Hot Water Heat | 3/31/2007
Regency Inn (Vacant) | 400 Dakota Ave | South Sioux City | NE | 68776-1740 | Dakota | NE25213 | Out of Service | NA | 1800 | Weil-McLain | CALU - Cast Aluminum | Boiler Room | HWHT - Hot Water Heat | 1/31/2014
Regency Inn (Vacant) | 400 Dakota Ave | South Sioux City | NE | 68776-1740 | Dakota | NE25946 | Inactive | 311933 | 2014 | Lochinvar | WTSS - Watertube SS Steel | BOILER ROOM | HWHT - Hot Water Heat | 1/31/2020
Pepsi Cola Of Siouxland | 400 W Colonial Dr | South Sioux City | NE | 68776-3733 | Dakota | NE18710 | Scrapped/Junked | 8989 | 1996 | Aldrich | FTFB - Firetube-Firebox Boiler | boiler room | HWHT - Hot Water Heat | 10/31/2025
Pepsi Cola Of Siouxland | 400 W Colonial Dr | South Sioux City | NE | 68776-3733 | Dakota | NE43462 | Active | 875 | 2025 | Les Inc/Aldrich Co | FTFB - Firetube-Firebox Boiler | boiler room | HWHT - Hot Water Heat | 9/30/2025
AMPRIDE | 400 W ELK ST | JACKSON | NE | 68743 | DAKOTA | NE06112 | Inactive |  | 1994 | DUNKIRK |  | MECH ROOM | HWHF - Hot Water Heat-Floor | 3/31/2006
EMERSON HUBBARD ELEM SCH | 401 THIRD ST | EMERSON | NE | 68733 | DAKOTA | NE32483 | Inactive |  | 1979 | KEWANEE | FT - Firetube Boiler |  | STHT - Steam-Heat | 7/31/1990
EMERSON HUBBARD HIGH SCH | 401 THIRD ST | EMERSON | NE | 68733 | DAKOTA | NE33970 | Scrapped/Junked |  | 1963 | AJAX BOILER INC | WT - Water Tube Boiler | BOILER ROOM | HWSD - Hot Water Dom/Potable | 7/31/2005
CITY INDOOR POOL | 420 E 33rd St | South Sioux City | NE | 68776-3326 | DAKOTA | NE01763 | Inactive |  | 1992 | ALASKAN COPPER WORKS | ELPV - Electric Press VSL | MECH ROOM | IPHT - Indoor Pool Heater | 6/30/2008
CITY INDOOR POOL | 420 E 33rd St | South Sioux City | NE | 68776-3326 | DAKOTA | NE40835 | Exempt 1999 LB-66 |  | 1993 | AO SMITH | AHWH - ANSI/Fired Water Htr | MECH ROOM | HWSD - Hot Water Dom/Potable | 1/1/1900
CITY INDOOR POOL | 420 E 33rd St | South Sioux City | NE | 68776-3326 | DAKOTA | NE40836 | Inactive |  | 1991 | WEIL MCLAIN | ELBL - Electric Boiler | MECH ROOM | IPHT - Indoor Pool Heater | 6/30/2008
28TH STREET CAR WASH | 421 W 28th St | South Sioux City | NE | 68776-3114 | DAKOTA | NE24303 | Inactive | 118499 | 1989 | TELEDYNE LAARS | CPFT - Horiz Cpr Fin Boiler | MECH ROOM | HWSP - Hot Water Non Potable Supply | 12/31/2007
28TH STREET CAR WASH | 421 W 28th St | South Sioux City | NE | 68776-3114 | DAKOTA | NE24304 | Inactive | 65422 | 1985 | TELEDYNE LAARS | CPFT - Horiz Cpr Fin Boiler | MECH ROOM | HWHT - Hot Water Heat | 12/31/2007
28TH STREET CAR WASH | 421 W 28th St | South Sioux City | NE | 68776-3114 | DAKOTA | NE24305 | Inactive | 65423 | 1985 | TELEDYNE LAARS | CPFT - Horiz Cpr Fin Boiler | MECH ROOM | HWHT - Hot Water Heat | 12/31/2007
Scratch & Peck, LLC | 425 W 39th St | South Sioux City | NE | 68776-3735 | Dakota | NE08250 | Out of Service | 1835 | 1966 | Superior Boilerworks | FTSM - FTS Marine Dry Back | Boiler Room | PROC - Process Steam | 4/30/2020
Scratch & Peck, LLC | 425 W 39th St | South Sioux City | NE | 68776-3735 | Dakota | NE12233 | Active | 14477 | 2008 | Hurst Boiler & Welding | FTSM - FTS Marine Dry Back | BOILER BLDG | PROC - Process Steam | 11/30/2026
Scratch & Peck, LLC | 425 W 39th St | South Sioux City | NE | 68776-3735 | Dakota | NE12234 | Out of Service | 979 | 2008 | Economaster, LLC | ECON - Boiler Economizer | BOILER PLANT | ECON - Boiler Economizer | 4/30/2018
Everett Furniture Inc | 4500 Dakota Ave | South Sioux City | NE | 68776-3659 | Dakota | NE02504 | Active | 13410 | 1981 | Burnham | FTFB - Firetube-Firebox Boiler | BOILER ROOM | HWHT - Hot Water Heat | 3/31/2027
Richardson Milling Inc | 5005 Dakota Ave | South Sioux City | NE | 68776-3689 | Dakota | NE14953 | Active | 8053 | 1989 | JOHN | FTSM - FTS Marine Dry Back | BOILER ROOM | PROC - Process Steam | 8/31/2026
MCARTHUR SHEET METAL | 501 W 9th St | South Sioux City | NE | 68776-1923 | DAKOTA | NE09632 | Inactive |  | 1997 | PEERLESS HEATER COMPANY |  | N MECHANICAL ROOM | HWHT - Hot Water Heat | 12/31/2003
MCARTHUR SHEET METAL | 501 W 9th St | South Sioux City | NE | 68776-1923 | DAKOTA | NE24314 | Inactive | 23346 | 1995 | WEBEN JARCO | COBL - Coil Type Boiler | MECH ROOM | HWSP - Hot Water Non Potable Supply | 12/31/2003
MCARTHUR SHEET METAL | 501 W 9th St | South Sioux City | NE | 68776-1923 | DAKOTA | NE24316 | Inactive | 14407 | 1990 | WEBEN JARCO | COBL - Coil Type Boiler | MECH ROOM | HWSP - Hot Water Non Potable Supply | 12/31/2003
MCARTHUR SHEET METAL | 501 W 9th St | South Sioux City | NE | 68776-1923 | DAKOTA | NE24317 | Inactive | 52964 | 1995 | LOCHINVAR | CPFT - Horiz Cpr Fin Boiler | MECH ROOM | HWHT - Hot Water Heat | 12/31/2003
ELEMENTIS LTP INC. | 511 N 20th St | Dakota City | NE | 68731-5113 | DAKOTA | NE02133 | Inactive | 68354 | 1989 | CLEAVER BROOKS | FT - Firetube Boiler |  | PROC - Process Steam | 7/31/2000
Tyson Dakota City Beef Plant | 5200 IBP Ave | Dakota City | NE | 68731 | Dakota | NE00339 | Exempt | NB12063 | 2001 | Fes Inc | UFPV - Unfired Pressure Vessel | COMPRESSOR ROOM | 0033 - Oil Seperator | 2/28/2020
Tyson Dakota City Beef Plant | 5200 IBP Ave | Dakota City | NE | 68731 | Dakota | NE08661 | Scrapped/Junked | 13973 | 2001 | Evapco | UFPV - Unfired Pressure Vessel | AMMONIA VESSEL | STOR - Storage Vessel | 2/28/2020
Tyson Dakota City Beef Plant | 5200 IBP Ave | Dakota City | NE | 68731 | Dakota | NE08662 | Exempt | 59219 | 1984 | Frick Co | UFPV - Unfired Pressure Vessel | #1 Frick Receiver | STOR - Storage Vessel | 6/30/2021
Tyson Dakota City Beef Plant | 5200 IBP Ave | Dakota City | NE | 68731 | Dakota | NE08663 | Scrapped/Junked | 63652 | 1985 | Frick Co | HEXC - Heat Exchanger | #1 Frick Oil Cooler | STOR - Storage Vessel | 2/28/2014
Tyson Dakota City Beef Plant | 5200 IBP Ave | Dakota City | NE | 68731 | Dakota | NE08664 | Exempt | 59218 | 1985 | Frick Co | UFPV - Unfired Pressure Vessel | #2 oil separator | STOR - Storage Vessel | 2/28/2020
Tyson Dakota City Beef Plant | 5200 IBP Ave | Dakota City | NE | 68731 | Dakota | NE08665 | Exempt | 83102 | 1988 | Frick Co | UFPV - Unfired Pressure Vessel | #3 Compressor Receiver | STOR - Storage Vessel | 6/30/2021
Tyson Dakota City Beef Plant | 5200 IBP Ave | Dakota City | NE | 68731 | Dakota | NE08666 | Scrapped/Junked | 63651 | 1985 | Frick Co | HEXC - Heat Exchanger | #2 Frick Oil Cooler | STOR - Storage Vessel | 2/28/2014
Tyson Dakota City Beef Plant | 5200 IBP Ave | Dakota City | NE | 68731 | Dakota | NE08667 | Scrapped/Junked | 84738 | 1989 | Frick Co | HEXC - Heat Exchanger | #3 Frick Oil Cooler | STOR - Storage Vessel | 2/28/2014
Tyson Dakota City Beef Plant | 5200 IBP Ave | Dakota City | NE | 68731 | Dakota | NE08668 | Active | 6401 | 1988 | Fes Inc | UFPV - Unfired Pressure Vessel | #4 FES Oil Separator -High | STOR - Storage Vessel | 2/28/2028
Tyson Dakota City Beef Plant | 5200 IBP Ave | Dakota City | NE | 68731 | Dakota | NE08669 | Exempt | 11643 | 2000 | Fes Inc | UFPV - Unfired Pressure Vessel | #5 FES Oil Seperator--High | STOR - Storage Vessel | 2/28/2020
Tyson Dakota City Beef Plant | 5200 IBP Ave | Dakota City | NE | 68731 | Dakota | NE08670 | Exempt | 11644 | 2000 | Fes Inc | UFPV - Unfired Pressure Vessel | #6 Oil Seperator | STOR - Storage Vessel | 2/28/2020
Tyson Dakota City Beef Plant | 5200 IBP Ave | Dakota City | NE | 68731 | Dakota | NE08671 | Exempt | 11491 | 2000 | Fes Inc | UFPV - Unfired Pressure Vessel | #7 FES Oil Seperator--High | STOR - Storage Vessel | 2/28/2020
Tyson Dakota City Beef Plant | 5200 IBP Ave | Dakota City | NE | 68731 | Dakota | NE09456 | Scrapped/Junked |  | 1958 | Stpa |  | DAKOTA CITY |  | 8/31/1993
Tyson Dakota City Beef Plant | 5200 IBP Ave | Dakota City | NE | 68731 | Dakota | NE13100 | Scrapped/Junked | 22044 | 1965 | Kewannee |  | DAKOTA CITY | PROC - Process Steam | 8/31/1995
Tyson Dakota City Beef Plant | 5200 IBP Ave | Dakota City | NE | 68731 | Dakota | NE13101 | Scrapped/Junked | 21871 | 1964 | Kewannee |  | DAKOTA CITY | PROC - Process Steam | 8/31/1995
Tyson Dakota City Beef Plant | 5200 IBP Ave | Dakota City | NE | 68731 | Dakota | NE13102 | Scrapped/Junked | 21856 | 1965 | Kewannee |  | DAKOTA CITY | PROC - Process Steam | 8/31/1995
Tyson Dakota City Beef Plant | 5200 IBP Ave | Dakota City | NE | 68731 | Dakota | NE13103 | Scrapped/Junked | 22043 | 1965 | Kewannee |  | DAKOTA CITY | PROC - Process Steam | 8/31/1995
Tyson Dakota City Beef Plant | 5200 IBP Ave | Dakota City | NE | 68731 | Dakota | NE14061 | Scrapped/Junked | 23746 | 1968 | Kewannee |  | DAKOTA CITY | PROC - Process Steam | 8/31/1996
Tyson Dakota City Beef Plant | 5200 IBP Ave | Dakota City | NE | 68731 | Dakota | NE14073 | Scrapped/Junked | 24382 | 1970 | Kewannee |  | DAKOTA CITY | PROC - Process Steam | 8/31/1996
Tyson Dakota City Beef Plant | 5200 IBP Ave | Dakota City | NE | 68731 | Dakota | NE15330 | Scrapped/Junked | 42184 | 1978 | Patk |  | ADMIN BLDG |  | 6/30/2001
Tyson Dakota City Beef Plant | 5200 IBP Ave | Dakota City | NE | 68731 | Dakota | NE17632 | Active | 9095 | 1995 | Johnston Boiler Co. | FTWB - FTS Marine Wet Back | #1 Boiler | PROC - Process Steam | 6/30/2027
Tyson Dakota City Beef Plant | 5200 IBP Ave | Dakota City | NE | 68731 | Dakota | NE17633 | Active | 9097 | 1995 | Johnston Boiler Co. | FT - Firetube Boiler | #2 Boiler | PROC - Process Steam | 9/30/2026
Tyson Dakota City Beef Plant | 5200 IBP Ave | Dakota City | NE | 68731 | Dakota | NE17634 | Active | 9099 | 1995 | Johnston Boiler Co. | FT - Firetube Boiler | #3 Boiler | PROC - Process Steam | 6/30/2026
Tyson Dakota City Beef Plant | 5200 IBP Ave | Dakota City | NE | 68731 | Dakota | NE17635 | Active | 9100 | 1995 | Johnston Boiler Co. | FT - Firetube Boiler | #4 Boiler | PROC - Process Steam | 6/30/2026
Tyson Dakota City Beef Plant | 5200 IBP Ave | Dakota City | NE | 68731 | Dakota | NE17636 | Active | 9103 | 1995 | Johnston Boiler Co. | FT - Firetube Boiler | #5 Boiler | PROC - Process Steam | 9/30/2026
Tyson Dakota City Beef Plant | 5200 IBP Ave | Dakota City | NE | 68731 | Dakota | NE22032 | Active | 17610 | 2012 | G E A | UFPV - Unfired Pressure Vessel | #10 Oil Separator | 0017 - Ammonia Receiver | 2/28/2028
Tyson Dakota City Beef Plant | 5200 IBP Ave | Dakota City | NE | 68731 | Dakota | NE22033 | Active | 17609 | 2012 | G E A | UFPV - Unfired Pressure Vessel | #9 Oil Separator | 0017 - Ammonia Receiver | 2/28/2028
Tyson Dakota City Beef Plant | 5200 IBP Ave | Dakota City | NE | 68731 | Dakota | NE24559 | Active | 16254 | 2007 | Superior Boiler Works | FTWB - FTS Marine Wet Back | #6 Boiler | PROC - Process Steam | 2/28/2027
Tyson Dakota City Beef Plant | 5200 IBP Ave | Dakota City | NE | 68731 | Dakota | NE28913 | Out of Service | 11724 | 2004 | Hurst | FTSM - FTS Marine Dry Back | Portable unit | PROC - Process Steam | 8/31/2021
Tyson Dakota City Beef Plant | 5200 IBP Ave | Dakota City | NE | 68731 | Dakota | NE886752-6 | Inactive | 568 | 1995 | Wilson Fab | UFPV - Unfired Pressure Vessel | South Engine Room |  | N/A
Sacred Heart Church | 600 N Main St | Emerson | NE | 68733 | Dakota | NE21599 | Scrapped/Junked | n/a | 1993 | Burnham | CI - Cast Iron | CHURCH BASEMENT | HWHT - Hot Water Heat | 3/31/2020
Sacred Heart Church | 600 N Main St | Emerson | NE | 68733 | Dakota | NE28347 | Active | 342579 | 2018 | Lochinvar | FTVT - Firetube Vertical TB | Boiler Room | HWHT - Hot Water Heat | 10/31/2025
Sacred Heart Church | 600 N Main St | Emerson | NE | 68733 | Dakota | NE28348 | Active | 345567 | 2018 | Lochinvar | FTVT - Firetube Vertical TB | Boiler Room | HWHT - Hot Water Heat | 10/31/2025
Empirical Foods, Inc | 6001 Dakota Ave. | South Sioux City | NE | 68776-4541 | Dakota | NE05750 | Scrapped/Junked | 9269 | 1996 | Johnston Boiler Co. | FTSM - FTS Marine Dry Back | Boiler Room | PROC - Process Steam | 9/30/2018
Empirical Foods, Inc | 6001 Dakota Ave. | South Sioux City | NE | 68776-4541 | Dakota | NE05751 | Scrapped/Junked | 9270 | 1996 | Johnston Boiler Co. | FTSM - FTS Marine Dry Back | Boiler Room | PROC - Process Steam | 9/30/2018
Empirical Foods, Inc | 6001 Dakota Ave. | South Sioux City | NE | 68776-4541 | Dakota | NE27245 | Active | 21517 | 2016 | Hurst | FTWB - FTS Marine Wet Back | Boiler Plant | PROC - Process Steam | 9/30/2026
Empirical Foods, Inc | 6001 Dakota Ave. | South Sioux City | NE | 68776-4541 | Dakota | NE27246 | Active | 21516 | 2016 | Hurst | FTWB - FTS Marine Wet Back | Boiler Plant | PROC - Process Steam | 9/30/2026
Empirical Foods, Inc | 6001 Dakota Ave. | South Sioux City | NE | 68776-4541 | Dakota | NE27247 | Active | 21515 | 2016 | Hurst | FTWB - FTS Marine Wet Back | Boiler Plant | PROC - Process Steam | 9/30/2026
Empirical Foods, Inc | 6001 Dakota Ave. | South Sioux City | NE | 68776-4541 | Dakota | NE27248 | Active | 2582 | 2016 | Cain Industries | ECON - Boiler Economizer | Boiler Plant | ECON - Boiler Economizer | 9/30/2026
Empirical Foods, Inc | 6001 Dakota Ave. | South Sioux City | NE | 68776-4541 | Dakota | NE27249 | Active | 2580 | 2016 | Cain Industries | ECON - Boiler Economizer | Boiler Plant | ECON - Boiler Economizer | 9/30/2026
Empirical Foods, Inc | 6001 Dakota Ave. | South Sioux City | NE | 68776-4541 | Dakota | NE27250 | Scrapped/Junked | 2581 | 2016 | Cain Industries | ECON - Boiler Economizer | Boiler Plant | ECON - Boiler Economizer | 9/30/2025
Empirical Foods, Inc | 6001 Dakota Ave. | South Sioux City | NE | 68776-4541 | Dakota | NE42645 | Active | 11406 | 2022 | Chromalox | ELBL - Electric Boiler | Compressor Room | 0020 - Supp to Sterlizer/Autoclave | 9/30/2026
Heritage of Emerson | 607 Nebraska St | Emerson | NE | 68733-3627 | DAKOTA | NE05588 | Scrapped/Junked |  | 1984 | AO SMITH | AHWH - ANSI/Fired Water Htr |  | HWSD - Hot Water Dom/Potable | 10/31/1999
Heritage of Emerson | 607 Nebraska St | Emerson | NE | 68733-3627 | DAKOTA | NE06689 | Scrapped/Junked | 71713 | 2005 | WEBJ | COBL - Coil Type Boiler | MECH ROOM | HWSD - Hot Water Dom/Potable | 7/31/2014
Heritage of Emerson | 607 Nebraska St | Emerson | NE | 68733-3627 | DAKOTA | NE17389 | Scrapped/Junked | 17366 | 1992 | WEBEN JARCO | COBL - Coil Type Boiler | MECH ROOM | HWSD - Hot Water Dom/Potable | 7/31/2006
Heritage of Emerson | 607 Nebraska St | Emerson | NE | 68733-3627 | DAKOTA | NE24689 | Active | 269238 | 2013 | CAMUS | WTSS - Watertube SS Steel | mech room | HWSD - Hot Water Dom/Potable | 7/31/2026
SACRED HEART SCHOOL | 6TH & MAIN | EMERSON | NE | 68733 | DAKOTA | NE31992 | Scrapped/Junked |  | 1959 | PACIFIC | FT - Firetube Boiler | SCHOOL BOILER ROOM | STHT - Steam-Heat | 6/30/2004
Laundry Room | 700 Dakota Ave | South Sioux City | NE | 68776-2059 | Dakota | NE12238 | Inactive | 72898 | 2008 | WEBEN JARCO | COWH - Coil Type Water Heater | BOILER ROOM | HWHP - Hot Water Heat & Nonpotable | 1/31/2024
Laundry Room | 700 Dakota Ave | South Sioux City | NE | 68776-2059 | Dakota | NE40858 | Scrapped/Junked | 26950 | 1996 | WEBEN JARCO | COBL - Coil Type Boiler | MECHANICAL ROOM | HWSP - Hot Water Non Potable Supply | 3/31/2007
Laundry Room | 700 Dakota Ave | South Sioux City | NE | 68776-2059 | Dakota | NE43745 | Active | 326509 | 2024 | Laars | COWH - Coil Type Water Heater | Mechanical Room | HWSD - Hot Water Dom/Potable | 9/30/2026
City Outdoor Baby Pool | 701 E 6Th St | South Sioux City | NE | 68776-1905 | Dakota | NE01764 | Scrapped/Junked |  | 1991 | ALAS |  | MECH ROOM LOWER LEVEL | OPHT - Outdoor Pool Heater | 6/30/2009
City Outdoor Pool | 701 E 6Th St | South Sioux City | NE | 68776-1905 | Dakota | NE40834 | Out of Service |  | 1981 | AOSM | ELBL - Electric Boiler | MECH ROOM | HWSD - Hot Water Dom/Potable | 6/30/2009
City-County Law Enforcement | 701 W 29th St | South Sioux City | NE | 68776-3167 | Dakota | NE30485 | Active | 5989 | 1992 | PREC | ELBL - Electric Boiler | boiler room | HWHT - Hot Water Heat | 10/31/2026
Peerless Energy | 740 W 21st St | South Sioux City | NE | 68776-2649 | Dakota | NE07939 | Out of Service | N/A | 1974 | HYDR | FT - Firetube Boiler | MECH ROOM | HWHT - Hot Water Heat | 11/30/2012
Peerless Energy | 740 W 21st St | South Sioux City | NE | 68776-2649 | Dakota | NE07940 | Scrapped/Junked | N/A | 1974 | HYDR | FT - Firetube Boiler | MECH ROOM | HWHT - Hot Water Heat | 11/30/2015
Peerless Energy | 740 W 21st St | South Sioux City | NE | 68776-2649 | Dakota | NE07941 | Out of Service | N/A | 1974 | HYDR | FT - Firetube Boiler | MECH ROOM | HWHT - Hot Water Heat | 11/30/2018
Peerless Energy | 740 W 21st St | South Sioux City | NE | 68776-2649 | Dakota | NE26948 | Scrapped/Junked | 68415 | 2008 | Heat Transfer Products Inc. | WTSS - Watertube SS Steel | MECH ROOM | HWHT - Hot Water Heat | 11/30/2020
Peerless Energy | 740 W 21st St | South Sioux City | NE | 68776-2649 | Dakota | NE29183 | Active | 188930 | 2020 | Lochinvar | FTVT - Firetube Vertical TB | Boiler Room | HWHT - Hot Water Heat | 2/28/2026
Peerless Energy | 740 W 21st St | South Sioux City | NE | 68776-2649 | Dakota | NE29184 | Active | 147353 | 2020 | Lochinvar | FTVT - Firetube Vertical TB | Boiler Room | HWHT - Hot Water Heat | 2/28/2026
Lewis & Clark Elementary | 801 2nd Ave | South Sioux City | NE | 68776-1933 | Dakota | NE18527 | Exempt 1999 LB-66 |  | 1992 | AO SMITH | AHWH - ANSI/Fired Water Htr |  | HWSD - Hot Water Dom/Potable | 7/31/2000
Lewis & Clark Elementary | 801 2nd Ave | South Sioux City | NE | 68776-1933 | Dakota | NE31430 | Scrapped/Junked | n/a | 1960 | Kewanee | FTSM - FTS Marine Dry Back | BOILER ROOM | HWHT - Hot Water Heat | 3/31/2023
Lewis & Clark Elementary | 801 2nd Ave | South Sioux City | NE | 68776-1933 | Dakota | NE41862 | Active | 327727 | 2022 | Lochinvar | FTVT - Firetube Vertical TB | Mechanical Room | HWHT - Hot Water Heat | 3/31/2027
Lewis & Clark Elementary | 801 2nd Ave | South Sioux City | NE | 68776-1933 | Dakota | NE41863 | Active | 327733 | 2022 | Lochinvar | FTVT - Firetube Vertical TB | Mechanical Room | HWHT - Hot Water Heat | 3/31/2027
Cardinal Elementary | 820 E 29th St | South Sioux City | NE | 68776-3344 | Dakota | NE17379 | Active | n/a | 1993 | Burnham | FTVT - Firetube Vertical TB | BOILER ROOM | HWHT - Hot Water Heat | 3/31/2027
Cardinal Elementary | 820 E 29th St | South Sioux City | NE | 68776-3344 | Dakota | NE17380 | Active | n/a | 1992 | Burnham | FTVT - Firetube Vertical TB | BOILER ROOM | HWHT - Hot Water Heat | 3/31/2027
Cardinal Elementary | 820 E 29th St | South Sioux City | NE | 68776-3344 | Dakota | NE18528 | Exempt 1999 LB-66 |  | 1993 | AO SMITH | AHWH - ANSI/Fired Water Htr |  | HWSD - Hot Water Dom/Potable | 7/31/2000
Cardinal Elementary | 820 E 29th St | South Sioux City | NE | 68776-3344 | Dakota | NE18529 | Scrapped/Junked |  | 1993 | AO SMITH | AHWH - ANSI/Fired Water Htr |  | HWSD - Hot Water Dom/Potable | 7/31/2000
BEERMANN BROS DEHY | PO Box 158 | Dakota City | NE | 68731-0158 | DAKOTA | NE03558 | Inactive | 3023 | 1969 | SUPERIOR BOILERWORKS | FT - Firetube Boiler | PLANT | PROC - Process Steam | 3/31/1986
S & D READY MIX | UNKNOWN | SOUTH SIOUX CITY | NE | 68776 | DAKOTA | NE11125 | Inactive | 2458 | 1955 | BROTHERS | FT - Firetube Boiler |  | PROC - Process Steam | 10/31/1991
Chadron State College | 1000 Main St | Chadron | NE | 69337-2667 | Dawes | NE01119 | Out of Service | 1129 | 1960 | Nebraska Boiler | WT - Water Tube Boiler | power house #4 | STHT - Steam-Heat | 5/31/2024
Chadron State College | 1000 Main St | Chadron | NE | 69337-2667 | Dawes | NE01228 | Active | 22215 | 1966 | Babcock & Wilcox | WT - Water Tube Boiler | power house #3 | STHT - Steam-Heat | 5/31/2026
Chadron State College | 1000 Main St | Chadron | NE | 69337-2667 | Dawes | NE15152 | Active | 1137 | 1991 | Hurst | FT - Firetube Boiler | physical plant | STHT - Steam-Heat | 5/31/2026
Chadron State College | 1000 Main St | Chadron | NE | 69337-2667 | Dawes | NE15153 | Active | 1122 | 1991 | Hurst | FTFB - Firetube-Firebox Boiler | physical plant | STHT - Steam-Heat | 5/31/2026
Chadron State College | 1000 Main St | Chadron | NE | 69337-2667 | Dawes | NE25109 | Scrapped/Junked | n/a | 1992 | State | AHWH - ANSI/Fired Water Htr | STUDENT CENTER | HWSD - Hot Water Dom/Potable | 5/31/2024
Chadron State College | 1000 Main St | Chadron | NE | 69337-2667 | Dawes | NE25110 | Scrapped/Junked | n/a | 1992 | State | AHWH - ANSI/Fired Water Htr | STUDENT CENTER | HWSD - Hot Water Dom/Potable | 5/31/2024
Chadron State College | 1000 Main St | Chadron | NE | 69337-2667 | Dawes | NE25111 | Scrapped/Junked | n/a | 1992 | State | AHWH - ANSI/Fired Water Htr | STUDENT CENTER | HWSD - Hot Water Dom/Potable | 5/31/2023
Chadron State College | 1000 Main St | Chadron | NE | 69337-2667 | Dawes | NE25112 | Scrapped/Junked | n/a | 1992 | State | AHWH - ANSI/Fired Water Htr | STUDENT CENTER | HWSD - Hot Water Dom/Potable | 5/31/2013
GRAND MOTEL | 1050 W Highway 20 | Chadron | NE | 69337-2261 | DAWES | NE40298 | Exempt 1999 LB-66 |  | 1974 | AO SMITH | AHWH - ANSI/Fired Water Htr | BASEMENT | HWSD - Hot Water Dom/Potable | 3/31/2000
GRAND MOTEL | 1050 W Highway 20 | Chadron | NE | 69337-2261 | DAWES | NE40299 | Exempt 1999 LB-66 |  | 1993 | AO SMITH | AHWH - ANSI/Fired Water Htr | WEST WING | HWSD - Hot Water Dom/Potable | 3/31/2000
COMMUNITY MEMORIAL HOSP | 11 Paddock St | Crawford | NE | 69339-1143 | DAWES | NE02448 | Inactive | 11754 | 1950 | KEWANEE | FT - Firetube Boiler | BOILER ROOM | BSUP - Bldg Heat & Process | 8/31/1996
COMMUNITY MEMORIAL HOSP | 11 Paddock St | Crawford | NE | 69339-1143 | DAWES | NE03907 | Inactive |  | 1950 | AMERICAN STANDARD |  | BOILER ROOM | HWHT - Hot Water Heat | 8/31/2000
BEST WESTERN WEST HILLS | 1100 W 10th St | Chadron | NE | 69337-2931 | DAWES | NE40295 | Exempt 1999 LB-66 |  | 1995 | STATE INDUSTRIES | AHWH - ANSI/Fired Water Htr | SOUTH WING | HWSD - Hot Water Dom/Potable | 3/31/2000
BEST WESTERN WEST HILLS | 1100 W 10th St | Chadron | NE | 69337-2931 | DAWES | NE40296 | Exempt 1999 LB-66 |  | 1977 | AO SMITH | AHWH - ANSI/Fired Water Htr | BASEMENT | HWSD - Hot Water Dom/Potable | 3/31/2000
BEST WESTERN WEST HILLS | 1100 W 10th St | Chadron | NE | 69337-2931 | DAWES | NE40297 | Exempt 1999 LB-66 |  | 1978 | AO SMITH | AHWH - ANSI/Fired Water Htr | BASEMENT | HWSD - Hot Water Dom/Potable | 3/31/2000
ECONOMY 9 | 1201 W Highway 20 | Chadron | NE | 69337-2290 | DAWES | NE40300 | Exempt 1999 LB-66 |  | 1986 | STATE INDUSTRIES | AHWH - ANSI/Fired Water Htr | BOILER ROOM | HWSD - Hot Water Dom/Potable | 3/31/2000
ECONOMY 9 | 1201 W Highway 20 | Chadron | NE | 69337-2290 | DAWES | NE40301 | Exempt 1999 LB-66 |  | 1985 | STATE INDUSTRIES | AHWH - ANSI/Fired Water Htr | BOILER ROOM | HWSD - Hot Water Dom/Potable | 3/31/2000
NORWEST FEEDS SANDY | 122 Main St | Crawford | NE | 69339-1024 | DAWES | NE13593 | Inactive | 696 | 1962 | SUPERIOR BOILERWORKS | FT - Firetube Boiler | BOILER ROOM | PROC - Process Steam | 7/31/1994
Blaine Apartments | 159 Bordeaux St | Chadron | NE | 69337-2876 | Dawes | NE04702 | Scrapped/Junked | 6291 | 1989 | AO SMITH | COBL - Coil Type Boiler | BOILER ROOM | HWHT - Hot Water Heat | 2/28/2015
Blaine Apartments | 159 Bordeaux St | Chadron | NE | 69337-2876 | Dawes | NE25862 | Active | 194913 | 2011 | Laars | WT - Water Tube Boiler | Basement Boiler Room | HWHT - Hot Water Heat | 7/31/2026
Coffee Apartments | 225 E 2nd St | Chadron | NE | 69337-2366 | Dawes | NE18035 | Active | N/A | 1993 | Weil-Mcclain | CI - Cast Iron | BOILER ROOM | STHT - Steam-Heat | 2/28/2027
Coffee Apartments | 225 E 2nd St | Chadron | NE | 69337-2366 | Dawes | NE18036 | Active | n/a | 1993 | Weil-Mcclain | CI - Cast Iron | BOILER ROOM | STHT - Steam-Heat | 2/28/2027
PRO TIRE & SERVICE | 231 W 2nd St | Chadron | NE | 69337-2336 | DAWES | NE04496 | Inactive |  | 1967 | AMERICAN STANDARD |  | BASEMENT | STHT - Steam-Heat | 2/28/2005
United Methodist Church | 238 Elm St | Crawford | NE | 69339-1004 | Dawes | NE18186 | Active | NA | 1971 | Bryant Boiler | CI - Cast Iron | Basement | STHT - Steam-Heat | 2/28/2027
EAGLE THEATRE | 244 Main St | Chadron | NE | 69337-2356 | DAWES | NE34241 | Inactive |  | 1968 | CRANE |  | BOILER ROOM | STHT - Steam-Heat | 2/28/2006
Hightech Car Care | 310 Pine St | Chadron | NE | 69337-2236 | Dawes | NE04194 | Active | 59240 | 1995 | Lochinvar | CPFT - Horiz Cpr Fin Boiler | equip room | HWHT - Hot Water Heat | 8/31/2026
Hightech Car Care | 310 Pine St | Chadron | NE | 69337-2236 | Dawes | NE05193 | Scrapped/Junked | 60999 | 1995 | Loch | CPFT - Horiz Cpr Fin Boiler | equip room | HWSP - Hot Water Non Potable Supply | 8/31/2013
Fort Robinson State Park | 3200 Highway 20 | Crawford | NE | 69339-3112 | Dawes | NE12440 | Inactive |  | 2003 | BURN | CI - Cast Iron | BASEMENT | STHT - Steam-Heat | 2/28/2007
Fort Robinson State Park | 3200 Highway 20 | Crawford | NE | 69339-3112 | Dawes | NE12441 | Inactive |  | 2001 | BURN | CI - Cast Iron | BASEMENT | HWHT - Hot Water Heat | 2/28/2007
Fort Robinson State Park | 3200 Highway 20 | Crawford | NE | 69339-3112 | Dawes | NE30837 | Scrapped/Junked |  | 1990 | Peerless Heater Company | CI - Cast Iron |  | STHT - Steam-Heat | 2/28/2004
Fort Robinson State Park | 3200 Highway 20 | Crawford | NE | 69339-3112 | Dawes | NE30838 | Scrapped/Junked | N/A | 1990 | Peerless | CI - Cast Iron | BASEMENT | STHT - Steam-Heat | 11/30/2013
Fort Robinson State Park | 3200 Highway 20 | Crawford | NE | 69339-3112 | Dawes | NE30839 | Scrapped/Junked |  | 1987 | AO SMITH | CHWH - ASME/Fired Water Heater | BASEMENT | HWSD - Hot Water Dom/Potable | 2/28/2007
Fort Robinson State Park | 3200 Highway 20 | Crawford | NE | 69339-3112 | Dawes | NE30840 | Scrapped/Junked | N/A | 1940 | AMST | CI - Cast Iron | BASEMENT | STHT - Steam-Heat | 11/30/2014
Fort Robinson State Park | 3200 Highway 20 | Crawford | NE | 69339-3112 | Dawes | NE30841 | Scrapped/Junked | N/A | 1979 | AOSM | AHWH - ANSI/Fired Water Htr | BASEMENT | HWSD - Hot Water Dom/Potable | 11/30/2017
Fort Robinson State Park | 3200 Highway 20 | Crawford | NE | 69339-3112 | Dawes | NE30842 | Scrapped/Junked | N/A | 1989 | Weil-Mcclain | CI - Cast Iron | BASEMENT | STHT - Steam-Heat | 11/30/2014
Fort Robinson State Park | 3200 Highway 20 | Crawford | NE | 69339-3112 | Dawes | NE30843 | Scrapped/Junked | N/A | 1976 | Bryan | CI - Cast Iron | BASEMENT | STHT - Steam-Heat | 11/30/2017
Fort Robinson State Park | 3200 Highway 20 | Crawford | NE | 69339-3112 | Dawes | NE30844 | Scrapped/Junked | N/A | 1970 | Peerless | CI - Cast Iron | BASEMENT | STHT - Steam-Heat | 11/30/2016
Fort Robinson State Park | 3200 Highway 20 | Crawford | NE | 69339-3112 | Dawes | NE30845 | Scrapped/Junked | N/A | 1970 | Peerless | CI - Cast Iron | BASEMENT | STHT - Steam-Heat | 11/30/2017
Fort Robinson State Park | 3200 Highway 20 | Crawford | NE | 69339-3112 | Dawes | NE30846 | Scrapped/Junked | N/A | 1980 | Peerless | CI - Cast Iron | BASEMENT | STHT - Steam-Heat | 11/30/2017
Fort Robinson State Park | 3200 Highway 20 | Crawford | NE | 69339-3112 | Dawes | NE30847 | Scrapped/Junked | N/A | 1970 | Peerless | CI - Cast Iron | BASEMENT | STHT - Steam-Heat | 11/30/2017
Fort Robinson State Park | 3200 Highway 20 | Crawford | NE | 69339-3112 | Dawes | NE30848 | Inactive |  | 1990 | PEERLESS HEATER COMPANY |  |  | HWHT - Hot Water Heat | 2/28/1998
Fort Robinson State Park | 3200 Highway 20 | Crawford | NE | 69339-3112 | Dawes | NE30849 | Inactive |  | 1978 | PEERLESS HEATER COMPANY |  |  | HWHT - Hot Water Heat | 2/28/2001
Fort Robinson State Park | 3200 Highway 20 | Crawford | NE | 69339-3112 | Dawes | NE30850 | Inactive |  | 1978 | PEERLESS HEATER COMPANY |  |  | HWHT - Hot Water Heat | 2/28/2001
Fort Robinson State Park | 3200 Highway 20 | Crawford | NE | 69339-3112 | Dawes | NE30851 | Scrapped/Junked |  | 1980 | TELE | CPFT - Horiz Cpr Fin Boiler | POOL HOUSE | IPHT - Indoor Pool Heater | 2/28/2008
Fort Robinson State Park | 3200 Highway 20 | Crawford | NE | 69339-3112 | Dawes | NE40048 | Scrapped/Junked | N/A | 1940 | AMST | CI - Cast Iron | BASEMENT | STHT - Steam-Heat | 11/30/2014
Fort Robinson State Park | 3200 Highway 20 | Crawford | NE | 69339-3112 | Dawes | NE40049 | Exempt 1999 LB-66 |  | 1980 | State Ind. | AHWH - ANSI/Fired Water Htr |  | HWSD - Hot Water Dom/Potable | 2/29/2000
Fort Robinson Museum | 3200 Highway 20 | Crawford | NE | 69339-3112 | Dawes | NE07083 | Active | N/A | 2001 | Burnham | CI - Cast Iron | BOILER ROOM | HWHT - Hot Water Heat | 11/30/2026
Fort Robinson Museum | 3200 Highway 20 | Crawford | NE | 69339-3112 | Dawes | NE07084 | Inactive |  | 2002 | BURN | CI - Cast Iron | BOILER ROOM | STHT - Steam-Heat | 2/28/2008
Fort Robinson Museum | 3200 Highway 20 | Crawford | NE | 69339-3112 | Dawes | NE30756 | Scrapped/Junked | N/A | 1981 | Peerless | CI - Cast Iron | BOILER ROOM | STHT - Steam-Heat | 11/30/2017
Fort Robinson Museum | 3200 Highway 20 | Crawford | NE | 69339-3112 | Dawes | NE30757 | Scrapped/Junked |  | 1981 | PEERLESS HEATER COMPANY |  | BOILER ROOM | HWHT - Hot Water Heat | 2/28/2006
ST PATRICK'S PARISH | 340 Cedar St | Chadron | NE | 69337-2452 | DAWES | NE34475 | Inactive |  | 1966 | BRYANT |  | BOILER ROOM | STHT - Steam-Heat | 3/31/2008
Brun's Coin Laundry | 349 W 3rd St | Chadron | NE | 69337-2317 | Dawes | NE07082 | Scrapped/Junked | 9859 | 2005 | AOSM | COBL - Coil Type Boiler | BOILER ROOM | HWSP - Hot Water Non Potable Supply | 5/31/2016
Brun's Coin Laundry | 349 W 3rd St | Chadron | NE | 69337-2317 | Dawes | NE25401 | Scrapped/Junked | 15851 | 1981 | AO SMITH | WT - Water Tube Boiler | BOILER ROOM | HWSP - Hot Water Non Potable Supply | 6/30/2006
Leonard Chubb (Shop) | 3632 Highway 20 | Crawford | NE | 69339-1715 | Dawes | NE30170 | Inactive | N/A | 1915 | Case | HOBB - Hobby/Antique Boiler | Outside | 0024 - Antique Steam Tractor | 5/31/2017
Kenwood Elementary School | 425 Norfolk Ave | Chadron | NE | 69337-2055 | Dawes | NE04897 | Scrapped/Junked | 127658 | 1990 | COLU | WT - Water Tube Boiler | BOILER ROOM | HWHT - Hot Water Heat | 10/31/2012
Kenwood Elementary School | 425 Norfolk Ave | Chadron | NE | 69337-2055 | Dawes | NE24520 | Active | 259403 | 2013 | Lochinvar | WTSS - Watertube SS Steel | basement | HWHT - Hot Water Heat | 10/31/2026
Kenwood Elementary School | 425 Norfolk Ave | Chadron | NE | 69337-2055 | Dawes | NE24521 | Active | 262040 | 2013 | Lochinvar | WTSS - Watertube SS Steel | basement | HWHT - Hot Water Heat | 10/31/2026
Kenwood Elementary School | 425 Norfolk Ave | Chadron | NE | 69337-2055 | Dawes | NE24522 | Active | 258218 | 2013 | Lochinvar | WTSS - Watertube SS Steel | basement | HWHT - Hot Water Heat | 10/31/2026
DAWES COUNTY COURTHOUSE | 451 Main St | Chadron | NE | 69337-2697 | DAWES | NE16140 | Scrapped/Junked |  | 1975 | BRYANT |  | BOILER ROOM | HWHT - Hot Water Heat | 1/31/2005
Crawford Public Schools | 514 Coates St | Crawford | NE | 69339-1172 | DAWES | NE13335 | Active | N/A | 2008 | Peerless | CI - Cast Iron | BASEMENT | STHT - Steam-Heat | 2/28/2027
Crawford Public Schools | 514 Coates St | Crawford | NE | 69339-1172 | DAWES | NE16414 | Scrapped/Junked |  | 1991 | PEERLESS HEATER COMPANY |  | BOILER ROOM | STHT - Steam-Heat | 2/28/2007
Crawford Public Schools | 514 Coates St | Crawford | NE | 69339-1172 | DAWES | NE19354 | Exempt 1999 LB-66 |  | 1993 | AO SMITH | AHWH - ANSI/Fired Water Htr | BOILER ROOM | HWSD - Hot Water Dom/Potable | 2/29/2000
Crawford Public Schools | 514 Coates St | Crawford | NE | 69339-1172 | DAWES | NE19355 | Active | 22 | 1995 | Bryan | WT - Water Tube Boiler | BOILER ROOM | HWHT - Hot Water Heat | 2/28/2027
Crawford Public Schools | 514 Coates St | Crawford | NE | 69339-1172 | DAWES | NE21168 | Active | n/a | 1997 | Peerless | CI - Cast Iron | Basement | STHT - Steam-Heat | 2/28/2027
Chadron Middle School | 551 E 6th St | Chadron | NE | 69337-2743 | Dawes | NE31803 | Scrapped/Junked | n/a | 1984 | Multi-Temp | CI - Cast Iron | BOILER ROOM | HWHT - Hot Water Heat | 10/31/2015
Chadron Middle School | 551 E 6th St | Chadron | NE | 69337-2743 | Dawes | NE03905 | Active | n/a | 1984 | AOSM | AHWH - ANSI/Fired Water Htr | BOILER ROOM | HWSD - Hot Water Dom/Potable | 10/31/2026
Chadron Middle School | 551 E 6th St | Chadron | NE | 69337-2743 | Dawes | NE25890 | Active | 342960 | 2015 | Lochinvar | FT - Firetube Boiler | Boiler Room | HWHT - Hot Water Heat | 10/31/2026
Chadron Middle School | 551 E 6th St | Chadron | NE | 69337-2743 | Dawes | NE25891 | Active | 341180 | 2015 | Lochinvar | FT - Firetube Boiler | Boiler Room | HWHT - Hot Water Heat | 10/31/2026
East Ward School | 732 Ann St | Chadron | NE | 69337-2776 | Dawes | NE20239 | Exempt 1999 LB-66 |  | 1992 | STATE INDUSTRIES | AHWH - ANSI/Fired Water Htr |  | HWSD - Hot Water Dom/Potable | 7/31/2000
East Ward School | 732 Ann St | Chadron | NE | 69337-2776 | Dawes | NE31673 | Out of Service | 1166 | 1961 | Kewanee | FT - Firetube Boiler | BOILER ROOM | STHT - Steam-Heat | 10/31/2014
East Ward School | 732 Ann St | Chadron | NE | 69337-2776 | Dawes | NE34476 | Inactive |  | 1950 | AMERICAN STANDARD |  |  | HWHT - Hot Water Heat | 7/31/1993
Chadron Inn | 755 Microtel Dr | Chadron | NE | 69337-2959 | Dawes | NE25448 | Inactive | N/A | 1999 | STAR | WT - Water Tube Boiler | POOL BOILER ROOM | IPHT - Indoor Pool Heater | 2/28/2023
Chadron Inn | 755 Microtel Dr | Chadron | NE | 69337-2959 | Dawes | NE25449 | Inactive | N/A | 1999 | STAR | WT - Water Tube Boiler | POOL BOILER ROOM | IPHT - Indoor Pool Heater | 2/28/2016
Ponderosa Villa | 801 Paddock St | Crawford | NE |  | Dawes | NE17475 | Inactive | 2346 | 1992 | RayPak Inc, California | WT - Water Tube Boiler | OUTSIDE | HWHT - Hot Water Heat | 8/31/2001
PONDEROSA VILLA | 801 PADDOCK ST | CRAWFORD | NE | 69339 | DAWES | NE17476 | Scrapped/Junked |  | 1971 | RHEEM MANUFACTURING CO | AHWH - ANSI/Fired Water Htr | BOILER ROOM | HWSD - Hot Water Dom/Potable | 2/28/2005
PONDEROSA VILLA | 801 PADDOCK ST | CRAWFORD | NE | 69339 | DAWES | NE17477 | Scrapped/Junked |  | 1971 | RHEEM MANUFACTURING CO | AHWH - ANSI/Fired Water Htr | BOILER ROOM | HWSD - Hot Water Dom/Potable | 2/28/2005
Old Chadron Comm Hospital | 821 Morehead St | Chadron | NE | 69337-2546 | Dawes | NE07263 | Out of Service | 196737 | 2007 | Lochinvar | WT - Water Tube Boiler | BOILER ROOM | HWSP - Hot Water Non Potable Supply | 7/31/2015
Old Chadron Comm Hospital | 821 Morehead St | Chadron | NE | 69337-2546 | Dawes | NE08058 | Out of Service | 26968 | 1987 | AMSC | ELBL - Electric Boiler | BASEMENT | 0020 - Supp to Sterlizer/Autoclave | 7/31/2010
Old Chadron Comm Hospital | 821 Morehead St | Chadron | NE | 69337-2546 | Dawes | NE16313 | Scrapped/Junked | C04147 | 1991 | AO SMITH | COBL - Coil Type Boiler | BOILER ROOM | HWSD - Hot Water Dom/Potable | 7/31/2007
Old Chadron Comm Hospital | 821 Morehead St | Chadron | NE | 69337-2546 | Dawes | NE17478 | Inactive | 44301 | 1992 | Kewanee | FTFB - Firetube-Firebox Boiler | BOILER ROOM | HWHT - Hot Water Heat | 7/31/2015
Old Chadron Comm Hospital | 821 Morehead St | Chadron | NE | 69337-2546 | Dawes | NE37577 | Inactive | N/A | 1961 | Kewanee | FTFB - Firetube-Firebox Boiler | BOILER ROOM | HWHT - Hot Water Heat | 7/31/2015
Old Chadron Comm Hospital | 821 Morehead St | Chadron | NE | 69337-2546 | Dawes | NE37688 | Inactive | 1258 | 1988 | AOSM | COBL - Coil Type Boiler | BOILER ROOM | HWSD - Hot Water Dom/Potable | 7/31/2012
Chadron Community Hospital | 825 Centennial Dr | Chadron | NE | 69337-9400 | Dawes | NE17928 | Active | 14529 | 2008 | Hurst | FTFB - Firetube-Firebox Boiler | Boiler room | GLYC - Glycol Bldg Heat Sys | 7/31/2026
Chadron Community Hospital | 825 Centennial Dr | Chadron | NE | 69337-9400 | Dawes | NE17929 | Active | 14530 | 2008 | Hurst | FTFB - Firetube-Firebox Boiler | Boiler Room | HWFG - Hotwater Heat Floor-Glycl | 7/31/2026
Chadron Community Hospital | 825 Centennial Dr | Chadron | NE | 69337-9400 | Dawes | NE17930 | Exempt | 125376 | 2008 | PVI Industries | HEXC - Heat Exchanger | Boiler Room | HWSD - Hot Water Dom/Potable | 7/31/2010
Chadron Community Hospital | 825 Centennial Dr | Chadron | NE | 69337-9400 | Dawes | NE17931 | Exempt | 125377 | 2008 | PVI Industries | HEXC - Heat Exchanger | Boiler Room | HWSD - Hot Water Dom/Potable | 7/31/2010
Chadron Community Hospital | 825 Centennial Dr | Chadron | NE | 69337-9400 | Dawes | NE17932 | Active | 692 | 2009 | Chromalox | ELBL - Electric Boiler | Boiler Room | STER - Sterilizer | 7/31/2026
Super 8 Motel | 840 W Highway 20 | Chadron | NE | 69337-2298 | Dawes | NE40045 | Exempt 1999 LB-66 |  | 1995 | AO SMITH | AHWH - ANSI/Fired Water Htr | NORTH WING | HWSD - Hot Water Dom/Potable | 2/29/2000
Super 8 Motel | 840 W Highway 20 | Chadron | NE | 69337-2298 | Dawes | NE40046 | Exempt 1999 LB-66 |  | 1995 | A. O. Smith | AHWH - ANSI/Fired Water Htr | POOL ROOM | HWSD - Hot Water Dom/Potable | 2/29/2000
United Methodist Church-BMIC#519053 | 847 Shelton St | Chadron | NE | 69337-2741 | Dawes | NE05982 | Active | N/A | 1992 | Weil-Mcclain | CI - Cast Iron | BOILER ROOM | HWHT - Hot Water Heat | 10/31/2025
United Methodist Church-BMIC#519053 | 847 Shelton St | Chadron | NE | 69337-2741 | Dawes | NE05983 | Active | N/A | 1992 | Weil-Mcclain | CI - Cast Iron | BOILER ROOM | HWHT - Hot Water Heat | 10/31/2025
United Methodist Church-BMIC#519053 | 847 Shelton St | Chadron | NE | 69337-2741 | Dawes | NE05984 | Active | N/A | 1992 | Weil-Mcclain | CI - Cast Iron | BOILER ROOM | HWHT - Hot Water Heat | 10/31/2025
United Methodist Church-BMIC#519053 | 847 Shelton St | Chadron | NE | 69337-2741 | Dawes | NE17253 | Active | N/A | 1992 | Weil-Mcclain | CI - Cast Iron | BOILER ROOM | HWHT - Hot Water Heat | 10/31/2025
Crow Butte Resources Inc | 86 Crow Butte Rd | Crawford | NE | 69339-1718 | Dawes | NE05977 | Active | 94308 | 2003 | Fulton | FTNT - FT Vertical Tubeless | PROCESS AREA | 0022 - Oil Heater/HeatXfr | 4/30/2025
Crow Butte Resources Inc | 86 Crow Butte Rd | Crawford | NE | 69339-1718 | Dawes | NE06379 | Exempt | 255335 | 1996 | INGERSOL-RAND | UFPV - Unfired Pressure Vessel | MAIN PLANT NE | RCVR - Receiver: Air or Water | 1/1/1900
Crow Butte Resources Inc | 86 Crow Butte Rd | Crawford | NE | 69339-1718 | Dawes | NE06380 | Exempt | 113635 | 2005 | INGERSOL-RAND | UFPV - Unfired Pressure Vessel | MAIN PLANT NE | RCVR - Receiver: Air or Water | 1/1/1900
Crow Butte Resources Inc | 86 Crow Butte Rd | Crawford | NE | 69339-1718 | Dawes | NE06381 | Exempt | 269493 | 2004 | INGERSOL-RAND | UFPV - Unfired Pressure Vessel | MAIN PLANT NE | RCVR - Receiver: Air or Water | 1/1/1900
Crow Butte Resources Inc | 86 Crow Butte Rd | Crawford | NE | 69339-1718 | Dawes | NE06382 | Exempt |  | 2002 | INGERSOL-RAND | UFPV - Unfired Pressure Vessel | RO COMP PLANT NE | RCVR - Receiver: Air or Water | 1/1/1900
Crow Butte Resources Inc | 86 Crow Butte Rd | Crawford | NE | 69339-1718 | Dawes | NE06383 | Exempt | 1213916 | 1997 | INGERSOL-RAND | UFPV - Unfired Pressure Vessel | MUD SHED | RCVR - Receiver: Air or Water | 1/1/1900
Crow Butte Resources Inc | 86 Crow Butte Rd | Crawford | NE | 69339-1718 | Dawes | NE25561 | Exempt | 7382 | 1985 | MANCHESTER TANK | UFPV - Unfired Pressure Vessel | RO BLDG | RCVR - Receiver: Air or Water | 1/1/1900
Crow Butte Resources Inc | 86 Crow Butte Rd | Crawford | NE | 69339-1718 | Dawes | NE25564 | Exempt | 143878 | 1990 | LAGRANGE PRODUCTS | UFPV - Unfired Pressure Vessel | MAIN PLANT NE | RCVR - Receiver: Air or Water | 1/1/1900
Crow Butte Resources Inc | 86 Crow Butte Rd | Crawford | NE | 69339-1718 | Dawes | NE25567 | Scrapped/Junked | 203051 | 1994 | LAGRANGE PRODUCTS | UFPV - Unfired Pressure Vessel | MAIN PLANT NE | RCVR - Receiver: Air or Water | 1/1/1900
Crow Butte Resources Inc | 86 Crow Butte Rd | Crawford | NE | 69339-1718 | Dawes | NE25568 | Scrapped/Junked | 954428 | 1981 | BRUNNER ENGINEERING | UFPV - Unfired Pressure Vessel | MAIN PLANT NW | RCVR - Receiver: Air or Water | 1/1/1900
Chadron High School | 901 Cedar St | Chadron | NE | 69337-2772 | Dawes | NE13407 | Active | 64372 | 2008 | GIANNONI FRANCE SAS | SSCO - SS Coil Boiler | BASEMENT BOILER ROOM | HWHT - Hot Water Heat | 10/31/2026
Chadron High School | 901 Cedar St | Chadron | NE | 69337-2772 | Dawes | NE13408 | Active | 75178 | 2008 | GIANNONI FRANCE SAS | SSCO - SS Coil Boiler | BASEMENT BOILER ROOM | HWHT - Hot Water Heat | 10/31/2026
Chadron High School | 901 Cedar St | Chadron | NE | 69337-2772 | Dawes | NE13409 | Active | 75230 | 2008 | GIANNONI FRANCE SAS | SSCO - SS Coil Boiler | BASEMENT BOILER ROOM | HWHT - Hot Water Heat | 10/31/2026
Chadron High School | 901 Cedar St | Chadron | NE | 69337-2772 | Dawes | NE13410 | Active | 72810 | 2008 | GIANNONI FRANCE SAS | SSCO - SS Coil Boiler | BASEMENT BOILER ROOM | HWHT - Hot Water Heat | 10/31/2026
Chadron High School | 901 Cedar St | Chadron | NE | 69337-2772 | Dawes | NE21140 | Exempt 1999 LB-66 |  | 1995 | AO SMITH | AHWH - ANSI/Fired Water Htr |  | HWSD - Hot Water Dom/Potable | 7/31/2000
Chadron High School | 901 Cedar St | Chadron | NE | 69337-2772 | Dawes | NE34423 | Scrapped/Junked |  | 1968 | KEWA | FTFB - Firetube-Firebox Boiler | BOILER ROOM | HWHT - Hot Water Heat | 10/31/2008
Newman House | 907 Main St | Chadron | NE | 69337-2659 | Dawes | NE14708 | Scrapped/Junked | N/A | 1985 | Bryant | CI - Cast Iron | BOILER ROOM | STHT - Steam-Heat | 10/31/2018
CITY OF CHADRON | PO Box 390 | Chadron | NE | 69337-0390 | DAWES | NE01233 | Inactive | 2785 | 1961 | MCKENNA BOILER WORKS | FT - Firetube Boiler | BOILER HOUSE | STHT - Steam-Heat | 8/31/1997
LEWIN GRAIN COMPANY | PO Box 711 | Chadron | NE | 69337-0711 | DAWES | NE00847 | Inactive | 14502 | 1949 | KEWANEE | FT - Firetube Boiler | BOILER ROOM | PROC - Process Steam | 10/31/1992
WHITNEY PUBLIC SCHOOL | UNKNOWN | WHITNEY | NE | 69367 | DAWES | NE30282 | Inactive |  | 1962 | US RADIATOR |  | BASEMENT | STHT - Steam-Heat | 6/30/1990
Super 8 Motel | West Hwy 20 | Chadron | NE | 69337 | Dawes | NE40047 | Scrapped/Junked |  | 1990 | State Ind. |  | Pool Room | HWDP - Hotwater Heat & Dom Supply | 2/28/2005
Parker Hannifin Tech Seal Division | 1000 12th St | Gothenburg | NE | 69138-1803 | Dawson | NE11848 | Active | 11789 | 1974 | Boiler Engineering Supply | ELBL - Electric Boiler | Boiler Room | PROC - Process Steam | 7/31/2026
Bryan Elementary | 1003 N Harrison St | Lexington | NE | 68850-1624 | Dawson | NE23238 | Active | 9738 | 1998 | Aldrich | FTVT - Firetube Vertical TB | Boiler Room | HWHT - Hot Water Heat | 11/30/2026
Bryan Elementary | 1003 N Harrison St | Lexington | NE | 68850-1624 | Dawson | NE23239 | Active | 9737 | 1998 | Aldrich | FTVT - Firetube Vertical TB | Boiler Room | HWHT - Hot Water Heat | 11/30/2026
St Ann's Parish Center | 1003 Taft St | Lexington | NE | 68850-1756 | Dawson | NE16835 | Active | n/a | 1991 | Peerless | CI - Cast Iron | BOILER ROOM | HWHT - Hot Water Heat | 1/31/2027
St Ann's Parish Center | 1003 Taft St | Lexington | NE | 68850-1756 | Dawson | NE16836 | Active | n/a | 1991 | Peerless | CI - Cast Iron | BOILER ROOM | HWHT - Hot Water Heat | 1/31/2027
St Ann's Parish Center | 1003 Taft St | Lexington | NE | 68850-1756 | Dawson | NE33837 | Scrapped/Junked | n/a | 1965 | AMST | CI - Cast Iron | BOILER ROOM | HWHT - Hot Water Heat | 1/31/2020
St Ann's Parish Center | 1003 Taft St | Lexington | NE | 68850-1756 | Dawson | NE41321 | Active | NA | 2017 | Jaguar | CALU - Cast Aluminum | EAST BOILER ROOM | HWHT - Hot Water Heat | 1/31/2022
Plum Creek Laser Wash | 1011 Plum Creek Pkwy | Lexington | NE | 68850-2621 | Dawson | NE05257 | Active | 122149 | 1990 | TELE | CPFT - Horiz Cpr Fin Boiler | equip room | HWSP - Hot Water Non Potable Supply | 10/31/2026
Plum Creek Laser Wash | 1011 Plum Creek Pkwy | Lexington | NE | 68850-2621 | Dawson | NE05258 | Active | 120051 | 1989 | TELE | CPFT - Horiz Cpr Fin Boiler | equip room | HWHF - Hot Water Heat-Floor | 10/31/2026
1ST PRESBYTERIAN CHURCH | 1020 Lake Ave | Gothenburg | NE | 69138-1946 | DAWSON | NE40579 | Scrapped/Junked |  | 1979 | AMERICAN STANDARD |  | BOILER ROOM | HWHT - Hot Water Heat | 4/30/2005
LEXINGTON SUPER 8 MOTEL | 104 E River Rd | Lexington | NE | 68850-5609 | DAWSON | NE21170 | Exempt 1999 LB-66 |  | 1989 | STATE INDUSTRIES | AHWH - ANSI/Fired Water Htr | BOILER ROOM | HWSD - Hot Water Dom/Potable | 2/29/2000
LEXINGTON SUPER 8 MOTEL | 104 E River Rd | Lexington | NE | 68850-5609 | DAWSON | NE21173 | Exempt 1999 LB-66 |  | 1995 | RHEEM MANUFACTURING CO | AHWH - ANSI/Fired Water Htr | BOILER ROOM | HWSD - Hot Water Dom/Potable | 2/29/2000
LEXINGTON SUPER 8 MOTEL | 104 E River Rd | Lexington | NE | 68850-5609 | DAWSON | NE21174 | Exempt 1999 LB-66 |  | 1992 | AO SMITH | AHWH - ANSI/Fired Water Htr | BOILER ROOM | HWSD - Hot Water Dom/Potable | 2/29/2000
Lexington Middle School | 1100 N Washington St | Lexington | NE | 68850-1333 | Dawson | NE21143 | Active | 8863 | 1996 | Aldrich | FTFB - Firetube-Firebox Boiler | Boiler Room | HWHT - Hot Water Heat | 11/30/2026
Lexington Middle School | 1100 N Washington St | Lexington | NE | 68850-1333 | Dawson | NE21144 | Active | 8985 | 1996 | Aldrich | FTFB - Firetube-Firebox Boiler | Boiler Room | HWHT - Hot Water Heat | 11/30/2026
Lexington Middle School | 1100 N Washington St | Lexington | NE | 68850-1333 | Dawson | NE21146 | Scrapped/Junked | 7136 | 1996 | VULCAN HART | COOK - Fired Cooker | Kitchen | COOK - Cooker/Kettle | 11/30/2020
Lexington Middle School | 1100 N Washington St | Lexington | NE | 68850-1333 | Dawson | NE25896 | Active | 65379 | 2013 | Aerco | FT - Firetube Boiler | Upstairs Mechanical Room | HWHT - Hot Water Heat | 11/30/2026
Lexington Middle School | 1100 N Washington St | Lexington | NE | 68850-1333 | Dawson | NE25897 | Active | 65039 | 2013 | Aerco | FT - Firetube Boiler | Upstairs Mechanical Room | HWHT - Hot Water Heat | 11/30/2026
Lexington Middle School | 1100 N Washington St | Lexington | NE | 68850-1333 | Dawson | NE28425 | Active | 28208 | 2020 | Vulcan | COOK - Fired Cooker | Kitchen | COOK - Cooker/Kettle | 11/30/2026
Lexington Middle School | 1100 N Washington St | Lexington | NE | 68850-1333 | Dawson | NE28426 | Active | 64986 | 2014 | Market Forge | COOK - Fired Cooker | Kitchen | COOK - Cooker/Kettle | 11/30/2026
Plum Creek Medical Group | 1103 Buffalo Bnd | Lexington | NE | 68850-1528 | Dawson | NE24517 | Scrapped/Junked | 232406 | 2012 | CAMUS | WTSS - Watertube SS Steel | boiler room | HWHT - Hot Water Heat | 11/30/2025
Plum Creek Medical Group | 1103 Buffalo Bnd | Lexington | NE | 68850-1528 | Dawson | NE43142 | Active | 4259 | 2023 | Riello | WT - Water Tube Boiler | Mechanical Room | HWHT - Hot Water Heat | 1/31/2027
Pershing Elementary | 1104 N Tyler St | Lexington | NE | 68850-1744 | Dawson | NE23240 | Active | 9739 | 1998 | ALES | FTVT - Firetube Vertical TB | Boiler room | HWHT - Hot Water Heat | 11/30/2026
Pershing Elementary | 1104 N Tyler St | Lexington | NE | 68850-1744 | Dawson | NE23241 | Active | 9736 | 1998 | ALES | FTVT - Firetube Vertical TB | boiler room | HWHT - Hot Water Heat | 11/30/2026
Wastewater Treatment Plant | 1110 E Industry Dr | Lexington | NE | 68850-3857 | Dawson | NE02348 | Out of Service | 8430 | 2004 | Cleaver & Brooks | FT - Firetube Boiler | New Boiler Room | HWSP - Hot Water Non Potable Supply | 1/31/2016
Wastewater Treatment Plant | 1110 E Industry Dr | Lexington | NE | 68850-3857 | Dawson | NE05763 | Active | 42917 | 1990 | Kewannee | FTFB - Firetube-Firebox Boiler | Boiler Room | HWHT - Hot Water Heat | 1/31/2027
Chief Ethanol Fuels | 1111 E Industry Dr | Lexington | NE | 68850-3857 | Dawson | NE01605 | Inactive | 5634 | 1970 | SUPERIOR BOILERWORKS | FTSM - FTS Marine Dry Back | OUTSIDE | PROC - Process Steam | 4/30/2005
Chief Ethanol Fuels | 1111 E Industry Dr | Lexington | NE | 68850-3857 | Dawson | NE06826 | Active | 15776 | 2005 | Superior Boiler Works | FTSM - FTS Marine Dry Back | BOILER ROOM | PROC - Process Steam | 2/28/2027
Chief Ethanol Fuels | 1111 E Industry Dr | Lexington | NE | 68850-3857 | Dawson | NE06827 | Out of Service | 10388 | 2005 | Johnston Boiler Co. | FTSM - FTS Marine Dry Back | BOILER ROOM | PROC - Process Steam | 3/31/2018
Chief Ethanol Fuels | 1111 E Industry Dr | Lexington | NE | 68850-3857 | Dawson | NE07254 | Out of Service | 235 | 2001 | 0054 | WT - Water Tube Boiler | PORTABLE | PROC - Process Steam | 4/30/2010
Chief Ethanol Fuels | 1111 E Industry Dr | Lexington | NE | 68850-3857 | Dawson | NE14118 | Inactive | 374 | 2008 | English | WT - Water Tube Boiler | BOILER HOUSE | PROC - Process Steam | 2/28/2022
Chief Ethanol Fuels | 1111 E Industry Dr | Lexington | NE | 68850-3857 | Dawson | NE14119 | Out of Service | 6621 | 2007 | Kentube Engineered Products | ECON - Boiler Economizer | BOILER HOUSE | ECON - Boiler Economizer | 2/28/2022
Chief Ethanol Fuels | 1111 E Industry Dr | Lexington | NE | 68850-3857 | Dawson | NE41195 | Out of Service | 944 | 2014 | INDECK | WT - Water Tube Boiler | OUTSIDE | PROC - Process Steam | 2/28/2026
Chief Ethanol Fuels | 1111 E Industry Dr | Lexington | NE | 68850-3857 | Dawson | NE41196 | Out of Service | 1004 | 2019 | INDECK | WT - Water Tube Boiler | OUTSIDE | PROC - Process Steam | 11/30/2022
Chief Ethanol Fuels | 1111 E Industry Dr | Lexington | NE | 68850-3857 | Dawson | NE41197 | Out of Service | 184 | 2016 | Phoenix industrial insulation Corp | ECON - Boiler Economizer | Outside | ECON - Boiler Economizer | 2/28/2026
Chief Ethanol Fuels | 1111 E Industry Dr | Lexington | NE | 68850-3857 | Dawson | NE41198 | Exempt | 185 | 2016 | Phoenix industrial insulation Corp | ECON - Boiler Economizer | Outside | ECON - Boiler Economizer | 11/30/2022
Chief Ethanol Fuels | 1111 E Industry Dr | Lexington | NE | 68850-3857 | Dawson | NE41370 | Active | 269 | 2010 | Victory | WT - Water Tube Boiler | BOILER HOUSE | PROC - Process Steam | 2/28/2027
Chief Ethanol Fuels | 1111 E Industry Dr | Lexington | NE | 68850-3857 | Dawson | NE41371 | Exempt | 937 | 2008 | Victory | ECON - Boiler Economizer | BOILER HOUSE | ECON - Boiler Economizer | 2/28/2025
Chief Ethanol Fuels | 1111 E Industry Dr | Lexington | NE | 68850-3857 | Dawson | NE43140 | Active | 3030 | 2023 | Economasters LLC | ECON - Boiler Economizer | Boiler Room | ECON - Boiler Economizer | 2/28/2027
Chief Ethanol Fuels | 1111 E Industry Dr | Lexington | NE | 68850-3857 | Dawson | NE43303 | Active | 1290 | 2024 | Victory | FTHT - Firetube Horizontal | Boiler House | POWR - Power Generation | 2/28/2027
Chief Ethanol Fuels | 1111 E Industry Dr | Lexington | NE | 68850-3857 | Dawson | NE43304 | Active | 1293 | 2024 | Victory | ECON - Boiler Economizer | BOILER HOUSE | ECON - Boiler Economizer | 2/28/2027
MACS SHORTSTOP | 1114 N Adams St | Lexington | NE | 68850-1663 | DAWSON | NE40281 | Inactive | 18463 | 1980 | RAYPAK INC, CALIFORNIA | WT - Water Tube Boiler | PUMP ROOM | HWHT - Hot Water Heat | 3/31/2000
MACS SHORTSTOP | 1114 N Adams St | Lexington | NE | 68850-1663 | DAWSON | NE40306 | Inactive |  | 1989 | RHEEM MANUFACTURING CO | AHWH - ANSI/Fired Water Htr | PUMP ROOM | HWSP - Hot Water Non Potable Supply | 3/31/2000
Paulsen Inc | 1116 E Hwy 30 | Cozad | NE | 69130-2236 | Dawson | NE18486 | Active | 946 | 1995 | Sioux | COBL - Coil Type Boiler | BOILER ROOM Ready Mix | HWSD - Hot Water Dom/Potable | 3/31/2027
Paulsen Inc | 1116 E Hwy 30 | Cozad | NE | 69130-2236 | Dawson | NE20299 | Scrapped/Junked | 8648 | 1996 | Les Inc/Aldrich Co | FTVT - Firetube Vertical TB | BOILER ROOM Conference room | HWHT - Hot Water Heat | 3/31/2024
Paulsen Inc | 1116 E Hwy 30 | Cozad | NE | 69130-2236 | Dawson | NE35424 | Inactive |  | 1978 | American Standard | CI - Cast Iron | BOILER ROOM | STHT - Steam-Heat | 2/28/2004
Paulsen Inc | 1116 E Hwy 30 | Cozad | NE | 69130-2236 | Dawson | NE43163 | Active | 21599 | 2024 | Aldrich | FTVT - Firetube Vertical TB | Offices Conf Room | HWHT - Hot Water Heat | 3/31/2027
LEXINGTON NEWSPAPER | 114 W 5th St | Lexington | NE | 68850-1903 | DAWSON | NE35448 | Inactive |  | 1950 | AMERICAN STANDARD |  | BOILER ROOM | HWHT - Hot Water Heat | 4/30/1994
PLUM CREEK CLEANERS | 117 E 6th St | Lexington | NE | 68850-1904 | DAWSON | NE09844 | Inactive | 141203 | 2001 | COLUMBIA BOILER CO | FTNT - FT Vertical Tubeless | MECH ROOM | PROC - Process Steam | 7/31/2003
LEXINGTON LAUNDRY/DRY CL | 120 W 5th St | Lexington | NE | 68850-1903 | DAWSON | NE16408 | Scrapped/Junked | 25496 | 1991 | YORK SHIPLEY | FTSM - FTS Marine Dry Back | BOILER ROOM | PROC - Process Steam | 6/30/2001
LEXINGTON LAUNDRY/DRY CL | 120 W 5th St | Lexington | NE | 68850-1903 | DAWSON | NE18472 | Scrapped/Junked | 23575 | 1994 | AO SMITH | CHWH - ASME/Fired Water Heater |  | HWSD - Hot Water Dom/Potable | 6/30/1999
LEXINGTON LAUNDRY/DRY CL | 120 W 5th St | Lexington | NE | 68850-1903 | DAWSON | NE25552 | Scrapped/Junked | 49862 | 1999 | A. O. Smith | CHWH - ASME/Fired Water Heater | BOILER ROOM | HWSD - Hot Water Dom/Potable | 6/30/2001
Lexington Regional Health Center | 1201 N Erie St | Lexington | NE | 68850-1560 | Dawson | NE01651 | Active | 20104 | 2003 | STER | ELBL - Electric Boiler | CENTRAL SUPPLY | 0020 - Supp to Sterlizer/Autoclave | 8/31/2026
Lexington Regional Health Center | 1201 N Erie St | Lexington | NE | 68850-1560 | Dawson | NE01652 | Active | 111 | 2003 | OGDE | ELBL - Electric Boiler | CENTRAL SUPPLY | 0020 - Supp to Sterlizer/Autoclave | 8/31/2026
Lexington Regional Health Center | 1201 N Erie St | Lexington | NE | 68850-1560 | Dawson | NE04497 | Active | 9883 | 1974 | KEWA | FTSM - FTS Marine Dry Back | BOILER ROOM | STHT - Steam-Heat | 8/31/2026
Lexington Regional Health Center | 1201 N Erie St | Lexington | NE | 68850-1560 | Dawson | NE26455 | Active | 1814 | 2015 | Unilux | WT - Water Tube Boiler | Upstairs Mechanical Room | HWHT - Hot Water Heat | 8/31/2026
Lexington Regional Health Center | 1201 N Erie St | Lexington | NE | 68850-1560 | Dawson | NE26456 | Active | 1813 | 2015 | Unilux | WT - Water Tube Boiler | Upstairs Mechanical Room | HWHT - Hot Water Heat | 8/31/2026
Lexington Regional Health Center | 1201 N Erie St | Lexington | NE | 68850-1560 | Dawson | NE27056 | Active | 7023 | 2015 | STER | ELBL - Electric Boiler | Sterilizer Room | PROC - Process Steam | 8/31/2026
Lexington Regional Health Center | 1201 N Erie St | Lexington | NE | 68850-1560 | Dawson | NE27057 | Active | 7024 | 2015 | STER | ELBL - Electric Boiler | Sterilizer Room | PROC - Process Steam | 8/31/2026
Lexington Regional Health Center | 1201 N Erie St | Lexington | NE | 68850-1560 | Dawson | NE34164 | Active | 9983 | 1974 | Kewanee | FTSM - FTS Marine Dry Back | BOILER ROOM | STHT - Steam-Heat | 8/31/2026
Lexington Regional Health Center | 1201 N Erie St | Lexington | NE | 68850-1560 | Dawson | NE34166 | Scrapped/Junked | 26479 | 1986 | AMSCO | ELBL - Electric Boiler | BOILER ROOM | 0020 - Supp to Sterlizer/Autoclave | 9/30/2004
Darling International Inc | 1208 E Walnut St | Lexington | NE | 68850-2451 | Dawson | NE02791 | Inactive | 21064 | 1969 | Cleaver & Brooks | FTSM - FTS Marine Dry Back | Boiler Room | PROC - Process Steam | 5/31/2014
Darling International Inc | 1208 E Walnut St | Lexington | NE | 68850-2451 | Dawson | NE05488 | Inactive | 1833 | 1966 | SUPERIOR BOILERWORKS | FTSM - FTS Marine Dry Back | WEST BOILER RM | PROC - Process Steam | 7/31/2002
Darling International Inc | 1208 E Walnut St | Lexington | NE | 68850-2451 | Dawson | NE05567 | Inactive | 4640 | 1969 | SUPERIOR BOILERWORKS | FTSM - FTS Marine Dry Back | WEST BOILER RM | PROC - Process Steam | 7/31/2002
Darling International Inc | 1208 E Walnut St | Lexington | NE | 68850-2451 | Dawson | NE09677 | Scrapped/Junked | 6100 | 1974 | Johnston Boiler Corp | FTSM - FTS Marine Dry Back | Boiler Room | PROC - Process Steam | 5/31/2017
Darling International Inc | 1208 E Walnut St | Lexington | NE | 68850-2451 | Dawson | NE12717 | Scrapped/Junked | 22882 | 1967 | Kewannee | FTSM - FTS Marine Dry Back | Boiler Room | PROC - Process Steam | 5/31/2017
Darling International Inc | 1208 E Walnut St | Lexington | NE | 68850-2451 | Dawson | NE14473 | Active | 8444 | 1992 | Johnston Boiler Co. | FTWB - FTS Marine Wet Back | Boiler Room | PROC - Process Steam | 3/31/2027
Darling International Inc | 1208 E Walnut St | Lexington | NE | 68850-2451 | Dawson | NE26492 | Active | 24131 | 1987 | York Shipley | FT - Firetube Boiler | Boiler Room | PROC - Process Steam | 3/31/2027
Tri-County Area Hospital | 1209 N Erie | Lexington | NE | 68850-1560 | Dawson | NE34165 | Scrapped/Junked | 26480 | 1986 | Amsco | ELBL - Electric Boiler | BOILER ROOM | 0020 - Supp to Sterlizer/Autoclave | 9/30/2004
Tenneco | 121 Meridian Ave | Cozad | NE | 69130-9202 | Dawson | NE03642 | Out of Service | 28609 | 1973 | Power-Master | FT - Firetube Boiler | Boiler Room No. 2 | PROC - Process Steam | 10/31/2013
Tenneco | 121 Meridian Ave | Cozad | NE | 69130-9202 | Dawson | NE11800 | Inactive | 2662 | 1960 | Superior Boiler Works | FT - Firetube Boiler | Boiler Room No. 1 | PROC - Process Steam | 7/31/2014
Tenneco | 121 Meridian Ave | Cozad | NE | 69130-9202 | Dawson | NE11801 | Inactive | 2663 | 1960 | Superior Boiler Works | FT - Firetube Boiler | Boiler Room No. 1 | PROC - Process Steam | 7/31/2013
MRS MILES BUTERBAUGH | 1213 Lake Ave | Gothenburg | NE | 69138-1742 | DAWSON | NE01207 | Inactive |  | 1911 | CASE | HOBB - Hobby/Antique Boiler | PORTABLE | 0024 - Antique Steam Tractor | 12/31/1994
Farnam Middle School | 123 Caribou St | Farnam | NE |  | Dawson | NE22426 | Inactive |  | 1971 | Ruud-Rheem | AHWH - ANSI/Fired Water Htr | SUPPLY ROOM | HWSD - Hot Water Dom/Potable | 3/31/2005
Farnam Middle School | 123 Caribou St | Farnam | NE |  | Dawson | NE22427 | Inactive |  | 1971 | Ruud-Rheem | AHWH - ANSI/Fired Water Htr | BOILER ROOM | HWSD - Hot Water Dom/Potable | 3/31/2005
Farnam Middle School | 123 Caribou St | Farnam | NE |  | Dawson | NE22428 | Inactive |  | 1971 | Ruud-Rheem | AHWH - ANSI/Fired Water Htr | BOILER ROOM | HWSD - Hot Water Dom/Potable | 3/31/2005
FARNAM ECONOMIC DEVELOPMENT | 123 CARIBOU ST | FARNAM | NE | 69029 | DAWSON | NE30295 | Inactive |  | 1923 | KEWANEE | FT - Firetube Boiler | BOILER ROOM | STHT - Steam-Heat | 3/31/2005
FARNAM ECONOMIC DEVELOPMENT | 123 CARIBOU ST | FARNAM | NE | 69029 | DAWSON | NE30296 | Inactive |  | 1939 | KEWANEE | FT - Firetube Boiler | BOILER ROOM | STHT - Steam-Heat | 9/30/2007
PE Complex | 12Th & Grant St | Lexington | NE | 68850 | Dawson | NE32950 | Active | 30045 | 1977 | Kewanee | FTFB - Firetube-Firebox Boiler | Boiler Room | HWHT - Hot Water Heat | 11/30/2026
PE Complex | 12Th & Grant St | Lexington | NE | 68850 | Dawson | NE32951 | Active | 30018 | 1977 | Kewanee | FTFB - Firetube-Firebox Boiler | Physical Ed/Boiler Room | HWHT - Hot Water Heat | 11/30/2026
Gothenburg Grade School | 1311 Avenue G | Gothenburg | NE | 69138-1713 | Dawson | NE03915 | Scrapped/Junked | N/A | 1972 | Loch | AHWH - ANSI/Fired Water Htr | BOILER ROOM | HWSD - Hot Water Dom/Potable | 8/31/2012
Gothenburg Grade School | 1311 Avenue G | Gothenburg | NE | 69138-1713 | Dawson | NE32541 | Scrapped/Junked | N/A | 1956 | National Steel | FTFB - Firetube-Firebox Boiler | BOILER ROOM | HWHT - Hot Water Heat | 2/28/2021
Gothenburg High School | 1322 Ave I | Gothenburg | NE | 69138-1815 | Dawson | NE12437 | Active | 108070 | 2002 | Pvi | CHWH - ASME/Fired Water Heater | C108 Mechanical | HWSD - Hot Water Dom/Potable | 2/28/2027
Gothenburg High School | 1322 Ave I | Gothenburg | NE | 69138-1815 | Dawson | NE12438 | Active | 108071 | 2002 | Pvi | CHWH - ASME/Fired Water Heater | Cafe Mechanical Room | HWSD - Hot Water Dom/Potable | 2/28/2027
Gothenburg High School | 1322 Ave I | Gothenburg | NE | 69138-1815 | Dawson | NE20260 | Exempt 1999 LB-66 |  | 1987 | DAYTON | AHWH - ANSI/Fired Water Htr | BOILER ROOM | HWSD - Hot Water Dom/Potable | 8/31/1999
Gothenburg High School | 1322 Ave I | Gothenburg | NE | 69138-1815 | Dawson | NE32538 | Scrapped/Junked |  | 1926 | KEWANEE | FTLO - Firetube Locomotive Type | BOILER ROOM | STHT - Steam-Heat | 8/31/2004
UNITED METHODIST CHURCH | 1401 Lake Ave | Gothenburg | NE | 69138-1746 | DAWSON | NE17481 | Inactive |  | 1958 | KEWANEE | FTFB - Firetube-Firebox Boiler | BOILER ROOM | HWHT - Hot Water Heat | 8/31/2007
Cozad City Pool | 1401 O St | Cozad | NE | 69130 | Dawson | NE28392 | Scrapped/Junked | 152596 | 1998 | Raypak | COBL - Coil Type Boiler | Pool Mechanical room | OPHT - Outdoor Pool Heater | 5/31/2023
Cozad City Pool | 1401 O St | Cozad | NE | 69130 | Dawson | NE28393 | Active | 79301 | 1998 | RHEEM | FT - Firetube Boiler | Pool Mechanical room | HWSD - Hot Water Dom/Potable | 5/31/2026
Cozad City Pool | 1401 O St | Cozad | NE | 69130 | Dawson | NE42207 | Active | 548303 | 2022 | Raypak | COBL - Coil Type Boiler | Outside | OPHT - Outdoor Pool Heater | 5/31/2026
Cozad City Pool | 1401 O St | Cozad | NE | 69130 | Dawson | NE42208 | Active | 550888 | 2022 | Raypak | COBL - Coil Type Boiler | Outside | OPHT - Outdoor Pool Heater | 5/31/2026
Cozad City Pool | 1401 O St | Cozad | NE | 69130 | Dawson | NE42209 | Active | 550889 | 2022 | Raypak | COBL - Coil Type Boiler | Outside | OPHT - Outdoor Pool Heater | 5/31/2026
Gothenburg Feed Products | 1405 2nd Ave | Gothenburg | NE | 69138-2178 | Dawson | NE05562 | Active | 6548 | 1973 | Superior Boiler Works | FT - Firetube Boiler | Boiler Room | PROC - Process Steam | 4/30/2026
Gothenburg City Pool | 1405 Ave I | Gothenburg | NE | 69138 | Dawson | NE40580 | Scrapped/Junked | 74075 | 1996 | TELE | CPFT - Horiz Cpr Fin Boiler | BOILER ROOM | OPHT - Outdoor Pool Heater | 6/30/2011
Gothenburg Schl Comm Bldg | 1415 Ave G | Gothenburg | NE | 69138 | Dawson | NE03913 | Active | 23776 | 1987 | Bryan | WT - Water Tube Boiler | COMMUNITY BLDG | HWHT - Hot Water Heat | 2/28/2027
Gothenburg Schl Comm Bldg | 1415 Ave G | Gothenburg | NE | 69138 | Dawson | NE03914 | Scrapped/Junked | 23793 | 1987 | BRYA | WT - Water Tube Boiler | COMMUNITY BLDG | HWHT - Hot Water Heat | 8/31/2010
Tyson Lexington Beef Plant | 1500 Plum Creek Pkwy | Lexington | NE | 68850-2648 | Dawson | NE04709 | Out of Service | 8075 | 1989 | Johnston Boiler Co. | FTSM - FTS Marine Dry Back | Boiler #1 | PROC - Process Steam | 10/31/2026
Tyson Lexington Beef Plant | 1500 Plum Creek Pkwy | Lexington | NE | 68850-2648 | Dawson | NE04710 | Out of Service | 8076 | 1989 | Johnston Boiler Co. | FTSM - FTS Marine Dry Back | Boiler #2 | PROC - Process Steam | 10/31/2026
Tyson Lexington Beef Plant | 1500 Plum Creek Pkwy | Lexington | NE | 68850-2648 | Dawson | NE04711 | Out of Service | 8074 | 1989 | Johnston Boiler Co. | FTSM - FTS Marine Dry Back | Boiler #3 | PROC - Process Steam | 10/31/2026
Tyson Lexington Beef Plant | 1500 Plum Creek Pkwy | Lexington | NE | 68850-2648 | Dawson | NE04712 | Out of Service | 8133 | 1989 | Johnston Boiler Co. | FTSM - FTS Marine Dry Back | Boiler #4 | PROC - Process Steam | 10/31/2026
Tyson Lexington Beef Plant | 1500 Plum Creek Pkwy | Lexington | NE | 68850-2648 | Dawson | NE08651 | Exempt | 176503 | 1995 | Sullivan Machinery | UFPV - Unfired Pressure Vessel | Compressor Room | 0035 - Ammonia Separator | 3/31/2018
Tyson Lexington Beef Plant | 1500 Plum Creek Pkwy | Lexington | NE | 68850-2648 | Dawson | NE08652 | Exempt | 88114 | 1989 | Frick Co | UFPV - Unfired Pressure Vessel | Compressor Room | 0035 - Ammonia Separator | 3/31/2018
Tyson Lexington Beef Plant | 1500 Plum Creek Pkwy | Lexington | NE | 68850-2648 | Dawson | NE08653 | Exempt | 88045 | 1989 | Frick Co | UFPV - Unfired Pressure Vessel | Compressor Room | 0035 - Ammonia Separator | 3/31/2018
Tyson Lexington Beef Plant | 1500 Plum Creek Pkwy | Lexington | NE | 68850-2648 | Dawson | NE08654 | Exempt | 88112 | 1989 | Frick Co | UFPV - Unfired Pressure Vessel | Compressor Room | 0035 - Ammonia Separator | 3/31/2018
Tyson Lexington Beef Plant | 1500 Plum Creek Pkwy | Lexington | NE | 68850-2648 | Dawson | NE08655 | Exempt | 88121 | 1989 | Frick Co | UFPV - Unfired Pressure Vessel | Compressor Room | 0035 - Ammonia Separator | 3/31/2018
Tyson Lexington Beef Plant | 1500 Plum Creek Pkwy | Lexington | NE | 68850-2648 | Dawson | NE08656 | Exempt | 88115 | 1989 | Frick Co | UFPV - Unfired Pressure Vessel | Compressor Room | 0035 - Ammonia Separator | 3/31/2018
Tyson Lexington Beef Plant | 1500 Plum Creek Pkwy | Lexington | NE | 68850-2648 | Dawson | NE08657 | Exempt | 88117 | 1989 | Frick Co | UFPV - Unfired Pressure Vessel | Compressor Room | 0035 - Ammonia Separator | 3/31/2018
Tyson Lexington Beef Plant | 1500 Plum Creek Pkwy | Lexington | NE | 68850-2648 | Dawson | NE08658 | Exempt | 88120 | 1989 | Frick Co | UFPV - Unfired Pressure Vessel | Compressor Room | 0035 - Ammonia Separator | 3/31/2018
Tyson Lexington Beef Plant | 1500 Plum Creek Pkwy | Lexington | NE | 68850-2648 | Dawson | NE08659 | Exempt | 141721 | 2000 | Frick Co | UFPV - Unfired Pressure Vessel | Compressor Room | 0035 - Ammonia Separator | 3/31/2018
Tyson Lexington Beef Plant | 1500 Plum Creek Pkwy | Lexington | NE | 68850-2648 | Dawson | NE08660 | Exempt | 87201 | 1989 | Frick Co | UFPV - Unfired Pressure Vessel | Compressor Room | 0035 - Ammonia Separator | 3/31/2018
Tyson Lexington Beef Plant | 1500 Plum Creek Pkwy | Lexington | NE | 68850-2648 | Dawson | NE08991 | Out of Service | 33 | 2000 | Eco | ECON - Boiler Economizer | Economizer #1 | ECON - Boiler Economizer | 8/31/2024
Tyson Lexington Beef Plant | 1500 Plum Creek Pkwy | Lexington | NE | 68850-2648 | Dawson | NE22406 | Exempt 1999 LB-66 |  | 1974 | Ruud-Rheem |  |  |  | 8/31/1999
Tyson Lexington Beef Plant | 1500 Plum Creek Pkwy | Lexington | NE | 68850-2648 | Dawson | NE22417 | Out of Service | 9494 | 1998 | Johnston Boiler Co. | FTSM - FTS Marine Dry Back | Boiler #5 | PROC - Process Steam | 10/31/2026
Tyson Lexington Beef Plant | 1500 Plum Creek Pkwy | Lexington | NE | 68850-2648 | Dawson | NE22418 | Out of Service | 939 | 1998 | Eco | ECON - Boiler Economizer | Economizer #5 | ECON - Boiler Economizer | 8/31/2025
Tyson Lexington Beef Plant | 1500 Plum Creek Pkwy | Lexington | NE | 68850-2648 | Dawson | NE23216 | Out of Service | 90 | 1990 | Econo Fab | ECON - Boiler Economizer | Economizer #2 | ECON - Boiler Economizer | 8/31/2017
Tyson Lexington Beef Plant | 1500 Plum Creek Pkwy | Lexington | NE | 68850-2648 | Dawson | NE23217 | Out of Service | 898 | 1997 | Eco | ECON - Boiler Economizer | Economizer #3 | ECON - Boiler Economizer | 7/31/2025
Tyson Lexington Beef Plant | 1500 Plum Creek Pkwy | Lexington | NE | 68850-2648 | Dawson | NE23218 | Out of Service | 897 | 1997 | Rahm Fab | ECON - Boiler Economizer | Economizer #4 | ECON - Boiler Economizer | 8/31/2025
Tyson Lexington Beef Plant | 1500 Plum Creek Pkwy | Lexington | NE | 68850-2648 | Dawson | NE28387 | Exempt | 31077 | 2020 | Refrigeration Vessels and Systems Corporation | UFPV - Unfired Pressure Vessel | Outside, North of boiler room | 0017 - Ammonia Receiver | 4/16/2020
Tyson Lexington Beef Plant | 1500 Plum Creek Pkwy | Lexington | NE | 68850-2648 | Dawson | NE35534 | Scrapped/Junked |  | 1974 | Amst | CI - Cast Iron | Office Mechanical Room |  | 8/31/2000
Tyson Lexington Beef Plant | 1500 Plum Creek Pkwy | Lexington | NE | 68850-2648 | Dawson | NE35535 | Scrapped/Junked | N/A | 1971 | American Standard | CI - Cast Iron | Office Mechanical Room | HWHT - Hot Water Heat | 9/30/2014
Tyson Lexington Beef Plant | 1500 Plum Creek Pkwy | Lexington | NE | 68850-2648 | Dawson | NE43139 | Active | 33634 | 2024 | RVS | UTNK - Unfired Vertical Tank | Engine Rm 1 - Ammonia | AMOC - Ammonia Sep Oil Cooler | 1/31/2027
Tyson Lexington Beef Plant | 1500 Plum Creek Pkwy | Lexington | NE | 68850-2648 | Dawson | NE43804 | Active | 33847 | 2024 | RVS | UFPV - Unfired Pressure Vessel | Engine Room 2 | OILC - Oil Coler | 10/31/2027
Tyson Lexington Beef Plant | 1500 Plum Creek Pkwy | Lexington | NE | 68850-2648 | Dawson | NE43805 | Active | 3746 | 2023 | Vahterus | UFPV - Unfired Pressure Vessel | Engine Room 2 | HTEX - Heat Exchanger | 10/31/2027
Tyson Lexington Beef Plant | 1500 Plum Creek Pkwy | Lexington | NE | 68850-2648 | Dawson | NE43806 | Active | 33847 | 2024 | RVS | UFPV - Unfired Pressure Vessel | Engine Room 2 | 0017 - Ammonia Receiver | 10/31/2027
Tyson Lexington Beef Plant | 1500 Plum Creek Pkwy | Lexington | NE | 68850-2648 | Dawson | NE43807 | Active | 3747 | 2023 | Vahterus | UFPV - Unfired Pressure Vessel | Engine Room 2 | HTEX - Heat Exchanger | 10/31/2027
Tyson Lexington Beef Plant | 1500 Plum Creek Pkwy | Lexington | NE | 68850-2648 | Dawson | NE43808 | Active | 33848 | 2024 | RVS | UFPV - Unfired Pressure Vessel | Engine Room 2 | 0017 - Ammonia Receiver | 10/31/2027
Lexington Airport Authority | 1501 N Airport Rd | Lexington | NE | 68850-3471 | Dawson | NE43676 | Active | 631697 | 2025 | Lochinvar | FTSS - Firetube Stainless Steel | Corporate Hanger | GLFH - Glycol Floor Heat System | 8/31/2026
Plum Creek Care Center Vacant | 1505 N Adams St | Lexington | NE | 68850-1243 | Dawson | NE01847 | Active | 97710 | 2004 | Fulton | FTUT - Firetube U-Tube Vert | Boiler Rm | HWHT - Hot Water Heat | 9/30/2026
Plum Creek Care Center Vacant | 1505 N Adams St | Lexington | NE | 68850-1243 | Dawson | NE01848 | Active | 97711 | 2004 | Fulton | FTUT - Firetube U-Tube Vert | Blr Rm | HWHT - Hot Water Heat | 9/30/2026
Plum Creek Care Center Vacant | 1505 N Adams St | Lexington | NE | 68850-1243 | Dawson | NE14343 | Scrapped/Junked |  | 1964 | KEWANEE | FT - Firetube Boiler | SO BOILER ROOM | HWHT - Hot Water Heat | 7/31/2003
Plum Creek Care Center Vacant | 1505 N Adams St | Lexington | NE | 68850-1243 | Dawson | NE14344 | Scrapped/Junked |  | 1969 | KEWANEE | FT - Firetube Boiler | NO BOILER ROOM | HWHT - Hot Water Heat | 7/31/2002
Plum Creek Care Center Vacant | 1505 N Adams St | Lexington | NE | 68850-1243 | Dawson | NE30937 | Scrapped/Junked |  | 1986 | Rheem Manufacturing Co | AHWH - ANSI/Fired Water Htr | SOUTH BOILER ROOM | HWSD - Hot Water Dom/Potable | 7/31/1999
Plum Creek Care Center Vacant | 1505 N Adams St | Lexington | NE | 68850-1243 | Dawson | NE30938 | Exempt 1999 LB-66 |  | 1996 | AO SMITH | AHWH - ANSI/Fired Water Htr | SOUTH BOILER ROOM | HWSD - Hot Water Dom/Potable | 7/31/2000
Plum Creek Care Center Vacant | 1505 N Adams St | Lexington | NE | 68850-1243 | Dawson | NE30939 | Exempt 1999 LB-66 |  | 1978 | Rheem Manufacturing Co | AHWH - ANSI/Fired Water Htr | NORTH BOILER ROOM | HWSD - Hot Water Dom/Potable | 7/31/2000
Plum Creek Care Center Vacant | 1505 N Adams St | Lexington | NE | 68850-1243 | Dawson | NE40613 | Exempt 1999 LB-66 |  | 1999 | AO SMITH | AHWH - ANSI/Fired Water Htr | SOUTH BOILER ROOM | HWSD - Hot Water Dom/Potable | 8/3/2000
First United Methodist Church-BMIC#420794 | 1515 B St | Cozad | NE | 69130-1646 | Dawson | NE00811 | Scrapped/Junked | n/a | 1966 | Cleaver Brooks | WT - Water Tube Boiler | BOILER ROOM | HWHT - Hot Water Heat | 10/31/2019
First United Methodist Church-BMIC#420794 | 1515 B St | Cozad | NE | 69130-1646 | Dawson | NE28228 | Active | 7697 | 2019 | Riello | COBL - Coil Type Boiler | Mechanical room | HWHT - Hot Water Heat | 10/31/2026
First United Methodist Church-BMIC#420794 | 1515 B St | Cozad | NE | 69130-1646 | Dawson | NE28229 | Active | 8214 | 2019 | Riello | COBL - Coil Type Boiler | Mechanical room | HWHT - Hot Water Heat | 10/31/2026
CENTRAL TIRE & TREAD CO | 15479 CTY RD 435 | LEXINGTON | NE | 68850 | DAWSON | NE10015 | Inactive | 18489 | 1973 | PARKER BOILER CO | WT - Water Tube Boiler | REAR OF SHOP | PROC - Process Steam | 5/31/2000
CENTRAL TIRE & TREAD CO | 15479 CTY RD 435 | LEXINGTON | NE | 68850 | DAWSON | NE14013 | Inactive | 26226 | 1981 | PARKER BOILER CO | WT - Water Tube Boiler | CHP SHOP | PROC - Process Steam | 11/30/1995
Hi-Gain Feed Lot | 1608 E 8th St | Cozad | NE | 69130-2350 | Dawson | NE13979 | Out of Service | 2738 | 1968 | Superior Boilerworks | FT - Firetube Boiler | Boiler House | PROC - Process Steam | 7/31/2011
vacant building | 1610 N Washington St | Lexington | NE | 68850-1342 | Dawson | NE15106 | Inactive | 12571 | 1980 | Burnham | FHRT - FT Horiz Return Tube | Boiler Room | HWHT - Hot Water Heat | 11/30/2014
LEXINGTON ADMIN BLDG | 1610 N Washington St | Lexington | NE | 68850-1342 | DAWSON | NE21145 | Exempt 1999 LB-66 |  | 1996 | STATE INDUSTRIES | AHWH - ANSI/Fired Water Htr |  | HWSD - Hot Water Dom/Potable | 7/31/2000
Cozad High School | 1710 Meridian Ave | Cozad | NE | 69130-1165 | Dawson | NE14309 | Scrapped/Junked | 27780 | 1988 | MARKET FORGE INDUSTRIES | FT - Firetube Boiler | SR HIGH KITCHN | 0021 - Steam Supp Cooker/Kettle | 6/30/2000
Cozad High School | 1710 Meridian Ave | Cozad | NE | 69130-1165 | Dawson | NE16409 | Scrapped/Junked | 87472 | 1990 | Raypak | CPFT - Horiz Cpr Fin Boiler | BOILER ROOM | HWSD - Hot Water Dom/Potable | 12/31/2018
Cozad High School | 1710 Meridian Ave | Cozad | NE | 69130-1165 | Dawson | NE23600 | Scrapped/Junked | 59760 | 2000 | Market Forge | FT - Firetube Boiler | KITCHEN | 0021 - Steam Supp Cooker/Kettle | 12/31/2016
Cozad High School | 1710 Meridian Ave | Cozad | NE | 69130-1165 | Dawson | NE27531 | Active | 238308 | 2018 | A O Smith | CHWH - ASME/Fired Water Heater | Boiler Room | HWSD - Hot Water Dom/Potable | 12/31/2026
Cozad High School | 1710 Meridian Ave | Cozad | NE | 69130-1165 | Dawson | NE27785 | Active | 80484 | 2018 | Aerco | FT - Firetube Boiler | Boiler Room | HWHT - Hot Water Heat | 12/31/2026
Cozad High School | 1710 Meridian Ave | Cozad | NE | 69130-1165 | Dawson | NE27786 | Active | 80485 | 2018 | Aerco | FT - Firetube Boiler | Boiler Room | HWHT - Hot Water Heat | 12/31/2026
Cozad High School | 1710 Meridian Ave | Cozad | NE | 69130-1165 | Dawson | NE34085 | Scrapped/Junked | na | 1967 | Kewanee | FTFB - Firetube-Firebox Boiler | BOILER ROOM | STHT - Steam-Heat | 12/31/2020
Cozad High School | 1710 Meridian Ave | Cozad | NE | 69130-1165 | Dawson | NE34088 | Scrapped/Junked | na | 1967 | Kewanee | FTFB - Firetube-Firebox Boiler | BOILER ROOM | STHT - Steam-Heat | 12/31/2020
Sandoz Elementary School | 1711 N Erie St | Lexington | NE | 68850-1110 | Dawson | NE18465 | Scrapped/Junked | 29335 | 1995 | A. O. Smith | CHWH - ASME/Fired Water Heater | BOILER ROOM | HWSD - Hot Water Dom/Potable | 11/30/2006
Sandoz Elementary School | 1711 N Erie St | Lexington | NE | 68850-1110 | Dawson | NE21059 | Active | 3794 | 2011 | CAMUS | CPFT - Horiz Cpr Fin Boiler | Boiler Room | HWHT - Hot Water Heat | 11/30/2026
Sandoz Elementary School | 1711 N Erie St | Lexington | NE | 68850-1110 | Dawson | NE21060 | Active | 3795 | 2011 | CAMUS | CPFT - Horiz Cpr Fin Boiler | Boiler Room | HWHT - Hot Water Heat | 11/30/2026
Sandoz Elementary School | 1711 N Erie St | Lexington | NE | 68850-1110 | Dawson | NE32955 | Scrapped/Junked | N/A | 1978 | Peerless | CI - Cast Iron | Boiler Room | HWHT - Hot Water Heat | 11/30/2011
Sandoz Elementary School | 1711 N Erie St | Lexington | NE | 68850-1110 | Dawson | NE32956 | Scrapped/Junked | N/A | 1978 | Peerless | CI - Cast Iron | Boiler Room | HWHT - Hot Water Heat | 11/30/2011
Cozad Middle School | 1810 Meridian Ave | Cozad | NE | 69130-1130 | Dawson | NE10576 | Active | 68726 | 2002 | WEBJ | COBL - Coil Type Boiler | BOILER ROOM | HWSD - Hot Water Dom/Potable | 12/31/2026
Cozad Middle School | 1810 Meridian Ave | Cozad | NE | 69130-1130 | Dawson | NE10577 | Active | 28240 | 2002 | Donlee | FTNT - FT Vertical Tubeless | BOILER ROOM | HWHT - Hot Water Heat | 12/31/2026
Cozad Middle School | 1810 Meridian Ave | Cozad | NE | 69130-1130 | Dawson | NE33663 | Inactive |  | 1931 | KEWANEE | FTLO - Firetube Locomotive Type | BOILER ROOM | STHT - Steam-Heat | 6/30/2003
Cozad Middle School | 1810 Meridian Ave | Cozad | NE | 69130-1130 | Dawson | NE33664 | Inactive |  | 1931 | KEWANEE | FTLO - Firetube Locomotive Type | BOILER ROOM | STHT - Steam-Heat | 6/30/2003
Our Lady Of Good Counsel | 1915 Avenue J | Gothenburg | NE | 69138-1547 | Dawson | NE15287 | Active | N/A | 1990 | Caravan | CI - Cast Iron | BOILER ROOM | HWHT - Hot Water Heat | 2/28/2027
Our Lady Of Good Counsel | 1915 Avenue J | Gothenburg | NE | 69138-1547 | Dawson | NE15288 | Active | N/A | 1990 | Slant Fin | CI - Cast Iron | BOILER ROOM | HWHT - Hot Water Heat | 2/28/2027
Our Lady Of Good Counsel | 1915 Avenue J | Gothenburg | NE | 69138-1547 | Dawson | NE26899 | Active | N/A | 2016 | Weil-McLain | CI - Cast Iron | Basement Boiler Room | HWHT - Hot Water Heat | 2/28/2027
Our Lady Of Good Counsel | 1915 Avenue J | Gothenburg | NE | 69138-1547 | Dawson | NEW | Scrapped/Junked | 31006 | 1992 | Rbi | CPFT - Horiz Cpr Fin Boiler | Basement | HHHP - Hotwater Heat & Heat Pump | 2/28/2016
vacant building | 1919 Avenue F | Gothenburg | NE | 69138-1448 | Dawson | NE04392 | Scrapped/Junked | n/a | 1960 | US Radiator | CI - Cast Iron | BOILER ROOM | HWHT - Hot Water Heat | 2/28/2013
vacant building | 1919 Avenue F | Gothenburg | NE | 69138-1448 | Dawson | NE25177 | Inactive | 260360 | 2013 | Trinity | WTSS - Watertube SS Steel | boiler room | HWDP - Hotwater Heat & Dom Supply | 2/28/2014
1ST UNITED METHODIST CHU | 203 E 8th St | Lexington | NE | 68850-2035 | DAWSON | NE15154 | Inactive |  | 1976 | BRYANT |  | BOILER ROOM | STHT - Steam-Heat | 5/31/1992
Spotanski Construction | 204 Davis St | Cozad | NE | 69130-7803 | Dawson | NE41190 | Active | 188138 | 2015 | AIC | COBL - Coil Type Boiler | Mechanical closet | HWBS - HWHT Building & Sidewalks | 11/30/2026
MANN HAY COMPANY | 204 W 7th St | Gothenburg | NE | 69138-2256 | DAWSON | NE08032 | Inactive | 6624 | 1976 | SUPERIOR BOILERWORKS | FTSM - FTS Marine Dry Back | BOILER ROOM | PROC - Process Steam | 5/31/2007
Sumner-Eddyville Schools | 205 E 5th Ave | Sumner | NE | 68878 | Dawson | NE16913 | Scrapped/Junked | N/A | 1979 | RHEEM | AHWH - ANSI/Fired Water Htr | GIRLS LCKR RM | HWSD - Hot Water Dom/Potable | 2/28/2012
SUMNER-EDDYVILLE SCHOOLS | 205 E 5TH AVE | SUMNER | NE | 68878 | DAWSON | NE11961 | Inactive |  | 1988 | PEERLESS HEATER COMPANY |  | BASEMENT | STHT - Steam-Heat | 2/28/2003
Express Laundry | 210 Frontier St Ste 6 | Lexington | NE | 68850-5679 | Dawson | NE17093 | Active | 79089 | 2008 | Heat Cell Tech. | SSCO - SS Coil Boiler | Mech Room | HWSP - Hot Water Non Potable Supply | 3/31/2027
NEBRASKA FARM PRODUCTS | 210 W 7th St | Cozad | NE | 69130-1727 | DAWSON | NE10706 | Inactive |  | 1942 | ERIE CITY | FT - Firetube Boiler | COZAD | PROC - Process Steam | 7/31/1986
NEBRASKA FARM PRODUCTS | 210 W 7th St | Cozad | NE | 69130-1727 | DAWSON | NE11435 | Inactive |  | 1974 | CLEAVER BROOKS | FT - Firetube Boiler | COZAD | PROC - Process Steam | 4/30/1986
Hilltop Estates | 2520 Avenue M | Gothenburg | NE | 69138-2527 | Dawson | NE05129 | Scrapped/Junked | 66171 | 1994 | RHEEM | CHWH - ASME/Fired Water Heater | MECH ROOM | HWSD - Hot Water Dom/Potable | 2/28/2017
Hilltop Estates | 2520 Avenue M | Gothenburg | NE | 69138-2527 | Dawson | NE05130 | Active | 66153 | 1994 | RHEEM | CHWH - ASME/Fired Water Heater | MECH ROOM | HWSD - Hot Water Dom/Potable | 2/28/2027
Hilltop Estates | 2520 Avenue M | Gothenburg | NE | 69138-2527 | Dawson | NE05131 | Active | 66154 | 1994 | RHEEM | CHWH - ASME/Fired Water Heater | MECH ROOM | HWSD - Hot Water Dom/Potable | 2/28/2027
Hilltop Estates | 2520 Avenue M | Gothenburg | NE | 69138-2527 | Dawson | NE25827 | Active | 174537 | 2012 | American | COWH - Coil Type Water Heater | Mechanical Room | HWSD - Hot Water Dom/Potable | 2/28/2027
Bauer Built Inc | 2810 Heartland Dr | Lexington | NE | 68850 | Dawson | NE26861 | Active | N/A | 2016 | Slant Fin | CI - Cast Iron | Mechanical Room | HWHF - Hot Water Heat-Floor | 2/28/2027
LEXINGTON COMFORT INN | 2810 Plum Creek Pkwy | Lexington | NE | 68850-5627 | DAWSON | NE21171 | Scrapped/Junked |  | 1992 | AO SMITH | AHWH - ANSI/Fired Water Htr | BOILER ROOM | HWSD - Hot Water Dom/Potable | 2/29/2000
LEXINGTON COMFORT INN | 2810 Plum Creek Pkwy | Lexington | NE | 68850-5627 | DAWSON | NE21172 | Scrapped/Junked |  | 1992 | AO SMITH | AHWH - ANSI/Fired Water Htr | BOILER ROOM | HWSD - Hot Water Dom/Potable | 2/29/2000
Cozad Community Hospital | 300 E 12th St | Cozad | NE | 69130-1505 | DAWSON | NE12225 | Scrapped/Junked | 147820 | 2007 | Columbia | ELBL - Electric Boiler | STERILIZER ROOM | STER - Sterilizer | 12/31/2022
Cozad Community Hospital | 300 E 12th St | Cozad | NE | 69130-1505 | DAWSON | NE13991 | Inactive | 33894 | 1979 | PM LATTNER MFR COMPANY | FT - Firetube Boiler | BOILER ROOM | PROC - Process Steam | 8/31/1988
Cozad Community Hospital | 300 E 12th St | Cozad | NE | 69130-1505 | DAWSON | NE14012 | Inactive | 15637 | 1985 | AMSCO | ELBL - Electric Boiler | STERILIZER ROOM | 0020 - Supp to Sterlizer/Autoclave | 8/31/1987
Cozad Community Hospital | 300 E 12th St | Cozad | NE | 69130-1505 | DAWSON | NE20264 | Exempt 1999 LB-66 |  | 1990 | AO SMITH | AHWH - ANSI/Fired Water Htr | BOILER ROOM | HWSD - Hot Water Dom/Potable | 8/31/2000
Cozad Community Hospital | 300 E 12th St | Cozad | NE | 69130-1505 | DAWSON | NE26865 | Active | 15397 | 1999 | Steris Corp | ELBL - Electric Boiler | STERILIZER ROOM | STER - Sterilizer | 12/31/2026
Cozad Community Hospital | 300 E 12th St | Cozad | NE | 69130-1505 | DAWSON | NE35446 | Inactive | 32317 | 1979 | Kewannee | FTFB - Firetube-Firebox Boiler | BOILER ROOM | HWHT - Hot Water Heat | 8/31/2005
Cozad Community Hospital | 300 E 12th St | Cozad | NE | 69130-1505 | DAWSON | NE35447 | Inactive | 32351 | 1979 | KEWANEE | FTFB - Firetube-Firebox Boiler | BOILER ROOM | HWHT - Hot Water Heat | 8/31/2005
Cozad Community Hospital | 300 E 12th St | Cozad | NE | 69130-1505 | DAWSON | NE35478 | Scrapped/Junked | 25637 | 1985 | AMSCO | ELBL - Electric Boiler | LAB | 0020 - Supp to Sterlizer/Autoclave | 8/31/2007
Cozad Community Hospital | 300 E 12th St | Cozad | NE | 69130-1505 | DAWSON | NE41634 | Active | 32144 | 2023 | Steris Corp | ELBL - Electric Boiler | STERILIZER ROOM | STER - Sterilizer | 12/31/2026
Country Partners Cooperative | 300 E Monroe St | Cozad | NE | 69130-2400 | Dawson | NE14668 | Out of Service | 12148 | 1993 | SUPERIOR BOILERWORKS | FTSM - FTS Marine Dry Back | BOILER ROOM | PROC - Process Steam | 11/30/2019
Feed Plant | 300 W 2nd St | Cozad | NE | 69130-9799 | Dawson | NE15851 | Inactive | 8307 | 1991 | Johnston Boiler Co. | FTSM - FTS Marine Dry Back | Boiler Room | PROC - Process Steam | 7/31/2015
ADM ALLIANCE NUTRITION | 300 W 2nd St | Cozad | NE | 69130-9799 | DAWSON | NE09038 | Inactive | 1259 | 1965 | SUPERIOR BOILERWORKS | FTSM - FTS Marine Dry Back | BOILER ROOM | PROC - Process Steam | 7/31/1992
Lexington Public School | 302 S Washington St | Lexington | NE | 68850-2442 | Dawson | NE40346 | Active | 50038 | 1998 | Kewanee | FTFB - Firetube-Firebox Boiler | BOILER ROOM | STHT - Steam-Heat | 11/30/2026
St Ann's Catholic Church | 303 E 6th St | Lexington | NE | 68850-2114 | Dawson | NE16805 | Scrapped/Junked | n/a | 1990 | Peerless | CI - Cast Iron | BOILER ROOM | HWHT - Hot Water Heat | 1/31/2025
St Ann's Catholic Church | 303 E 6th St | Lexington | NE | 68850-2114 | Dawson | NE16857 | Scrapped/Junked | n/a | 1986 | Peerless | CI - Cast Iron | BOILER ROOM | STHT - Steam-Heat | 1/31/2017
St Ann's Catholic Church | 303 E 6th St | Lexington | NE | 68850-2114 | Dawson | NE16858 | Scrapped/Junked | n/a | 1986 | Peerless | CI - Cast Iron | BOILER ROOM | STHT - Steam-Heat | 1/31/2017
St Ann's Catholic Church | 303 E 6th St | Lexington | NE | 68850-2114 | Dawson | NE37564 | Inactive | n/a | 1986 | Peerless | CI - Cast Iron | BOILER ROOM | STHT - Steam-Heat | 1/31/2017
Island Dehy Company | 303 S Meridian Ave | Cozad | NE | 69130-9798 | Dawson | NE05124 | Active | 6098 | 1972 | Superior Boiler Works | FTSM - FTS Marine Dry Back | Boiler Room | PROC - Process Steam | 2/28/2027
CULLIGAN WATER SOFTENER | 304 E 5th St | Cozad | NE | 69130-1803 | DAWSON | NE10011 | Inactive | 33308 | 1962 | LOOKOUT | FT - Firetube Boiler | BOILER ROOM | PROC - Process Steam | 6/30/1993
CULLIGAN WATER SOFTENER | 304 E 5th St | Cozad | NE | 69130-1803 | DAWSON | NE16621 | Inactive |  | 1983 | AO SMITH | AHWH - ANSI/Fired Water Htr | BOILER ROOM | HWSD - Hot Water Dom/Potable | 6/30/1993
Comfort Suites | 315 Platte River Rd | Gothenburg | NE | 69138-2610 | Dawson | NE18759 | Scrapped/Junked | 146815 | 2010 | A O Smith | FTVT - Firetube Vertical TB | Mech. Room | HWSD - Hot Water Dom/Potable | 8/31/2024
Comfort Suites | 315 Platte River Rd | Gothenburg | NE | 69138-2610 | Dawson | NE18760 | Active | 146830 | 2010 | A O Smith | FTVT - Firetube Vertical TB | Mech. Room | HWSD - Hot Water Dom/Potable | 8/31/2026
Comfort Suites | 315 Platte River Rd | Gothenburg | NE | 69138-2610 | Dawson | NE18761 | Out of Service | 146817 | 2010 | A O Smith | FTVT - Firetube Vertical TB | Mech. Room | HWSD - Hot Water Dom/Potable | 8/31/2017
Comfort Suites | 315 Platte River Rd | Gothenburg | NE | 69138-2610 | Dawson | NE19073 | Active | 139363 | 2010 | Lochinvar | WTSS - Watertube SS Steel | Pool Mech. Room | GLYC - Glycol Bldg Heat Sys | 8/31/2024
Comfort Suites | 315 Platte River Rd | Gothenburg | NE | 69138-2610 | Dawson | NE19074 | Active | 139370 | 2010 | Lochinvar | WTSS - Watertube SS Steel | Pool Mech. Room | GLYC - Glycol Bldg Heat Sys | 8/31/2026
Comfort Suites | 315 Platte River Rd | Gothenburg | NE | 69138-2610 | Dawson | NE19075 | Active | 155311 | 2010 | Lochinvar | WTSS - Watertube SS Steel | Pool Mech. Room | GLFH - Glycol Floor Heat System | 8/31/2026
Comfort Suites | 315 Platte River Rd | Gothenburg | NE | 69138-2610 | Dawson | NE19076 | Out of Service | 248809 | 2010 | Jandy | CPPH - Ansi Cpr Fin Pool Heater | Pool Mech. Room | SPAJ - Spa/Jacuzzi Heater | 8/31/2024
Comfort Suites | 315 Platte River Rd | Gothenburg | NE | 69138-2610 | Dawson | NE19077 | Active | 248810 | 2010 | Jandy | CPPH - Ansi Cpr Fin Pool Heater | Pool Mech. Room | IPHT - Indoor Pool Heater | 8/31/2026
Comfort Suites | 315 Platte River Rd | Gothenburg | NE | 69138-2610 | Dawson | NE27065 | Active | 225985 | 2017 | A O Smith | CHWH - ASME/Fired Water Heater | Mechanical Room | HWSD - Hot Water Dom/Potable | 8/31/2026
Maschhoff Farms | 315 W 4th St | Gothenburg | NE | 69138-2116 | Dawson | NE03645 | Scrapped/Junked | 31589 | 1973 | Cleaver Brooks | FTSM - FTS Marine Dry Back | BOILER ROOM | PROC - Process Steam | 6/30/2018
Maschhoff Farms | 315 W 4th St | Gothenburg | NE | 69138-2116 | Dawson | NE27579 | Active | 18697 | 2018 | Superior | FT - Firetube Boiler | Boiler Room | PROC - Process Steam | 8/31/2026
Emerald Nursing & Rehab Cozad | 318 W 18th St | Cozad | NE | 69130-1110 | Dawson | NE14284 | Scrapped/Junked | N/A | 1986 | Weil-Mcclain | CI - Cast Iron | BOILER ROOM | HWHT - Hot Water Heat | 3/31/2025
Emerald Nursing & Rehab Cozad | 318 W 18th St | Cozad | NE | 69130-1110 | Dawson | NE14286 | Active | N/A | 1980 | AO SMITH | AHWH - ANSI/Fired Water Htr | BOILER ROOM | HWSD - Hot Water Dom/Potable | 3/31/2027
Emerald Nursing & Rehab Cozad | 318 W 18th St | Cozad | NE | 69130-1110 | Dawson | NE18183 | Scrapped/Junked | N/A | 1995 | Weil-Mcclain | CI - Cast Iron | BOILER ROOM | HWHT - Hot Water Heat | 3/31/2025
Emerald Nursing & Rehab Cozad | 318 W 18th St | Cozad | NE | 69130-1110 | Dawson | NE43603 | Active | N/A | 2025 | Weil-McLain | CI - Cast Iron | Boiler Room | HWHT - Hot Water Heat | 3/31/2027
Emerald Nursing & Rehab Cozad | 318 W 18th St | Cozad | NE | 69130-1110 | Dawson | NE43604 | Active | N/A | 2025 | Weil-McLain | CI - Cast Iron | Boiler Room | HWHT - Hot Water Heat | 3/31/2027
GOLDEN LIVING CENTER | 318 W 18th St | Cozad | NE | 69130-1110 | DAWSON | NE14287 | Scrapped/Junked | N/A | 1979 | DAY & NIGHT | AHWH - ANSI/Fired Water Htr | BOILER ROOM | HWSD - Hot Water Dom/Potable | 3/31/2006
GOLDEN LIVING CENTER | 318 W 18th St | Cozad | NE | 69130-1110 | DAWSON | NE19373 | Exempt 1999 LB-66 |  | 1977 | RHEEM MANUFACTURING CO | AHWH - ANSI/Fired Water Htr | LAUNDRY | HWSD - Hot Water Dom/Potable | 3/31/1999
Overton Public School | 401 7th St | Overton | NE | 68863-6345 | Dawson | NE24516 | Active | 5402 | 2013 | CAMUS | CPFH - Copper Fin Water Heater | basement | HWHT - Hot Water Heat | 11/30/2026
Longhorn Laundromat | 401 N Grant St | Lexington | NE | 68850-1932 | Dawson | NE09845 | Inactive | 18648 | 1993 | WEBJ | COBL - Coil Type Boiler | MECHANICAL ROOM | HWSD - Hot Water Dom/Potable | 1/31/2015
SUPER 8 | 401 Platte River Rd | Gothenburg | NE | 69138-2607 | DAWSON | NE40303 | Exempt 1999 LB-66 |  | 1997 | AO SMITH | AHWH - ANSI/Fired Water Htr | BOILER ROOM | HWSD - Hot Water Dom/Potable | 3/31/2000
SUPER 8 | 401 Platte River Rd | Gothenburg | NE | 69138-2607 | DAWSON | NE40304 | Exempt 1999 LB-66 |  | 1998 | AO SMITH | AHWH - ANSI/Fired Water Htr | BOILER ROOM | HWSD - Hot Water Dom/Potable | 3/31/2000
City of Lexington | 402 N Grant St | Lexington | NE | 68850-1933 | Dawson | NE15139 | Out of Service | n/a | 1987 | Peerless | CI - Cast Iron | Boiler Room | HWHT - Hot Water Heat | 11/30/2017
Colorado Biolabs | 404 Avenue M | Cozad | NE | 69130-1078 | Dawson | NE23584 | Active | 63 | 2000 | SASK | FTSM - FTS Marine Dry Back | BOILER ROOM | PROC - Process Steam | 6/30/2026
Midwest Pms LLC | 408 W Ivan St | Lexington | NE | 68850-2412 | Dawson | NE10202 | Active | 16267 | 2007 | Superior | FTSM - FTS Marine Dry Back | FEED MILL | PROC - Process Steam | 7/31/2026
MIDWEST PMS LLC | 408 W IVAN ST | LEXINGTON | NE | 68850 | DAWSON | NE03665 | Inactive |  | 1969 | PM LATTNER MFR COMPANY | FT - Firetube Boiler | WAREHOUSE | PROC - Process Steam | 7/31/1995
MIDWEST PMS LLC | 408 W IVAN ST | LEXINGTON | NE | 68850 | DAWSON | NE15309 | Inactive | 907 | 1979 | ABCO | FTSM - FTS Marine Dry Back | BOILER ROOM | PROC - Process Steam | 7/31/2008
Hi Gain Feedlot | 40965 Road 754 | Farnam | NE | 69029-7017 | Dawson | NE25399 | Active | 17422 | 2013 | Superior Boiler Works | FTSM - FTS Marine Dry Back | Flaking Mill | PROC - Process Steam | 3/31/2026
Pinnacle Bank | 410 N Washington St | Lexington | NE | 68850-1941 | Dawson | NE10428 | Scrapped/Junked | n/a | 1974 | Kewanee | FT - Firetube Boiler | BOILER ROOM | HWHT - Hot Water Heat | 4/30/2013
Pinnacle Bank | 410 N Washington St | Lexington | NE | 68850-1941 | Dawson | NE22815 | Active | 109874 | 2009 | Peerless | WTSS - Watertube SS Steel | Penthouse | HWHT - Hot Water Heat | 10/31/2026
PONY EXPRESS GREENHOUSE | 41115 Road 763 | Gothenburg | NE | 69138-4058 | DAWSON | NE10404 | Inactive | 177 | 2002 | WK CRONE BV/NETHERLANDS | FT - Firetube Boiler | BOILER ROOM | HWHT - Hot Water Heat | 9/30/2007
PONY EXPRESS GREENHOUSE | 41115 Road 763 | Gothenburg | NE | 69138-4058 | DAWSON | NE10405 | Inactive | 176 | 2002 | WK CRONE BV/NETHERLANDS | FT - Firetube Boiler | BOILER ROOM | HWHT - Hot Water Heat | 9/30/2007
Cozad Elementary School | 420 E 14th St | Cozad | NE | 69130-1617 | Dawson | NE10578 | Active | 68115 | 2002 | WEBJ | COBL - Coil Type Boiler | BOILER ROOM | HWSD - Hot Water Dom/Potable | 12/31/2026
Cozad Elementary School | 420 E 14th St | Cozad | NE | 69130-1617 | Dawson | NE33662 | Scrapped/Junked |  | 1956 | KEWANEE | FTFB - Firetube-Firebox Boiler | BOILER ROOM | STHT - Steam-Heat | 6/30/2002
Cozad Elementary School | 420 E 14th St | Cozad | NE | 69130-1617 | Dawson | NE33665 | Scrapped/Junked |  | 1956 | KEWANEE | FTSM - FTS Marine Dry Back | BOILER ROOM | STHT - Steam-Heat | 6/30/2002
Cozad Elementary School | 420 E 14th St | Cozad | NE | 69130-1617 | Dawson | NE33836 | Scrapped/Junked |  | 1958 | SELLERS | FTSM - FTS Marine Dry Back | BOILER ROOM | HWSD - Hot Water Dom/Potable | 6/30/2002
Exit 231 Truck Wash | 42778 Drive 755 | Lexington | NE | 68850-5504 | Dawson | NE10171 | Scrapped/Junked | 10043166 | 2007 | Gianonni/Lochinvar | SSCO - SS Coil Boiler | BOILER ROOM | HWHF - Hot Water Heat-Floor | 12/31/2011
Exit 231 Truck Wash | 42778 W Dar Rd | Lexington | NE | 68850 | Dawson | NE40305 | Scrapped/Junked |  | 1997 | DUNK | CI - Cast Iron | MECH ROOM | HWHT - Hot Water Heat | 3/31/2004
Paulsen Inc. | 43434 Heartland Rd | Lexington | NE | 68850-3834 | Dawson | NE14367 | Active | n/a | 1988 | Sioux Steam Cleaner | COBL - Coil Type Boiler | PLANT | PROC - Process Steam | 11/30/2026
Circle S Motel | 440 S Meridian Ave | Cozad | NE | 69130-9746 | Dawson | NE35169 | Active | N/A | 1983 | RHEEM | AHWH - ANSI/Fired Water Htr | MECHANICAL ROOM | HWSD - Hot Water Dom/Potable | 1/31/2026
Circle S Motel | 440 S Meridian Ave | Cozad | NE | 69130-9746 | Dawson | NE35170 | Active | N/A | 1983 | AOSM | AHWH - ANSI/Fired Water Htr | MECHANICAL ROOM | HWSD - Hot Water Dom/Potable | 1/31/2026
Circle S Motel | 440 S Meridian Ave | Cozad | NE | 69130-9746 | Dawson | NE35171 | Active | N/A | 1978 | Jackson | AHWH - ANSI/Fired Water Htr | MECHANICAL ROOM | HWSD - Hot Water Dom/Potable | 1/31/2026
Blue Diamond Car Wash | 508 E Highway 30 | Cozad | NE | 69130-2232 | Dawson | NE41352 | Active | 215237 | 2003 | Raypak | CPFT - Horiz Cpr Fin Boiler | Mechanical room | GLFH - Glycol Floor Heat System | 7/31/2026
LAKE AVE EYE CARE | 509 9th St | Gothenburg | NE | 69138-1948 | DAWSON | NE40581 | Scrapped/Junked |  | 1998 | HYDROTHERM/ADV THER HYD |  | BASEMENT | HWHT - Hot Water Heat | 4/30/2006
Xpress Wash | 510 Lake Ave | Gothenburg | NE | 69138-2260 | Dawson | NE41353 | Active | 7464 | 2019 | Navien | FT - Firetube Boiler | Mechanical room | GLFH - Glycol Floor Heat System | 1/31/2026
NEBRASKALAND TIRE | 511 Plum Creek Pkwy | Lexington | NE | 68850-2401 | DAWSON | NE13990 | Inactive | 29876 | 1972 | PM LATTNER MFR COMPANY | FT - Firetube Boiler | RECAP SHOP | PROC - Process Steam | 6/30/2001
Quality Cleaners | 603 9th St | Gothenburg | NE | 69138-2008 | Dawson | NE12224 | Scrapped/Junked | 65113 | 2008 | Reimers | ELBL - Electric Boiler | MAIN ROOM | PROC - Process Steam | 6/30/2015
Quality Cleaners | 603 9th St | Gothenburg | NE | 69138-2008 | Dawson | NE30747 | Scrapped/Junked | 28121 | 1969 | PM LATTNER MFR COMPANY | WT - Water Tube Boiler | BACK OF BASEMENT | PROC - Process Steam | 9/30/2006
Hunt Cleaners | 604 W 2nd St | Cozad | NE | 69130-9706 | Dawson | NE02331 | Active | 11527 | 2004 | Hurst | FTSM - FTS Marine Dry Back | Boiler Room | PROC - Process Steam | 10/31/2026
HUNT CLEANERS | 604 W 2nd St | Cozad | NE | 69130-9706 | DAWSON | NE11864 | Scrapped/Junked | 36866 | 1968 | PM LATTNER MFR COMPANY | FT - Firetube Boiler | BOILER ROOM | PROC - Process Steam | 3/31/2005
HUNT CLEANERS | 604 W 2nd St | Cozad | NE | 69130-9706 | DAWSON | NE21155 | Scrapped/Junked | 13574 | 1997 | SUPERIOR/LATTNER | FT - Firetube Boiler | BOILER ROOM | PROC - Process Steam | 3/31/2005
Lexington Housing Authority | 609 E 3rd St | Lexington | NE | 68850-2216 | DAWSON | NE07680 | Active | n/a | 2006 | Burnham | CI - Cast Iron | MAINT SHOP | GLYC - Glycol Bldg Heat Sys | 9/30/2026
Lexington Housing Authority | 609 E 3rd St | Lexington | NE | 68850-2216 | DAWSON | NE17055 | Active | N/A | 2009 | Burnham | CI - Cast Iron | Unit 27/28 | HWHT - Hot Water Heat | 9/30/2026
Lexington Housing Authority | 609 E 3rd St | Lexington | NE | 68850-2216 | DAWSON | NE25172 | Active | n/a | 2014 | Burnham | CI - Cast Iron | BLR room A/10-11 | HWHT - Hot Water Heat | 9/30/2026
Lexington Housing Authority | 609 E 3rd St | Lexington | NE | 68850-2216 | DAWSON | NE25173 | Active | n/a | 2014 | Burnham | CI - Cast Iron | Blr Room B/12-13 | HWHT - Hot Water Heat | 9/30/2026
Lexington Housing Authority | 609 E 3rd St | Lexington | NE | 68850-2216 | DAWSON | NE25174 | Active | n/a | 2014 | Burnham | CI - Cast Iron | BLR room A/10-11 | HWHT - Hot Water Heat | 9/30/2026
Lexington Housing Authority | 609 E 3rd St | Lexington | NE | 68850-2216 | DAWSON | NE25175 | Active | n/a | 2014 | Burnham | CI - Cast Iron | blr room E21-22 | HWHT - Hot Water Heat | 9/30/2026
Lexington Housing Authority | 609 E 3rd St | Lexington | NE | 68850-2216 | DAWSON | NE25414 | Scrapped/Junked | N/A | 1994 | VALI | CI - Cast Iron | OFFICE | HWHT - Hot Water Heat | 9/30/2009
Lexington Housing Authority | 609 E 3rd St | Lexington | NE | 68850-2216 | DAWSON | NE25415 | Scrapped/Junked | n/a | 1994 | Valiant | CI - Cast Iron | BLR ROOM A/10-11 | HWHT - Hot Water Heat | 9/30/2014
Lexington Housing Authority | 609 E 3rd St | Lexington | NE | 68850-2216 | DAWSON | NE25416 | Scrapped/Junked | n/a | 1994 | Valiant | CI - Cast Iron | BLR ROOM B/12-13 | HWHT - Hot Water Heat | 9/30/2014
Lexington Housing Authority | 609 E 3rd St | Lexington | NE | 68850-2216 | DAWSON | NE25417 | Scrapped/Junked | n/a | 1994 | Valiant | CI - Cast Iron | BLR ROOM C/15-16 | HWHT - Hot Water Heat | 9/30/2014
Lexington Housing Authority | 609 E 3rd St | Lexington | NE | 68850-2216 | DAWSON | NE25418 | Active | n/a | 1994 | Valiant | CI - Cast Iron | BLR ROOM D/17-18 | HWHT - Hot Water Heat | 9/30/2026
Lexington Housing Authority | 609 E 3rd St | Lexington | NE | 68850-2216 | DAWSON | NE25419 | Scrapped/Junked | n/a | 1994 | Valiant | CI - Cast Iron | BLR ROOM E/21-22 | HWHT - Hot Water Heat | 9/30/2014
Lexington Housing Authority | 609 E 3rd St | Lexington | NE | 68850-2216 | DAWSON | NE25420 | Exempt | n/a | 1994 | Valiant | CI - Cast Iron | BLR ROOM F/24-25 | HWHT - Hot Water Heat | 9/30/2021
Lexington Housing Authority | 609 E 3rd St | Lexington | NE | 68850-2216 | DAWSON | NE25421 | Scrapped/Junked | n/a | 1994 | Valiant | CI - Cast Iron | BLR ROOM G/27-28 | HWHT - Hot Water Heat | 9/30/2011
Lexington Housing Authority | 609 E 3rd St | Lexington | NE | 68850-2216 | DAWSON | NE25422 | Active | n/a | 1994 | Valiant | CI - Cast Iron | BLR ROOM H/30-31 | HWHT - Hot Water Heat | 9/30/2026
Lexington Housing Authority | 609 E 3rd St | Lexington | NE | 68850-2216 | DAWSON | NE25423 | Scrapped/Junked | n/a | 1994 | Valiant | CI - Cast Iron | BLR ROOM I/32-33 | HWHT - Hot Water Heat | 9/30/2025
Lexington Housing Authority | 609 E 3rd St | Lexington | NE | 68850-2216 | DAWSON | NE25424 | Active | n/a | 1981 | Peerless | CI - Cast Iron | BLR ROOM K/72-73 | HWHT - Hot Water Heat | 9/30/2026
Lexington Housing Authority | 609 E 3rd St | Lexington | NE | 68850-2216 | DAWSON | NE25425 | Active | n/a | 1981 | Peerless | CI - Cast Iron | BLR ROOM L/69 | HWHT - Hot Water Heat | 9/30/2026
Lexington Housing Authority | 609 E 3rd St | Lexington | NE | 68850-2216 | DAWSON | NE25426 | Scrapped/Junked | n/a | 1981 | Peerless | CI - Cast Iron | BLR ROOM M/66-67 | HWHT - Hot Water Heat | 9/30/2024
Lexington Housing Authority | 609 E 3rd St | Lexington | NE | 68850-2216 | DAWSON | NE25427 | Active | n/a | 1981 | Peerless | CI - Cast Iron | BLR ROOM N/64-65 | HWHT - Hot Water Heat | 9/30/2026
Lexington Housing Authority | 609 E 3rd St | Lexington | NE | 68850-2216 | DAWSON | NE25428 | Active | n/a | 1981 | Peerless | CI - Cast Iron | BLR ROOM O | HWHT - Hot Water Heat | 9/30/2026
Lexington Housing Authority | 609 E 3rd St | Lexington | NE | 68850-2216 | DAWSON | NE25429 | Out of Service | n/a | 1981 | Peerless | CI - Cast Iron | BLR ROOM P/86-87 | HWHT - Hot Water Heat | 9/30/2016
Lexington Housing Authority | 609 E 3rd St | Lexington | NE | 68850-2216 | DAWSON | NE25430 | Active | n/a | 1981 | Peerless | CI - Cast Iron | BLR ROOM Q/80-81 | HWHT - Hot Water Heat | 9/30/2026
Lexington Housing Authority | 609 E 3rd St | Lexington | NE | 68850-2216 | DAWSON | NE25431 | Active | n/a | 1981 | Peerless | CI - Cast Iron | BLR ROOM R/76-77 | HWHT - Hot Water Heat | 9/30/2026
Lexington Housing Authority | 609 E 3rd St | Lexington | NE | 68850-2216 | DAWSON | NE25432 | Scrapped/Junked |  | 1969 | AMERICAN STANDARD |  | MAINTENANCE SHOP | HWHT - Hot Water Heat | 9/30/2006
Lexington Housing Authority | 609 E 3rd St | Lexington | NE | 68850-2216 | DAWSON | NE27058 | Active | N/A | 2016 | Bosch | CALU - Cast Aluminum | Mechanical Room | HWHT - Hot Water Heat | 9/30/2026
Lexington Housing Authority | 609 E 3rd St | Lexington | NE | 68850-2216 | DAWSON | NE43141 | Active | 400840 | 2023 | Weil-McLain | FTVT - Firetube Vertical TB | Boiler Room | HWHT - Hot Water Heat | 9/30/2026
Lexington Housing Authority | 609 E 3rd St | Lexington | NE | 68850-2216 | DAWSON | NE43356 | Active | 400752 | 2023 | Weil-McLain | FTVT - Firetube Vertical TB | Boiler Room | HWHT - Hot Water Heat | 9/30/2026
African International Market | 614 N Washington St | Lexington | NE | 68850-1916 | Dawson | NE40421 | Out of Service | n/a | 1970 | American Standard | CI - Cast Iron | BASEMENT | HWHT - Hot Water Heat | 3/31/2024
Majestic Theatre | 615 N Washington St | Lexington | NE | 68850-1915 | Dawson | NE05809 | Out of Service |  | 1997 | PEER | CI - Cast Iron | BASEMENT | STHT - Steam-Heat | 2/28/2010
Desai Offices | 619 N Washington St | Lexington | NE | 68850-1963 | Dawson | NE05105 | Out of Service |  | 1994 | PEER | CI - Cast Iron | BASEMENT | STHT - Steam-Heat | 8/31/2009
Dawson County Courthouse | 700 N Washington St | Lexington | NE | 68850-1918 | Dawson | NE04402 | Scrapped/Junked | n/a | 1978 | Peerless | CI - Cast Iron | CTY BLDG BLR ROOM | HWHT - Hot Water Heat | 2/28/2011
Dawson County Courthouse | 700 N Washington St | Lexington | NE | 68850-1918 | Dawson | NE04403 | Scrapped/Junked | n/a | 1965 | American Standard | CI - Cast Iron | CTY BLDG BLR ROOM | HWHT - Hot Water Heat | 2/28/2011
Dawson County Courthouse | 700 N Washington St | Lexington | NE | 68850-1918 | Dawson | NE04404 | Inactive |  | 1965 | AMERICAN STANDARD |  | BASEMENT | HWHT - Hot Water Heat | 4/30/1995
Dawson County Courthouse | 700 N Washington St | Lexington | NE | 68850-1918 | Dawson | NE19564 | Active | N/A | 2009 | Burnham | CI - Cast Iron | Mech. Room #1 | HWHT - Hot Water Heat | 4/30/2027
Dawson County Courthouse | 700 N Washington St | Lexington | NE | 68850-1918 | Dawson | NE19565 | Active | N/A | 2009 | Burnham | CI - Cast Iron | Mech. Room #2 | HWHT - Hot Water Heat | 4/30/2027
Lexington High School | 705 W 13th St | Lexington | NE | 68850-1253 | Dawson | NE07506 | Active | 44342 | 2004 | MKTF | COOK - Fired Cooker | Kitchen | 0021 - Steam Supp Cooker/Kettle | 11/30/2026
Lexington High School | 705 W 13th St | Lexington | NE | 68850-1253 | Dawson | NE07507 | Active | 44341 | 2004 | MKTF | COOK - Fired Cooker | Kitchen | 0021 - Steam Supp Cooker/Kettle | 11/30/2026
Lexington High School | 705 W 13th St | Lexington | NE | 68850-1253 | Dawson | NE07508 | Scrapped/Junked | 6507 | 1996 | Vulcan | COOK - Fired Cooker | Kitchen | 0021 - Steam Supp Cooker/Kettle | 11/30/2020
Lexington High School | 705 W 13th St | Lexington | NE | 68850-1253 | Dawson | NE11331 | Scrapped/Junked | 65668 | 2004 | Market Forge | FT - Firetube Boiler | Kitchen | 0021 - Steam Supp Cooker/Kettle | 11/30/2020
Lexington High School | 705 W 13th St | Lexington | NE | 68850-1253 | Dawson | NE15117 | Scrapped/Junked | 32893 | 1989 | MARKET FORGE INDUSTRIES | FT - Firetube Boiler | KITCHEN | 0021 - Steam Supp Cooker/Kettle | 7/31/2001
Lexington High School | 705 W 13th St | Lexington | NE | 68850-1253 | Dawson | NE16324 | Active | 7743 | 1990 | AOSM | COBL - Coil Type Boiler | Boiler Room | HWSD - Hot Water Dom/Potable | 11/30/2026
Lexington High School | 705 W 13th St | Lexington | NE | 68850-1253 | Dawson | NE23242 | Scrapped/Junked | 32893 | 1989 | MARKET FORGE INDUSTRIES | FT - Firetube Boiler | KITCHEN | 0021 - Steam Supp Cooker/Kettle | 11/30/2004
Lexington High School | 705 W 13th St | Lexington | NE | 68850-1253 | Dawson | NE28424 | Active | 28210 | 2020 | Vulcan | COOK - Fired Cooker | Kitchen | 0021 - Steam Supp Cooker/Kettle | 11/30/2026
Lexington High School | 705 W 13th St | Lexington | NE | 68850-1253 | Dawson | NE33233 | Active | n/a | 1962 | Kewanee | FHRT - FT Horiz Return Tube | Boiler Room | HWHT - Hot Water Heat | 11/30/2026
Lexington High School | 705 W 13th St | Lexington | NE | 68850-1253 | Dawson | NE33234 | Active | n/a | 1962 | Kewanee | FHRT - FT Horiz Return Tube | Boiler Room | HWHT - Hot Water Heat | 11/30/2026
Dawson County Jail | 709 N Grant St | Lexington | NE | 68850-1900 | Dawson | NE06445 | Scrapped/Junked | 15131 | 2004 | AOSM | CHWH - ASME/Fired Water Heater | BOILER ROOM CTY BLDG | HWSD - Hot Water Dom/Potable | 2/28/2013
Dawson County Jail | 709 N Grant St | Lexington | NE | 68850-1900 | Dawson | NE07404 | Scrapped/Junked | 102532 | 2006 | AOSM | CHWH - ASME/Fired Water Heater | BOILER ROOM | HWSD - Hot Water Dom/Potable | 2/28/2015
Dawson County Jail | 709 N Grant St | Lexington | NE | 68850-1900 | Dawson | NE17495 | Scrapped/Junked | 43949 | 1991 | Kewanee | FTFB - Firetube-Firebox Boiler | JAIL BOILER ROOM | GLYC - Glycol Bldg Heat Sys | 2/28/2022
Dawson County Jail | 709 N Grant St | Lexington | NE | 68850-1900 | Dawson | NE17496 | Scrapped/Junked | 43950 | 1991 | Kewanee | FTFB - Firetube-Firebox Boiler | JAIL BOILER ROOM | GLYC - Glycol Bldg Heat Sys | 2/28/2023
Dawson County Jail | 709 N Grant St | Lexington | NE | 68850-1900 | Dawson | NE17497 | Scrapped/Junked | 14594 | 1991 | AO SMITH | CHWH - ASME/Fired Water Heater | JAIL BOILER ROOM | HWSD - Hot Water Dom/Potable | 4/30/2007
Dawson County Jail | 709 N Grant St | Lexington | NE | 68850-1900 | Dawson | NE18027 | Scrapped/Junked | 15636 | 1992 | AO SMITH | CHWH - ASME/Fired Water Heater | BOILER ROOM | HWSD - Hot Water Dom/Potable | 4/30/2005
Dawson County Jail | 709 N Grant St | Lexington | NE | 68850-1900 | Dawson | NE24115 | Scrapped/Junked | 168206 | 2012 | AOSM | CHWH - ASME/Fired Water Heater | BOILER ROOM | HWSD - Hot Water Dom/Potable | 2/28/2015
Dawson County Jail | 709 N Grant St | Lexington | NE | 68850-1900 | Dawson | NE26181 | Scrapped/Junked | 184481 | 2013 | AOSM | CHWH - ASME/Fired Water Heater | BOILER ROOM | HWSD - Hot Water Dom/Potable | 2/28/2023
Dawson County Jail | 709 N Grant St | Lexington | NE | 68850-1900 | Dawson | NE41372 | Active | 17575 | 2021 | Riello | COBL - Coil Type Boiler | Jail Boiler Room | GLYC - Glycol Bldg Heat Sys | 2/28/2027
Dawson County Jail | 709 N Grant St | Lexington | NE | 68850-1900 | Dawson | NE41373 | Active | 17574 | 2021 | Riello | COBL - Coil Type Boiler | Jail Boiler Room | GLYC - Glycol Bldg Heat Sys | 2/28/2027
Dawson County Jail | 709 N Grant St | Lexington | NE | 68850-1900 | Dawson | NE41374 | Active | 17566 | 2021 | Riello | COBL - Coil Type Boiler | Jail Boiler Room | GLYC - Glycol Bldg Heat Sys | 2/28/2027
Dawson County Jail | 709 N Grant St | Lexington | NE | 68850-1900 | Dawson | NE41375 | Active | 17576 | 2021 | Riello | COBL - Coil Type Boiler | Jail Boiler Room | GLYC - Glycol Bldg Heat Sys | 2/28/2027
Dawson County Jail | 709 N Grant St | Lexington | NE | 68850-1900 | Dawson | NE41376 | Active | 17562 | 2021 | Riello | COBL - Coil Type Boiler | Jail Boiler Room | GLYC - Glycol Bldg Heat Sys | 2/28/2027
Dawson County Jail | 709 N Grant St | Lexington | NE | 68850-1900 | Dawson | NE41377 | Active | 17570 | 2021 | Riello | COBL - Coil Type Boiler | Jail Boiler Room | GLYC - Glycol Bldg Heat Sys | 2/28/2027
Cozad Alfalfa Inc | 715 W Railroad St | Cozad | NE | 69130-4607 | Dawson | NE21123 | Active | 8106 | 1978 | Superior Boiler Works | FTSM - FTS Marine Dry Back | BOILER ROOM | PROC - Process Steam | 1/31/2027
Canaday Station | 74965 Road 435 | Lexington | NE | 68850-5557 | Dawson | NE11141 | Active | 12109 | 1957 | Combustion Engineering | WT - Water Tube Boiler | PLANT | POWR - Power Generation | 12/31/2026
Canaday Station | 74965 Road 435 | Lexington | NE | 68850-5557 | Dawson | NE11798 | Scrapped/Junked | 1156 | 1961 | NEBC | WT - Water Tube Boiler | PLANT BOILER ROOM | STHT - Steam-Heat | 11/30/2012
Canaday Station | 74965 Road 435 | Lexington | NE | 68850-5557 | Dawson | NE35505 | Active | 2328 | 1957 | Superior Boiler Works | FTSM - FTS Marine Dry Back | BASEMENT | STHT - Steam-Heat | 12/31/2026
Dawson Public Power | 75191 Road 433 | Lexington | NE | 68850-5683 | Dawson | NE14674 | Active | 17724 | 2008 | PRECISION BOILERS | ELBL - Electric Boiler | WEST MECH ROOM | GLYC - Glycol Bldg Heat Sys | 9/30/2026
Roberts Cattle Company | 75590 Road 436 | Lexington | NE | 68850 | Dawson | NE27833 | Active | 18694 | 2018 | Superior Boiler Works | FT - Firetube Boiler | Flaker Mill | PROC - Process Steam | 2/28/2026
Tallgrass GP Holdings, LLC | 75780 Road 435 | Lexington | NE | 68850-5636 | Dawson | NE23707 | Scrapped/Junked | n/a | 1984 | Peerless | CI - Cast Iron | COMPRESSOR ROOM | HWHT - Hot Water Heat | 10/31/2014
Tallgrass GP Holdings, LLC | 75780 Road 435 | Lexington | NE | 68850-5636 | Dawson | NE25171 | Active | 255319 | 2013 | Lochinvar | WTSS - Watertube SS Steel | Office Building | HWHT - Hot Water Heat | 10/31/2026
CONSOLIDATED BLENDERS | 75807 Road 426 | Cozad | NE | 69130-5119 | DAWSON | NE21122 | Inactive | 4065 | 1963 | BURNHAM COMM/INDUST | FTSM - FTS Marine Dry Back | BOILER ROOM | PROC - Process Steam | 4/30/2008
First Presbyterian Church | 801 N Lincoln St | Lexington | NE | 68850-1965 | Dawson | NE17704 | Scrapped/Junked | n/a | 1995 | Peerless | CI - Cast Iron | boiler room | STHT - Steam-Heat | 12/31/2014
Primeshine Carwash | 808 N Adams St | Lexington | NE | 68850 | Dawson | NE12103 | Active | 143816 | 2002 | Lochinvar | CPFH - Copper Fin Water Heater | BOILER ROOM | HWSP - Hot Water Non Potable Supply | 10/31/2026
Primeshine Carwash | 808 N Adams St | Lexington | NE | 68850 | Dawson | NE12104 | Active | 138910 | 2002 | Lochinvar | CPFT - Horiz Cpr Fin Boiler | Boiler Room | HWHT - Hot Water Heat | 10/31/2026
Primeshine Carwash | 808 N Adams St | Lexington | NE | 68850 | Dawson | NE99999 | Scrapped/Junked | 138910 | 1974 | LOCH |  | BOILER ROOM |  | 1/1/1980
MOTEL 6 #4091 | 809 S Meridian Ave | Cozad | NE | 69130-2726 | DAWSON | NE40469 | Exempt 1999 LB-66 |  | 1995 | AO SMITH | AHWH - ANSI/Fired Water Htr |  | HWSD - Hot Water Dom/Potable | 5/31/2000
MOTEL 6 #4091 | 809 S Meridian Ave | Cozad | NE | 69130-2726 | DAWSON | NE40470 | Exempt 1999 LB-66 |  | 1995 | AO SMITH | AHWH - ANSI/Fired Water Htr |  | HWSD - Hot Water Dom/Potable | 5/31/2000
Gothenburg Housing Authority | 810 20th St | Gothenburg | NE | 69138-1244 | DAWSON | NE40574 | Scrapped/Junked |  | 1973 | SLANT FIN |  | COMMUNITY CENTER | HWHT - Hot Water Heat | 4/30/2003
Gothenburg Housing Authority | 810 20th St | Gothenburg | NE | 69138-1244 | DAWSON | NE40575 | Inactive | n/a | 1982 | Hydrotherm | CI - Cast Iron | 6 PLEX | HWHT - Hot Water Heat | 12/31/2019
Elks Club 2250 | 820 Avenue J | Cozad | NE | 69130-1762 | Dawson | NE30212 | Out of Service | Not Visible | 1974 | Iron Fireman | FTFB - Firetube-Firebox Boiler | BASEMENT | HWHT - Hot Water Heat | 2/28/2026
Memorial Hospital | 910 20th St | Gothenburg | NE | 69138-1237 | Dawson | NE03916 | Scrapped/Junked | 8872 | 1969 | Kewannee | FT - Firetube Boiler | Boiler Room | STHT - Steam-Heat | 8/31/2009
Memorial Hospital | 910 20th St | Gothenburg | NE | 69138-1237 | Dawson | NE03917 | Scrapped/Junked | 9647 | 1969 | Kewannee | FT - Firetube Boiler | Boiler Room | STHT - Steam-Heat | 8/31/2009
Memorial Hospital | 910 20th St | Gothenburg | NE | 69138-1237 | Dawson | NE11346 | Scrapped/Junked | 738 | 2006 | Sussman | ELBL - Electric Boiler | Surgery | 0020 - Supp to Sterlizer/Autoclave | 8/31/2014
Memorial Hospital | 910 20th St | Gothenburg | NE | 69138-1237 | Dawson | NE14663 | Inactive | 17430 | 2008 | ALDRICH/LES | FTVT - Firetube Vertical TB | BOILER ROOM | HWHT - Hot Water Heat | 8/31/2015
Memorial Hospital | 910 20th St | Gothenburg | NE | 69138-1237 | Dawson | NE14664 | Inactive | 17171 | 2008 | ALDRICH/LES | FTVT - Firetube Vertical TB | BOILER ROOM | HWHT - Hot Water Heat | 8/31/2016
Memorial Hospital | 910 20th St | Gothenburg | NE | 69138-1237 | Dawson | NE14665 | Inactive | 17167 | 2008 | ALDRICH/LES | FTVT - Firetube Vertical TB | BOILER ROOM | HWHT - Hot Water Heat | 8/31/2016
Memorial Hospital | 910 20th St | Gothenburg | NE | 69138-1237 | Dawson | NE14666 | Scrapped/Junked | 17169 | 2008 | ALDRICH/LES | FTVT - Firetube Vertical TB | BOILER ROOM | HWHT - Hot Water Heat | 8/31/2014
Memorial Hospital | 910 20th St | Gothenburg | NE | 69138-1237 | Dawson | NE14667 | Scrapped/Junked | 65865 | 2008 | REIMERS ELECTRA STEAM | ELBL - Electric Boiler | BOILER ROOM | HUMI - Humidifier/Humidity Contr | 8/31/2016
Memorial Hospital | 910 20th St | Gothenburg | NE | 69138-1237 | Dawson | NE18040 | Scrapped/Junked | 8496 | 1994 | Amsco |  | Surgery |  | 8/31/2006
Memorial Hospital | 910 20th St | Gothenburg | NE | 69138-1237 | Dawson | NE18462 | Scrapped/Junked | 56820 | 1995 | A. O. Smith | CHWH - ASME/Fired Water Heater |  | HWSD - Hot Water Dom/Potable | 8/31/2000
Memorial Hospital | 910 20th St | Gothenburg | NE | 69138-1237 | Dawson | NE21125 | Scrapped/Junked | 67320 | 1997 | A. O. Smith | CHWH - ASME/Fired Water Heater | Boiler Room | HWSD - Hot Water Dom/Potable | 8/31/2013
Memorial Hospital | 910 20th St | Gothenburg | NE | 69138-1237 | Dawson | NE22846 | Active | 194914 | 2011 | Laars | WTSS - Watertube SS Steel | Boiler Room | HWHT - Hot Water Heat | 11/30/2026
Memorial Hospital | 910 20th St | Gothenburg | NE | 69138-1237 | Dawson | NE22847 | Active | 194891 | 2011 | Laars | WTSS - Watertube SS Steel | Boiler Room | HWHT - Hot Water Heat | 11/30/2026
Memorial Hospital | 910 20th St | Gothenburg | NE | 69138-1237 | Dawson | NE22848 | Active | 162527 | 2011 | State Industries | CHWH - ASME/Fired Water Heater | Boiler Room | HWSD - Hot Water Dom/Potable | 11/30/2026
Memorial Hospital | 910 20th St | Gothenburg | NE | 69138-1237 | Dawson | NE25028 | Exempt | 24765 | 1994 | Trane Co | UFPV - Unfired Pressure Vessel | Boiler Rm |  | 8/31/2006
Memorial Hospital | 910 20th St | Gothenburg | NE | 69138-1237 | Dawson | NE25176 | Active | 96117 | 2014 | TDC | ELBL - Electric Boiler | sterile room | STER - Sterilizer | 11/30/2026
Memorial Hospital | 910 20th St | Gothenburg | NE | 69138-1237 | Dawson | NE25826 | Active | 98212 | 2014 | TDC | ELBL - Electric Boiler | Strelizer Room | 0020 - Supp to Sterlizer/Autoclave | 11/30/2026
Memorial Hospital | 910 20th St | Gothenburg | NE | 69138-1237 | Dawson | NE25899 | Active | 9201 | 2015 | Fulton | WT - Water Tube Boiler | West Boiler Room | GLYC - Glycol Bldg Heat Sys | 11/30/2026
Memorial Hospital | 910 20th St | Gothenburg | NE | 69138-1237 | Dawson | NE26170 | Active | 9256 | 2015 | Fulton | WT - Water Tube Boiler | West Boiler Room | GLYC - Glycol Bldg Heat Sys | 11/30/2026
Memorial Hospital | 910 20th St | Gothenburg | NE | 69138-1237 | Dawson | NE26171 | Active | 9245 | 2015 | Fulton | WT - Water Tube Boiler | West Boiler Room | GLYC - Glycol Bldg Heat Sys | 11/30/2026
Memorial Hospital | 910 20th St | Gothenburg | NE | 69138-1237 | Dawson | NE27382 | Active | 320853 | 2017 | Pentair Pool Products | COBL - Coil Type Boiler | Pool Mechanical Room | IPHT - Indoor Pool Heater | 11/30/2026
Memorial Hospital | 910 20th St | Gothenburg | NE | 69138-1237 | Dawson | NE28113 | Active | 119703 | 2015 | Fulton | VTNT - Vertical Tubeless | Boiler Room | HUMI - Humidifier/Humidity Contr | 11/30/2026
VILLAGE OF EDDYVILLE | HCI BOX 6 | EDDYVILLE | NE | 68834 | DAWSON | NE30250 | Inactive |  | 1950 | KEWANEE | FT - Firetube Boiler | EDDYVILLE ELEM | STHT - Steam-Heat | 8/31/1988
EXCEL CORPORATION | HIGHWAY 30 | COZAD | NE | 69130 | DAWSON | NE02002 | Inactive | 25456 | 1974 | KEWANEE | FTSM - FTS Marine Dry Back | BOILER ROOM | PROC - Process Steam | 5/31/1988
EXCEL CORPORATION | HIGHWAY 30 | COZAD | NE | 69130 | DAWSON | NE03651 | Inactive | 40432 | 1974 | ECLIPSE | FT - Firetube Boiler | DARR PLANT | PROC - Process Steam | 7/31/1988
EXCEL CORPORATION | HIGHWAY 30 | COZAD | NE | 69130 | DAWSON | NE05110 | Inactive | 10404 | 1961 | CLEAVER BROOKS | FTSM - FTS Marine Dry Back | DARR PLANT | PROC - Process Steam | 7/31/1988
LEXINGTON ALFALFA DEHY | NW 14 SEC 30-9-21 | DARR | NE | 68850 | DAWSON | NE13975 | Inactive | 2189 | 1967 | SUPERIOR BOILERWORKS | FTSM - FTS Marine Dry Back | BOILER ROOM | PROC - Process Steam | 5/31/2001
CORNLAND BEEF INDUSTRIES | PO Box 130 | Lexington | NE | 68850-0130 | DAWSON | NE03650 | Inactive | 25970 | 1974 | KEWANEE | FT - Firetube Boiler | BOILER ROOM | PROC - Process Steam | 6/30/1991
BURR COMPANY INC | PO Box 144 | Lexington | NE | 68850-0144 | DAWSON | NE01131 | Inactive | 2128 | 1961 | KISCO | WT - Water Tube Boiler | SHOP | PROC - Process Steam | 7/31/1991
BUDGET HOST LEXINGTON | PO Box 169A | Lexington | NE | 68850-0169 | DAWSON | NE30940 | Exempt 1999 LB-66 |  | 1996 | AO SMITH | AHWH - ANSI/Fired Water Htr | BOILER ROOM | HWSD - Hot Water Dom/Potable | 7/31/1999
BUDGET HOST LEXINGTON | PO Box 169A | Lexington | NE | 68850-0169 | DAWSON | NE30941 | Inactive |  | 1996 | VALLIANT |  | BOILER ROOM | HWHT - Hot Water Heat | 7/31/1998
BUDGET HOST LEXINGTON | PO Box 169A | Lexington | NE | 68850-0169 | DAWSON | NE30942 | Exempt 1999 LB-66 |  | 1995 | RHEEM MANUFACTURING CO | AHWH - ANSI/Fired Water Htr | BOILER ROOM | HWSD - Hot Water Dom/Potable | 7/31/1999
GOTHENBURG ALFALFA | PO BOX 24 | WILLOW ISLAND | NE | 69171 | DAWSON | NE10751 | Inactive | 1060 | 1964 | SUPERIOR BOILERWORKS | FT - Firetube Boiler | BOILER ROOM | PROC - Process Steam | 1/31/1986
DAWSON CO FEED PRODUCTS | PO Box 398 | Lexington | NE | 68850-0398 | DAWSON | NE02877 | Inactive | 5638 | 1970 | SUPERIOR BOILERWORKS | FT - Firetube Boiler | BOILER ROOM | PROC - Process Steam | 7/31/1989
PLATTE VALLEY PRODUCTS | PO Box 618 | Lexington | NE | 68850-0618 | DAWSON | NE02882 | Inactive |  | 1969 | SUPERIOR BOILERWORKS | FT - Firetube Boiler | LEXINGTON | PROC - Process Steam | 4/30/1986
PLATTE VALLEY PRODUCTS | PO Box 618 | Lexington | NE | 68850-0618 | DAWSON | NE05092 | Inactive | 631 | 1954 | NEBRASKA BOILER | WT - Water Tube Boiler | DARR | PROC - Process Steam | 3/31/1986
LEXINGTON MILL-ELEVATOR | PO Box 719 | Lexington | NE | 68850-0719 | DAWSON | NE02821 | Inactive | 305 | 1958 | SUPERIOR BOILERWORKS | FTSM - FTS Marine Dry Back | BOILER ROOM | PROC - Process Steam | 7/31/1988
SCHOOL DISTRICT 29 | S HWY 21 | COZAD | NE | 69130 | DAWSON | NE32362 | Inactive |  | 1970 | AMERICAN STANDARD |  | BOILER ROOM | HWHT - Hot Water Heat | 1/31/2008
Kinder Morgan | SE CORNER OF COZAD | COZAD | NE | 69130 | DAWSON | NE23706 | Inactive |  | 1986 | PEERLESS HEATER COMPANY |  | COMPRESSOR ROOM | HWHT - Hot Water Heat | 10/31/2006
Pilot Travel Center #904 | 109 Circle Rd | Big Springs | NE | 69122-5014 | Deuel | NE21186 | Exempt 1999 LB-66 |  | 1999 | BRADFORD-WHITE | AHWH - ANSI/Fired Water Htr |  | HWSD - Hot Water Dom/Potable | 3/31/2000
Pilot Travel Center #904 | 109 Circle Rd | Big Springs | NE | 69122-5014 | Deuel | NE21187 | Exempt 1999 LB-66 |  | 1999 | BRADFORD-WHITE | AHWH - ANSI/Fired Water Htr |  | HWSD - Hot Water Dom/Potable | 3/31/2000
Pilot Travel Center #904 | 109 Circle Rd | Big Springs | NE | 69122-5014 | Deuel | NE21487 | Scrapped/Junked | 165330 | 2011 | A O Smith | CHWH - ASME/Fired Water Heater | Laundry Room | HWSD - Hot Water Dom/Potable | 3/31/2015
Pilot Travel Center #904 | 109 Circle Rd | Big Springs | NE | 69122-5014 | Deuel | NE25364 | Scrapped/Junked | 188915 | 2014 | A O Smith | CHWH - ASME/Fired Water Heater | Boiler Room | HWSD - Hot Water Dom/Potable | 3/31/2017
Pilot Travel Center #904 | 109 Circle Rd | Big Springs | NE | 69122-5014 | Deuel | NE26863 | Scrapped/Junked | 222497 | 2016 | A O Smith | CHWH - ASME/Fired Water Heater | Boiler Room | HWSD - Hot Water Dom/Potable | 2/28/2018
Pilot Travel Center #904 | 109 Circle Rd | Big Springs | NE | 69122-5014 | Deuel | NE27328 | Scrapped/Junked | 224856 | 2017 | A O Smith | CHWH - ASME/Fired Water Heater | Boiler Room | HWSD - Hot Water Dom/Potable | 2/28/2021
Pilot Travel Center #904 | 109 Circle Rd | Big Springs | NE | 69122-5014 | Deuel | NE29155 | Scrapped/Junked | 264021 | 2020 | State Industries | FT - Firetube Boiler | MECHANICAL ROOM | HWSD - Hot Water Dom/Potable | 2/28/2025
Pilot Travel Center #904 | 109 Circle Rd | Big Springs | NE | 69122-5014 | Deuel | NE42990 | Active | 308175 | 2023 | State Industries | CHWH - ASME/Fired Water Heater | Boiler Room | HWSD - Hot Water Dom/Potable | 2/28/2028
Motel 6 | 111 Circle Rd | Big Springs | NE | 69122-5014 | Deuel | NE13386 | Active | N/A | 2007 | BURNHAM COMM/INDUST | CI - Cast Iron | BOILER ROOM | HWSD - Hot Water Dom/Potable | 12/31/2026
Motel 6 | 111 Circle Rd | Big Springs | NE | 69122-5014 | Deuel | NE13387 | Inactive | n/a | 1998 | WATERPIK TECH/TELE LAARS | CPPH - Ansi Cpr Fin Pool Heater | BOILER ROOM | IPHT - Indoor Pool Heater | 12/31/2012
Motel 6 | 111 Circle Rd | Big Springs | NE | 69122-5014 | Deuel | NE24113 | Out of Service | 243574 | 2012 | Lochinvar | CPPH - Ansi Cpr Fin Pool Heater | BOILER ROOM | IPHT - Indoor Pool Heater | 12/31/2012
Motel 6 | 111 Circle Rd | Big Springs | NE | 69122-5014 | Deuel | NE24298 | Scrapped/Junked |  | 1999 | BURNHAM COMM/INDUST |  | LAUNDRY ROOM | HWSD - Hot Water Dom/Potable | 11/30/2007
Motel 6 | 111 Circle Rd | Big Springs | NE | 69122-5014 | Deuel | NE40284 | Exempt |  | 1997 | TELEDYNE LAARS | CPPH - Ansi Cpr Fin Pool Heater | LAUNDRY ROOM | OPHT - Outdoor Pool Heater | 1/31/1999
Motel 6 | 111 Circle Rd | Big Springs | NE | 69122-5014 | Deuel | NE40576 | Scrapped/Junked |  | 1970 | PEERLESS HEATER COMPANY |  | LAUNDRY | HWHT - Hot Water Heat | 6/30/2000
Big Springs Country Supply | 222 Chestnut St | Big Springs | NE | 69122 | Deuel | NE40282 | Inactive | n/a | 1998 | Peerless | CI - Cast Iron | BASEMENT | HWHT - Hot Water Heat | 2/28/2018
BIG SPRINGS CITY POOL | 2ND ST | BIG SPRINGS | NE | 69122 | DEUEL | NE40601 | Inactive |  | 1995 | AO SMITH | WT - Water Tube Boiler |  | HWHT - Hot Water Heat | 6/30/2000
BIG SPRINGS FAMILY MARKET | 303 Pine St | Big Springs | NE | 69122-5001 | DEUEL | NE40283 | Exempt |  | 1998 | JET GLAS | ELWH - Electric Water Heater | BASEMENT | HWSD - Hot Water Dom/Potable | 1/31/2000
Community First Bank | 306 Pine St | Big Springs | NE | 69122-5001 | Deuel | NE16401 | Active | n/a | 1982 | Weil-Mcclain | CI - Cast Iron | BASEMENT | HWHT - Hot Water Heat | 3/31/2027
Chappell Methodist Church | 346 Babcock Ave | Chappell | NE | 69129 | Deuel | NE15751 | Active | 109873 | 2009 | Peerless | SSCO - SS Coil Boiler | Basement | HWHT - Hot Water Heat | 12/31/2025
Chappell Methodist Church | 346 Babcock Ave | Chappell | NE | 69129 | Deuel | NE15752 | Active | 109871 | 2009 | Peerless | SSCO - SS Coil Boiler | Basement | HWHT - Hot Water Heat | 12/31/2025
Chappell Methodist Church | 346 Babcock Ave | Chappell | NE | 69129 | Deuel | NE40459 | Scrapped/Junked |  | 1996 | DUNK | CI - Cast Iron | BASEMENT | HWHT - Hot Water Heat | 12/31/2009
Creek Valley High School | 3rd & Washington | Chappell | NE | 69129 | Deuel | NE08579 | Scrapped/Junked | 58155 | 2000 | Ajax | COWH - Coil Type Water Heater | BOILER ROOM | HWSD - Hot Water Dom/Potable | 1/31/2021
Creek Valley High School | 3rd & Washington | Chappell | NE | 69129 | Deuel | NE31731 | Inactive | n/a | 1957 | Kewanee | FTSM - FTS Marine Dry Back | BOILER ROOM | STHT - Steam-Heat | 1/31/2020
CREEK VALLEY HIGH SCHOOL | 3RD & WASHINGTON | CHAPPELL | NE | 69129 | DEUEL | NE03903 | Scrapped/Junked |  | 1975 | ACE | CHWH - ASME/Fired Water Heater | BOILER ROOM | HWSD - Hot Water Dom/Potable | 8/31/2001
Big Springs Public Library | 400 Pine St | Big Springs | NE | 69122-5038 | Deuel | NE16405 | Active | NA | 1961 | Crane Co. | CI - Cast Iron | Basement | HWHT - Hot Water Heat | 3/31/2027
Chappell City Pool | 402 Washington Ave | Chappell | NE | 69129 | Deuel | NE09859 | Active | 123361 | 2002 | WTRP | CPFT - Horiz Cpr Fin Boiler | POOL | OPHT - Outdoor Pool Heater | 6/30/2026
CHAPPELL CITY POOL | 402 WASHINGTON AVE | CHAPPELL | NE | 69129 | DEUEL | NE40600 | Scrapped/Junked |  | 1994 | AJAX BOILER INC | WT - Water Tube Boiler | BOILER ROOM | OPHT - Outdoor Pool Heater | 6/30/2002
Vacant Building | 589 Vincent Ave | Chappell | NE | 69129-9708 | Deuel | NE05189 | Exempt 1999 LB-66 |  | 1995 | STATE INDUSTRIES | AHWH - ANSI/Fired Water Htr | BOILER ROOM | HWSD - Hot Water Dom/Potable | 4/30/2000
Vacant Building | 589 Vincent Ave | Chappell | NE | 69129-9708 | Deuel | NE05191 | Exempt 1999 LB-66 |  | 1978 | AO SMITH | AHWH - ANSI/Fired Water Htr | BOILER ROOM | HWSD - Hot Water Dom/Potable | 4/30/2000
Vacant Building | 589 Vincent Ave | Chappell | NE | 69129-9708 | Deuel | NE09969 | Out of Service | 1708 | 2002 | Allied | WT - Water Tube Boiler | BOILER ROOM | HWHT - Hot Water Heat | 1/31/2018
Vacant Building | 589 Vincent Ave | Chappell | NE | 69129-9708 | Deuel | NE09970 | Out of Service | 1707 | 2002 | Allied | WT - Water Tube Boiler | BOILER ROOM | HWHT - Hot Water Heat | 1/31/2018
Vacant Building | 589 Vincent Ave | Chappell | NE | 69129-9708 | Deuel | NE16402 | Scrapped/Junked |  | 1955 | AMERICAN STANDARD |  | BOILER ROOM | HWHT - Hot Water Heat | 4/30/1999
Vacant Building | 589 Vincent Ave | Chappell | NE | 69129-9708 | Deuel | NE16403 | Scrapped/Junked |  | 1968 | KEWANEE | FT - Firetube Boiler | BOILER ROOM | HWHT - Hot Water Heat | 4/30/2003
Vacant Building | 589 Vincent Ave | Chappell | NE | 69129-9708 | Deuel | NE21015 | Exempt 1999 LB-66 |  | 1997 | STATE INDUSTRIES | AHWH - ANSI/Fired Water Htr | BOILER ROOM | HWSD - Hot Water Dom/Potable | 4/30/2000
Vacant Building | 589 Vincent Ave | Chappell | NE | 69129-9708 | Deuel | NE21020 | Exempt 1999 LB-66 |  | 1998 | STATE INDUSTRIES | AHWH - ANSI/Fired Water Htr | BOILER ROOM | HWSD - Hot Water Dom/Potable | 4/30/2000
South Platte Public Schools | 610 Plum St | Big Springs | NE | 69122-5033 | Deuel | NE26426 | Scrapped/Junked | 3372 | 2016 | BOCK | CHWH - ASME/Fired Water Heater | Boiler Room | HWSD - Hot Water Dom/Potable | 1/31/2024
South Platte Public Schools | 610 Plum St | Big Springs | NE | 69122-5033 | Deuel | NE26427 | Scrapped/Junked | 3349 | 2016 | BOCK | CHWH - ASME/Fired Water Heater | Boiler Room | HWSD - Hot Water Dom/Potable | 1/31/2021
South Platte Public Schools | 610 Plum St | Big Springs | NE | 69122-5033 | Deuel | NE26499 | Active | 147210 | 2014 | Lochinvar | WT - Water Tube Boiler | Boiler Room | HWHT - Hot Water Heat | 1/31/2026
South Platte Public Schools | 610 Plum St | Big Springs | NE | 69122-5033 | Deuel | NE26500 | Active | 197467 | 2014 | Lochinvar | WT - Water Tube Boiler | Boiler Room | HWHT - Hot Water Heat | 1/31/2026
South Platte Public Schools | 610 Plum St | Big Springs | NE | 69122-5033 | Deuel | NE28450 | Active | 274075 | 2020 | AO SMITH | CHWH - ASME/Fired Water Heater | BOILER ROOM | HWSD - Hot Water Dom/Potable | 1/31/2026
South Platte Public Schools | 610 Plum St | Big Springs | NE | 69122-5033 | Deuel | NE31795 | Scrapped/Junked | N/A | 1966 | Spencer | FT - Firetube Boiler | Boiler Room | STHT - Steam-Heat | 1/31/2016
South Platte Public Schools | 610 Plum St | Big Springs | NE | 69122-5033 | Deuel | NE34232 | Scrapped/Junked | N/A | 1966 | A. O. Smith | COBL - Coil Type Boiler | Boiler Room | HWSD - Hot Water Dom/Potable | 1/31/2016
South Platte Public Schools | 610 Plum St | Big Springs | NE | 69122-5033 | Deuel | NE37114 | Active | N/A | 1984 | Weil-Mcclain | CI - Cast Iron | Weight Room | HWHT - Hot Water Heat | 1/31/2026
South Platte Public Schools | 610 Plum St | Big Springs | NE | 69122-5033 | Deuel | NE42492 | Active | 306540 | 2023 | AO SMITH | CHWH - ASME/Fired Water Heater | BOILER ROOM | HWSD - Hot Water Dom/Potable | 1/31/2026
Creek Valley Elementary | 6th & Hayward | Chappell | NE | 69129 | Deuel | NE31800 | Active | n/a | 1965 | AMST | CI - Cast Iron | BOILER ROOM | HWHT - Hot Water Heat | 1/31/2027
CREEK VALLEY ELEMENTARY | 6TH & HAYWARD | CHAPPELL | NE | 69129 | DEUEL | NE31699 | Scrapped/Junked |  | 1952 | AMERICAN STANDARD |  | BOILER ROOM | STHT - Steam-Heat | 8/31/2003
Deuel County Courthouse | 718 3rd St | Chappell | NE | 69129 | Deuel | NE16404 | Scrapped/Junked | n/a | 1915 | Fitzgibbons | FTFB - Firetube-Firebox Boiler | BASEMENT | STMG - Steam Generator | 6/30/2016
Eagle 1 Truck Wash Inc | I-80 & Big Springs Rd | Big Springs | NE | 69122 | Deuel | NE10581 | Scrapped/Junked | 69749 | 2003 | WEBJ | COBL - Coil Type Boiler | BOILER ROOM | HWSP - Hot Water Non Potable Supply | 2/28/2009
EAGLE 1 TRUCK WASH INC | I-80 & BIG SPRINGS RD | BIG SPRINGS | NE | 69122 | DEUEL | NE17255 | Scrapped/Junked | 66458 | 1988 | RAYPAK INC, CALIFORNIA | CPFT - Horiz Cpr Fin Boiler | BOILER ROOM | HWSP - Hot Water Non Potable Supply | 1/31/2003
Michael Foods-Egg Processing | 101A Oak St | Wakefield | NE | 68784-5226 | Dixon | NE07813 | Active | 3848 | 1999 | Cleaver Brooks | FTSM - FTS Marine Dry Back | DRYING PLANT | PROC - Process Steam | 9/30/2026
Michael Foods-Egg Processing | 101A Oak St | Wakefield | NE | 68784-5226 | Dixon | NE07814 | Active | 3849 | 1999 | Cleaver Brooks | FTSM - FTS Marine Dry Back | DRYING PLANT | PROC - Process Steam | 7/31/2026
Michael Foods-Egg Processing | 101A Oak St | Wakefield | NE | 68784-5226 | Dixon | NE08673 | Active | 10938 | 1999 | 0011 | UFPV - Unfired Pressure Vessel | COMPRESSOR ROOM | 0033 - Oil Seperator | 5/31/2027
Michael Foods-Egg Processing | 101A Oak St | Wakefield | NE | 68784-5226 | Dixon | NE08674 | Active | 10939 | 1999 | 0011 | UFPV - Unfired Pressure Vessel | COMPRESSOR ROOM | 0033 - Oil Seperator | 5/31/2027
Michael Foods | 105 N Main St | Wakefield | NE | 68784-6016 | Dixon | NE05752 | Active | 2890 | 1992 | Cleaver Brooks | FTSM - FTS Marine Dry Back | BOILER ROOM | PROC - Process Steam | 9/30/2026
Michael Foods | 105 N Main St | Wakefield | NE | 68784-6016 | Dixon | NE06690 | Active | 315 | 2003 | Hoval | CI - Cast Iron | Above Freezer | GLYC - Glycol Bldg Heat Sys | 10/31/2026
Michael Foods | 105 N Main St | Wakefield | NE | 68784-6016 | Dixon | NE07800 | Active | 9788 | 1999 | Cleaver Brooks | FTSM - FTS Marine Dry Back | BOILER ROOM | PROC - Process Steam | 1/31/2027
Michael Foods | 105 N Main St | Wakefield | NE | 68784-6016 | Dixon | NE11615 | Scrapped/Junked | 7729 | 1989 | Burnham Industrial | FT - Firetube Boiler | Boiler Room | HWHT - Hot Water Heat | 8/31/2003
Michael Foods | 105 N Main St | Wakefield | NE | 68784-6016 | Dixon | NE14142 | Active | 8858 | 1997 | CLEAVER BROOKS | FTSM - FTS Marine Dry Back | BOILER ROOM | PROC - Process Steam | 9/30/2026
Michael Foods | 105 N Main St | Wakefield | NE | 68784-6016 | Dixon | NE16853 | Inactive |  | 1990 | BURN |  |  |  | 10/31/1999
Michael Foods | 105 N Main St | Wakefield | NE | 68784-6016 | Dixon | NE27972 | Active | 412658 | 2015 | Raypak | CPFT - Horiz Cpr Fin Boiler | Processing | 0023 - Water Heated Cooker | 9/30/2026
Michael Foods | 105 N Main St | Wakefield | NE | 68784-6016 | Dixon | NE27973 | Active | 412659 | 2015 | Raypak | CPFT - Horiz Cpr Fin Boiler | Processing | 0023 - Water Heated Cooker | 9/30/2026
Michael Foods | 105 N Main St | Wakefield | NE | 68784-6016 | Dixon | NE28501 | Scrapped/Junked | 319263 | 2011 | Raypak | CPFT - Horiz Cpr Fin Boiler | Processing | 0023 - Water Heated Cooker | 9/30/2021
Michael Foods | 105 N Main St | Wakefield | NE | 68784-6016 | Dixon | NE28502 | Scrapped/Junked | 319264 | 2011 | Raypak | CPFT - Horiz Cpr Fin Boiler | Processing | 0023 - Water Heated Cooker | 9/30/2021
Michael Foods | 105 N Main St | Wakefield | NE | 68784-6016 | Dixon | NE41063 | Active | 525306 | 2021 | Raypak | CPFT - Horiz Cpr Fin Boiler | Processing | 0023 - Water Heated Cooker | 9/30/2026
Michael Foods | 105 N Main St | Wakefield | NE | 68784-6016 | Dixon | NE41064 | Active | 526062 | 2021 | Raypak | CPFT - Horiz Cpr Fin Boiler | Processing | 0023 - Water Heated Cooker | 9/30/2026
BIG RED FARM | 105 N Main St | Wakefield | NE | 68784-6016 | DIXON | NE16152 | Inactive |  | 1980 | BURNHAM COMM/INDUST | FT - Firetube Boiler | BIG RED FARMS | PROC - Process Steam | 10/31/2000
BIG RED FARM | 105 N Main St | Wakefield | NE | 68784-6016 | DIXON | NE16153 | Scrapped/Junked |  | 1989 | HYDROTHERM/ADV THER HYD |  |  | HWHT - Hot Water Heat | 10/31/1995
ALLEN PUBLIC SCHOOLS | 126 E 5TH ST | ALLEN | NE | 68710 | DIXON | NE21587 | Exempt 1999 LB-66 |  | 1986 | AMERICAN STANDARD | AHWH - ANSI/Fired Water Htr |  | HWSD - Hot Water Dom/Potable | 8/31/2000
ALLEN PUBLIC SCHOOLS | 126 E 5TH ST | ALLEN | NE | 68710 | DIXON | NE34579 | Scrapped/Junked |  | 1973 | KEWANEE | FTFB - Firetube-Firebox Boiler | BOILER ROOM | STHT - Steam-Heat | 8/31/2003
Oak Trail Village | 227 Ball Park Rd | Ponca | NE | 68770-7334 | Dixon | NE05789 | Exempt 1999 LB-66 |  | 1997 | RHEEM MANUFACTURING CO | AHWH - ANSI/Fired Water Htr |  | HWSD - Hot Water Dom/Potable | 3/31/2000
Oak Trail Village | 227 Ball Park Rd | Ponca | NE | 68770-7334 | Dixon | NE31925 | Active | n/a | 1976 | Weil-Mcclain | CI - Cast Iron | BOILER ROOM | HWHT - Hot Water Heat | 12/31/2026
DIXON COUNTY COURTHOUSE | 302 3rd St | Ponca | NE | 68770-7050 | DIXON | NE03944 | Inactive | 41236 | 1988 | KEWANEE | FTFB - Firetube-Firebox Boiler | BOILER ROOM | STHT - Steam-Heat | 9/30/2001
Wakefield Health Care Ctr | 306 Ash St | Wakefield | NE | 68784-5023 | Dixon | NE02173 | Scrapped/Junked |  | 1991 | AO SMITH | CHWH - ASME/Fired Water Heater | BOILER ROOM | HWSD - Hot Water Dom/Potable | 7/31/2003
Wakefield Health Care Ctr | 306 Ash St | Wakefield | NE | 68784-5023 | Dixon | NE05494 | Scrapped/Junked | 30996 | 1995 | AO SMITH | CHWH - ASME/Fired Water Heater | BOILER ROOM | HWSD - Hot Water Dom/Potable | 7/31/2006
Wakefield Health Care Ctr | 306 Ash St | Wakefield | NE | 68784-5023 | Dixon | NE05712 | Exempt 1999 LB-66 |  | 1996 | AO SMITH | AHWH - ANSI/Fired Water Htr | BOILER ROOM | HWSD - Hot Water Dom/Potable | 7/31/2000
Wakefield Health Care Ctr | 306 Ash St | Wakefield | NE | 68784-5023 | Dixon | NE06294 | Scrapped/Junked | 82064 | 2003 | AOSM | CHWH - ASME/Fired Water Heater | BOILER ROOM | HWSD - Hot Water Dom/Potable | 7/31/2012
Wakefield Health Care Ctr | 306 Ash St | Wakefield | NE | 68784-5023 | Dixon | NE07850 | Active | 10707 | 1999 | ALES | FTVT - Firetube Vertical TB | BOILER ROOM | HWHT - Hot Water Heat | 4/30/2027
Wakefield Health Care Ctr | 306 Ash St | Wakefield | NE | 68784-5023 | Dixon | NE07851 | Active | 10706 | 1999 | ALES | FTVT - Firetube Vertical TB | BOILER ROOM | HWHT - Hot Water Heat | 4/30/2027
Wakefield Health Care Ctr | 306 Ash St | Wakefield | NE | 68784-5023 | Dixon | NE22272 | Scrapped/Junked | 128262 | 2011 | RHEEM | CHWH - ASME/Fired Water Heater | Boiler Room | HWSD - Hot Water Dom/Potable | 7/31/2020
Wakefield Health Care Ctr | 306 Ash St | Wakefield | NE | 68784-5023 | Dixon | NE31929 | Inactive |  | 1956 | Kewannee | FT - Firetube Boiler | BOILER ROOM | HWHT - Hot Water Heat | 8/31/1991
Wakefield Health Care Ctr | 306 Ash St | Wakefield | NE | 68784-5023 | Dixon | NE31930 | Inactive |  | 1956 | KEWANEE | FT - Firetube Boiler | BOILER ROOM | HWHT - Hot Water Heat | 8/31/1991
Wakefield Health Care Ctr | 306 Ash St | Wakefield | NE | 68784-5023 | Dixon | NE31932 | Scrapped/Junked |  | 1975 | IRON FIREMAN | FT - Firetube Boiler | NURSING HOME | HWHT - Hot Water Heat | 7/31/2000
Wakefield Health Care Ctr | 306 Ash St | Wakefield | NE | 68784-5023 | Dixon | NE31935 | Scrapped/Junked |  | 1975 | BURNHAM COMM/INDUST |  | BOILER ROOM | HWHT - Hot Water Heat | 7/31/2000
St Joseph Church | 421 W 2nd St | Ponca | NE | 68770-7214 | Dixon | NE00327 | Scrapped/Junked | n/a | 1970 | AMST | CI - Cast Iron | BOILER ROOM | HWHT - Hot Water Heat | 12/31/2016
St Joseph Church | 421 W 2nd St | Ponca | NE | 68770-7214 | Dixon | NE26590 | Active | 171458 | 2015 | Trinity | FTVT - Firetube Vertical TB | Basement | HWHT - Hot Water Heat | 11/30/2026
Wakefield Aquatic Center | 500 W 1st St | Wakefield | NE | 68784-5063 | Dixon | NE14154 | Out of Service | 209082 | 2006 | RAYPAK INC, CALIFORNIA | CPFT - Horiz Cpr Fin Boiler | BOILER HOUSE | OPHT - Outdoor Pool Heater | 6/30/2023
Ponca Public School | 503 W 3rd St | Ponca | NE | 68770-7226 | Dixon | NE18550 | Exempt 1999 LB-66 |  | 1993 | AO SMITH | AHWH - ANSI/Fired Water Htr | BOILER ROOM | HWSD - Hot Water Dom/Potable | 8/31/2001
Ponca Public School | 503 W 3rd St | Ponca | NE | 68770-7226 | Dixon | NE20939 | Active | 226619 | 2010 | Laars | WT - Water Tube Boiler | Boiler Room | HWHT - Hot Water Heat | 2/28/2027
Ponca Public School | 503 W 3rd St | Ponca | NE | 68770-7226 | Dixon | NE20940 | Active | 226618 | 2010 | Laars | WT - Water Tube Boiler | Boiler Room | HWHT - Hot Water Heat | 2/28/2027
Ponca Public School | 503 W 3rd St | Ponca | NE | 68770-7226 | Dixon | NE21588 | Exempt 1999 LB-66 |  | 1988 | RHEEM MANUFACTURING CO | AHWH - ANSI/Fired Water Htr |  | HWSD - Hot Water Dom/Potable | 8/31/2000
Ponca Public School | 503 W 3rd St | Ponca | NE | 68770-7226 | Dixon | NE22560 | Active | 187308 | 2011 | Laars | WT - Water Tube Boiler | Mezzanine | HWDP - Hotwater Heat & Dom Supply | 2/28/2027
Ponca Public School | 503 W 3rd St | Ponca | NE | 68770-7226 | Dixon | NE22561 | Active | 182402 | 2011 | Laars | WT - Water Tube Boiler | Mezzanine | HWHT - Hot Water Heat | 2/28/2027
Ponca Public School | 503 W 3rd St | Ponca | NE | 68770-7226 | Dixon | NE23007 | Scrapped/Junked | 40256 | 1997 | AOSM | CHWH - ASME/Fired Water Heater | BAND ROOM | HWSD - Hot Water Dom/Potable | 2/28/2012
Ponca Public School | 503 W 3rd St | Ponca | NE | 68770-7226 | Dixon | NE34581 | Scrapped/Junked | n/a | 1974 | Kewanee | FTFB - Firetube-Firebox Boiler | BAND ROOM | STHT - Steam-Heat | 2/28/2012
Ponca Public School | 503 W 3rd St | Ponca | NE | 68770-7226 | Dixon | NE34584 | Scrapped/Junked | n/a | 1975 | Kewanee | FTFB - Firetube-Firebox Boiler | BOILER ROOM | STHT - Steam-Heat | 2/28/2012
Newcastle Public School | 509 Annie St | Newcastle | NE | 68757 | Dixon | NE33761 | Inactive | n/a | 1958 | Kewanee | FTWB - FTS Marine Wet Back | boiler room | STHT - Steam-Heat | 2/28/2015
NEWCASTLE PUBLIC SCHOOL | 509 ANNIE ST | NEWCASTLE | NE | 68757 | DIXON | NE23041 | Exempt 1999 LB-66 |  | 1996 | AO SMITH | AHWH - ANSI/Fired Water Htr | BOILER ROOM | HWSD - Hot Water Dom/Potable | 7/31/2001
HUSKER PRIDE | 510 Main St | Wakefield | NE | 68784-6024 | DIXON | NE16854 | Inactive |  | 1991 | BURNHAM COMM/INDUST |  | GARDNER GROWER | HWHT - Hot Water Heat | 10/31/1999
HUSKER PRIDE | 510 Main St | Wakefield | NE | 68784-6024 | DIXON | NE16855 | Inactive |  | 1991 | BURNHAM COMM/INDUST |  | GARDNER GROWER | HWHT - Hot Water Heat | 10/31/1999
BIG RED FARM | 510 Main St | Wakefield | NE | 68784-6024 | DIXON | NE07815 | Scrapped/Junked | 2486 | 1990 | KEWANEE | FTSM - FTS Marine Dry Back | BOILER ROOM | PROC - Process Steam | 10/31/2002
BIG RED FARM | 510 Main St | Wakefield | NE | 68784-6024 | DIXON | NE17393 | Scrapped/Junked |  | 1991 | BURNHAM COMM/INDUST |  |  | HWHT - Hot Water Heat | 10/31/1996
BIG RED FARM | 510 Main St | Wakefield | NE | 68784-6024 | DIXON | NE17394 | Scrapped/Junked |  | 1993 | BURNHAM COMM/INDUST | WT - Water Tube Boiler |  | PROC - Process Steam | 10/31/1996
Michael Foods-Husker Pride | 58365 861 Rd | Wakefield | NE | 68784-5109 | Dixon | NE21572 | Active | 47591 | 1996 | Kewanee | FTSM - FTS Marine Dry Back | BOILER ROOM | PROC - Process Steam | 7/31/2026
Power Wash | 801 Oak St | Wakefield | NE | 68784 | Dixon | NE27451 | Active | 230129 | 2017 | Heat Transfer Products Inc. | FTVT - Firetube Vertical TB | Mech. Room | HWHF - Hot Water Heat-Floor | 10/31/2026
Wakefield Elementary/High | 802 Highland St | Wakefield | NE | 68784-5097 | Dixon | NE07899 | Scrapped/Junked | 84239 | 2000 | A O Smith | CHWH - ASME/Fired Water Heater | BOILER ROOM | HWSD - Hot Water Dom/Potable | 3/31/2019
Wakefield Elementary/High | 802 Highland St | Wakefield | NE | 68784-5097 | Dixon | NE25226 | Active | 276439 | 2013 | Giannoni France | WTSS - Watertube SS Steel | boiler room | GLFH - Glycol Floor Heat System | 3/31/2027
Wakefield Elementary/High | 802 Highland St | Wakefield | NE | 68784-5097 | Dixon | NE25227 | Active | 273476 | 2013 | Giannoni France | WTSS - Watertube SS Steel | boiler room | GLFH - Glycol Floor Heat System | 3/31/2027
Wakefield Elementary/High | 802 Highland St | Wakefield | NE | 68784-5097 | Dixon | NE25228 | Active | 252302 | 2013 | Giannoni France | WTSS - Watertube SS Steel | boiler room | GLFH - Glycol Floor Heat System | 3/31/2027
Wakefield Elementary/High | 802 Highland St | Wakefield | NE | 68784-5097 | Dixon | NE25229 | Active | 252303 | 2013 | Giannoni France | WTSS - Watertube SS Steel | boiler room | GLFH - Glycol Floor Heat System | 3/31/2027
Wakefield Elementary/High | 802 Highland St | Wakefield | NE | 68784-5097 | Dixon | NE27994 | Active | 251955 | 2019 | State Industries | CHWH - ASME/Fired Water Heater | BOILER ROOM | HWSD - Hot Water Dom/Potable | 3/31/2027
Wakefield Elementary/High | 802 Highland St | Wakefield | NE | 68784-5097 | Dixon | NE32452 | Scrapped/Junked | n/a | 1965 | Kewanee | FTFB - Firetube-Firebox Boiler | BOILER ROOM | HWHT - Hot Water Heat | 3/31/2013
Wakefield Elementary/High | 802 Highland St | Wakefield | NE | 68784-5097 | Dixon | NE32453 | Scrapped/Junked | n/a | 1965 | Kewanee | FTFB - Firetube-Firebox Boiler | BOILER ROOM | HWHT - Hot Water Heat | 3/31/2013
Rohan Brothers | 88070 581 Ave | Newcastle | NE | 68757-6032 | Dixon | NE01201 | Inactive |  | 1911 | J.I. CASE | HOBB - Hobby/Antique Boiler | PORTABLE | 0024 - Antique Steam Tractor | 10/31/1991
Rohan Brothers | 88070 581 Ave | Newcastle | NE | 68757-6032 | Dixon | NE01320 | Inactive |  | 1904 | HUBER | HOBB - Hobby/Antique Boiler | PORTABLE | 0024 - Antique Steam Tractor | 8/31/1991
Rohan Brothers | 88070 581 Ave | Newcastle | NE | 68757-6032 | Dixon | NE06291 | Inactive | n/a | 1920 | Case | HOBB - Hobby/Antique Boiler | PORTABLE HOBBY | 0024 - Antique Steam Tractor | 5/31/2014
Rohan Brothers | 88070 581 Ave | Newcastle | NE | 68757-6032 | Dixon | NE08181 | Inactive | N/A | 1918 | Port Huron | HOBB - Hobby/Antique Boiler | PORTABLE HOBBY | 0024 - Antique Steam Tractor | 9/30/2016
Rohan Brothers | 88070 581 Ave | Newcastle | NE | 68757-6032 | Dixon | NE25493 | Inactive | 4 | 2015 | FRICK COMPANY | HOBB - Hobby/Antique Boiler | PORTABLE | 0024 - Antique Steam Tractor | 9/30/2017
Michael Foods Big Red Farm | Hwy 35 East | Wakefield | NE | 68784 | Dixon | NE08987 | Active | 45817 | 1994 | Kewanee | FTSM - FTS Marine Dry Back | BOILER ROOM | PROC - Process Steam | 7/31/2026
PONCA STATE PARK POOL | PO Box 688 | Ponca | NE | 68770-0688 | DIXON | NE00303 | Scrapped/Junked |  | 1989 | RHEEM MANUFACTURING CO | AHWH - ANSI/Fired Water Htr | POOL FILTER ROOM | HWSD - Hot Water Dom/Potable | 6/30/2001
LOGAN LIMITED FEEDYARD | RR 1 Box 156 | Allen | NE | 68710-9601 | DIXON | NE11315 | Inactive | 2959 | 1968 | SUPERIOR BOILERWORKS | FT - Firetube Boiler | BOILER ROOM | PROC - Process Steam | 7/31/1995
DON PETERSON & ASSOCIATE | 100 E 6th St | Fremont | NE | 68025-5030 | DODGE | NE15651 | Scrapped/Junked |  | 1975 | PEERLESS HEATER COMPANY |  | 505 N MAIN | STHT - Steam-Heat | 1/31/1999
RVR Bank | 1005 E 23rd St | Fremont | NE | 68025-0800 | Dodge | NE15088 | Active | 11364 | 2001 | ALES | FTVT - Firetube Vertical TB | 3RD FLR MECH RM | HWHT - Hot Water Heat | 2/28/2027
RVR Bank | 1005 E 23rd St | Fremont | NE | 68025-0800 | Dodge | NE15089 | Active | 11362 | 2001 | ALES | FTVT - Firetube Vertical TB | 3RD FLR MECH RM | HWHT - Hot Water Heat | 2/28/2027
Midland University | 1005 N Clarkson St | Fremont | NE | 68025-4255 | Dodge | NE33500 | Active | Unk | 1950 | Fitzgibbons | FT - Firetube Boiler | BOILER ROOM | STHT - Steam-Heat | 9/30/2026
Lincoln Premium Poultry Hatchery Complex | 1015 E Cloverly Rd | Fremont | NE | 68025-6115 | Dodge | NE28144 | Active | 82477 | 2018 | Aerco | FTVT - Firetube Vertical TB | Boiler Room | HWSP - Hot Water Non Potable Supply | 6/30/2026
Lincoln Premium Poultry Hatchery Complex | 1015 E Cloverly Rd | Fremont | NE | 68025-6115 | Dodge | NE28145 | Active | 82199 | 2018 | Aerco | FTVT - Firetube Vertical TB | Boiler Room | HWSP - Hot Water Non Potable Supply | 6/30/2026
Lincoln Premium Poultry Hatchery Complex | 1015 E Cloverly Rd | Fremont | NE | 68025-6115 | Dodge | NE28146 | Active | 82478 | 2018 | Aerco | FTVT - Firetube Vertical TB | Boiler Room | HWSP - Hot Water Non Potable Supply | 6/30/2026
Lincoln Premium Poultry Hatchery Complex | 1015 E Cloverly Rd | Fremont | NE | 68025-6115 | Dodge | NE28147 | Active | 82198 | 2018 | Aerco | FTVT - Firetube Vertical TB | Boiler Room | HWSP - Hot Water Non Potable Supply | 6/30/2026
Lincoln Premium Poultry Hatchery Complex | 1015 E Cloverly Rd | Fremont | NE | 68025-6115 | Dodge | NE28148 | Active | 23077 | 2018 | Hurst | FTFB - Firetube-Firebox Boiler | Boiler Room | HUMI - Humidifier/Humidity Contr | 6/30/2026
Lincoln Premium Poultry Hatchery Complex | 1015 E Cloverly Rd | Fremont | NE | 68025-6115 | Dodge | NE28149 | Active | 83644 | 2019 | Aerco | FTVT - Firetube Vertical TB | Boiler Room | GLYC - Glycol Bldg Heat Sys | 6/30/2026
Lincoln Premium Poultry Hatchery Complex | 1015 E Cloverly Rd | Fremont | NE | 68025-6115 | Dodge | NE28150 | Active | 83639 | 2019 | Aerco | FTVT - Firetube Vertical TB | Boiler Room | GLYC - Glycol Bldg Heat Sys | 6/30/2026
Lincoln Premium Poultry Hatchery Complex | 1015 E Cloverly Rd | Fremont | NE | 68025-6115 | Dodge | NE28151 | Active | 83645 | 2019 | Aerco | FTVT - Firetube Vertical TB | Boiler Room | GLYC - Glycol Bldg Heat Sys | 6/30/2026
Lincoln Premium Poultry Hatchery Complex | 1015 E Cloverly Rd | Fremont | NE | 68025-6115 | Dodge | NE28163 | Active | 254824 | 2018 | Heat Transfer Products Inc. | FTVT - Firetube Vertical TB | Boiler Room | GLYC - Glycol Bldg Heat Sys | 6/30/2026
Lincoln Premium Poultry Hatchery Complex | 1015 E Cloverly Rd | Fremont | NE | 68025-6115 | Dodge | NE42437 | Active | 20049 | 2023 | Superior Boiler Works | FTFB - Firetube-Firebox Boiler | Boiler Room | STHT - Steam-Heat | 6/30/2026
Matt Schott Building | 102 N Main St | Hooper | NE | 68031-3098 | Dodge | NE08993 | Active | n/a | 2002 | Dunkirk | CI - Cast Iron | Basement | HWHT - Hot Water Heat | 2/28/2025
Prenzlow's Hometown Meats | 102 W 3rd St | Snyder | NE | 68664 | Dodge | NE04960 | Scrapped/Junked | 115986 | 1989 | TELE | CPFT - Horiz Cpr Fin Boiler | BASEMENT | HWHP - Hot Water Heat & Nonpotable | 12/31/2009
Prenzlow's Hometown Meats | 102 W 3rd St | Snyder | NE | 68664 | Dodge | NE18787 | Active | 226082 | 2010 | Lochinvar | CPFT - Horiz Cpr Fin Boiler | Basement | HWSP - Hot Water Non Potable Supply | 11/30/2026
Keene Memorial Library | 1030 N Broad St | Fremont | NE | 68025-4132 | Dodge | NE05571 | Scrapped/Junked | O/N 1 | 1969 | Kewannee | FTFB - Firetube-Firebox Boiler | Blr Rm | HWHT - Hot Water Heat | 9/30/2010
Keene Memorial Library | 1030 N Broad St | Fremont | NE | 68025-4132 | Dodge | NE18785 | Scrapped/Junked | 220120 | 2010 | Laars | CPFT - Horiz Cpr Fin Boiler | Upstairs Mech. Room | HWHT - Hot Water Heat | 11/30/2022
Keene Memorial Library | 1030 N Broad St | Fremont | NE | 68025-4132 | Dodge | NE18786 | Scrapped/Junked | 130595 | 2009 | Laars | WT - Water Tube Boiler | Upstairs Mech. Room | HWHT - Hot Water Heat | 11/30/2022
Stone Bridge Christian | 1041 N Nye Ave | Fremont | NE | 68025-4058 | Dodge | NE04997 | Active | 6763 | 1979 | Triad Boiler | FT - Firetube Boiler | BOILER ROOM | HWHT - Hot Water Heat | 3/31/2027
Stone Bridge Christian | 1041 N Nye Ave | Fremont | NE | 68025-4058 | Dodge | NE04998 | Active | 6762 | 1979 | Triad Boiler | FT - Firetube Boiler | BOILER ROOM | HWHT - Hot Water Heat | 3/31/2027
Stone Bridge Christian | 1041 N Nye Ave | Fremont | NE | 68025-4058 | Dodge | NE04999 | Active | 6761 | 1979 | Triad Boiler | FT - Firetube Boiler | BOILER ROOM | HWHT - Hot Water Heat | 3/31/2027
Dunham Sports | 1050 E 23rd St | Fremont | NE | 68025-2449 | Dodge | NE06221 | Inactive | n/a | 1966 | Thermo Pak | WT - Water Tube Boiler | BOILER ROOM | HWHT - Hot Water Heat | 4/30/2018
Sun-Kist Cleaners | 1106 E 18th St | Fremont | NE | 68025-3224 | Dodge | NE02976 | Inactive | 15807 | 1982 | Bryan Steam LLC | WT - Water Tube Boiler | BOILER ROOM | PROC - Process Steam | 4/30/1998
Sun-Kist Cleaners | 1106 E 18th St | Fremont | NE | 68025-3224 | Dodge | NE05687 | Inactive | 32206 | 1992 | Bryan | WT - Water Tube Boiler | Back Room | PROC - Process Steam | 4/30/2019
Vacant Building | 1120 Walnut St | North Bend | NE | 68649-5012 | Dodge | NE06910 | Scrapped/Junked | 78442 | 2003 | AOSC | CHWH - ASME/Fired Water Heater | BOILER ROOM | HWSD - Hot Water Dom/Potable | 6/30/2011
Vacant Building | 1120 Walnut St | North Bend | NE | 68649-5012 | Dodge | NE16780 | Inactive | 17440 | 1987 | Burnham | FTFB - Firetube-Firebox Boiler | BOILER ROOM | HWHT - Hot Water Heat | 6/30/2019
Vacant Building | 1120 Walnut St | North Bend | NE | 68649-5012 | Dodge | NE16782 | Scrapped/Junked | 14427 | 1981 | AOSM | COBL - Coil Type Boiler | BOILER ROOM | HWSD - Hot Water Dom/Potable | 6/30/2009
Vacant Building | 1120 Walnut St | North Bend | NE | 68649-5012 | Dodge | NE20566 | Scrapped/Junked | 136103 | 2009 | A O Smith | CHWH - ASME/Fired Water Heater | Mech. Room | HWSD - Hot Water Dom/Potable | 6/30/2018
Vacant Building | 1120 Walnut St | North Bend | NE | 68649-5012 | Dodge | NE24418 | Scrapped/Junked | 46027 | 1998 | AO SMITH | CHWH - ASME/Fired Water Heater | BOILER ROOM | HWSD - Hot Water Dom/Potable | 3/31/2006
Vacant Building | 1120 Walnut St | North Bend | NE | 68649-5012 | Dodge | NE27238 | Inactive | 227652 | 2017 | A O Smith | CHWH - ASME/Fired Water Heater | Mech Room | HWSD - Hot Water Dom/Potable | 6/30/2019
SLEEP INN OF FREMONT | 120 Cathy Ave | Fremont | NE | 68025-9006 | DODGE | NE24237 | Scrapped/Junked |  | 1999 | PUREX TRITON | CPPH - Ansi Cpr Fin Pool Heater | POOL ROOM | IPHT - Indoor Pool Heater | 3/31/2007
SLEEP INN OF FREMONT | 120 Cathy Ave | Fremont | NE | 68025-9006 | DODGE | NE40709 | Exempt 1999 LB-66 |  | 1999 | AO SMITH | AHWH - ANSI/Fired Water Htr | MECH ROOM | HWSD - Hot Water Dom/Potable | 8/13/2000
SLEEP INN OF FREMONT | 120 Cathy Ave | Fremont | NE | 68025-9006 | DODGE | NE40710 | Exempt 1999 LB-66 |  | 1999 | AO SMITH | AHWH - ANSI/Fired Water Htr | MECH ROOM | HWSD - Hot Water Dom/Potable | 8/13/2000
SLEEP INN OF FREMONT | 120 Cathy Ave | Fremont | NE | 68025-9006 | DODGE | NE40711 | Exempt 1999 LB-66 |  | 1999 | AO SMITH | AHWH - ANSI/Fired Water Htr | MECH ROOM | HWSD - Hot Water Dom/Potable | 8/13/2000
Grain States Biofuels LLC | 120 Railroad St | Scribner | NE | 68057-3005 | Dodge | NE07463 | Out of Service | 29215 | 2007 | York Shipley | FT - Firetube Boiler | Boiler House | PROC - Process Steam | 9/30/2016
LINDEN SQUARE APARTMENTS | 1200 N L St | Fremont | NE | 68025-4091 | DODGE | NE12385 | Inactive | 6130/6063 | 2003 | HEAT TRANSFER PRODUCTS IN | COMD - Coil Boiler/Modular Ins | EQUIPMENT ROOM | HWHT - Hot Water Heat | 1/31/2008
LINDEN SQUARE APARTMENTS | 1200 N L St | Fremont | NE | 68025-4091 | DODGE | NE12386 | Scrapped/Junked | 6063 | 2003 | HEAT TRANSFER PRODUCTS IN | COMD - Coil Boiler/Modular Ins | EQUIPMENT ROOM | HWHT - Hot Water Heat | 1/31/2005
30 Bowl | 1205 E 23rd St | Fremont | NE | 68025-2451 | Dodge | NE23345 | Scrapped/Junked | NA | 1976 | HYDR | CI - Cast Iron | BOILER ROOM | STHT - Steam-Heat | 10/31/2015
Linden Elementary | 1205 N L St | Fremont | NE | 68025-4043 | Dodge | NE22783 | Scrapped/Junked | 18408 | 2011 | Aldrich | FTHT - Firetube Horizontal | Boiler Room | STHT - Steam-Heat | 2/28/2025
Linden Elementary | 1205 N L St | Fremont | NE | 68025-4043 | Dodge | NE33504 | Scrapped/Junked | n/a | 1951 | Nrc/Us | FT - Firetube Boiler | BOILER ROOM | STHX - Steam to HWSD Heat Exchanger | 8/31/2011
Linden Elementary | 1205 N L St | Fremont | NE | 68025-4043 | Dodge | NE34827 | Scrapped/Junked | 14759 | 1983 | Burnham | FTFB - Firetube-Firebox Boiler | BOILER ROOM | STHT - Steam-Heat | 8/31/2012
North Bend City Pool | 1211 Locust St | North Bend | NE | 68649-4506 | Dodge | NE40522 | Scrapped/Junked | 154381 | 1998 | Raypak | CPFT - Horiz Cpr Fin Boiler | POOL HOUSE | OPHT - Outdoor Pool Heater | 6/30/2021
North Bend City Pool | 1211 Locust St | North Bend | NE | 68649-4506 | Dodge | NE40523 | Exempt 1999 LB-66 |  | 1999 | AO SMITH | AHWH - ANSI/Fired Water Htr |  | HWSD - Hot Water Dom/Potable | 5/31/2000
North Bend City Pool | 1211 Locust St | North Bend | NE | 68649-4506 | Dodge | NE42340 | Active | 127668 | 2020 | Lochinvar | FTVT - Firetube Vertical TB | Pool Mechanical Room | OPHT - Outdoor Pool Heater | 6/30/2026
Holiday Lodge | 1220 E 23rd St | Fremont | NE | 68025-2411 | Dodge | NE17837 | Scrapped/Junked | 37962 | 1972 | Cleaver & Brooks | WT - Water Tube Boiler | Penthouse | HWHT - Hot Water Heat | 10/31/2006
Holiday Lodge | 1220 E 23rd St | Fremont | NE | 68025-2411 | Dodge | NE17838 | Scrapped/Junked |  | 1991 | A. O. Smith |  | Kitchen | HWDP - Hotwater Heat & Dom Supply | 10/31/2005
DEPARTMENT OF UTILITIES | 124 E 11th St | Schuyler | NE | 68661-1937 | DODGE | NE11117 | Inactive | 1857 | 1954 | BADENHAUSEN | WT - Water Tube Boiler | BOILER ROOM | POWR - Power Generation | 3/31/1995
DEPARTMENT OF UTILITIES | 124 E 11th St | Schuyler | NE | 68661-1937 | DODGE | NE11147 | Inactive | 12647 | 1959 | COMBUSTION ENG | WT - Water Tube Boiler | BOILER ROOM | POWR - Power Generation | 3/31/1993
Bell Elementary School | 1240 E 11th St | Fremont | NE | 68025-4321 | Dodge | NE10811 | Scrapped/Junked | 135207 | 2001 | Lochinvar | CPFT - Horiz Cpr Fin Boiler | BOILER ROOM | HWHT - Hot Water Heat | 2/28/2024
Bell Elementary School | 1240 E 11th St | Fremont | NE | 68025-4321 | Dodge | NE42534 | Active | 99 | 2022 | Riello | WT - Water Tube Boiler | Boiler Room | HWHT - Hot Water Heat | 1/31/2027
Bell Elementary School | 1240 E 11th St | Fremont | NE | 68025-4321 | Dodge | NE42535 | Active | 95 | 2022 | Riello | WT - Water Tube Boiler | Boiler Room | HWHT - Hot Water Heat | 1/31/2027
Bell Elementary School | 1240 E 11th St | Fremont | NE | 68025-4321 | Dodge | NE42536 | Active | 104 | 2022 | Riello | WT - Water Tube Boiler | Boiler Room | HWHT - Hot Water Heat | 1/31/2027
Flour Mill | 125 S Broad St | Fremont | NE | 68025-5658 | Dodge | NE14997 | Scrapped/Junked | n/a | 1965 | Kewanee | FT - Firetube Boiler | BOILER HOUSE | PROC - Process Steam | 5/31/2016
SUPER 8 MOTEL FREMONT | 1250 E 23rd St | Fremont | NE | 68025-2411 | DODGE | NE40271 | Exempt 1999 LB-66 |  | 1988 | STATE INDUSTRIES | AHWH - ANSI/Fired Water Htr | LAUNDRY ROOM | HWSD - Hot Water Dom/Potable | 12/31/1999
Admin Building | 130 E 9th St | Fremont | NE | 68025-4101 | Dodge | NE18693 | Active | 54066 | 2009 | Aerco | FTVT - Firetube Vertical TB | Boiler Room | HHHP - Hotwater Heat & Heat Pump | 2/28/2027
Admin Building | 130 E 9th St | Fremont | NE | 68025-4101 | Dodge | NE18694 | Out of Service | 54065 | 2009 | Aerco | FTVT - Firetube Vertical TB | Boiler Room | HHHP - Hotwater Heat & Heat Pump | 2/28/2023
Admin Building | 130 E 9th St | Fremont | NE | 68025-4101 | Dodge | NE18695 | Active | 1041 | 2009 | Aerco | FTVT - Firetube Vertical TB | Boiler Room | HWHT - Hot Water Heat | 2/28/2027
Admin Building | 130 E 9th St | Fremont | NE | 68025-4101 | Dodge | NE20121 | Scrapped/Junked | 62340 | 1993 | RHEEM MANUFACTURING CO | CHWH - ASME/Fired Water Heater | KITCHEN | HWSD - Hot Water Dom/Potable | 8/31/2005
Admin Building | 130 E 9th St | Fremont | NE | 68025-4101 | Dodge | NE34830 | Inactive | 27932 | 1976 | KEWA | FTSM - FTS Marine Dry Back | BOILER ROOM | STHT - Steam-Heat | 8/31/2009
Admin Building | 130 E 9th St | Fremont | NE | 68025-4101 | Dodge | NE34831 | Inactive | 27919 | 1976 | KEWA | FTSM - FTS Marine Dry Back | BOILER ROOM | STHT - Steam-Heat | 8/31/2009
Admin Building | 130 E 9th St | Fremont | NE | 68025-4101 | Dodge | NE43933 | Active | 94943 | 2023 | Aerco | FTVT - Firetube Vertical TB | Boiler Room | HWHT - Hot Water Heat | 2/28/2027
ADM Soybean Extraction | 130 N Broad St | Fremont | NE | 68025-4972 | Dodge | NE10917 | Active | 3126 | 1958 | Murray Iron Works | WT - Water Tube Boiler | Boiler Room | PROC - Process Steam | 4/30/2027
ADM Soybean Extraction | 130 N Broad St | Fremont | NE | 68025-4972 | Dodge | NE19998 | Active | 5760 | 2004 | Kentube Eng. Products | ECON - Boiler Economizer | BLR RM/NE# 10917 | ECON - Boiler Economizer | 4/30/2027
Adm | 130 N Broad St | Fremont | NE | 68025-4972 | Dodge | NE16772 | Inactive | 32050 | 1992 | Bryan Steam LLC | WT - Water Tube Boiler | BOILER ROOM | PROC - Process Steam | 10/31/2002
MANGUS | 1300 Morningside Rd | Fremont | NE | 68025-6222 | DODGE | NE24760 | Exempt 1999 LB-66 |  | 1996 | AO SMITH | AHWH - ANSI/Fired Water Htr | 2ND FLOOR | HWSD - Hot Water Dom/Potable | 3/31/2000
MANGUS | 1300 Morningside Rd | Fremont | NE | 68025-6222 | DODGE | NE24761 | Exempt 1999 LB-66 |  | 1996 | AO SMITH | AHWH - ANSI/Fired Water Htr | 2ND FLOOR | HWSD - Hot Water Dom/Potable | 3/31/2000
Lincoln Premium Poultry Processing Plant | 1325 E Cloverly Rd | Fremont | NE | 68025-6114 | Dodge | NE28169 | Active | 23205 | 2018 | Hurst | FTWB - FTS Marine Wet Back | Chicken Plant, #2 Blr | PROC - Process Steam | 8/31/2026
Lincoln Premium Poultry Processing Plant | 1325 E Cloverly Rd | Fremont | NE | 68025-6114 | Dodge | NE28170 | Active | 23204 | 2018 | Hurst | FTWB - FTS Marine Wet Back | Chicken Plant, #1 Blr | PROC - Process Steam | 8/31/2026
Lincoln Premium Poultry Processing Plant | 1325 E Cloverly Rd | Fremont | NE | 68025-6114 | Dodge | NE28171 | Active | 3059 | 2018 | Cain | ECON - Boiler Economizer | Chicken Plant | ECON - Boiler Economizer | 8/31/2026
Lincoln Premium Poultry Processing Plant | 1325 E Cloverly Rd | Fremont | NE | 68025-6114 | Dodge | NE28172 | Active | 3058 | 2018 | Cain | ECON - Boiler Economizer | Chicken Plant, #2 | ECON - Boiler Economizer | 8/31/2026
TEK Services Building | 135 N Main St | Fremont | NE | 68025-5673 | DODGE | NE20187 | Active | n/a | 1962 | Kewanee | FTSM - FTS Marine Dry Back | BOILER ROOM | HWHT - Hot Water Heat | 10/31/2026
TEK Services Building | 135 N Main St | Fremont | NE | 68025-5673 | DODGE | NE20188 | Exempt 1999 LB-66 |  | 1989 | AO SMITH | AHWH - ANSI/Fired Water Htr | BOILER ROOM | HWSD - Hot Water Dom/Potable | 10/31/1999
LINCOLN ELEMENTARY | 1350 N RUTH AVE | FREMONT | NE | 68025-3605 | DODGE | NE33508 | Scrapped/Junked | 8074 | 1957 | KEWANEE | FT - Firetube Boiler | BOILER ROOM | STHT - Steam-Heat | 8/31/2004
Scribner City Pool | 141 Fairacres Rd | Scribner | NE | 68057-3162 | Dodge | NE00285 | Scrapped/Junked | 100201 | 2000 | TELE | CPFT - Horiz Cpr Fin Boiler | FILTER ROOM | OPHT - Outdoor Pool Heater | 6/30/2017
Scribner City Pool | 141 Fairacres Rd | Scribner | NE | 68057-3162 | Dodge | NE27661 | Active | 282372 | 2017 | PENTAIR | CPPH - Ansi Cpr Fin Pool Heater | Pool Mech Room | OPHT - Outdoor Pool Heater | 6/30/2026
Scribner City Pool | 141 Fairacres Rd | Scribner | NE | 68057-3162 | Dodge | NE40898 | Scrapped/Junked | 7622 | 1986 | LOCHINVAR | CPFT - Horiz Cpr Fin Boiler | MECH ROOM | OPHT - Outdoor Pool Heater | 9/28/2000
GREEN GREENHOUSES INC | 1441 N Bell St | Fremont | NE | 68025-3534 | DODGE | NE04829 | Inactive |  | 1990 | PEERLESS HEATER COMPANY |  | BOILER ROOM | STHT - Steam-Heat | 3/31/2002
GREEN GREENHOUSES INC | 1441 N Bell St | Fremont | NE | 68025-3534 | DODGE | NE04830 | Inactive |  | 1960 | KEWANEE | FT - Firetube Boiler | BOILER ROOM | STHT - Steam-Heat | 9/30/1993
BUSCHES CAR WASH | 1495 MILITARY RD | FREMONT | NE | 68025 | DODGE | NE40820 | Exempt 1999 LB-66 |  | 1994 | PALOMA | AHWH - ANSI/Fired Water Htr | UPSTAIRS MECH ROOM | HWSD - Hot Water Dom/Potable | 1/1/1900
BUSCHES CAR WASH | 1495 MILITARY RD | FREMONT | NE | 68025 | DODGE | NE40821 | Exempt 1999 LB-66 |  | 1994 | PALOMA | AHWH - ANSI/Fired Water Htr | UPSTAIRS MECH ROOM | HWSD - Hot Water Dom/Potable | 1/1/1900
BUSCHES CAR WASH | 1495 MILITARY RD | FREMONT | NE | 68025 | DODGE | NE40822 | Exempt 1999 LB-66 |  | 1994 | PALOMA | AHWH - ANSI/Fired Water Htr | UPSTAIRS MECH ROOM | HWSD - Hot Water Dom/Potable | 1/1/1900
BUSCHES CAR WASH | 1495 MILITARY RD | FREMONT | NE | 68025 | DODGE | NE40823 | Exempt 1999 LB-66 |  | 1994 | PALOMA | AHWH - ANSI/Fired Water Htr | UPSTAIRS MECH ROOM | HWSD - Hot Water Dom/Potable | 1/1/1900
BUSCHES CAR WASH | 1495 MILITARY RD | FREMONT | NE | 68025 | DODGE | NE40824 | Exempt 1999 LB-66 |  | 1994 | PALOMA | AHWH - ANSI/Fired Water Htr | UPSTAIRS MECH ROOM | HWSD - Hot Water Dom/Potable | 1/1/1900
UNITED AGRI PRODUCTS | 150 S Main St | Fremont | NE | 68025-5686 | DODGE | NE03980 | Inactive | 21398 | 1963 | KEWANEE | FTSM - FTS Marine Dry Back | BOILER ROOM | PROC - Process Steam | 9/30/2005
UNITED AGRI PRODUCTS | 150 S Main St | Fremont | NE | 68025-5686 | DODGE | NE08536 | Inactive | 8809 | 2001 | HURST BOILER & WELDING CO | FTFB - Firetube-Firebox Boiler | MECH ROOM | PROC - Process Steam | 9/30/2005
Coin Laundry | 1500 W Military Ave | Fremont | NE | 68025-3810 | Dodge | NE40819 | Exempt 1999 LB-66 |  | 1988 | A. O. Smith | AHWH - ANSI/Fired Water Htr | MECH ROOM | HWSD - Hot Water Dom/Potable | 1/1/1900
Archbishop Bergan Catholic Elementary School | 1515 Johnson Rd | Fremont | NE | 68025-6403 | Dodge | NE15363 | Active | 17513 | 2009 | Aldrich | FTVT - Firetube Vertical TB | Mech. Rm. 131 | HWHT - Hot Water Heat | 7/31/2026
Archbishop Bergan Catholic Elementary School | 1515 Johnson Rd | Fremont | NE | 68025-6403 | Dodge | NE15364 | Active | 17514 | 2009 | Aldrich | FTVT - Firetube Vertical TB | Mech. Rm. 131 | HWHT - Hot Water Heat | 7/31/2026
EMPTY BUILDING | 152 N Oak St | Dodge | NE | 68633-3094 | DODGE | NE04836 | Inactive | 7539 | 1959 | TITUSVILLE | FTWB - FTS Marine Wet Back | BOILER ROOM | PROC - Process Steam | 10/31/2004
FOOD-4-LESS | 1531 N Bell St | Fremont | NE | 68025-3536 | DODGE | NE05624 | Scrapped/Junked |  | 1994 | AO SMITH | AHWH - ANSI/Fired Water Htr |  | HWSD - Hot Water Dom/Potable | 11/30/1999
Blue Sky Laundry | 1533 N Bell St | Fremont | NE | 68025-3536 | Dodge | NE41834 | Active | 314110 | 2022 | NATCO | CPFH - Copper Fin Water Heater | Mechanical Room | HWSD - Hot Water Dom/Potable | 8/31/2026
Blue Sky Laundry | 1533 N Bell St | Fremont | NE | 68025-3536 | Dodge | NE41835 | Active | 314112 | 2022 | NATCO | CPFH - Copper Fin Water Heater | Mechanical Room | HWSD - Hot Water Dom/Potable | 8/31/2026
Trinity Lutheran School-BMIC #420572 | 1546 N Luther Rd | Fremont | NE | 68025-3784 | Dodge | NE10839 | Active | 37978 | 2002 | Aerco International | FTVT - Firetube Vertical TB | Mechanical Room | HWHT - Hot Water Heat | 10/31/2026
First Congregational Church | 1550 N Broad St | Fremont | NE | 68025-3415 | Dodge | NE21459 | Scrapped/Junked | 57766 | 2011 | Aerco | FTVT - Firetube Vertical TB | Basement | HWHT - Hot Water Heat | 2/28/2026
First Congregational Church | 1550 N Broad St | Fremont | NE | 68025-3415 | Dodge | NE35330 | Inactive | n/a | 1957 | Kewanee | FTFB - Firetube-Firebox Boiler | BOILER ROOM | HWHT - Hot Water Heat | 3/31/2011
First Congregational Church | 1550 N Broad St | Fremont | NE | 68025-3415 | Dodge | NE43972 | Active | 103221 | 2026 | Aerco | FTVT - Firetube Vertical TB | Basement | HWHT - Hot Water Heat | 4/30/2026
Sidner Ice Arena | 1558 E Military Ave | Fremont | NE | 68025-4471 | Dodge | NE02534 | Active | 139387 | 2003 | Waterpik Technologies | CPFT - Horiz Cpr Fin Boiler | MECH ROOM | HWHT - Hot Water Heat | 2/28/2027
Sidner Ice Arena | 1558 E Military Ave | Fremont | NE | 68025-4471 | Dodge | NE02535 | Active | 139386 | 2003 | Waterpik Technologies | CPFT - Horiz Cpr Fin Boiler | MECH ROOM | HWHT - Hot Water Heat | 2/28/2027
MEMORIAL PARK POOL | 1600 E MILITARY | FREMONT | NE | 68025 | DODGE | NE05573 | Scrapped/Junked |  | 1988 | AO SMITH | CHWH - ASME/Fired Water Heater | POOL BASEMENT | HWSD - Hot Water Dom/Potable | 6/30/2003
MEMORIAL PARK POOL | 1600 E MILITARY | FREMONT | NE | 68025 | DODGE | NE09899 | Scrapped/Junked | 63920 | 2001 | AO SMITH | CHWH - ASME/Fired Water Heater | BASEMENT | HWSD - Hot Water Dom/Potable | 9/30/2003
Single Family Residence | 1614 County Road 4 | North Bend | NE | 68649-3026 | Dodge | NE32441 | Exempt |  | 1968 | American Standard | CI - Cast Iron | BOILER ROOM | HWHT - Hot Water Heat | 8/31/2002
Luxury Inn & Suites | 1649 E 23rd St | Fremont | NE | 68025-2435 | Dodge | NE09717 | Inactive | n/a | 2000 | Weil-Mcclain | CI - Cast Iron | POOL ROOM | IPHT - Indoor Pool Heater | 3/31/2011
LUXURY INN & SUITES | 1649 E 23rd St | Fremont | NE | 68025-2435 | DODGE | NE40388 | Scrapped/Junked | 44390 | 1994 | LOCHINVAR | WT - Water Tube Boiler | BOILER ROOM | HWHT - Hot Water Heat | 3/31/2002
LUXURY INN & SUITES | 1649 E 23rd St | Fremont | NE | 68025-2435 | DODGE | NE40389 | Exempt 1999 LB-66 |  | 1993 | RHEEM MANUFACTURING CO | AHWH - ANSI/Fired Water Htr |  | HWSD - Hot Water Dom/Potable | 3/31/2000
LUXURY INN & SUITES | 1649 E 23rd St | Fremont | NE | 68025-2435 | DODGE | NE40390 | Exempt 1999 LB-66 |  | 1993 | RHEEM MANUFACTURING CO | AHWH - ANSI/Fired Water Htr |  | HWSD - Hot Water Dom/Potable | 3/31/2000
Vacant Building | 1660 N Grant St | Fremont | NE | 68025-3282 | Dodge | NE24562 | Scrapped/Junked | CO9341 | 2005 | AO SMITH | COBL - Coil Type Boiler | mech room | HWSD - Hot Water Dom/Potable | 1/31/2020
WARRICK HAWKINSON TREAD | 1700 Railroad St | Fremont | NE | 68025-5876 | DODGE | NE13500 | Scrapped/Junked | 9309 | 1968 | YORK SHIPLEY | FT - Firetube Boiler | BOILER ROOM | PROC - Process Steam | 9/30/2000
CITY OF FREMONT | 1703 N RONIN HOUSE | FREMONT | NE | 68025 | DODGE | NE05570 | Inactive |  | 1955 | NATIONAL RADIATOR |  | BOILER ROOM | STHT - Steam-Heat | 9/30/2001
Fremont High School | 1750 N Lincoln Ave | Fremont | NE | 68025-3206 | Dodge | NE00074 | Scrapped/Junked | 93838 | 2000 | MARKET FORGE INDUSTRIES | FT - Firetube Boiler | KITCHEN | 0021 - Steam Supp Cooker/Kettle | 8/31/2006
Fremont High School | 1750 N Lincoln Ave | Fremont | NE | 68025-3206 | Dodge | NE07573 | Scrapped/Junked | 105389 | 2012 | Cleveland | FT - Firetube Boiler | KITCHEN | 0021 - Steam Supp Cooker/Kettle | 2/28/2018
Fremont High School | 1750 N Lincoln Ave | Fremont | NE | 68025-3206 | Dodge | NE17819 | Scrapped/Junked | 44420 | 1993 | MARKET FORGE INDUSTRIES | FT - Firetube Boiler | KITCHEN | 0021 - Steam Supp Cooker/Kettle | 8/31/2000
Fremont High School | 1750 N Lincoln Ave | Fremont | NE | 68025-3206 | Dodge | NE18687 | Active | 18021 | 2010 | Aldrich | FTVT - Firetube Vertical TB | Boiler Room | HWHT - Hot Water Heat | 2/28/2027
Fremont High School | 1750 N Lincoln Ave | Fremont | NE | 68025-3206 | Dodge | NE18688 | Active | 18020 | 2010 | Aldrich | FTVT - Firetube Vertical TB | Boiler Room | HWHT - Hot Water Heat | 2/28/2027
Fremont High School | 1750 N Lincoln Ave | Fremont | NE | 68025-3206 | Dodge | NE18689 | Active | 42423 | 2010 | Lochinvar | COBL - Coil Type Boiler | Boiler Room | HWSD - Hot Water Dom/Potable | 2/28/2027
Fremont High School | 1750 N Lincoln Ave | Fremont | NE | 68025-3206 | Dodge | NE18690 | Active | 42410 | 2010 | Lochinvar | COBL - Coil Type Boiler | Boiler Room | HWSD - Hot Water Dom/Potable | 2/28/2027
Fremont High School | 1750 N Lincoln Ave | Fremont | NE | 68025-3206 | Dodge | NE18691 | Active | 42325 | 2010 | Lochinvar | COBL - Coil Type Boiler | Boiler Room | HWSD - Hot Water Dom/Potable | 2/28/2027
Fremont High School | 1750 N Lincoln Ave | Fremont | NE | 68025-3206 | Dodge | NE33510 | Scrapped/Junked | n/a | 1958 | TITUSVILLE | FTWB - FTS Marine Wet Back | BOILER ROOM | HWHT - Hot Water Heat | 2/28/2024
Fremont High School | 1750 N Lincoln Ave | Fremont | NE | 68025-3206 | Dodge | NE33511 | Scrapped/Junked | n/a | 1958 | TITUSVILLE | FTWB - FTS Marine Wet Back | BOILER ROOM | HWHT - Hot Water Heat | 2/28/2024
Fremont High School | 1750 N Lincoln Ave | Fremont | NE | 68025-3206 | Dodge | NE34479 | Scrapped/Junked |  | 1967 | KEWA | FTWB - FTS Marine Wet Back | BOILER ROOM | HWHT - Hot Water Heat | 8/31/2010
Fremont High School | 1750 N Lincoln Ave | Fremont | NE | 68025-3206 | Dodge | NE43451 | Active | 284056 196623 | 2021 | RBI / AIC | FTVT - Firetube Vertical TB | Boiler Room | HWHT - Hot Water Heat | 2/28/2027
Fremont High School | 1750 N Lincoln Ave | Fremont | NE | 68025-3206 | Dodge | NE43452 | Active | 244368 286480 | 2021 | RBI / AIC | FTVT - Firetube Vertical TB | Boiler Room | HWHT - Hot Water Heat | 2/28/2027
NORTH SIDE ELEMENTARY | 183 N D ST | FREMONT | NE | 68025 | DODGE | NE33501 | Scrapped/Junked |  | 1954 | NATIONAL STEEL | FT - Firetube Boiler | BOILER ROOM 2 | STHT - Steam-Heat | 8/31/2004
NORTH SIDE ELEMENTARY | 183 N D ST | FREMONT | NE | 68025 | DODGE | NE33502 | Scrapped/Junked |  | 1947 | PACIFIC | FT - Firetube Boiler |  | STHT - Steam-Heat | 8/31/1998
Demolished | 1865 E 19th St | Fremont | NE | 68025-3227 | Dodge | NE18692 | Scrapped/Junked | 18037 | 2010 | Aldrich | FTFB - Firetube-Firebox Boiler | Boiler Room | STHT - Steam-Heat | 2/28/2025
Demolished | 1865 E 19th St | Fremont | NE | 68025-3227 | Dodge | NE33509 | Scrapped/Junked |  | 1961 | KEWA | FTFB - Firetube-Firebox Boiler | BOILER ROOM | STHT - Steam-Heat | 8/31/2010
Parkview Cleaners | 1900 E Military Ave | Fremont | NE | 68025-5433 | Dodge | NE11443 | Inactive | 14542 | 1981 | BRYA | WT - Water Tube Boiler | BOILER ROOM | PROC - Process Steam | 3/31/2010
Christensen Field Arena | 1914 Christensen Field Rd | Fremont | NE | 68025 | Dodge | NE41025 | Active | 144484 | 2019 | Heat Transfer Products Inc. | FTVT - Firetube Vertical TB | Mechanical Room | HWHS - Hotwater Heat Sidewalks | 11/30/2026
Christensen Field Arena | 1914 Christensen Field Rd | Fremont | NE | 68025 | Dodge | NE41026 | Active | 142495 | 2019 | Heat Transfer Products Inc. | FTVT - Firetube Vertical TB | Mechanical Room | HWHS - Hotwater Heat Sidewalks | 11/30/2026
Cornhusker Auto Wash | 1915 N Bell St | Fremont | NE | 68025-2760 | Dodge | NE24318 | Active | 163799 | 1999 | Raypak | CPFH - Copper Fin Water Heater | MECH ROOM | HWSP - Hot Water Non Potable Supply | 10/31/2026
Cornhusker Auto Wash | 1915 N Bell St | Fremont | NE | 68025-2760 | Dodge | NE24319 | Active | 163853 | 1999 | Raypak | CPFH - Copper Fin Water Heater | MECH ROOM | GLYC - Glycol Bldg Heat Sys | 10/31/2026
CF Industries Inc | 1949 County Rd S | Fremont | NE | 68025-7319 | Dodge | NE08828 | Active | 5921 | 1993 | Kenn | UFPV - Unfired Pressure Vessel | YARD | 0045 - Ammonia Sys/Oil Separator | 10/31/2026
CF Industries Inc | 1949 County Rd S | Fremont | NE | 68025-7319 | Dodge | NE08829 | Inactive | 27574 | 1963 | Fric | UFPV - Unfired Pressure Vessel | COMPRESSOR ROOM | 0045 - Ammonia Sys/Oil Separator | 10/31/2016
CF Industries Inc | 1949 County Rd S | Fremont | NE | 68025-7319 | Dodge | NE08830 | Inactive | 29707 | 1964 | Fric | UFPV - Unfired Pressure Vessel | COMPRESSOR ROOM | 0045 - Ammonia Sys/Oil Separator | 10/31/2016
CF Industries Inc | 1949 County Rd S | Fremont | NE | 68025-7319 | Dodge | NE08831 | Inactive | 44134 | 1998 | Vilt | UFPV - Unfired Pressure Vessel | COMPRESSOR ROOM | 0045 - Ammonia Sys/Oil Separator | 10/31/2016
CF Industries Inc | 1949 County Rd S | Fremont | NE | 68025-7319 | Dodge | NE08832 | Inactive | 29918 | 1964 | Fric | UFPV - Unfired Pressure Vessel | COMPRESSOR ROOM | 0045 - Ammonia Sys/Oil Separator | 10/31/2016
CF Industries Inc | 1949 County Rd S | Fremont | NE | 68025-7319 | Dodge | NE24142 | Out of Service | 43142 | 1997 | Vilter | UFPV - Unfired Pressure Vessel | SHOP | 0033 - Oil Seperator | 10/31/2016
CF Industries Inc | 1949 County Rd S | Fremont | NE | 68025-7319 | Dodge | NE26539 | Active | 49491 | 2015 | Vilter | UFPV - Unfired Pressure Vessel | Compressor Bldg. | 0045 - Ammonia Sys/Oil Separator | 10/31/2026
CF Industries Inc | 1949 County Rd S | Fremont | NE | 68025-7319 | Dodge | NE26540 | Active | 49489 | 2015 | Vilter | UFPV - Unfired Pressure Vessel | Compressor Bldg. | 0045 - Ammonia Sys/Oil Separator | 10/31/2026
CF Industries Inc | 1949 County Rd S | Fremont | NE | 68025-7319 | Dodge | NE26541 | Active | 27251 | 2015 | RVS | UFPV - Unfired Pressure Vessel | Compressor Bldg. | PROF - Process Filter | 10/31/2026
CF Industries Inc | 1949 County Rd S | Fremont | NE | 68025-7319 | Dodge | NE26559 | Active | 1107 | 2015 | Industrial Refrigeration | SHTB - Shell/Tube Htexchngr | Condenser Coil | HPEV - High Pressure Evaporator | 10/31/2026
CF Industries Inc | 1949 County Rd S | Fremont | NE | 68025-7319 | Dodge | NE26560 | Active | 1108 | 2015 | Industrial Refrigeration | SHTB - Shell/Tube Htexchngr | Condenser Coil | HPEV - High Pressure Evaporator | 10/31/2026
CF Industries Inc | 1949 County Rd S | Fremont | NE | 68025-7319 | Dodge | NE28945 | Exempt | 49488 | 2015 | Vilter | UFPV - Unfired Pressure Vessel | Compressor Bldg. | 0045 - Ammonia Sys/Oil Separator | 10/31/2020
CF Industries Inc | 1949 County Rd S | Fremont | NE | 68025-7319 | Dodge | NE28946 | Exempt | 49490 | 2015 | Vilter | UFPV - Unfired Pressure Vessel | Compressor Bldg. | 0045 - Ammonia Sys/Oil Separator | 10/31/2020
CF Industries Inc | 1949 County Rd S | Fremont | NE | 68025-7319 | Dodge | NE28947 | Exempt | 49492 | 2015 | Vilter | UFPV - Unfired Pressure Vessel | Compressor Bldg. | 0045 - Ammonia Sys/Oil Separator | 10/31/2020
Davita | 1949 E 23rd Ave S | Fremont | NE | 68025-2452 | Dodge | NE19851 | Scrapped/Junked | 126049 | 2009 | PVI Industries | CHWH - ASME/Fired Water Heater | Electrical Room | HWSD - Hot Water Dom/Potable | 5/31/2018
Davita | 1949 E 23rd Ave S | Fremont | NE | 68025-2452 | Dodge | NE40174 | Out of Service | 157309 | 1998 | TELE | CPFT - Horiz Cpr Fin Boiler | ELECTRICAL RM | HWSD - Hot Water Dom/Potable | 3/31/2006
Johnson Learning Center | 200 Johnson Rd | Fremont | NE | 68025-6469 | Dodge | NE21500 | Active | 59088 | 2011 | Aerco | FTVT - Firetube Vertical TB | Mezzanine | HWHT - Hot Water Heat | 2/28/2027
Johnson Learning Center | 200 Johnson Rd | Fremont | NE | 68025-6469 | Dodge | NE22551 | Active | 186561 | 2011 | Lochinvar | WTSS - Watertube SS Steel | Mezzanine | HWSD - Hot Water Dom/Potable | 2/28/2027
Johnson Learning Center | 200 Johnson Rd | Fremont | NE | 68025-6469 | Dodge | NE22552 | Active | 191279 | 2011 | Lochinvar | WTSS - Watertube SS Steel | Mezzanine | HWSD - Hot Water Dom/Potable | 2/28/2027
Johnson Learning Center | 200 Johnson Rd | Fremont | NE | 68025-6469 | Dodge | NE22553 | Active | 188428 | 2011 | Lochinvar | WTSS - Watertube SS Steel | Mezzanine | HWSD - Hot Water Dom/Potable | 2/28/2027
NE Irrigated Seeds LLC | 2005 N Somers Ave | Fremont | NE | 68025-2962 | Dodge | NE06220 | Scrapped/Junked | N/A | 2003 | Peerless | CI - Cast Iron | BASEMENT | STHT - Steam-Heat | 2/28/2020
NE Irrigated Seeds LLC | 2005 N Somers Ave | Fremont | NE | 68025-2962 | Dodge | NE14122 | Scrapped/Junked | N/A | 2007 | Peerless | CI - Cast Iron | BOILER ROOM | STHT - Steam-Heat | 2/28/2020
NE Irrigated Seeds LLC | 2005 N Somers Ave | Fremont | NE | 68025-2962 | Dodge | NE15532 | Scrapped/Junked |  | 1985 | PEERLESS HEATER COMPANY |  | BASEMENT | STHT - Steam-Heat | 2/28/2005
NE Irrigated Seeds LLC | 2005 N Somers Ave | Fremont | NE | 68025-2962 | Dodge | NE15533 | Scrapped/Junked | N/A | 1985 | PEER | CI - Cast Iron | BASEMENT | STHT - Steam-Heat | 2/28/2009
NE Irrigated Seeds LLC | 2005 N Somers Ave | Fremont | NE | 68025-2962 | Dodge | NE28939 | Active | N/A | 2019 | Peerless | CI - Cast Iron | Basement Boiler Room | STHT - Steam-Heat | 9/30/2026
First Northeast Bank | 201 N Main St | Hooper | NE | 68031-3064 | Dodge | NE26534 | Active | 274184 | 2016 | Laars | FTVT - Firetube Vertical TB | Mech. Room | HWBS - HWHT Building & Sidewalks | 2/28/2027
Fremont Parks & Rec Auditorium | 202-220 W 9th St | Fremont | NE | 68025-4102 | Dodge | NE05569 | Exempt 1999 LB-66 |  | 1987 | AO SMITH | AHWH - ANSI/Fired Water Htr |  | HWSD - Hot Water Dom/Potable | 9/30/1999
Fremont Parks & Rec Auditorium | 202-220 W 9th St | Fremont | NE | 68025-4102 | Dodge | NE05738 | Active | O/N 1 | 1997 | Peerless | CI - Cast Iron | Blr Rm | HWHT - Hot Water Heat | 11/30/2026
Lincoln Premium Poultry Feedmill | 2045 S Downing St | Fremont | NE | 68025-6265 | Dodge | NE28140 | Active | 20604 | 2018 | Cleaver Brooks | FTSM - FTS Marine Dry Back | Boiler Plant | PROC - Process Steam | 8/31/2026
Lincoln Premium Poultry Feedmill | 2045 S Downing St | Fremont | NE | 68025-6265 | Dodge | NE28141 | Active | 2955 | 2018 | Cain | ECON - Boiler Economizer | Boiler Plant | ECON - Boiler Economizer | 8/31/2026
Lincoln Premium Poultry Feedmill | 2045 S Downing St | Fremont | NE | 68025-6265 | Dodge | NE28142 | Active | 20606 | 2018 | Cleaver Brooks | FTSM - FTS Marine Dry Back | Boiler Plant | PROC - Process Steam | 8/31/2026
Lincoln Premium Poultry Feedmill | 2045 S Downing St | Fremont | NE | 68025-6265 | Dodge | NE28143 | Active | 2954 | 2018 | Cain | ECON - Boiler Economizer | Boiler Plant | ECON - Boiler Economizer | 8/31/2026
Snyder Elementary School | 209 Pine St | Snyder | NE | 68664 | Dodge | NE18104 | Scrapped/Junked | 17176 | 1992 | A. O. Smith | CHWH - ASME/Fired Water Heater |  | HWSD - Hot Water Dom/Potable | 8/31/2003
Snyder Elementary School | 209 Pine St | Snyder | NE | 68664 | Dodge | NE33301 | Out of Service |  | 1967 | NATI | FTFB - Firetube-Firebox Boiler | BOILER ROOM | HWHT - Hot Water Heat | 8/31/2009
US Bank - Fremont Main | 210 E Military Ave | Fremont | NE | 68025-5099 | Dodge | NE19283 | Inactive | 0 | 1965 | Kewanee | FTFB - Firetube-Firebox Boiler | Boiler Rm | HWHT - Hot Water Heat | 8/31/2021
St Wenceslaus School | 212 N Linden St | Dodge | NE | 68633-3519 | DODGE | NE32637 | Scrapped/Junked |  | 1950 | KEWANEE | FTFB - Firetube-Firebox Boiler | BOILER ROOM | STHT - Steam-Heat | 7/31/2002
St Wenceslaus School | 212 N Linden St | Dodge | NE | 68633-3519 | DODGE | NE41059 | Active | N/A | 2001 | SMITH | CI - Cast Iron | Boiler Room | STHT - Steam-Heat | 8/31/2026
DIALYSIS CENTER | 2125 E 23rd Ave S | Fremont | NE | 68025-2498 | DODGE | NE40276 | Exempt 1999 LB-66 |  | 1998 | AO SMITH | AHWH - ANSI/Fired Water Htr | MAINT ROOM | HWSD - Hot Water Dom/Potable | 1/31/2000
Logan View Jr/Sr High | 2163 County Rd E # G | Hooper | NE | 68031-1311 | Dodge | NE05928 | Active | 113275 | 2004 | Pvi | ELWH - Electric Water Heater | BOILER ROOM | HWSD - Hot Water Dom/Potable | 7/31/2026
Logan View Jr/Sr High | 2163 County Rd E # G | Hooper | NE | 68031-1311 | Dodge | NE05929 | Active | 113274 | 2004 | Pvi | ELWH - Electric Water Heater | BOILER ROOM | HWSD - Hot Water Dom/Potable | 7/31/2026
Logan View Jr/Sr High | 2163 County Rd E # G | Hooper | NE | 68031-1311 | Dodge | NE05930 | Active | 113276 | 2004 | Pvi | ELWH - Electric Water Heater | BOILER ROOM | HWSD - Hot Water Dom/Potable | 7/31/2026
Logan View Jr/Sr High | 2163 County Rd E # G | Hooper | NE | 68031-1311 | Dodge | NE20180 | Scrapped/Junked | 17958 | 1994 | Crown Boiler Co. | ELBL - Electric Boiler | KITCHEN | PROC - Process Steam | 7/31/2018
Logan View Jr/Sr High | 2163 County Rd E # G | Hooper | NE | 68031-1311 | Dodge | NE21232 | Exempt 1999 LB-66 | 47958 | 1994 | CROWN FOOD SERVICE EQUIP | COOK - Fired Cooker | KITCHEN | COOK - Cooker/Kettle | 7/31/1998
Logan View Jr/Sr High | 2163 County Rd E # G | Hooper | NE | 68031-1311 | Dodge | NE27252 | Active | 60802 | 2017 | Bryan | ELBL - Electric Boiler | BOILER ROOM | HWHT - Hot Water Heat | 7/31/2026
Logan View Jr/Sr High | 2163 County Rd E # G | Hooper | NE | 68031-1311 | Dodge | NE27253 | Active | 60786 | 2017 | Bryan | ELBL - Electric Boiler | BOILER ROOM | HWHT - Hot Water Heat | 7/31/2026
Logan View Jr/Sr High | 2163 County Rd E # G | Hooper | NE | 68031-1311 | Dodge | NE32801 | Scrapped/Junked | 1589 | 1969 | Precision | ELBL - Electric Boiler | BOILER ROOM | HWHT - Hot Water Heat | 7/31/2017
Logan View Jr/Sr High | 2163 County Rd E # G | Hooper | NE | 68031-1311 | Dodge | NE32802 | Scrapped/Junked | 1588 | 1969 | Precision | ELBL - Electric Boiler | BOILER ROOM | HWHT - Hot Water Heat | 7/31/2017
Logan View Jr/Sr High | 2163 County Rd E # G | Hooper | NE | 68031-1311 | Dodge | NE32803 | Scrapped/Junked | 1586 | 1969 | PRECISION BOILERS | ELBL - Electric Boiler | BOILER ROOM | STHT - Steam-Heat | 7/31/2001
Logan View Jr/Sr High | 2163 County Rd E # G | Hooper | NE | 68031-1311 | Dodge | NE32805 | Scrapped/Junked | 1587 | 1969 | PRECISION BOILERS | ELBL - Electric Boiler | BOILER ROOM | HWSD - Hot Water Dom/Potable | 7/31/2004
Logan View Public Schools | 2163 County Road G | Hooper | NE | 68031-1259 | Dodge | NE22093 | Active | 133798 | 2011 | A O Smith | ELWH - Electric Water Heater | Mech. Room | HWSD - Hot Water Dom/Potable | 7/31/2026
Logan View Public Schools | 2163 County Road G | Hooper | NE | 68031-1259 | Dodge | NE22094 | Active | 133797 | 2011 | A O Smith | ELWH - Electric Water Heater | Mech. Room | HWSD - Hot Water Dom/Potable | 7/31/2026
Logan View Public Schools | 2163 County Road G | Hooper | NE | 68031-1259 | Dodge | NE22095 | Active | 133946 | 2012 | RIVERSIDE HYDRONICS | ELBL - Electric Boiler | Mech. Room | HWHT - Hot Water Heat | 7/31/2026
Logan View Public Schools | 2163 County Road G | Hooper | NE | 68031-1259 | Dodge | NE22096 | Active | 133945 | 2012 | RIVERSIDE HYDRONICS | ELBL - Electric Boiler | Mech. Room | HWHT - Hot Water Heat | 7/31/2026
Platte Valley Equipment | 2221 County Road Q | Fremont | NE | 68025-8071 | Dodge | NE44221 | Active | 318176 | 2018 | AIC | FTVT - Firetube Vertical TB | MAINTENANCE SHOP MECHANICAL ROOM | HWHF - Hot Water Heat-Floor | 5/31/2026
Platte Valley Equipment | 2221 County Road Q | Fremont | NE | 68025-8071 | Dodge | NE44222 | Active | 357098 | 2019 | AIC | FTVT - Firetube Vertical TB | MAINTENANCE SHOP MECHANICAL ROOM | HWHF - Hot Water Heat-Floor | 5/31/2026
Platte Valley Equipment | 2221 County Road Q | Fremont | NE | 68025-8071 | Dodge | NE44223 | Active | 358263 | 2019 | AIC | FTVT - Firetube Vertical TB | SHOW ROOM MECHANICAL ROOM | HWHF - Hot Water Heat-Floor | 5/31/2026
Barnes Hay and Feed | 2227 County Rd B | Uehling | NE | 68063 | Dodge | NE04825 | Active | 1215 | 1965 | Superior Boiler Works | FTSM - FTS Marine Dry Back | BOILER ROOM | PROC - Process Steam | 6/30/2026
Grant Elementary | 226 N Grant St | Fremont | NE | 68025-5357 | Dodge | NE24425 | Active | 9931 | 1998 | Aldrich | FTFB - Firetube-Firebox Boiler | BOILER ROOM | STHT - Steam-Heat | 2/28/2027
ADVANCED RENAL SERVICES | 2300 N Clarkson St | Fremont | NE | 68025-2318 | DODGE | NE40708 | Exempt 1999 LB-66 |  | 1999 | AO SMITH | AHWH - ANSI/Fired Water Htr | MECH ROOM | HWSD - Hot Water Dom/Potable | 8/13/2000
Waves Auto Bath | 2323 E 23rd St | Fremont | NE | 68025 | Dodge | NE02538 | Scrapped/Junked | 33779 | 1983 | Raypak | WT - Water Tube Boiler | BOILER ROOM | HWHF - Hot Water Heat-Floor | 4/30/2019
Waves Auto Bath | 2323 E 23rd St | Fremont | NE | 68025 | Dodge | NE12378 | Scrapped/Junked | 207467 | 2003 | Raypak | WT - Water Tube Boiler | BOILER ROOM | HWSP - Hot Water Non Potable Supply | 4/30/2019
Waves Auto Bath | 2323 E 23rd St | Fremont | NE | 68025 | Dodge | NE40339 | Scrapped/Junked | 33168 | 1983 | RAYPAK INC, CALIFORNIA | WT - Water Tube Boiler | BOILER ROOM | HWSP - Hot Water Non Potable Supply | 2/28/2002
Tommy's Car Wash | 2323 E 23rd St | Fremont | NE | 68025 | Dodge | NE28292 | Active | 344466 | 2018 | Trinity | FTVT - Firetube Vertical TB | Mechanical Room | HWFG - Hotwater Heat Floor-Glycl | 12/31/2026
HIPKE CLEANERS | 235 E 6th St | Fremont | NE | 68025-5031 | DODGE | NE09021 | Inactive | 179 | 1946 | MURRAY | FT - Firetube Boiler | FIRST FLOOR | PROC - Process Steam | 9/30/1989
Howard Elementary | 240 N Howard St | Fremont | NE | 68025-4662 | Dodge | NE24426 | Scrapped/Junked | 9932 | 1998 | Aldrich | FTFB - Firetube-Firebox Boiler | BOILER ROOM | STHT - Steam-Heat | 2/28/2025
Howard Elementary | 240 N Howard St | Fremont | NE | 68025-4662 | Dodge | NE33507 | Inactive |  | 1971 | KEWANEE | FT - Firetube Boiler | HOWARD ELEM. | STHT - Steam-Heat | 8/31/1998
Fairfield Inn & Suites | 2410 N Yager Rd | Fremont | NE | 68025-7824 | Dodge | NE26508 | Active | 215057 | 2016 | A O Smith | CHWH - ASME/Fired Water Heater | Mech. Room 1 | HWSD - Hot Water Dom/Potable | 8/31/2026
Fairfield Inn & Suites | 2410 N Yager Rd | Fremont | NE | 68025-7824 | Dodge | NE26509 | Active | 214850 | 2016 | A O Smith | CHWH - ASME/Fired Water Heater | Mech. Room 1 | HWSD - Hot Water Dom/Potable | 8/31/2026
Fairfield Inn & Suites | 2410 N Yager Rd | Fremont | NE | 68025-7824 | Dodge | NE26510 | Active | 214653 | 2016 | A O Smith | CHWH - ASME/Fired Water Heater | Laundry Mech | HWSD - Hot Water Dom/Potable | 8/31/2026
Fairfield Inn & Suites | 2410 N Yager Rd | Fremont | NE | 68025-7824 | Dodge | NE26518 | Active | 413553 | 2015 | Raypak | CPPH - Ansi Cpr Fin Pool Heater | Pool Mech Room | IPHT - Indoor Pool Heater | 8/31/2026
Holiday Inn Express | 2415 N Lincoln Ave | Fremont | NE | 68025-2460 | Dodge | NE15087 | Scrapped/Junked | 73532 | 2001 | State Industries | CHWH - ASME/Fired Water Heater | LAUNDRY ROOM | HWSD - Hot Water Dom/Potable | 2/28/2015
Masonic Home | 2415 N Main St | Fremont | NE | 68025-2314 | Dodge | NE26939 | Active | 169599 | 2004 | Lochinvar | CPFT - Horiz Cpr Fin Boiler | Education Center Basement Mechanical Room | HWHT - Hot Water Heat | 12/31/2026
Masonic Home | 2415 N Main St | Fremont | NE | 68025-2314 | Dodge | NE26940 | Active | 169383 | 2004 | Lochinvar | CPFT - Horiz Cpr Fin Boiler | Education Center Basement Mechanical Room | HWHT - Hot Water Heat | 12/31/2026
Sacred Heart Church | 2461 17 Road | Dodge | NE | 68633 | Dodge | NE41046 | Out of Service | 0 | 1920 | Kewanee | FTFB - Firetube-Firebox Boiler | Church Basement | STHT - Steam-Heat | 6/30/2021
Quality Cleaner | 247 W Military Ave | Fremont | NE | 68025-4941 | Dodge | NE03439 | Scrapped/Junked | 40810 | 1989 | PM LATTNER MFR COMPANY | FT - Firetube Boiler | BOILER ROOM | PROC - Process Steam | 5/31/1999
Quality Cleaner | 247 W Military Ave | Fremont | NE | 68025-4941 | Dodge | NE24784 | Scrapped/Junked | 46693 | 1996 | LATT | FTNT - FT Vertical Tubeless | BOILER ROOM | PROC - Process Steam | 3/31/2010
Quality Cleaner | 247 W Military Ave | Fremont | NE | 68025-4941 | Dodge | NE25958 | Scrapped/Junked | 54874 | 2009 | Lattner | FTNT - FT Vertical Tubeless | BOILER ROOM | PROC - Process Steam | 6/30/2022
Trinity Early Childhood Center-BMIC#420572-2 | 250 N C St | Fremont | NE | 68025-5606 | Dodge | NE25248 | Active | n/a | 2014 | Aerco | CALU - Cast Aluminum | boiler room | HWHT - Hot Water Heat | 12/31/2026
Trinity Early Childhood Center-BMIC#420572-2 | 250 N C St | Fremont | NE | 68025-5606 | Dodge | NE30324 | Scrapped/Junked |  | 1965 | Kewannee | FTFB - Firetube-Firebox Boiler | BOILER ROOM | HWHT - Hot Water Heat | 6/30/2004
Trinity Early Childhood Center-BMIC#420572-2 | 250 N C St | Fremont | NE | 68025-5606 | Dodge | NE33226 | Scrapped/Junked | NA | 1958 | Kewanee | FTFB - Firetube-Firebox Boiler | BOILER ROOM | HWHT - Hot Water Heat | 12/31/2014
Apartment Building | 251 E 4th St | Fremont | NE | 68025-5015 | Dodge | NE06874 | Active | N/A | 2004 | Peerless | CI - Cast Iron | BASEMENT | STHT - Steam-Heat | 2/28/2027
Gifford Tower | 2510 N Clarkson St | Fremont | NE | 68025-2370 | Dodge | NE07737 | Scrapped/Junked | 8593 | 1983 | Triad Boiler | FTVT - Firetube Vertical TB | MECH ROOM | HWSD - Hot Water Dom/Potable | 10/31/2012
Gifford Tower | 2510 N Clarkson St | Fremont | NE | 68025-2370 | Dodge | NE07738 | Scrapped/Junked | 8579 | 1983 | Triad Boiler | FTVT - Firetube Vertical TB | MECH ROOM | HWDP - Hotwater Heat & Dom Supply | 10/31/2012
Gifford Tower | 2510 N Clarkson St | Fremont | NE | 68025-2370 | Dodge | NE07739 | Scrapped/Junked | 8608 | 1983 | Triad Boiler | FTVT - Firetube Vertical TB | MECH ROOM | HWSD - Hot Water Dom/Potable | 10/31/2012
Gifford Tower | 2510 N Clarkson St | Fremont | NE | 68025-2370 | Dodge | NE07740 | Scrapped/Junked | 9548 | 1985 | Triad Boiler | FTVT - Firetube Vertical TB | MECH ROOM | HWSD - Hot Water Dom/Potable | 10/31/2010
Gifford Tower | 2510 N Clarkson St | Fremont | NE | 68025-2370 | Dodge | NE07741 | Scrapped/Junked | 9504 | 1984 | Triad Boiler | FTVT - Firetube Vertical TB | MECH ROOM | HWSD - Hot Water Dom/Potable | 10/31/2010
Gifford Tower | 2510 N Clarkson St | Fremont | NE | 68025-2370 | Dodge | NE07742 | Scrapped/Junked | 5504 | 1971 | Kewanee | FTWB - FTS Marine Wet Back | MECH ROOM | HWHT - Hot Water Heat | 10/31/2011
Gifford Tower | 2510 N Clarkson St | Fremont | NE | 68025-2370 | Dodge | NE07743 | Scrapped/Junked | 5505 | 1971 | Kewanee | FTWB - FTS Marine Wet Back | MECH ROOM | HWHT - Hot Water Heat | 10/31/2011
Gifford Tower | 2510 N Clarkson St | Fremont | NE | 68025-2370 | Dodge | NE20976 | Active | 59892 | 2011 | Aerco | FTVT - Firetube Vertical TB | Mech. Room | HWHT - Hot Water Heat | 10/31/2026
Gifford Tower | 2510 N Clarkson St | Fremont | NE | 68025-2370 | Dodge | NE20977 | Active | 59891 | 2011 | Aerco | FTVT - Firetube Vertical TB | Mech. Room | HWHT - Hot Water Heat | 10/31/2026
Gifford Tower | 2510 N Clarkson St | Fremont | NE | 68025-2370 | Dodge | NE20978 | Active | 161973 | 2011 | A O Smith | CHWH - ASME/Fired Water Heater | Mech. Room | HWSD - Hot Water Dom/Potable | 10/31/2026
Gifford Tower | 2510 N Clarkson St | Fremont | NE | 68025-2370 | Dodge | NE20979 | Scrapped/Junked | 161975 | 2011 | A O Smith | CHWH - ASME/Fired Water Heater | Mech. Room | HWSD - Hot Water Dom/Potable | 10/31/2012
Gifford Tower | 2510 N Clarkson St | Fremont | NE | 68025-2370 | Dodge | NE24177 | Scrapped/Junked | 183366 | 2013 | AO SMITH | CHWH - ASME/Fired Water Heater | mech room | HWSD - Hot Water Dom/Potable | 10/31/2024
Gifford Tower | 2510 N Clarkson St | Fremont | NE | 68025-2370 | Dodge | NE43054 | Active | 327232 | 2024 | AO SMITH | CHWH - ASME/Fired Water Heater | mech room | HWSD - Hot Water Dom/Potable | 10/31/2026
Fremont Omega | 2550 N Nye Ave | Fremont | NE | 68025-2242 | Dodge | NE07595 | Scrapped/Junked | 81017 | 2003 | AOSM | CHWH - ASME/Fired Water Heater | MECH ROOM | HWSD - Hot Water Dom/Potable | 1/31/2020
Fremont Omega | 2550 N Nye Ave | Fremont | NE | 68025-2242 | Dodge | NE18361 | Scrapped/Junked | 28619 | 1995 | A. O. Smith | FT - Firetube Boiler | Mechanical Room | HWDP - Hotwater Heat & Dom Supply | 10/31/2006
Fremont Omega | 2550 N Nye Ave | Fremont | NE | 68025-2242 | Dodge | NE20176 | Scrapped/Junked | 27987 | 1995 | A. O. Smith | FT - Firetube Boiler | Mechanical Room | HWDP - Hotwater Heat & Dom Supply | 10/31/2005
Stanton Tower | 2600 N Clarkson St | Fremont | NE | 68025-2347 | Dodge | NE05943 | Scrapped/Junked | 12882 | 2003 | Triad Boiler | FTVT - Firetube Vertical TB | BOILER ROOM | HWDP - Hotwater Heat & Dom Supply | 10/31/2015
Stanton Tower | 2600 N Clarkson St | Fremont | NE | 68025-2347 | Dodge | NE05944 | Scrapped/Junked | 13041 | 2004 | TRIA | FTVT - Firetube Vertical TB | BOILER ROOM | HWDP - Hotwater Heat & Dom Supply | 10/31/2008
Stanton Tower | 2600 N Clarkson St | Fremont | NE | 68025-2347 | Dodge | NE07744 | Scrapped/Junked | 7888 | 1981 | Triad Boiler | FTVT - Firetube Vertical TB | MECH ROOM | HWHT - Hot Water Heat | 10/31/2015
Stanton Tower | 2600 N Clarkson St | Fremont | NE | 68025-2347 | Dodge | NE07745 | Scrapped/Junked | 7881 | 1981 | Triad Boiler | FTVT - Firetube Vertical TB | MECH ROOM | HWHT - Hot Water Heat | 10/31/2015
Stanton Tower | 2600 N Clarkson St | Fremont | NE | 68025-2347 | Dodge | NE07746 | Scrapped/Junked | 7461 | 1980 | Triad Boiler | FTVT - Firetube Vertical TB | MECH ROOM | HWHT - Hot Water Heat | 10/31/2015
Stanton Tower | 2600 N Clarkson St | Fremont | NE | 68025-2347 | Dodge | NE07747 | Scrapped/Junked | 7490 | 1980 | Triad Boiler | FTVT - Firetube Vertical TB | MECH ROOM | HWHT - Hot Water Heat | 10/31/2015
Stanton Tower | 2600 N Clarkson St | Fremont | NE | 68025-2347 | Dodge | NE07748 | Scrapped/Junked | 7880 | 1981 | Triad Boiler | FTVT - Firetube Vertical TB | MECH ROOM | HWSD - Hot Water Dom/Potable | 10/31/2015
Stanton Tower | 2600 N Clarkson St | Fremont | NE | 68025-2347 | Dodge | NE07749 | Scrapped/Junked | 7462 | 1980 | Triad Boiler | FTVT - Firetube Vertical TB | MECH ROOM | HWSD - Hot Water Dom/Potable | 10/31/2015
Stanton Tower | 2600 N Clarkson St | Fremont | NE | 68025-2347 | Dodge | NE07750 | Scrapped/Junked | 7462 | 1981 | Triad Boiler | FTVT - Firetube Vertical TB | MECH ROOM | HWSD - Hot Water Dom/Potable | 10/31/2015
Stanton Tower | 2600 N Clarkson St | Fremont | NE | 68025-2347 | Dodge | NE07751 | Scrapped/Junked | 7883 | 1981 | Triad Boiler | FTVT - Firetube Vertical TB | MECH ROOM | HWSD - Hot Water Dom/Potable | 10/31/2015
Stanton Tower | 2600 N Clarkson St | Fremont | NE | 68025-2347 | Dodge | NE07752 | Scrapped/Junked | 7500 | 1980 | TRIAD BOILER SYSTEMS INC | FT - Firetube Boiler | MECH ROOM | HWSD - Hot Water Dom/Potable | 10/31/2005
Stanton Tower | 2600 N Clarkson St | Fremont | NE | 68025-2347 | Dodge | NE07753 | Scrapped/Junked | 7496 | 1980 | TRIAD BOILER SYSTEMS INC | FT - Firetube Boiler | MECH ROOM | HWSD - Hot Water Dom/Potable | 10/31/2005
Stanton Tower | 2600 N Clarkson St | Fremont | NE | 68025-2347 | Dodge | NE07754 | Scrapped/Junked | 7501 | 1980 | TRIAD BOILER SYSTEMS INC | FT - Firetube Boiler | MECH ROOM | HWSD - Hot Water Dom/Potable | 10/31/2005
Stanton Tower | 2600 N Clarkson St | Fremont | NE | 68025-2347 | Dodge | NE07755 | Scrapped/Junked | 7381 | 1980 | TRIAD BOILER SYSTEMS INC | FT - Firetube Boiler | MECH ROOM | HWSD - Hot Water Dom/Potable | 10/31/2005
Stanton Tower | 2600 N Clarkson St | Fremont | NE | 68025-2347 | Dodge | NE14121 | Scrapped/Junked | 13602 | 2008 | TRIAD BOILER SYSTEMS INC | FTVT - Firetube Vertical TB | BOILER ROOM | HWDP - Hotwater Heat & Dom Supply | 10/31/2015
Stanton Tower | 2600 N Clarkson St | Fremont | NE | 68025-2347 | Dodge | NE26030 | Active | 71051 | 2015 | Aerco | VTWT - Vert Watertube | Mech. Room | HWDP - Hotwater Heat & Dom Supply | 10/31/2026
Stanton Tower | 2600 N Clarkson St | Fremont | NE | 68025-2347 | Dodge | NE26031 | Active | 71052 | 2015 | Aerco | VTWT - Vert Watertube | Mech. Room | HWDP - Hotwater Heat & Dom Supply | 10/31/2026
Stanton Tower | 2600 N Clarkson St | Fremont | NE | 68025-2347 | Dodge | NE26032 | Active | 71050 | 2015 | Aerco | VTWT - Vert Watertube | Mech. Room | HWDP - Hotwater Heat & Dom Supply | 10/31/2026
Nye Pointe | 2700 Laverna St | Fremont | NE | 68025-2410 | Dodge | NE05625 | Exempt 1999 LB-66 |  | 1992 | STATE INDUSTRIES | AHWH - ANSI/Fired Water Htr |  | HWSD - Hot Water Dom/Potable | 12/31/1999
Nye Pointe | 2700 Laverna St | Fremont | NE | 68025-2410 | Dodge | NE05656 | Exempt 1999 LB-66 |  | 1995 | STATE INDUSTRIES | AHWH - ANSI/Fired Water Htr |  | HWSD - Hot Water Dom/Potable | 12/31/1999
Nye Pointe | 2700 Laverna St | Fremont | NE | 68025-2410 | Dodge | NE13277 | Scrapped/Junked | N/A | 1973 | Peerless | CI - Cast Iron | BOILER ROOM | HWHT - Hot Water Heat | 12/31/2017
Nye Pointe | 2700 Laverna St | Fremont | NE | 68025-2410 | Dodge | NE27436 | Active | 270377 | 2017 | Trinity | FTVT - Firetube Vertical TB | Boiler room | HWHT - Hot Water Heat | 12/31/2026
Nye Pointe | 2700 Laverna St | Fremont | NE | 68025-2410 | Dodge | NE27437 | Active | 268855 | 2017 | Trinity | FTVT - Firetube Vertical TB | Boiler room | HWHT - Hot Water Heat | 12/31/2026
City of Fremont / Lon D Wright Station | 2701 E 1st St | Fremont | NE | 68025-6410 | Dodge | NE02808 | Active | 19257 | 1956 | Babcock & Wilcox | WT - Water Tube Boiler | Unit 6 | POWR - Power Generation | 7/31/2026
City of Fremont / Lon D Wright Station | 2701 E 1st St | Fremont | NE | 68025-6410 | Dodge | NE02942 | Active | 16559 | 1962 | Erie City Iron Works | WT - Water Tube Boiler | Unit 7 | POWR - Power Generation | 7/31/2026
City of Fremont / Lon D Wright Station | 2701 E 1st St | Fremont | NE | 68025-6410 | Dodge | NE04062 | Active | 23558 | 1975 | Babcock & Wilcox | WT - Water Tube Boiler | Unit 8 | POWR - Power Generation | 7/31/2026
Good Neighbor Clinic | 2740 N Clarkson St | Fremont | NE | 68025-7702 | Dodge | NE42184 | Active | 546932 | 2022 | Laars | WTSS - Watertube SS Steel | Mechanical Room | HWHT - Hot Water Heat | 3/31/2027
Good Neighbor Clinic | 2740 N Clarkson St | Fremont | NE | 68025-7702 | Dodge | NE42185 | Active | 546935 | 2022 | Laars | WTSS - Watertube SS Steel | Mechanical Room | HWHT - Hot Water Heat | 3/31/2027
Royal Canin USA | 2779 Rademakers Way | Fremont | NE | 68025-8044 | Dodge | NE10812 | Active | 12287 | 2003 | Cleaver Brooks | FTSM - FTS Marine Dry Back | BOILER ROOM | PROC - Process Steam | 8/31/2026
DODGE COUNTY JAIL | 28 N BROAD ST | FREMONT | NE | 68025 | DODGE | NE20059 | Exempt 1999 LB-66 |  | 1994 | AO SMITH | AHWH - ANSI/Fired Water Htr |  | HWSD - Hot Water Dom/Potable | 5/31/1998
DODGE COUNTY JAIL | 28 N BROAD ST | FREMONT | NE | 68025 | DODGE | NE20060 | Exempt 1999 LB-66 |  | 1995 | AO SMITH | AHWH - ANSI/Fired Water Htr |  | HWSD - Hot Water Dom/Potable | 5/31/1998
RiverCrest Bible Camp-BMIC#481648 | 2840 County Rd 13 | Fremont | NE | 68025-7951 | Dodge | NE06985 | Active | 102779 | 2006 | A O Smith | CHWH - ASME/Fired Water Heater | Whitetail Lodge Wtr Htr Rm | HWSD - Hot Water Dom/Potable | 10/31/2026
RiverCrest Bible Camp-BMIC#481648 | 2840 County Rd 13 | Fremont | NE | 68025-7951 | Dodge | NE07533 | Active | 103499 | 2006 | A O Smith | CHWH - ASME/Fired Water Heater | Ridgeview Lodge Wtr Htr Rm | HWSD - Hot Water Dom/Potable | 10/31/2026
R Choice Surgical Center | 2900 Elk Ln | Fremont | NE | 68025-8691 | Dodge | NE27989 | Scrapped/Junked | 2171 | 2015 | General Boiler | ELBL - Electric Boiler | Sterile area | STER - Sterilizer | 4/30/2019
R Choice Surgical Center | 2900 Elk Ln | Fremont | NE | 68025-8691 | Dodge | NE28523 | Active | 19707 | 2003 | Steris Corp | ELBL - Electric Boiler | Sterile area | STER - Sterilizer | 1/31/2025
Lincoln Premium Poultry Testing Lab | 295 E Cloverly Rd | Fremont | NE | 68025-6119 | Dodge | NE28972 | Active | N/A | 2018 | Aerco | CALU - Cast Aluminum | Boiler Room | HWHT - Hot Water Heat | 10/31/2026
Lincoln Premium Poultry Testing Lab | 295 E Cloverly Rd | Fremont | NE | 68025-6119 | Dodge | NE28973 | Active | N/A | 2017 | Aerco | CALU - Cast Aluminum | Boiler Room | HWHT - Hot Water Heat | 10/31/2026
Lincoln Premium Poultry Testing Lab | 295 E Cloverly Rd | Fremont | NE | 68025-6119 | Dodge | NE29071 | Active | 125457 | 2020 | SUSSMAN | ELBL - Electric Boiler | Testing Lab | STER - Sterilizer | 10/31/2026
Lincoln Premium Poultry Testing Lab | 295 E Cloverly Rd | Fremont | NE | 68025-6119 | Dodge | NE29072 | Active | 3916 | 2020 | Primus | ELBL - Electric Boiler | Testing Lab | STER - Sterilizer | 10/31/2026
Lincoln Premium Poultry Testing Lab | 295 E Cloverly Rd | Fremont | NE | 68025-6119 | Dodge | NE29073 | Active | 125458 | 2020 | SUSSMAN | ELBL - Electric Boiler | Testing Lab | STER - Sterilizer | 10/31/2026
Milliken Park Elementary | 2950 Dale St | Fremont | NE | 68025-2082 | Dodge | NE34821 | Scrapped/Junked | 31886 | 1979 | Kewanee | FTFB - Firetube-Firebox Boiler | BOILER ROOM | HWHT - Hot Water Heat | 2/28/2024
Milliken Park Elementary | 2950 Dale St | Fremont | NE | 68025-2082 | Dodge | NE34822 | Scrapped/Junked | 31881 | 1979 | Kewanee | FTFB - Firetube-Firebox Boiler | BOILER ROOM | HWHT - Hot Water Heat | 2/28/2023
St James Episcopal Church | 301 E 5th St | Fremont | NE | 68025-5025 | Dodge | NE39189 | Active | N/A | 1969 | American Standard | CI - Cast Iron | New Boiler Room | HWHT - Hot Water Heat | 11/30/2022
Interiors Joan And Assocs | 310 E Military Ave | Fremont | NE | 68025-5070 | Dodge | NE25260 | Scrapped/Junked |  | 1960 | American Standard | CI - Cast Iron | BASEMENT | HWHT - Hot Water Heat | 2/28/2005
First Lutheran Church | 3200 E Military Ave | Fremont | NE | 68025-5977 | Dodge | NE06880 | Active | 98679 | 2005 | Fulton | FTVT - Firetube Vertical TB | MECHANICAL ROOM | HWHT - Hot Water Heat | 4/30/2027
First Lutheran Church | 3200 E Military Ave | Fremont | NE | 68025-5977 | Dodge | NE06881 | Active | 98680 | 2005 | Fulton | FTVT - Firetube Vertical TB | MECHANICAL ROOM | HWHT - Hot Water Heat | 4/30/2026
NYE Legacy | 3210 N Clarkson St | Fremont | NE | 68025-2301 | Dodge | NE13154 | Active | 21505 | 2008 | Rbi | CHWH - ASME/Fired Water Heater | BOILER ROOM | HWDP - Hotwater Heat & Dom Supply | 12/31/2026
NYE Legacy | 3210 N Clarkson St | Fremont | NE | 68025-2301 | Dodge | NE13155 | Active | 21504 | 2008 | Rbi | CHWH - ASME/Fired Water Heater | BOILER ROOM | HWSD - Hot Water Dom/Potable | 12/31/2026
NYE Legacy | 3210 N Clarkson St | Fremont | NE | 68025-2301 | Dodge | NE13156 | Active | 50335 | 2008 | Aerco International | CPFT - Horiz Cpr Fin Boiler | BOILER ROOM | HWHT - Hot Water Heat | 12/31/2026
NYE Legacy | 3210 N Clarkson St | Fremont | NE | 68025-2301 | Dodge | NE13157 | Active | 50336 | 2008 | Aerco International | CPFT - Horiz Cpr Fin Boiler | BOILER ROOM | HWHT - Hot Water Heat | 12/31/2026
Rasmussen Mechanical Srv | 3211 Nebraska Ave | Fremont | NE | 68025-2193 | Dodge | NE02231 | Inactive | 24240 | 1970 | AMKW | FTSM - FTS Marine Dry Back | PORTABLE | PROC - Process Steam | 10/31/2007
Rasmussen Mechanical Srv | 3211 Nebraska Ave | Fremont | NE | 68025-2193 | Dodge | NE03547 | Inactive | 8998 | 1968 | YORK SHIPLEY | FTSM - FTS Marine Dry Back | PORTABLE | PROC - Process Steam | 6/30/1996
Rasmussen Mechanical Srv | 3211 Nebraska Ave | Fremont | NE | 68025-2193 | Dodge | NE04009 | Inactive | 34189 | 1980 | KEWANEE | FTSM - FTS Marine Dry Back | PORTABLE | 0030 - Portable HPS Boiler | 1/31/2003
Rasmussen Mechanical Srv | 3211 Nebraska Ave | Fremont | NE | 68025-2193 | Dodge | NE08544 | Inactive | 43754 | 1978 | CLEAVER BROOKS | FTSM - FTS Marine Dry Back |  | 0030 - Portable HPS Boiler | 8/31/2002
Rasmussen Mechanical Srv | 3211 Nebraska Ave | Fremont | NE | 68025-2193 | Dodge | NE08844 | Inactive | 11269 | 1991 | SUPR | FTWB - FTS Marine Wet Back | PORTABLE | 0030 - Portable HPS Boiler | 11/30/2006
Rasmussen Mechanical Srv | 3211 Nebraska Ave | Fremont | NE | 68025-2193 | Dodge | NE10764 | Scrapped/Junked | 26081 | 1966 | ORR & SEMBOWER | FTSM - FTS Marine Dry Back | PORTABLE | PROC - Process Steam | 3/31/2003
Rasmussen Mechanical Srv | 3211 Nebraska Ave | Fremont | NE | 68025-2193 | Dodge | NE11280 | Inactive | 15269 | 1951 | CLEAVER BROOKS | FTSM - FTS Marine Dry Back | PORTABLE/RENTAL | PROC - Process Steam | 7/31/1991
Rasmussen Mechanical Srv | 3211 Nebraska Ave | Fremont | NE | 68025-2193 | Dodge | NE12001 | Inactive | 10618 | 2002 | HURS | FTWB - FTS Marine Wet Back | PORTABLE | 0030 - Portable HPS Boiler | 5/31/2008
Rasmussen Mechanical Srv | 3211 Nebraska Ave | Fremont | NE | 68025-2193 | Dodge | NE14842 | Inactive | 37037 | 1983 | Kewanee | FTSM - FTS Marine Dry Back | portable | PROC - Process Steam | 10/31/2010
Rasmussen Mechanical Srv | 3211 Nebraska Ave | Fremont | NE | 68025-2193 | Dodge | NE17528 | Out of Service | 4533 | 2009 | Nebraska Boiler | WT - Water Tube Boiler | East of Energy Bldg | PROC - Process Steam | 3/31/2011
Rasmussen Mechanical Srv | 3211 Nebraska Ave | Fremont | NE | 68025-2193 | Dodge | NE17529 | Out of Service | 4478 | 2009 | Nebraska Boiler | WT - Water Tube Boiler | East of Energy Bldg | PROC - Process Steam | 3/31/2011
Rasmussen Mechanical Srv | 3211 Nebraska Ave | Fremont | NE | 68025-2193 | Dodge | NE17530 | Out of Service | 4307 | 2006 | Nebraska Boiler | WT - Water Tube Boiler | East of Energy Bldg | PROC - Process Steam | 3/31/2011
Rasmussen Mechanical Srv | 3211 Nebraska Ave | Fremont | NE | 68025-2193 | Dodge | NE17531 | Out of Service | 7095 | 2009 | Kentube Engineered Products | ECON - Boiler Economizer | Outside | ECON - Boiler Economizer | 3/31/2011
Rasmussen Mechanical Srv | 3211 Nebraska Ave | Fremont | NE | 68025-2193 | Dodge | NE17532 | Out of Service | 5065 | 1999 | Kentube Engineered Products | ECON - Boiler Economizer | Outside | ECON - Boiler Economizer | 3/31/2011
Rasmussen Mechanical Srv | 3211 Nebraska Ave | Fremont | NE | 68025-2193 | Dodge | NE17533 | Out of Service | 6095 | 2005 | Kentube Engineered Products | ECON - Boiler Economizer | Outside | ECON - Boiler Economizer | 3/31/2011
Rasmussen Mechanical Srv | 3211 Nebraska Ave | Fremont | NE | 68025-2193 | Dodge | NE21053 | Out of Service | 4578 | 2010 | Cleaver Brooks | WT - Water Tube Boiler | Outside | PROC - Process Steam | 11/30/2012
Rasmussen Mechanical Srv | 3211 Nebraska Ave | Fremont | NE | 68025-2193 | Dodge | NE21054 | Out of Service | 3388 | 1997 | Nebraska Boiler | WT - Water Tube Boiler | Outside | PROC - Process Steam | 11/30/2012
Rasmussen Mechanical Srv | 3211 Nebraska Ave | Fremont | NE | 68025-2193 | Dodge | NE21055 | Out of Service | 3943 | 2001 | Nebraska Boiler | WT - Water Tube Boiler | Outside | PROC - Process Steam | 11/30/2012
Rasmussen Mechanical Srv | 3211 Nebraska Ave | Fremont | NE | 68025-2193 | Dodge | NE24183 | Inactive | 4262 | 2005 | National Dynamics | WT - Water Tube Boiler | portable trailer | PROC - Process Steam | 4/30/2016
Rasmussen Mechanical Srv | 3211 Nebraska Ave | Fremont | NE | 68025-2193 | Dodge | NE24184 | Inactive | 5947 | 2005 | Kentube Engineered Products | ECON - Boiler Economizer | portable trailer | ECON - Boiler Economizer | 4/30/2016
Rasmussen Mechanical Srv | 3211 Nebraska Ave | Fremont | NE | 68025-2193 | Dodge | NE30692 | Inactive | 35668 | 1981 | Kewanee | FTWB - FTS Marine Wet Back | PORTABLE | PHPS - Portable High PSI Steam | 8/31/2016
Apartment Building | 322 W 10th St | Fremont | NE | 68025-4186 | Dodge | NE06015 | Active | N/A | 1979 | Peerless | CI - Cast Iron | BOILER ROOM | HWHT - Hot Water Heat | 1/31/2027
PLATTE CHEMICAL | 325 N Union St | Fremont | NE | 68025-6311 | DODGE | NE05426 | Exempt 1999 LB-66 |  | 1993 | AO SMITH | AHWH - ANSI/Fired Water Htr |  | HWSD - Hot Water Dom/Potable | 4/30/2000
PLATTE CHEMICAL | 325 N Union St | Fremont | NE | 68025-6311 | DODGE | NE14998 | Scrapped/Junked |  | 1974 | KEWANEE | FT - Firetube Boiler | BOILER ROOM | PROC - Process Steam | 4/30/2001
C-R Menn Concrete | 325 W County Road T | Fremont | NE | 68025-7882 | Dodge | NE42267 | Active | 322757 | 2023 | Laars | CPFT - Horiz Cpr Fin Boiler | Mechanical Room | HWSP - Hot Water Non Potable Supply | 2/28/2027
Alfred V. Egbers | 326 County Road 24 | Hooper | NE | 68031-1290 | Dodge | NE01177 | Inactive |  | 1918 | MINNEAPOLIS | HOBB - Hobby/Antique Boiler | PORTABLE | 0024 - Antique Steam Tractor | 7/31/2002
Alfred V. Egbers | 326 County Road 24 | Hooper | NE | 68031-1290 | Dodge | NE01183 | Inactive | N/A | 1916 | AULTMAN-TAYLOR | HOBB - Hobby/Antique Boiler | PORTABLE | 0024 - Antique Steam Tractor | 5/31/2014
Alfred V. Egbers | 326 County Road 24 | Hooper | NE | 68031-1290 | Dodge | NE01217 | Inactive | 1822 | 1923 | J.I. CASE | HOBB - Hobby/Antique Boiler | PORTABLE | 0024 - Antique Steam Tractor | 5/31/2014
Alfred V. Egbers | 326 County Road 24 | Hooper | NE | 68031-1290 | Dodge | NE01321 | Inactive |  | 1915 | RUMLEY | HOBB - Hobby/Antique Boiler | PORTABLE | 0024 - Antique Steam Tractor | 7/31/1993
Alfred V. Egbers | 326 County Road 24 | Hooper | NE | 68031-1290 | Dodge | NE01399 | Inactive |  | 1906 | J.I. CASE | HOBB - Hobby/Antique Boiler | PORTABLE | 0024 - Antique Steam Tractor | 7/31/1992
Land O Lakes/Purina Feeds | 330 E Cloverly Rd | Fremont | NE | 68025-6116 | Dodge | NE03360 | Active | 26215 | 1974 | Kewannee | FT - Firetube Boiler | Blrm | PROC - Process Steam | 7/31/2026
Land O Lakes/Purina Feeds | 330 E Cloverly Rd | Fremont | NE | 68025-6116 | Dodge | NE10767 | Scrapped/Junked | 2486 | 1967 | Superior Boiler Works |  | Boiler Room | PROC - Process Steam | 8/31/2001
Land O Lakes/Purina Feeds | 330 E Cloverly Rd | Fremont | NE | 68025-6116 | Dodge | NE24429 | Active | 5074 | 1998 | Hurst Boiler & Welding | FT - Firetube Boiler | Blrm | PROC - Process Steam | 7/31/2026
KAVICH FURNITURE CO INC | 330 N Main St | Fremont | NE | 68025-5058 | DODGE | NE18372 | Inactive |  | 1950 | KEWANEE | FT - Firetube Boiler | 318-342 N MAIN | STHT - Steam-Heat | 10/31/1996
KAVICH FURNITURE CO INC | 330 N Main St | Fremont | NE | 68025-5058 | DODGE | NE30883 | Inactive |  | 1955 | KEWANEE | FT - Firetube Boiler | 318 N. MAIN | STHT - Steam-Heat | 3/31/1996
Gerhold Concrete | 3300 N Broad St # 545 | Fremont | NE | 68025-2345 | Dodge | NE05166 | Exempt | 0 | 1984 | Hotsy | COBL - Coil Type Boiler | Boiler Room | HWSP - Hot Water Non Potable Supply | 4/30/2023
Gerhold Concrete | 3300 N Broad St # 545 | Fremont | NE | 68025-2345 | Dodge | NE17913 | Exempt | 0 | 1984 | Hotsy | COBL - Coil Type Boiler | Boiler Room | HWSP - Hot Water Non Potable Supply | 4/30/2022
Holcim (US) Inc. | 3350 N Broad St | Fremont | NE | 68025-2345 | Dodge | NE00001 | Inactive |  | 1965 | Manchester |  | PORTABLE |  | 7/31/1993
Holcim (US) Inc. | 3350 N Broad St | Fremont | NE | 68025-2345 | Dodge | NE00002 | Inactive |  | 1981 | SMF Company |  |  |  | 1/1/1980
Holcim (US) Inc. | 3350 N Broad St | Fremont | NE | 68025-2345 | Dodge | NE00003 | Inactive |  | 1981 | Mideah Man. Inc. |  |  |  | 6/30/2002
St Patrick Church | 3400 E 16th St | Fremont | NE | 68025-7595 | Dodge | NE08694 | Active | 118210 | 2000 | Lochinvar | CPFT - Horiz Cpr Fin Boiler | UPSTAIRS MECH RM | HWHT - Hot Water Heat | 7/31/2026
St Patrick Church | 3400 E 16th St | Fremont | NE | 68025-7595 | Dodge | NE08695 | Active | 118209 | 2000 | Lochinvar | CPFT - Horiz Cpr Fin Boiler | UPSTAIRS MECH RM | HWHT - Hot Water Heat | 7/31/2026
Applebee's Bar & Grill | 3420 Elk Ln | Fremont | NE | 68025-7897 | Dodge | NE15086 | Scrapped/Junked | 00147600 | 2002 | Lochinvar | CPFH - Copper Fin Water Heater | BACK ROOM | HWSD - Hot Water Dom/Potable | 2/28/2013
DEHY, INCORPORATED | 347 E Washington St | Fremont | NE | 68025-5578 | DODGE | NE02768 | Scrapped/Junked | 1346 | 1965 | NEBRASKA BOILER | WT - Water Tube Boiler | BOILER ROOM | PROC - Process Steam | 2/28/2004
Masonic Templecraft | 350 E 23rd St | Fremont | NE | 68025-2302 | Dodge | NE15605 | Scrapped/Junked | N/A | 1956 | Crane | CI - Cast Iron | BOILER ROOM | HWHT - Hot Water Heat | 4/30/2016
Masonic Templecraft | 350 E 23rd St | Fremont | NE | 68025-2302 | Dodge | NE26093 | Active | 77873 | 2008 | Lochinvar | WTSS - Watertube SS Steel | Basement Boiler room | HWHT - Hot Water Heat | 12/31/2026
Alliance Liquid Feeds LLC | 350 E County Road T | Fremont | NE | 68025-8059 | Dodge | NE10936 | Scrapped/Junked | 25291 | 1972 | Kewanee | FTSM - FTS Marine Dry Back | BOILER ROOM | PROC - Process Steam | 5/31/2020
PENDLETON WOOLEN MILLS | 350 W 23rd St | Fremont | NE | 68025-2592 | DODGE | NE14055 | Inactive | 3051 | 1966 | WILLIAMS & DAVIS BOILERS | FT - Firetube Boiler | BOILER ROOM | PROC - Process Steam | 6/30/2000
Prairie Fields Partnership | 350 W 23rd St Ste A | Fremont | NE | 68025-2592 | Dodge | NE09721 | Active | 12644 | 2001 | Triad Boiler | FTVT - Firetube Vertical TB | MECH ROOM | HWHT - Hot Water Heat | 4/30/2026
Splash Station | 3809 E Fremont Dr | Fremont | NE | 68025 | Dodge | NE07964 | Scrapped/Junked | 259363 | 2006 | Raypak | CPFH - Copper Fin Water Heater | POOL ROOM | OPHT - Outdoor Pool Heater | 6/30/2018
Splash Station | 3809 E Fremont Dr | Fremont | NE | 68025 | Dodge | NE41825 | Active | 523967 | 2021 | Raypak | CPPH - Ansi Cpr Fin Pool Heater | POOL Mechanical Room | OPHT - Outdoor Pool Heater | 6/30/2026
Hooper Care Center | 400 E Birchwood Dr | Hooper | NE | 68031-3002 | Dodge | NE05676 | Out of Service | 26844 | 1996 | WEBJ | COBL - Coil Type Boiler | BOILER ROOM | HWHT - Hot Water Heat | 4/30/2023
Hooper Care Center | 400 E Birchwood Dr | Hooper | NE | 68031-3002 | Dodge | NE05677 | Out of Service | 26575 | 1996 | WEBJ | COBL - Coil Type Boiler | BOILER ROOM | HWHT - Hot Water Heat | 4/30/2023
Hooper Care Center | 400 E Birchwood Dr | Hooper | NE | 68031-3002 | Dodge | NE09809 | Scrapped/Junked | 68666 | 2002 | WEBJ | COBL - Coil Type Boiler | MECH ROOM | HWSD - Hot Water Dom/Potable | 4/30/2019
Fremont Dept of Utilities | 400 E Military Ave | Fremont | NE | 68025-5141 | Dodge | NE05572 | Scrapped/Junked | 31412 | 1974 | PM Lattner MFR Company | FT - Firetube Boiler | Blr Rm | STHT - Steam-Heat | 11/30/2014
Fremont Dept of Utilities | 400 E Military Ave | Fremont | NE | 68025-5141 | Dodge | NE05574 | Out of Service | O/N 1 | 1974 | Kewannee | FTFB - Firetube-Firebox Boiler | Blr Rm | HWHT - Hot Water Heat | 11/30/2014
Fremont Dept of Utilities | 400 E Military Ave | Fremont | NE | 68025-5141 | Dodge | NE25699 | Active | 69173 | 2014 | Aerco | FTVT - Firetube Vertical TB | basement | HWHT - Hot Water Heat | 11/30/2026
Fremont Dept of Utilities | 400 E Military Ave | Fremont | NE | 68025-5141 | Dodge | NE25700 | Active | 69174 | 2014 | Aerco | FTVT - Firetube Vertical TB | basement | HWHT - Hot Water Heat | 11/30/2026
Scribner Public School | 400 Pebble St | Scribner | NE | 68057-3006 | Dodge | NE02099 | Scrapped/Junked | 71188 | 2002 | AO SMITH | CHWH - ASME/Fired Water Heater | Boiler Room | HWSD - Hot Water Dom/Potable | 11/30/2015
Scribner Public School | 400 Pebble St | Scribner | NE | 68057-3006 | Dodge | NE26081 | Active | 199855 | 2014 | AO SMITH | CHWH - ASME/Fired Water Heater | Boiler Room | HWSD - Hot Water Dom/Potable | 11/30/2026
Scribner Public School | 400 Pebble St | Scribner | NE | 68057-3006 | Dodge | NE31494 | Scrapped/Junked | NA | 1961 | Kewanee | FTSM - FTS Marine Dry Back | Boiler Room | STHT - Steam-Heat | 11/30/2018
Scribner Public School | 400 Pebble St | Scribner | NE | 68057-3006 | Dodge | NE32321 | Inactive | 33621 | 1980 | Kewanee | FTFB - Firetube-Firebox Boiler | Boiler Room | STHT - Steam-Heat | 11/30/2014
Bldg demolished | 400 W Maple St | Hooper | NE | 68031-3053 | Dodge | NE32328 | Scrapped/Junked | 34543 | 1980 | Kewanee | FTFB - Firetube-Firebox Boiler | BOILER ROOM | STHT - Steam-Heat | 7/31/2013
Salem Lutheran Church-BMIC#433925 | 401 E Military Ave | Fremont | NE | 68025-5140 | Dodge | NE09567 | Active | 2834 | 2003 | Thermal Solutions | VCPF - Vert Cpr Fin Blr | BASEMENT | HWHT - Hot Water Heat | 1/31/2027
Salem Lutheran Church-BMIC#433925 | 401 E Military Ave | Fremont | NE | 68025-5140 | Dodge | NE09568 | Active | 2833 | 2003 | Thermal Solutions | VCPF - Vert Cpr Fin Blr | BASEMENT | HWHT - Hot Water Heat | 1/31/2027
Salem Lutheran Church-BMIC#433925 | 401 E Military Ave | Fremont | NE | 68025-5140 | Dodge | NE19657 | Scrapped/Junked |  | 1958 | CRANE |  | BASEMENT | HWHT - Hot Water Heat | 4/30/2004
Iglesia Pentecostes Seguidores De Cristo | 406 E 3rd St | Fremont | NE | 68025-5012 | Dodge | NE30560 | Active | n/a | 1989 | Peerless | CI - Cast Iron | BASEMENT | STHT - Steam-Heat | 11/30/2026
Lincoln Federal Savings | 415 E 6th St | Fremont | NE | 68025-5152 | Dodge | NE17338 | Scrapped/Junked | n/a | 1977 | Peerless | CI - Cast Iron | BASEMENT | HWHT - Hot Water Heat | 1/31/2017
Lincoln Federal Savings | 415 E 6th St | Fremont | NE | 68025-5152 | Dodge | NE26593 | Active | 385365 | 2016 | CAMUS | WTSS - Watertube SS Steel | Basement | HWHT - Hot Water Heat | 12/31/2026
North Bend Elementary | 420 E 11th St | North Bend | NE | 68649-5001 | Dodge | NE16914 | Scrapped/Junked | 7275 | 1992 | Aldrich | FTFB - Firetube-Firebox Boiler | BOILER ROOM | HWHT - Hot Water Heat | 12/31/2019
MIDWESTERN STORAGE | 424 W 23rd St | Fremont | NE | 68025-1211 | DODGE | NE05702 | Exempt 1999 LB-66 |  | 1995 | AO SMITH | AHWH - ANSI/Fired Water Htr | BASEMENT | HWSD - Hot Water Dom/Potable | 8/31/1999
MIDWESTERN STORAGE | 424 W 23rd St | Fremont | NE | 68025-1211 | DODGE | NE05703 | Inactive |  | 1962 | AMERICAN STANDARD |  | BASEMENT | HWHT - Hot Water Heat | 8/31/1999
Dodge County Jail | 428 N Broad St | Fremont | NE | 68025-4962 | Dodge | NE23165 | Exempt 1999 LB-66 |  | 1994 | A. O. Smith | AHWH - ANSI/Fired Water Htr |  | HWSD - Hot Water Dom/Potable | 5/31/1999
Dodge County Jail | 428 N Broad St | Fremont | NE | 68025-4962 | Dodge | NE23166 | Exempt 1999 LB-66 |  | 1995 | A. O. Smith | AHWH - ANSI/Fired Water Htr |  | HWSD - Hot Water Dom/Potable | 5/31/1999
Dodge County Jail | 428 N Broad St | Fremont | NE | 68025-4962 | Dodge | NE35247 | Active | 39414 | 1985 | Kewanee | FTFB - Firetube-Firebox Boiler | BOILER ROOM | HWHT - Hot Water Heat | 10/31/2026
Dodge County Jail | 428 N Broad St | Fremont | NE | 68025-4962 | Dodge | NE35248 | Active | 39415 | 1985 | Kewanee | FTFB - Firetube-Firebox Boiler | BOILER ROOM | HWHT - Hot Water Heat | 10/31/2026
Archbishop Bergan St Patrick School Auditorium | 431 N Union St | Fremont | NE | 68025-5129 | Dodge | NE20177 | Active | 8867 | 1996 | ALES | FTFB - Firetube-Firebox Boiler | AUDITORMIUM | STHT - Steam-Heat | 7/31/2026
Archbishop Bergan St Patrick School Auditorium | 431 N Union St | Fremont | NE | 68025-5129 | Dodge | NE20178 | Exempt 1999 LB-66 |  | 1992 | AO SMITH | AHWH - ANSI/Fired Water Htr | AUDITORMIUM | HWSD - Hot Water Dom/Potable | 7/31/1999
Dodge County Courthouse | 435 N Park Ave | Fremont | NE | 68025-4977 | Dodge | NE16979 | Active | 8185 | 1994 | ALES | FTVT - Firetube Vertical TB | BOILER ROOM | HWHT - Hot Water Heat | 10/31/2026
Dodge County Courthouse | 435 N Park Ave | Fremont | NE | 68025-4977 | Dodge | NE16980 | Active | 8187 | 1994 | ALES | FTVT - Firetube Vertical TB | BOILER ROOM | HWHT - Hot Water Heat | 10/31/2026
Dodge County Courthouse | 435 N Park Ave | Fremont | NE | 68025-4977 | Dodge | NE16981 | Active | 8188 | 1994 | ALES | FTVT - Firetube Vertical TB | BOILER ROOM | HWHT - Hot Water Heat | 10/31/2026
Dodge County Courthouse | 435 N Park Ave | Fremont | NE | 68025-4977 | Dodge | NE35244 | Inactive |  | 1956 | KEWANEE | FT - Firetube Boiler | COURTHOUSE | STHT - Steam-Heat | 5/31/1993
Methodist Fremont Health Center | 450 E 23rd St | Fremont | NE | 68025-2303 | Dodge | NE01670 | Inactive | 52187 | 2005 | BRYA | WT - Water Tube Boiler | BOILER ROOM | BSUP - Bldg Heat & Process | 5/31/2024
Methodist Fremont Health Center | 450 E 23rd St | Fremont | NE | 68025-2303 | Dodge | NE01671 | Active | 52188 | 2005 | BRYA | WT - Water Tube Boiler | BOILER ROOM | BSUP - Bldg Heat & Process | 5/31/2027
Methodist Fremont Health Center | 450 E 23rd St | Fremont | NE | 68025-2303 | Dodge | NE02956 | Scrapped/Junked | 24378 | 1970 | KEWA | FTSM - FTS Marine Dry Back | BOILER HOUSE #2 | STHT - Steam-Heat | 4/30/2010
Methodist Fremont Health Center | 450 E 23rd St | Fremont | NE | 68025-2303 | Dodge | NE13234 | Active | 33232 | 1979 | KEWA | FTSM - FTS Marine Dry Back | BOILER HOUSE | BSUP - Bldg Heat & Process | 5/31/2026
Methodist Fremont Health Center | 450 E 23rd St | Fremont | NE | 68025-2303 | Dodge | NE15365 | Scrapped/Junked | 68058 | 2007 | Ajax | VTNK - Vertical Fired Tank | Mech. Rm. 1089 | STER - Sterilizer | 5/31/2009
Methodist Fremont Health Center | 450 E 23rd St | Fremont | NE | 68025-2303 | Dodge | NE19090 | Active | 16825 | 2010 | Superior Boiler Works | FTSM - FTS Marine Dry Back | BOILER HOUSE | STHT - Steam-Heat | 5/31/2027
Krasne Home Furnishings | 450 N Main St | Fremont | NE | 68025-5060 | Dodge | NE05214 | Scrapped/Junked | N/A | 1978 | BRYN | CI - Cast Iron | Boiler Room | HWHT - Hot Water Heat | 11/30/2010
RTG Building | 4611 E 22nd St | Fremont | NE | 68025 | Dodge | NE41564 | Active | 221013 | 2021 | PVI Industries | CHWH - ASME/Fired Water Heater | Mechanical Room | HWSD - Hot Water Dom/Potable | 4/30/2027
RTG Building | 4611 E 22nd St | Fremont | NE | 68025 | Dodge | NE41565 | Active | 370879 | 2021 | Lochinvar | FTVT - Firetube Vertical TB | Mechanical Room | HWHT - Hot Water Heat | 4/30/2027
RTG Building | 4611 E 22nd St | Fremont | NE | 68025 | Dodge | NE41566 | Active | 370883 | 2021 | Lochinvar | FTVT - Firetube Vertical TB | Mechanical Room | HWHT - Hot Water Heat | 4/30/2027
Omaha Steaks Int | 501 E 4th St | Snyder | NE | 68664 | Dodge | NE24749 | Scrapped/Junked | 82154 | 1994 | PVI Industries | CHWH - ASME/Fired Water Heater | EQUIP ROOM | HWSD - Hot Water Dom/Potable | 5/31/2011
Omaha Steaks Int | 501 E 4th St | Snyder | NE | 68664 | Dodge | NE24750 | Exempt 1999 LB-66 |  | 1994 | RHEEM MANUFACTURING CO | AHWH - ANSI/Fired Water Htr | EQUIP ROOM | HWSD - Hot Water Dom/Potable | 5/31/2000
First Baptist Church | 505 N C St | Fremont | NE | 68025-5043 | Dodge | NE14560 | Active | n/a | 1967 | American Standard | CI - Cast Iron | BOILER ROOM | HWHT - Hot Water Heat | 2/28/2027
First Baptist Church | 505 N C St | Fremont | NE | 68025-5043 | Dodge | NE14561 | Active | n/a | 1976 | Burnham | CI - Cast Iron | BOILER ROOM | STHT - Steam-Heat | 2/28/2025
OFFICE BUILDING | 505 N Main St | Fremont | NE | 68025-5083 | DODGE | NE23358 | Exempt 1999 LB-66 |  | 1999 | AO SMITH | AHWH - ANSI/Fired Water Htr |  | HWSD - Hot Water Dom/Potable | 5/31/2000
OFFICE BUILDING | 505 N Main St | Fremont | NE | 68025-5083 | DODGE | NE23388 | Inactive |  | 1999 | PEERLESS HEATER COMPANY |  | BOILER ROOM | STHT - Steam-Heat | 6/30/2002
Lumen | 510 N D St | Fremont | NE | 68025-5052 | Dodge | NE21231 | Active | n/a | 1995 | Peerless | CI - Cast Iron | BASEMENT | HWHT - Hot Water Heat | 9/30/2026
Washington Elementary | 515 S Broad St | Fremont | NE | 68025-5634 | Dodge | NE24424 | Scrapped/Junked | 9933 | 1998 | Aldrich | FTFB - Firetube-Firebox Boiler | BOILER ROOM | STHT - Steam-Heat | 2/28/2025
Fremont Presby #0000004463 | 520 W Linden Ave | Fremont | NE | 68025-4048 | Dodge | NE03499 | Inactive | N/A | 1965 | Kewanee | FTFB - Firetube-Firebox Boiler | BOILER ROOM | HWHT - Hot Water Heat | 12/31/2021
Fremont Presby #0000004463 | 520 W Linden Ave | Fremont | NE | 68025-4048 | Dodge | NE41458 | Active | 525232 | 2021 | Lochinvar | WT - Water Tube Boiler | Boiler Room | HWHT - Hot Water Heat | 1/31/2027
Fremont Presby #0000004463 | 520 W Linden Ave | Fremont | NE | 68025-4048 | Dodge | NE41459 | Active | 525226 | 2021 | Lochinvar | WT - Water Tube Boiler | Boiler Room | HWHT - Hot Water Heat | 1/31/2027
Lou's Sporting Goods | 523 N Main St | Fremont | NE | 68025-5061 | Dodge | NE00300 | Active | n/a | 1999 | Peerless | CI - Cast Iron | Basement | STHT - Steam-Heat | 11/30/2026
North Bend Jr/Sr High Sch | 530 W 13Th St | North Bend | NE | 68649 | Dodge | NE02100 | Scrapped/Junked | 16688 | 2004 | VULCAN HART | FTVT - Firetube Vertical TB | KITCHEN | 0021 - Steam Supp Cooker/Kettle | 12/31/2014
North Bend Jr/Sr High Sch | 530 W 13Th St | North Bend | NE | 68649 | Dodge | NE06726 | Scrapped/Junked | 98823 | 2005 | AOSC | CHWH - ASME/Fired Water Heater | MECH ROOM | HWSD - Hot Water Dom/Potable | 8/31/2010
North Bend Jr/Sr High Sch | 530 W 13Th St | North Bend | NE | 68649 | Dodge | NE24420 | Exempt 1999 LB-66 |  | 1989 | State Ind. | AHWH - ANSI/Fired Water Htr |  | HWSD - Hot Water Dom/Potable | 8/31/1999
North Bend Jr/Sr High Sch | 530 W 13Th St | North Bend | NE | 68649 | Dodge | NE24422 | Scrapped/Junked | na | 1986 | state | AHWH - ANSI/Fired Water Htr | 1ST FLOOR LOCKER ROOM | HWSD - Hot Water Dom/Potable | 12/31/2014
North Bend Jr/Sr High Sch | 530 W 13Th St | North Bend | NE | 68649 | Dodge | NE24423 | Scrapped/Junked | na | 1986 | state | AHWH - ANSI/Fired Water Htr | 1ST FLOOR LOCKER ROOM | HWSD - Hot Water Dom/Potable | 12/31/2014
NORTH BEND JR/SR HIGH SCH | 530 W 13TH ST | NORTH BEND | NE | 68649 | DODGE | NE24419 | Scrapped/Junked | 60708 | 1998 | STATE INDUSTRIES | CHWH - ASME/Fired Water Heater | MECHANICAL ROOM | HWSD - Hot Water Dom/Potable | 8/31/2006
NORTH BEND JR/SR HIGH SCH | 530 W 13TH ST | NORTH BEND | NE | 68649 | DODGE | NE24421 | Scrapped/Junked | 4135 | 1993 | GARLAND | FT - Firetube Boiler | KITCHEN | 0021 - Steam Supp Cooker/Kettle | 8/31/2004
St Timothy's Lutheran Church | 538 W 16th St | Fremont | NE | 68025-3343 | Dodge | NE04220 | Scrapped/Junked | 9999 | 1975 | American Standard | CI - Cast Iron | Basement | HWHT - Hot Water Heat | 11/30/2010
St Timothy's Lutheran Church | 538 W 16th St | Fremont | NE | 68025-3343 | Dodge | NE18696 | Scrapped/Junked | 89531 | 2008 | MUNCHKIN | COBL - Coil Type Boiler | Basement | HWHT - Hot Water Heat | 11/30/2019
St Timothy's Lutheran Church | 538 W 16th St | Fremont | NE | 68025-3343 | Dodge | NE18697 | Active | 91416 | 2008 | MUNCHKIN | COBL - Coil Type Boiler | Basement | HWHT - Hot Water Heat | 11/30/2026
St Timothy's Lutheran Church | 538 W 16th St | Fremont | NE | 68025-3343 | Dodge | NE28465 | Active | 451705 | 2019 | Heat Transfer Products Inc. | WTSS - Watertube SS Steel | Boiler Room | HWHT - Hot Water Heat | 11/30/2026
Fremont Middle School | 540 Johnson Rd | Fremont | NE | 68025-6439 | Dodge | NE10830 | Active | 144727 | 2002 | Lochinvar | CPFT - Horiz Cpr Fin Boiler | BOILER ROOM | HWHT - Hot Water Heat | 2/28/2027
Fremont Middle School | 540 Johnson Rd | Fremont | NE | 68025-6439 | Dodge | NE10831 | Active | 144726 | 2002 | Lochinvar | CPFT - Horiz Cpr Fin Boiler | BOILER ROOM | HWHT - Hot Water Heat | 2/28/2027
Fremont Middle School | 540 Johnson Rd | Fremont | NE | 68025-6439 | Dodge | NE10832 | Active | 144794 | 2002 | Lochinvar | CPFH - Copper Fin Water Heater | BOILER ROOM | HWSD - Hot Water Dom/Potable | 2/28/2029
Fremont Middle School | 540 Johnson Rd | Fremont | NE | 68025-6439 | Dodge | NE20934 | Active | 60082 | 1972 | Groen | COOK - Fired Cooker | Kitchen | COOK - Cooker/Kettle | 2/28/2027
Fremont Middle School | 540 Johnson Rd | Fremont | NE | 68025-6439 | Dodge | NE20935 | Active | 60081 | 1972 | Groen | COOK - Fired Cooker | Kitchen | COOK - Cooker/Kettle | 2/28/2027
Fremont Middle School | 540 Johnson Rd | Fremont | NE | 68025-6439 | Dodge | NE23152 | Active | 88161 | 1998 | WBLT | ELBL - Electric Boiler | KITCHEN | 0021 - Steam Supp Cooker/Kettle | 2/28/2027
PRESBYTERIAN CHURCH | 540 W Linden Ave | Fremont | NE | 68025-4048 | DODGE | NE03449 | Scrapped/Junked |  | 1965 | KEWANEE | FT - Firetube Boiler | BOILER ROOM | HWHT - Hot Water Heat | 10/31/1997
Archbishop Bergan High School | 545 E 4th St | Fremont | NE | 68025-5105 | Dodge | NE20179 | Scrapped/Junked | 9912 | 1990 | AOSM | COBL - Coil Type Boiler | BOILER ROOM | HWSD - Hot Water Dom/Potable | 7/31/2019
Archbishop Bergan High School | 545 E 4th St | Fremont | NE | 68025-5105 | Dodge | NE33801 | Active | na | 1959 | Kewanee | FTFB - Firetube-Firebox Boiler | BOILER ROOM | HWHT - Hot Water Heat | 7/31/2026
Archbishop Bergan High School | 545 E 4th St | Fremont | NE | 68025-5105 | Dodge | NE33802 | Active | n/a | 1959 | Kewanee | FTFB - Firetube-Firebox Boiler | BOILER ROOM | HWHT - Hot Water Heat | 7/31/2026
Fremont Commons Apts | 550 S Johnson Rd | Fremont | NE | 68025-6413 | Dodge | NE41033 | Exempt | 19310 19309 | 2019 | PENTAIR | WT - Water Tube Boiler | Pool Mechanical Room | OPHT - Outdoor Pool Heater | 5/31/2022
Delwin Smeal | 610 west 4th street | Snyder | NE | 68664-2429 | Dodge | NE15366 | Inactive | n/a | 1909 | Reeves | HOBB - Hobby/Antique Boiler | n/a | 0024 - Antique Steam Tractor | 5/31/2012
Uehling Gas N Go | 616 Maple Blvd | Uehling | NE | 68063 | Dodge | NE24356 | Inactive | 149625 | 1998 | Raypak | CPFT - Horiz Cpr Fin Boiler | MECH ROOM | GLFH - Glycol Floor Heat System | 3/31/2019
City of Fremont /Wastewater | 6325 Morningside Rd | Fremont | NE | 68025-7589 | Dodge | NE01577 | Active | 50825 | 2000 | Kewannee | FT - Firetube Boiler | MECH ROOM | BSUP - Bldg Heat & Process | 7/31/2025
City of Fremont /Wastewater | 6325 Morningside Rd | Fremont | NE | 68025-7589 | Dodge | NE01578 | Active | 50832 | 2000 | Kewannee | FT - Firetube Boiler | MECH ROOM | BSUP - Bldg Heat & Process | 7/31/2026
City of Fremont /Wastewater | 6325 Morningside Rd | Fremont | NE | 68025-7589 | Dodge | NE10626 | Active | 763 | 1965 | Pacific Flush Tank Co | FT - Firetube Boiler | Boiler Room | HWHT - Hot Water Heat | 7/31/2026
City of Fremont /Wastewater | 6325 Morningside Rd | Fremont | NE | 68025-7589 | Dodge | NE28814 | Active | 18271 | 2019 | Cleaver Brooks | WT - Water Tube Boiler | Lagoon Boiler Room | HWCA - Hotwater to Coil Htexchgr | 7/31/2026
City of Fremont /Wastewater | 6325 Morningside Rd | Fremont | NE | 68025-7589 | Dodge | NE28815 | Active | 18283 | 2019 | Cleaver Brooks | WT - Water Tube Boiler | Lagoon Boiler Room | HWCA - Hotwater to Coil Htexchgr | 7/31/2026
City of Fremont /Wastewater | 6325 Morningside Rd | Fremont | NE | 68025-7589 | Dodge | NE28816 | Active | 238625 | 2018 | State Industries | CHWH - ASME/Fired Water Heater | Lagoon Boiler Room | HWSD - Hot Water Dom/Potable | 7/31/2026
City of Fremont /Wastewater | 6325 Morningside Rd | Fremont | NE | 68025-7589 | Dodge | NE29088 | Active | 21472 | 2020 | Cleaver Brooks | FT - Firetube Boiler | New Digester Boiler Building | HWCA - Hotwater to Coil Htexchgr | 7/31/2026
City of Fremont /Wastewater | 6325 Morningside Rd | Fremont | NE | 68025-7589 | Dodge | NE29089 | Active | 21465 | 2020 | Cleaver Brooks | FT - Firetube Boiler | New Digister Boiler Building | HWCA - Hotwater to Coil Htexchgr | 7/31/2026
City of Fremont /Wastewater | 6325 Morningside Rd | Fremont | NE | 68025-7589 | Dodge | NE42370 | Active | 272091 | 2020 | A O Smith | CHWH - ASME/Fired Water Heater | Sludge Floor | HWSD - Hot Water Dom/Potable | 7/31/2026
Nye Square Retirement Center | 650 W 21st St | Fremont | NE | 68025-2589 | DODGE | NE15616 | Scrapped/Junked | 104688 | 1992 | Raypak | CPFT - Horiz Cpr Fin Boiler | EQUIP RM | HWHT - Hot Water Heat | 12/31/2014
Nye Square Retirement Center | 650 W 21st St | Fremont | NE | 68025-2589 | DODGE | NE15617 | Out of Service | 104687 | 1992 | Raypak | CPFT - Horiz Cpr Fin Boiler | EQUIP RM | HWHT - Hot Water Heat | 12/31/2022
Nye Square Retirement Center | 650 W 21st St | Fremont | NE | 68025-2589 | DODGE | NE23344 | Exempt 1999 LB-66 |  | 1998 | RUUD | AHWH - ANSI/Fired Water Htr | BOILER ROOM | HWSD - Hot Water Dom/Potable | 1/31/2000
Nye Square Retirement Center | 650 W 21st St | Fremont | NE | 68025-2589 | DODGE | NE25250 | Active | 273718 | 2013 | Lochinvar | WTSS - Watertube SS Steel | basement | HWHT - Hot Water Heat | 12/31/2026
UEHLING ELEMENTARY SCHOOL | 719 OAK ST | UEHLING | NE | 68063 | DODGE | NE32694 | Scrapped/Junked |  | 1969 | BURNHAM COMM/INDUST |  | BASEMENT | STHT - Steam-Heat | 4/30/2006
FREMONT VETERANS CLUB | 750 N Clarmar Ave | Fremont | NE | 68025-4438 | DODGE | NE03450 | Scrapped/Junked |  | 1965 | THERMO PAK | WT - Water Tube Boiler | BOILER ROOM | HWHT - Hot Water Heat | 10/31/2000
Murray Car Wash | 751 S Broad St | Fremont | NE | 68025-6075 | Dodge | NE25622 | Active | 33724 | 1985 | Raypak | CPFT - Horiz Cpr Fin Boiler | MECH ROOM | HWSP - Hot Water Non Potable Supply | 10/31/2026
Murray Car Wash | 751 S Broad St | Fremont | NE | 68025-6075 | Dodge | NE25623 | Scrapped/Junked | 33446 | 1985 | Raypak | CPFT - Horiz Cpr Fin Boiler | MECH ROOM | HWFG - Hotwater Heat Floor-Glycl | 10/31/2019
Murray Car Wash | 751 S Broad St | Fremont | NE | 68025-6075 | Dodge | NE28744 | Active | 38004 | 2017 | Heat Transfer Products Inc. | FTVT - Firetube Vertical TB | Mechanical Room | GLFH - Glycol Floor Heat System | 10/31/2026
Darling Ingredients | 787 E County Road T | Fremont | NE | 68025-7809 | Dodge | NE02984 | Scrapped/Junked | 21780 | 1983 | CLAYTON | COBL - Coil Type Boiler | BOILER ROOM | PROC - Process Steam | 3/31/2011
Darling Ingredients | 787 E County Road T | Fremont | NE | 68025-7809 | Dodge | NE19091 | Active | 24962 | 2011 | CLAYTON | FFSG - Force Flow Steam Generator | Boiler Bldg. | PROC - Process Steam | 3/31/2026
Midland University | 801 E 11th St | Fremont | NE | 68025 | Dodge | NE06071 | Active | 91828 | 2004 | AOSM | CHWH - ASME/Fired Water Heater | Watchorn Footbal Comlex Blr Rm | HWSD - Hot Water Dom/Potable | 9/30/2026
Midland University | 801 E 11th St | Fremont | NE | 68025 | Dodge | NE06072 | Active | 91830 | 2004 | AOSM | CHWH - ASME/Fired Water Heater | Watchorn Footbal Comlex Blr Rm | HWSD - Hot Water Dom/Potable | 9/30/2026
NewStar Sourcing and Service | 805 S Union St | Fremont | NE | 68025-6157 | Dodge | NE04807 | Active | 10862 | 1990 | SUPERIOR BOILERWORKS | FTSM - FTS Marine Dry Back | Blr Rm | PROC - Process Steam | 5/31/2027
YMCA of Fremont | 810 N Lincoln Ave | Fremont | NE | 68025-4488 | Dodge | NE02295 | Inactive |  | 1968 | KEWANEE | FTFB - Firetube-Firebox Boiler | BOILER ROOM | HWHT - Hot Water Heat | 11/30/2007
YMCA of Fremont | 810 N Lincoln Ave | Fremont | NE | 68025-4488 | Dodge | NE02296 | Inactive |  | 1968 | KEWANEE | FTFB - Firetube-Firebox Boiler | BOILER ROOM | HWHT - Hot Water Heat | 11/30/2007
YMCA of Fremont | 810 N Lincoln Ave | Fremont | NE | 68025-4488 | Dodge | NE02297 | Inactive | 1670 | 1968 | SELLERS | FT - Firetube Boiler | BOILER ROOM | HWSD - Hot Water Dom/Potable | 11/30/2007
YMCA of Fremont | 810 N Lincoln Ave | Fremont | NE | 68025-4488 | Dodge | NE10166 | Active | 45915 | 2006 | Aerco International | FTVT - Firetube Vertical TB | BOILER ROOM | HWHT - Hot Water Heat | 2/28/2027
YMCA of Fremont | 810 N Lincoln Ave | Fremont | NE | 68025-4488 | Dodge | NE10167 | Active | 45917 | 2006 | Aerco International | FTVT - Firetube Vertical TB | BOILER ROOM | HWHT - Hot Water Heat | 2/28/2027
YMCA of Fremont | 810 N Lincoln Ave | Fremont | NE | 68025-4488 | Dodge | NE10168 | Exempt 1999 LB-66 | 16948 | 2007 | Precision | HEXC - Heat Exchanger | BOILER ROOM | HWSD - Hot Water Dom/Potable | 2/28/2020
YMCA of Fremont | 810 N Lincoln Ave | Fremont | NE | 68025-4488 | Dodge | NE27459 | Active | 311883 | 2017 | Lochinvar | FTVT - Firetube Vertical TB | Pool Mech. Room | IPHT - Indoor Pool Heater | 2/28/2027
Scribner Good Samaritan | 815 Logan St | Scribner | NE | 68057-3116 | Dodge | NE00059 | Scrapped/Junked | n/a | 2000 | Peerless | CI - Cast Iron | EAST BOILER ROOM | HWHT - Hot Water Heat | 4/30/2018
Scribner Good Samaritan | 815 Logan St | Scribner | NE | 68057-3116 | Dodge | NE00060 | Scrapped/Junked | n/a | 2000 | Peerless | CI - Cast Iron | EAST BOILER ROOM | HWHT - Hot Water Heat | 4/30/2018
Scribner Good Samaritan | 815 Logan St | Scribner | NE | 68057-3116 | Dodge | NE00061 | Scrapped/Junked | n/a | 2000 | Peerless | CI - Cast Iron | EAST BOILER ROOM | HWHT - Hot Water Heat | 4/30/2012
Scribner Good Samaritan | 815 Logan St | Scribner | NE | 68057-3116 | Dodge | NE02548 | Scrapped/Junked | 81746 | 2003 | AOSM | CHWH - ASME/Fired Water Heater | EAST BOILER ROOM | HWSD - Hot Water Dom/Potable | 4/30/2016
Scribner Good Samaritan | 815 Logan St | Scribner | NE | 68057-3116 | Dodge | NE09512 | Scrapped/Junked | 63909 | 2002 | AOSM | CHWH - ASME/Fired Water Heater | BOILER ROOM | HWSD - Hot Water Dom/Potable | 4/30/2016
Scribner Good Samaritan | 815 Logan St | Scribner | NE | 68057-3116 | Dodge | NE09519 | Scrapped/Junked | 63912 | 2001 | AOSM | CHWH - ASME/Fired Water Heater | BOILER ROOM | HWSD - Hot Water Dom/Potable | 4/30/2011
Scribner Good Samaritan | 815 Logan St | Scribner | NE | 68057-3116 | Dodge | NE09520 | Scrapped/Junked | 75065 | 2003 | AOSM | CHWH - ASME/Fired Water Heater | LAUNDRY | HWSD - Hot Water Dom/Potable | 4/30/2016
Scribner Good Samaritan | 815 Logan St | Scribner | NE | 68057-3116 | Dodge | NE15925 | Scrapped/Junked |  | 1970 | PEERLESS HEATER COMPANY |  | WING 200/100 | HWHT - Hot Water Heat | 4/30/2000
Scribner Good Samaritan | 815 Logan St | Scribner | NE | 68057-3116 | Dodge | NE15926 | Scrapped/Junked |  | 1971 | ACKERMAN |  | WING 300 | HWHT - Hot Water Heat | 4/30/2000
Scribner Good Samaritan | 815 Logan St | Scribner | NE | 68057-3116 | Dodge | NE15929 | Inactive |  | 1988 | STATE INDUSTRIES | AHWH - ANSI/Fired Water Htr | BOILER ROOM | HWSD - Hot Water Dom/Potable | 4/30/2003
Scribner Good Samaritan | 815 Logan St | Scribner | NE | 68057-3116 | Dodge | NE18989 | Scrapped/Junked | 27495 | 1994 | AO SMITH | CHWH - ASME/Fired Water Heater | EAST BOILER ROOM | HWSD - Hot Water Dom/Potable | 4/30/2005
Scribner Good Samaritan | 815 Logan St | Scribner | NE | 68057-3116 | Dodge | NE18990 | Scrapped/Junked |  | 1993 | AO SMITH | AHWH - ANSI/Fired Water Htr | WING 100/200 | HWSD - Hot Water Dom/Potable | 4/30/2000
Scribner Good Samaritan | 815 Logan St | Scribner | NE | 68057-3116 | Dodge | NE19553 | Scrapped/Junked | 138604 | 2009 | A O Smith | CHWH - ASME/Fired Water Heater | Boiler Room | HWSD - Hot Water Dom/Potable | 4/30/2018
Scribner Good Samaritan | 815 Logan St | Scribner | NE | 68057-3116 | Dodge | NE21499 | Scrapped/Junked | 18121 | 2010 | Prestige | FTVT - Firetube Vertical TB | Boiler Room | HWHT - Hot Water Heat | 4/30/2018
Scribner Good Samaritan | 815 Logan St | Scribner | NE | 68057-3116 | Dodge | NE24773 | Inactive | 48881 | 1999 | A. O. Smith | CHWH - ASME/Fired Water Heater | LAUNDRY ROOM | HWSD - Hot Water Dom/Potable | 4/30/2003
Scribner Good Samaritan | 815 Logan St | Scribner | NE | 68057-3116 | Dodge | NE26291 | Scrapped/Junked | 197363 | 2014 | AOSM | CHWH - ASME/Fired Water Heater | Mech Room | HWSD - Hot Water Dom/Potable | 4/30/2018
Scribner Good Samaritan | 815 Logan St | Scribner | NE | 68057-3116 | Dodge | NE26292 | Scrapped/Junked | 197479 | 2014 | AOSM | CHWH - ASME/Fired Water Heater | West Boiler Room | HWSD - Hot Water Dom/Potable | 4/30/2018
First United Methodist Church | 815 N Broad St | Fremont | NE | 68025-4128 | Dodge | NE23394 | Scrapped/Junked | N/A | 1970 | Peerless | CI - Cast Iron | BOILER ROOM | STHT - Steam-Heat | 10/31/2019
First United Methodist Church | 815 N Broad St | Fremont | NE | 68025-4128 | Dodge | NE28162 | Active | N/A | 2018 | Peerless | CI - Cast Iron | BOILER ROOM | STHT - Steam-Heat | 10/31/2026
Metro Community College | 835 N Broad St | Fremont | NE | 68025-4128 | Dodge | NE26524 | Active | 101017 | 2009 | Lochinvar | WTSS - Watertube SS Steel | Boiler Room | HWHT - Hot Water Heat | 8/31/2026
Metro Community College | 835 N Broad St | Fremont | NE | 68025-4128 | Dodge | NE26525 | Active | 100977 | 2009 | Lochinvar | WTSS - Watertube SS Steel | Boiler Room | HWHT - Hot Water Heat | 8/31/2026
Metro Community College | 835 N Broad St | Fremont | NE | 68025-4128 | Dodge | NE32101 | Inactive | 27671 | 1966 | KEWANEE | FTSM - FTS Marine Dry Back | BOILER ROOM | STHT - Steam-Heat | 8/31/2005
Fremont Surgical Center | 840 E 29th St | Fremont | NE | 68025-4677 | Dodge | NE08184 | Scrapped/Junked | 18454 | 2006 | MUNCHKIN | WT - Water Tube Boiler | MECH RM Blr#3 | HWHT - Hot Water Heat | 8/31/2019
Fremont Surgical Center | 840 E 29th St | Fremont | NE | 68025-4677 | Dodge | NE08185 | Scrapped/Junked | 18451 | 2006 | MUNCHKIN | WT - Water Tube Boiler | MECH RM #1 | HWHT - Hot Water Heat | 8/31/2019
Fremont Surgical Center | 840 E 29th St | Fremont | NE | 68025-4677 | Dodge | NE08186 | Scrapped/Junked | 19557 | 2006 | MUNCHKIN | WT - Water Tube Boiler | MECH ROOM Blr#2 | HWHT - Hot Water Heat | 8/31/2018
Fremont Surgical Center | 840 E 29th St | Fremont | NE | 68025-4677 | Dodge | NE08187 | Scrapped/Junked | 17925 | 2006 | MUNCHKIN | WT - Water Tube Boiler | MECH RM Blr#4 | HWHT - Hot Water Heat | 8/31/2019
Fremont Surgical Center | 840 E 29th St | Fremont | NE | 68025-4677 | Dodge | NE26511 | Active | 2997 | 2012 | Steris Corp | ELBL - Electric Boiler | Sterile Room | STER - Sterilizer | 5/31/2027
Fremont Surgical Center | 840 E 29th St | Fremont | NE | 68025-4677 | Dodge | NE26512 | Active | 2999 | 2012 | Steris Corp | ELBL - Electric Boiler | Sterile Room | STER - Sterilizer | 5/31/2027
Fremont Surgical Center | 840 E 29th St | Fremont | NE | 68025-4677 | Dodge | NE26513 | Out of Service | 3968 | 2007 | Steris Corp | ELBL - Electric Boiler | Sterile Room | STER - Sterilizer | 5/31/2025
Fremont Surgical Center | 840 E 29th St | Fremont | NE | 68025-4677 | Dodge | NE27983 | Active | 82100 | 2018 | Aerco | FTVT - Firetube Vertical TB | Boiler Room | HWHT - Hot Water Heat | 5/31/2027
Fremont Surgical Center | 840 E 29th St | Fremont | NE | 68025-4677 | Dodge | NE27984 | Active | 82065 | 2018 | Aerco | FTVT - Firetube Vertical TB | Boiler Room | HWHT - Hot Water Heat | 5/31/2027
Fremont Surgical Center | 840 E 29th St | Fremont | NE | 68025-4677 | Dodge | NE43053 | Active | 34376 | 2023 | Steris Corp | ELBL - Electric Boiler | Sterile Room | STER - Sterilizer | 5/31/2027
MILES FREMONT GREENHOUSE | 850 W Linden Ave | Fremont | NE | 68025-4052 | DODGE | NE30581 | Inactive |  | 1964 | KEWANEE | FT - Firetube Boiler |  | HWHT - Hot Water Heat | 12/31/1995
Nebraska Sports | 866 E 23rd St | Fremont | NE | 68025-2445 | Dodge | NE20147 | Out of Service | 9999 | 1975 | American Standard | CI - Cast Iron | Boiler Room | HWHT - Hot Water Heat | 11/30/2009
Fourth Street Laundromat | 87 W 4Th St | Fremont | NE | 68025-4948 | Dodge | NE10164 | Active | 114066 | 2007 | AOSM | CHWH - ASME/Fired Water Heater | MECH ROOM | HWSD - Hot Water Dom/Potable | 2/28/2027
Fourth Street Laundromat | 87 W 4Th St | Fremont | NE | 68025-4948 | Dodge | NE10165 | Inactive | 112087 | 2007 | A O Smith | CHWH - ASME/Fired Water Heater | MECH ROOM | HWSD - Hot Water Dom/Potable | 2/28/2025
Fourth Street Laundromat | 87 W 4Th St | Fremont | NE | 68025-4948 | Dodge | NE40921 | Scrapped/Junked |  | 1989 | AOSM | AHWH - ANSI/Fired Water Htr | MECH ROOM | HWSD - Hot Water Dom/Potable | 10/31/2007
Fourth Street Laundromat | 87 W 4Th St | Fremont | NE | 68025-4948 | Dodge | NE40922 | Scrapped/Junked |  | 1988 | AO SMITH | AHWH - ANSI/Fired Water Htr | MECH ROOM | HWSD - Hot Water Dom/Potable | 10/31/2007
INDUSTRIAL ARTS BUILDING | 8TH & MAIN | FREMONT | NE | 68025 | DODGE | NE14546 | Inactive | 69323 | 1988 | RAYPAK INC, CALIFORNIA | CHWH - ASME/Fired Water Heater | BOILER ROOM | HWSD - Hot Water Dom/Potable | 8/31/2001
FX Technology & Products LLC | 900 E Factory St | Fremont | NE | 68025-6226 | DODGE | NE05517 | Inactive | 6435 | 1956 | Leffel | FTSM - FTS Marine Dry Back | Boiler Room | PROC - Process Steam | 4/30/2010
FX Technology & Products LLC | 900 E Factory St | Fremont | NE | 68025-6226 | DODGE | NE13092 | Inactive | 6678 | 1960 | Leffel | FT - Firetube Boiler | BOILER ROOM | PROC - Process Steam | 4/30/1994
FX Technology & Products LLC | 900 E Factory St | Fremont | NE | 68025-6226 | DODGE | NE14058 | Inactive | 17112 | 1968 | Cleaver & Brooks | FTSM - FTS Marine Dry Back | Boiler Room | PROC - Process Steam | 6/30/2008
FX Technology & Products LLC | 900 E Factory St | Fremont | NE | 68025-6226 | DODGE | NE14123 | Inactive | 2272 | 2009 | CAMUS HYDRONICS LIMITED | CPFT - Horiz Cpr Fin Boiler | BOILER ROOM | HWSP - Hot Water Non Potable Supply | 5/31/2014
Midland University | 900 N Clarkson St | Fremont | NE | 68025-4254 | Dodge | NE05015 | Inactive | 28123 | 1992 | Loch | CPFT - Horiz Cpr Fin Boiler | BEEGLE HALL W. BLR RM | HWSD - Hot Water Dom/Potable | 9/30/2025
Midland University | 900 N Clarkson St | Fremont | NE | 68025-4254 | Dodge | NE05090 | Active | 51226 | 1995 | Loch | CPFT - Horiz Cpr Fin Boiler | GUNDERSON HALL BLR RM | HWSD - Hot Water Dom/Potable | 9/30/2026
Midland University | 900 N Clarkson St | Fremont | NE | 68025-4254 | Dodge | NE05173 | Inactive |  | 1988 | AMERICAN STANDARD |  |  | STHT - Steam-Heat | 9/30/1999
Midland University | 900 N Clarkson St | Fremont | NE | 68025-4254 | Dodge | NE05489 | Scrapped/Junked | 62139 | 1996 | Loch | CPFT - Horiz Cpr Fin Boiler | BEEGLE HALL E. BLR RM | HWSD - Hot Water Dom/Potable | 9/30/2024
Midland University | 900 N Clarkson St | Fremont | NE | 68025-4254 | Dodge | NE28306 | Active | 347164 | 2019 | Lochinvar | FTVT - Firetube Vertical TB | Benton Hall | HWHT - Hot Water Heat | 9/30/2026
Midland University | 900 N Clarkson St | Fremont | NE | 68025-4254 | Dodge | NE28307 | Active | 347165 | 2019 | Lochinvar | FTVT - Firetube Vertical TB | Benton Hall | HWHT - Hot Water Heat | 9/30/2026
Midland University | 900 N Clarkson St | Fremont | NE | 68025-4254 | Dodge | NE28914 | Active | 264160 | 2020 | A O Smith | CHWH - ASME/Fired Water Heater | Miller Hall | HWSD - Hot Water Dom/Potable | 9/30/2026
Midland University | 900 N Clarkson St | Fremont | NE | 68025-4254 | Dodge | NE28915 | Active | 263243 | 2019 | A O Smith | CHWH - ASME/Fired Water Heater | Miller Hall | HWSD - Hot Water Dom/Potable | 9/30/2026
Midland University | 900 N Clarkson St | Fremont | NE | 68025-4254 | Dodge | NE32557 | Inactive | Unk | 1949 | KEWA | FTFB - Firetube-Firebox Boiler | OLSON STUDENT CTR BLR RM | STHT - Steam-Heat | 9/30/2021
Midland University | 900 N Clarkson St | Fremont | NE | 68025-4254 | Dodge | NE32558 | Out of Service | Unk | 1950 | KEWA | FTFB - Firetube-Firebox Boiler | OLSON STUDENT CTR BLR RM | STHT - Steam-Heat | 9/30/2012
Midland University | 900 N Clarkson St | Fremont | NE | 68025-4254 | Dodge | NE32673 | Scrapped/Junked | 1404 | 1965 | KEWA | FTFB - Firetube-Firebox Boiler | GUNDERSON HALL BLR RM | HWHT - Hot Water Heat | 9/30/2021
Midland University | 900 N Clarkson St | Fremont | NE | 68025-4254 | Dodge | NE32678 | Scrapped/Junked | Unk | 1967 | KEWA | FTFB - Firetube-Firebox Boiler | BENTON HALL BLR RM | HWDP - Hotwater Heat & Dom Supply | 9/30/2019
Midland University | 900 N Clarkson St | Fremont | NE | 68025-4254 | Dodge | NE32680 | Active | 8685 | 1968 | KEWA | FTFB - Firetube-Firebox Boiler | HOPKINS HALL BLR RM | STHT - Steam-Heat | 9/30/2026
Midland University | 900 N Clarkson St | Fremont | NE | 68025-4254 | Dodge | NE32681 | Active | 8698 | 1968 | KEWA | FTWB - FTS Marine Wet Back | HOPKINS HALL BLR RM | STHT - Steam-Heat | 9/30/2026
Midland University | 900 N Clarkson St | Fremont | NE | 68025-4254 | Dodge | NE32682 | Active | 8699 | 1968 | Kewanee | FTWB - FTS Marine Wet Back | HOPKINS HALL BLR RM | STHT - Steam-Heat | 9/30/2026
Midland University | 900 N Clarkson St | Fremont | NE | 68025-4254 | Dodge | NE32709 | Inactive |  | 1960 | KEWANEE | FT - Firetube Boiler |  | HWHT - Hot Water Heat | 7/31/1991
Midland University | 900 N Clarkson St | Fremont | NE | 68025-4254 | Dodge | NE41416 | Active | 494068 | 2021 | Laars | WTSS - Watertube SS Steel | Gunderson Hall | HWHT - Hot Water Heat | 9/30/2026
Midland University | 900 N Clarkson St | Fremont | NE | 68025-4254 | Dodge | NE41417 | Active | 494065 | 2021 | Laars | WTSS - Watertube SS Steel | Gunderson Hall | HWHT - Hot Water Heat | 9/30/2026
Midland University | 900 N Clarkson St | Fremont | NE | 68025-4254 | Dodge | NE42893 | Active | 407493 | 2023 | Lochinvar | CPFH - Copper Fin Water Heater | Boiler Room | HWSD - Hot Water Dom/Potable | 9/30/2026
Midland University | 900 N Clarkson St | Fremont | NE | 68025-4254 | Dodge | NE43475 | Active | 437785 | 2025 | Lochinvar | CPFH - Copper Fin Water Heater | Beegle West boiler room | HWSD - Hot Water Dom/Potable | 9/30/2026
Wholestone Farms Cooperative | 900 S Platte Ave | Fremont | NE | 68025-6232 | Dodge | NE00329 | Exempt | NB113307 | 1993 | Frick | UFPV - Unfired Pressure Vessel | COMPRESSOR ROOM | 0033 - Oil Seperator | 7/31/2018
Wholestone Farms Cooperative | 900 S Platte Ave | Fremont | NE | 68025-6232 | Dodge | NE00330 | Exempt | NB113308 | 1993 | Frick | UFPV - Unfired Pressure Vessel | COMPRESSSOR ROOM | SEPR - Separator | 7/31/2018
Wholestone Farms Cooperative | 900 S Platte Ave | Fremont | NE | 68025-6232 | Dodge | NE00331 | Exempt | NB1714 | 1974 | Simco | UTNK - Unfired Vertical Tank | COMPRESSOR ROOM | SEPR - Separator | 7/31/2018
Wholestone Farms Cooperative | 900 S Platte Ave | Fremont | NE | 68025-6232 | Dodge | NE00332 | Exempt | NB1490 | 1972 | Simco | UTNK - Unfired Vertical Tank | COMPRESSOR ROOM | SEPR - Separator | 7/31/2018
Wholestone Farms Cooperative | 900 S Platte Ave | Fremont | NE | 68025-6232 | Dodge | NE00333 | Exempt | NB1315 | 1975 | Simco | UTNK - Unfired Vertical Tank | COMPRESSOR | SEPR - Separator | 7/13/2014
Wholestone Farms Cooperative | 900 S Platte Ave | Fremont | NE | 68025-6232 | Dodge | NE00334 | Inactive | NB46274 | 2004 | Vilter Mfg Corp | Ammonia Storage Tank | COMPRESSOR | STOR - Storage Vessel | 7/13/2007
Wholestone Farms Cooperative | 900 S Platte Ave | Fremont | NE | 68025-6232 | Dodge | NE00335 | Scrapped/Junked | NB1696 | 1973 | Simco | UTNK - Unfired Vertical Tank | COMPRESSOR ROOM | SEPR - Separator | 7/31/2016
Wholestone Farms Cooperative | 900 S Platte Ave | Fremont | NE | 68025-6232 | Dodge | NE05865 | Scrapped/Junked | 1137 | 1949 | Brothers Inc |  |  | PROC - Process Steam | 5/31/1999
Wholestone Farms Cooperative | 900 S Platte Ave | Fremont | NE | 68025-6232 | Dodge | NE05866 | Scrapped/Junked | 1137 | 1949 | Brothers Inc |  |  | PROC - Process Steam | 5/31/1999
Wholestone Farms Cooperative | 900 S Platte Ave | Fremont | NE | 68025-6232 | Dodge | NE14062 | Out of Service | 3697 | 1968 | Murray Iron Works | WT - Water Tube Boiler | Boiler Room | PROC - Process Steam | 5/31/2025
Wholestone Farms Cooperative | 900 S Platte Ave | Fremont | NE | 68025-6232 | Dodge | NE19596 | Scrapped/Junked | 22729 | 2011 | Refridgeration Valves and Systems Corp. | HTNK - Horizontal UFPV | Old Pickle Room | REFR - Refrigerant Storage/Supp | 7/31/2021
Wholestone Farms Cooperative | 900 S Platte Ave | Fremont | NE | 68025-6232 | Dodge | NE22083 | Out of Service | 308 | 2005 | E Tech | ECON - Boiler Economizer | BOILER NE40910 | HTEX - Heat Exchanger | 5/31/2016
Wholestone Farms Cooperative | 900 S Platte Ave | Fremont | NE | 68025-6232 | Dodge | NE22084 | Scrapped/Junked | 307 | 2005 | Economaster | ECON - Boiler Economizer | On Boiler NE40911 | ECON - Boiler Economizer | 5/31/2016
Wholestone Farms Cooperative | 900 S Platte Ave | Fremont | NE | 68025-6232 | Dodge | NE22085 | Inactive | 608 | 1999 | Precision | ECON - Boiler Economizer | On Boiler NE14062 | ECON - Boiler Economizer | 5/31/2020
Wholestone Farms Cooperative | 900 S Platte Ave | Fremont | NE | 68025-6232 | Dodge | NE22086 | Exempt | 16166 | 2003 | HENRY | UFPV - Unfired Pressure Vessel | Compressor Room | 0017 - Ammonia Receiver | 7/31/2018
Wholestone Farms Cooperative | 900 S Platte Ave | Fremont | NE | 68025-6232 | Dodge | NE22087 | Exempt | 18821 | 2006 | HENRY | UFPV - Unfired Pressure Vessel | Compressor Room | 0017 - Ammonia Receiver | 7/31/2018
Wholestone Farms Cooperative | 900 S Platte Ave | Fremont | NE | 68025-6232 | Dodge | NE22088 | Scrapped/Junked | 103 | 2007 | Avure | UFPV - Unfired Pressure Vessel | Sterilize | 0052 - Process Cooler | 7/31/2014
Wholestone Farms Cooperative | 900 S Platte Ave | Fremont | NE | 68025-6232 | Dodge | NE24155 | Active | 12779 | 2011 | H A Phillips | HTNK - Horizontal UFPV | Production | 0019 - Sub-Cooler | 7/31/2027
Wholestone Farms Cooperative | 900 S Platte Ave | Fremont | NE | 68025-6232 | Dodge | NE25205 | Scrapped/Junked | 340 | 2012 | Avure | UFPV - Unfired Pressure Vessel | Sterilize | PROD - Product Testing | 7/31/2020
Wholestone Farms Cooperative | 900 S Platte Ave | Fremont | NE | 68025-6232 | Dodge | NE29096 | Out of Service | 11067 | 2020 | Vapor Corp | COBL - Coil Type Boiler | Waste Water Building | PROC - Process Steam | 7/31/2024
Wholestone Farms Cooperative | 900 S Platte Ave | Fremont | NE | 68025-6232 | Dodge | NE29097 | Out of Service | 11068 | 2020 | Vapor Corp | COBL - Coil Type Boiler | Waste Water Building | PROC - Process Steam | 7/31/2023
Wholestone Farms Cooperative | 900 S Platte Ave | Fremont | NE | 68025-6232 | Dodge | NE29098 | Active | 498888 | 2020 | Lochinvar | WTSS - Watertube SS Steel | Waste Water Building | HWSD - Hot Water Dom/Potable | 7/31/2026
Wholestone Farms Cooperative | 900 S Platte Ave | Fremont | NE | 68025-6232 | Dodge | NE40910 | Active | 9653 | 1999 | Johnston Boiler Co. | FTSM - FTS Marine Dry Back | Boiler Room | PROC - Process Steam | 5/31/2026
Wholestone Farms Cooperative | 900 S Platte Ave | Fremont | NE | 68025-6232 | Dodge | NE40911 | Active | 9614 | 1999 | Johnston Boiler Co. | FTSM - FTS Marine Dry Back | Boiler Room | PROC - Process Steam | 5/31/2026
Wholestone Farms Cooperative | 900 S Platte Ave | Fremont | NE | 68025-6232 | Dodge | NE42072 | Active | 11878 | 2022 | Johnston Boiler Co. | FTSM - FTS Marine Dry Back | Boiler Room | PROC - Process Steam | 7/31/2026
Wholestone Farms Cooperative | 900 S Platte Ave | Fremont | NE | 68025-6232 | Dodge | NE42179 | Active | 11879 | 2022 | Johnston Boiler Co. | FTSM - FTS Marine Dry Back | Boiler Room | PROC - Process Steam | 7/31/2026
Wholestone Farms Cooperative | 900 S Platte Ave | Fremont | NE | 68025-6232 | Dodge | NE42396 | Out of Service | 541757 | 2021 | Lochinvar | WT - Water Tube Boiler | Water Supply Bldg. | HWCA - Hotwater to Coil Htexchgr | 7/31/2024
Wholestone Farms Cooperative | 900 S Platte Ave | Fremont | NE | 68025-6232 | Dodge | NE42397 | Out of Service | 541758 | 2021 | Lochinvar | WT - Water Tube Boiler | Water Supply Bldg. | HWCA - Hotwater to Coil Htexchgr | 7/31/2024
Wholestone Farms Cooperative | 900 S Platte Ave | Fremont | NE | 68025-6232 | Dodge | NE42799 | Active | 12015 | 2024 | Johnston Boiler Co. | FT - Firetube Boiler | Boiler Room | PROC - Process Steam | 7/31/2026
St Lawrence Church | 910 Grant St | Scribner | NE | 68057-3125 | Dodge | NE37543 | Active | n/a | 1960 | USRA | CI - Cast Iron | BASEMENT | HWHT - Hot Water Heat | 10/31/2026
Southmost Drywall | 910 N Lincoln Ave | Fremont | NE | 68025-4487 | Dodge | NE30174 | Out of Service | N/A | 1989 | Peerless | CI - Cast Iron | BOILER ROOM | STHT - Steam-Heat | 2/28/2017
Davenport Elementary School | 940 Michael St | Fremont | NE | 68025-3884 | DODGE | NE01489 | Active | 10951 | 2000 | Aldrich | FTFB - Firetube-Firebox Boiler | BOILER ROOM | STHT - Steam-Heat | 2/28/2027
Davenport Elementary School | 940 Michael St | Fremont | NE | 68025-3884 | DODGE | NE33525 | Inactive |  | 1965 | KEWANEE | FT - Firetube Boiler | BOILER ROOM | STHT - Steam-Heat | 8/31/2000
Provimi North American (Cargill) | 943 Schneider St | Fremont | NE | 68025-6133 | Dodge | NE13354 | Active | 12144 | 1993 | Superior Boiler Works | FTSM - FTS Marine Dry Back | BOILER HOUSE | PROC - Process Steam | 6/30/2026
Horizon Bio Fuels Inc | 950 S Union St | Fremont | NE | 68025-6124 | Dodge | NE14085 | Inactive | 29764 | 1973 | CLEA | FTSM - FTS Marine Dry Back | BOILER ROOM | PROC - Process Steam | 10/31/2000
CENTRAL OFFICE BUILDING | 957 N Pierce St | Fremont | NE | 68025-3949 | DODGE | NE20122 | Exempt 1999 LB-66 |  | 1987 | AO SMITH | AHWH - ANSI/Fired Water Htr |  | HWSD - Hot Water Dom/Potable | 8/31/1999
CENTRAL OFFICE BUILDING | 957 N Pierce St | Fremont | NE | 68025-3949 | DODGE | NE20123 | Exempt 1999 LB-66 |  | 1988 | AO SMITH | AHWH - ANSI/Fired Water Htr |  | HWSD - Hot Water Dom/Potable | 8/31/1999
Fremont Beef Company | 960 Schneider St | Fremont | NE | 68025-6134 | Dodge | NE04835 | Inactive | 27751 | 1989 | BRYAN STEAM LLC | WT - Water Tube Boiler | BOILER ROOM | PROC - Process Steam | 10/31/2003
Fremont Beef Company | 960 Schneider St | Fremont | NE | 68025-6134 | Dodge | NE15336 | Out of Service | 68243 | 1989 | CLEA | FTSM - FTS Marine Dry Back | Portable Temporary | BSUP - Bldg Heat & Process | 10/31/2022
Fremont Beef Company | 960 Schneider St | Fremont | NE | 68025-6134 | Dodge | NE18373 | Out of Service | 2562 | 1995 | HURST | FTSM - FTS Marine Dry Back | BOILER ROOM | PROC - Process Steam | 5/31/2022
Fremont Beef Company | 960 Schneider St | Fremont | NE | 68025-6134 | Dodge | NE41516 | Active | 19776 | 2021 | Superior Boiler Works | FTSM - FTS Marine Dry Back | Boiler Room | PROC - Process Steam | 2/28/2027
MAJIC WASH OF FREMONT | E 23RD & CEDAR ST | FREMONT | NE | 68025 | DODGE | NE40386 | Scrapped/Junked | 70293 | 1988 | RAYPAK INC, CALIFORNIA | CPFT - Horiz Cpr Fin Boiler | MECHANICAL ROOM | HWHT - Hot Water Heat | 10/31/2006
MAJIC WASH OF FREMONT | E 23RD & CEDAR ST | FREMONT | NE | 68025 | DODGE | NE40387 | Scrapped/Junked |  | 1979 | RAYPAK INC, CALIFORNIA | CPFT - Horiz Cpr Fin Boiler | MECHANICAL ROOM | HWSP - Hot Water Non Potable Supply | 10/31/2006
Scribner Grain & Lumber | Hwy 275 & Main St | Scribner | NE |  | Dodge | NE30857 | Scrapped/Junked | 12366 | 1994 | Superior Boiler Works | FTSM - FTS Marine Dry Back | Feed Room | PROC - Process Steam | 6/30/2013
SCRIBNER ALFALFA COMPANY | HWY 275 W | SCRIBNER | NE | 68057 | DODGE | NE11274 | Inactive | 1301 | 1964 | NEBRASKA BOILER | WT - Water Tube Boiler | BOILER ROOM | PROC - Process Steam | 4/30/2004
TRANSCO FEED PRODUCTS | PO Box 117 | Nickerson | NE | 68044-0117 | DODGE | NE10729 | Inactive | 932 | 1958 | NEBRASKA BOILER | WT - Water Tube Boiler | BOILER ROOM | PROC - Process Steam | 4/30/1986
Uknown | PO Box 308 | Dodge | NE | 68633-0308 | Dodge | NE04556 | Inactive | 6353 | 1976 | John |  | BOILER ROOOM | PROC - Process Steam | 10/31/2003
Smeal Antique Trust | PO Box 8 | Snyder | NE | 68664-0008 | DODGE | NE01369 | Inactive |  | 1916 | REEVES | FT - Firetube Boiler | PORTABLE | 0024 - Antique Steam Tractor | 5/31/1991
Smeal Antique Trust | PO Box 8 | Snyder | NE | 68664-0008 | DODGE | NE01373 | Inactive |  | 1915 | REEVES | FT - Firetube Boiler | PORTABLE | 0024 - Antique Steam Tractor | 5/31/1991
Smeal Antique Trust | PO Box 8 | Snyder | NE | 68664-0008 | DODGE | NE01374 | Inactive |  | 1914 | REEVES | FT - Firetube Boiler | PORTABLE | 0024 - Antique Steam Tractor | 5/31/1991
Smeal Antique Trust | PO Box 8 | Snyder | NE | 68664-0008 | DODGE | NE01387 | Inactive |  | 1910 | REEVES | FT - Firetube Boiler | PORTABLE | 0024 - Antique Steam Tractor | 6/30/1986
Smeal Antique Trust | PO Box 8 | Snyder | NE | 68664-0008 | DODGE | NE01398 | Inactive | N/A | 1910 | REEVES | HOBB - Hobby/Antique Boiler | PORTABLE | 0024 - Antique Steam Tractor | 5/31/2017
Smeal Antique Trust | PO Box 8 | Snyder | NE | 68664-0008 | DODGE | NE30412 | Inactive | N/A | 1905 | CASE | HOBB - Hobby/Antique Boiler | PORTABLE | 0024 - Antique Steam Tractor | 5/31/2017
MUSBACH MUSEUM | RR 2 | SCRIBNER | NE | 68057 | DODGE | NE01218 | Inactive |  | 1910 | AULTMAN-TAYLOR | FT - Firetube Boiler | PORTABLE | 0024 - Antique Steam Tractor | 6/30/1989
HILLSIDE DEHY | S HWY 77 | UEHLING | NE | 68063 | DODGE | NE16491 | Inactive | 1221 | 1965 | SUPERIOR BOILERWORKS | FT - Firetube Boiler | DAIRY BLDG | PROC - Process Steam | 5/31/1994
ConAgra Brands | 1 Conagra Dr | Omaha | NE | 68102-5003 | Douglas | NE05908 | Exempt 1999 LB-66 |  | 1998 | AO SMITH | AHWH - ANSI/Fired Water Htr | 1 CONAGRA DR/OFC | HWSD - Hot Water Dom/Potable | 10/31/1999
ConAgra Brands | 1 Conagra Dr | Omaha | NE | 68102-5003 | Douglas | NE07859 | Scrapped/Junked | 52543 | 1999 | AO SMITH | CHWH - ASME/Fired Water Heater | BLDG #1 | HWSD - Hot Water Dom/Potable | 10/31/2007
ConAgra Brands | 1 Conagra Dr | Omaha | NE | 68102-5003 | Douglas | NE15407 | Scrapped/Junked | 6580 | 1990 | ALDR | FTVT - Firetube Vertical TB | Building 1 | HWHT - Hot Water Heat | 10/31/2012
Chancery | 100 N 62nd St | Omaha | NE | 68132-2702 | Douglas | NE18065 | Scrapped/Junked | 34868 | 1994 | Bryan | WT - Water Tube Boiler | BOILER ROOM | HWHT - Hot Water Heat | 2/28/2026
Chancery | 100 N 62nd St | Omaha | NE | 68132-2702 | Douglas | NE18066 | Scrapped/Junked | 34867 | 1994 | Bryan | WT - Water Tube Boiler | BOILER ROOM | HWHT - Hot Water Heat | 2/28/2026
Chancery | 100 N 62nd St | Omaha | NE | 68132-2702 | Douglas | NE43904 | Active | 641609 | 2025 | Sermeta | WTSS - Watertube SS Steel | Boiler Room | HWHT - Hot Water Heat | 1/31/2027
Chancery | 100 N 62nd St | Omaha | NE | 68132-2702 | Douglas | NE43905 | Active | 641620 | 2025 | Sermeta | WTSS - Watertube SS Steel | Boiler Room | HWHT - Hot Water Heat | 1/31/2027
The Wire | 100 S 19th St | Omaha | NE | 68102-1305 | Douglas | NE24840 | Active | 17556 | 2013 | PENTAIR | WT - Water Tube Boiler | pool area | IPHT - Indoor Pool Heater | 6/30/2026
CARL'S TAILORS | 1000 N 72nd St | Omaha | NE | 68114-3245 | Douglas | NE12720 | Inactive | 26900 | 1967 | PM LATTNER MFR COMPANY | ELBL - Electric Boiler | BOILER ROOM | PROC - Process Steam | 11/30/1993
Exec Centre | 1000 N 90th St | Omaha | NE | 68114-2764 | Douglas | NE21821 | Scrapped/Junked | 9116 | 1997 | ALES | FTVT - Firetube Vertical TB | BOILER ROOM | HWHT - Hot Water Heat | 10/31/2019
Exec Centre | 1000 N 90th St | Omaha | NE | 68114-2764 | Douglas | NE28060 | Active | 331618 | 2018 | Lochinvar | WT - Water Tube Boiler | mech room | HWHT - Hot Water Heat | 10/31/2026
Exec Centre | 1000 N 90th St | Omaha | NE | 68114-2764 | Douglas | NE28061 | Active | 332300 | 2018 | Lochinvar | WT - Water Tube Boiler | mech room | HWHT - Hot Water Heat | 10/31/2026
Westroads Mall | 10000 California St | Omaha | NE | 68114-2355 | Douglas | NE29227 | Active | 5496 | 2020 | Viessman | WT - Water Tube Boiler | BOILER ROOM | HWHT - Hot Water Heat | 2/28/2026
Westroads Mall | 10000 California St | Omaha | NE | 68114-2355 | Douglas | NE29228 | Active | 5497 | 2020 | Viessman | WT - Water Tube Boiler | BOILER ROOM | HWHT - Hot Water Heat | 2/28/2026
Westroads Mall | 10000 California St | Omaha | NE | 68114-2355 | Douglas | NE29229 | Active | 4983 | 2020 | Viessman | WT - Water Tube Boiler | BOILER ROOM | HWHT - Hot Water Heat | 2/28/2026
Westroads Mall | 10000 California St | Omaha | NE | 68114-2355 | Douglas | NE29230 | Active | 5479 | 2020 | Viessman | WT - Water Tube Boiler | BOILER ROOM | HWHT - Hot Water Heat | 2/28/2026
Westroads Mall | 10000 California St | Omaha | NE | 68114-2355 | Douglas | NE32897 | Scrapped/Junked | 4188 | 1967 | Kewanee | FTWB - FTS Marine Wet Back | BOILER ROOM | STHT - Steam-Heat | 1/31/2021
Westroads Mall | 10000 California St | Omaha | NE | 68114-2355 | Douglas | NE32898 | Scrapped/Junked | 4187 | 1967 | Kewanee | FTWB - FTS Marine Wet Back | BOILER ROOM | STHT - Steam-Heat | 1/31/2021
Flagship Restaurant Group | 10000 California St | Omaha | NE | 68114-2355 | Douglas | NE26132 | Active | 64740 | 2015 | PVI Industries | CHWH - ASME/Fired Water Heater | basement | HWSD - Hot Water Dom/Potable | 12/31/2027
Flagship Restaurant Group | 10000 California St | Omaha | NE | 68114-2355 | Douglas | NE26133 | Active | 65441 | 2015 | PVI Industries | CHWH - ASME/Fired Water Heater | basement | HWSD - Hot Water Dom/Potable | 12/31/2027
TGI Friday's | 10000 California St Ste 3240 | Omaha | NE | 68114-2311 | Douglas | NE01716 | Scrapped/Junked | 3002 | 2004 | AO SMITH | COBL - Coil Type Boiler | EQUIPMENT ROOM | HWSD - Hot Water Dom/Potable | 8/31/2009
TGI Friday's | 10000 California St Ste 3240 | Omaha | NE | 68114-2311 | Douglas | NE21647 | Scrapped/Junked | 28967 | 1995 | AO SMITH | WT - Water Tube Boiler | EQUIP ROOM | HWSD - Hot Water Dom/Potable | 6/30/2004
OLD YOUNKERS STORE | 10001 Nicholas St | Omaha | NE | 68114-2173 | Douglas | NE04586 | Scrapped/Junked | 35215 | 1981 | PM LATTNER MFR COMPANY | ELBL - Electric Boiler |  | PROC - Process Steam | 11/30/1999
OLD YOUNKERS STORE | 10001 Nicholas St | Omaha | NE | 68114-2173 | Douglas | NE04587 | Inactive | 35114 | 1981 | PM LATTNER MFR COMPANY | ELBL - Electric Boiler |  | PROC - Process Steam | 11/30/1999
OLD YOUNKERS STORE | 10001 Nicholas St | Omaha | NE | 68114-2173 | Douglas | NE11918 | Scrapped/Junked |  | 1967 | RHEEM MANUFACTURING CO | AHWH - ANSI/Fired Water Htr |  | HWSD - Hot Water Dom/Potable | 11/30/1997
OLD YOUNKERS STORE | 10001 Nicholas St | Omaha | NE | 68114-2173 | Douglas | NE11919 | Scrapped/Junked |  | 1967 | RHEEM MANUFACTURING CO | AHWH - ANSI/Fired Water Htr |  | HWSD - Hot Water Dom/Potable | 11/30/1997
OLD YOUNKERS STORE | 10001 Nicholas St | Omaha | NE | 68114-2173 | Douglas | NE14996 | Scrapped/Junked | 31235 | 1985 | PM LATTNER MFR COMPANY | ELBL - Electric Boiler | ALTERATIONS | PROC - Process Steam | 12/31/2001
OLD YOUNKERS STORE | 10001 Nicholas St | Omaha | NE | 68114-2173 | Douglas | NE16009 | Inactive | 10469 | 1987 | CLEVELAND | FT - Firetube Boiler |  | PROC - Process Steam | 11/30/1992
Hilton Omaha | 1001 Cass St | Omaha | NE | 68102-1152 | Douglas | NE01680 | Scrapped/Junked | 3396 | 2003 | PENTAIR | CPFT - Horiz Cpr Fin Boiler | POOL AREA | IPHT - Indoor Pool Heater | 4/30/2013
Hilton Omaha | 1001 Cass St | Omaha | NE | 68102-1152 | Douglas | NE01681 | Scrapped/Junked | 3397 | 2003 | PENTAIR | CPFT - Horiz Cpr Fin Boiler | POOL AREA | IPHT - Indoor Pool Heater | 4/30/2013
Hilton Omaha | 1001 Cass St | Omaha | NE | 68102-1152 | Douglas | NE26337 | Scrapped/Junked | 340137 | 2012 | Raypak | CPPH - Ansi Cpr Fin Pool Heater | pool area | SPAJ - Spa/Jacuzzi Heater | 3/31/2019
Hilton Omaha | 1001 Cass St | Omaha | NE | 68102-1152 | Douglas | NE26338 | Scrapped/Junked | 340148 | 2012 | Raypak | CPPH - Ansi Cpr Fin Pool Heater | pool area | SPAJ - Spa/Jacuzzi Heater | 3/31/2019
Hilton Omaha | 1001 Cass St | Omaha | NE | 68102-1152 | Douglas | NE43267 | Active | 553761 | 2023 | Raypak | CPPH - Ansi Cpr Fin Pool Heater | Pool Mech Room | IPHT - Indoor Pool Heater | 4/30/2026
Hilton Omaha | 1001 Cass St | Omaha | NE | 68102-1152 | Douglas | NE43268 | Active | 562147 | 2023 | Raypak | CPPH - Ansi Cpr Fin Pool Heater | Pool Mech Room | IPHT - Indoor Pool Heater | 4/30/2026
Office Bldg | 1001 Farnam St | Omaha | NE | 68102-1882 | Douglas | NE18367 | Active | 4495 | 1983 | Ajax | WT - Water Tube Boiler | BOILER ROOM | GLYC - Glycol Bldg Heat Sys | 12/31/2026
Granite City VACANT | 1001 N 102nd St | Omaha | NE | 68114-2155 | Douglas | NE00815 | Inactive | 64505 | 1999 | WEBEN JARCO | COBL - Coil Type Boiler | BOILER ROOM | HWSP - Hot Water Non Potable Supply | 7/31/2003
Granite City VACANT | 1001 N 102nd St | Omaha | NE | 68114-2155 | Douglas | NE07041 | Inactive | 536 | 2006 | CAMUS | WT - Water Tube Boiler | EQUIPMENT ROOM | HWSP - Hot Water Non Potable Supply | 9/30/2020
Granite City VACANT | 1001 N 102nd St | Omaha | NE | 68114-2155 | Douglas | NE07049 | Scrapped/Junked | 106187 | 2006 | AO SMITH-SC PLANT | CHWH - ASME/Fired Water Heater | EQUIPMENT ROOM | HWSD - Hot Water Dom/Potable | 9/30/2007
Granite City VACANT | 1001 N 102nd St | Omaha | NE | 68114-2155 | Douglas | NE09293 | Scrapped/Junked | 116541 | 2007 | AOSM | CHWH - ASME/Fired Water Heater | 2ND FLOOR | HWDP - Hotwater Heat & Dom Supply | 9/30/2011
Granite City VACANT | 1001 N 102nd St | Omaha | NE | 68114-2155 | Douglas | NE23551 | Inactive | 45045 | 1994 | PM LATTNER MFR COMPANY | FTNF - Firetube Flueless | BOILER ROOM | PROC - Process Steam | 11/30/2008
Granite City VACANT | 1001 N 102nd St | Omaha | NE | 68114-2155 | Douglas | NE24833 | Inactive | 175004 | 2012 | AO SMITH | CHWH - ASME/Fired Water Heater | 2nd Fl Mech Room | HWSD - Hot Water Dom/Potable | 4/30/2020
St Matthew's Baptist | 1001 N 30th St | Omaha | NE | 68131-1403 | Douglas | NE32176 | Out of Service | n/a | 1971 | Peerless | CI - Cast Iron | BOILER ROOM | STHT - Steam-Heat | 3/31/2014
1001 APARTMENTS | 1001 N 90th St | Omaha | NE | 68114-2761 | Douglas | NE21936 | Exempt 1999 LB-66 |  | 1988 | AO SMITH | AHWH - ANSI/Fired Water Htr | BLDG 1031 | HWSD - Hot Water Dom/Potable | 4/30/2000
1001 APARTMENTS | 1001 N 90th St | Omaha | NE | 68114-2761 | Douglas | NE21938 | Exempt 1999 LB-66 |  | 1992 | RUUD | AHWH - ANSI/Fired Water Htr | BLDG 1007 | HWSD - Hot Water Dom/Potable | 4/30/2000
1001 APARTMENTS | 1001 N 90th St | Omaha | NE | 68114-2761 | Douglas | NE21939 | Exempt 1999 LB-66 |  | 1996 | BRADFORD-WHITE | AHWH - ANSI/Fired Water Htr | BLDG 1007 | HWSD - Hot Water Dom/Potable | 4/30/2000
1001 APARTMENTS | 1001 N 90th St | Omaha | NE | 68114-2761 | Douglas | NE21940 | Exempt 1999 LB-66 |  | 1996 | BRADFORD-WHITE | AHWH - ANSI/Fired Water Htr | BLDG 1007 | HWSD - Hot Water Dom/Potable | 4/30/2000
1001 APARTMENTS | 1001 N 90th St | Omaha | NE | 68114-2761 | Douglas | NE21941 | Exempt 1999 LB-66 |  | 1990 | AO SMITH | AHWH - ANSI/Fired Water Htr | BLDG 1017 | HWSD - Hot Water Dom/Potable | 4/30/2000
1001 APARTMENTS | 1001 N 90th St | Omaha | NE | 68114-2761 | Douglas | NE21942 | Scrapped/Junked | 17520 | 1992 | AO SMITH | CHWH - ASME/Fired Water Heater | BLDG 1033 | HWSD - Hot Water Dom/Potable | 4/30/2008
1001 APARTMENTS | 1001 N 90th St | Omaha | NE | 68114-2761 | Douglas | NE24774 | Exempt 1999 LB-66 |  | 1998 | AO SMITH | AHWH - ANSI/Fired Water Htr | BLDG 1031 | HWSD - Hot Water Dom/Potable | 4/30/2000
KETV | 1001 S 10th St | Omaha | NE | 68108-3209 | Douglas | NE26106 | Active | 20883 | 2015 | Precision | ELBL - Electric Boiler | 3rd floor mech room | HWHS - Hotwater Heat Sidewalks | 10/31/2026
VON MAUR - WESTROADS | 10010 California St | Omaha | NE | 68114-2319 | Douglas | NE18959 | Inactive | 8850 | 1995 | HOFFMAN/NEW YORKER | ELBL - Electric Boiler | 2ND FLR EQUIP ROOM | PROC - Process Steam | 1/31/2001
Wells Fargo Retail BE 100791 | 10010 Regency Cir | Omaha | NE | 68114-3710 | Douglas | NE17786 | Active | 31004 | 1991 | Bryan | WT - Water Tube Boiler | penthouse | HWHT - Hot Water Heat | 10/31/2025
Wells Fargo Retail BE 100791 | 10010 Regency Cir | Omaha | NE | 68114-3710 | Douglas | NE17787 | Active | 31005 | 1991 | Bryan | WT - Water Tube Boiler | penthouse | HWHT - Hot Water Heat | 10/31/2025
Stone Investments, LLC | 10011 J St | Omaha | NE | 68127-1106 | Douglas | NE24441 | Exempt 1999 LB-66 |  | 1987 | Ruud-Rheem | AHWH - ANSI/Fired Water Htr | PENTHOUSE | HWSD - Hot Water Dom/Potable | 11/30/1999
Stone Investments, LLC | 10011 J St | Omaha | NE | 68127-1106 | Douglas | NE30517 | Active | NA | 1965 | American Standard | CI - Cast Iron | Penthouse | HWHT - Hot Water Heat | 12/31/2026
Stone Investments, LLC | 10011 J St | Omaha | NE | 68127-1106 | Douglas | NE34176 | Active | NA | 1970 | American Standard | CI - Cast Iron | Penthouse | HWHT - Hot Water Heat | 12/31/2026
Stone Investments, LLC | 10011 J St | Omaha | NE | 68127-1106 | Douglas | NE34177 | Active | NA | 1976 | Kewannee | FTFB - Firetube-Firebox Boiler | Boiler Room | HWHT - Hot Water Heat | 12/31/2026
Stone Investments, LLC | 10011 J St | Omaha | NE | 68127-1106 | Douglas | NE34178 | Active | NA | 1976 | Kewannee | FTFB - Firetube-Firebox Boiler | Boiler Room | HWHT - Hot Water Heat | 12/31/2026
Stone Investments, LLC | 10011 J St | Omaha | NE | 68127-1106 | Douglas | NE34179 | Inactive |  | 1981 | State Ind. | AHWH - ANSI/Fired Water Htr |  | HWSD - Hot Water Dom/Potable | 11/30/1998
PINNACLE FOODS CORP | 1002 Capitol Ave | Omaha | NE | 68102-1107 | Douglas | NE00138 | Inactive | 10453 | 2000 | CLEAVER BROOKS | FTSM - FTS Marine Dry Back | BOILER ROOM | PROC - Process Steam | 12/31/2004
PINNACLE FOODS CORP | 1002 Capitol Ave | Omaha | NE | 68102-1107 | Douglas | NE00139 | Inactive | 10455 | 2000 | CLEAVER BROOKS | FTSM - FTS Marine Dry Back | BOILER ROOM | PROC - Process Steam | 12/31/2004
Packaging Corporation Of America | 1002 Missouri Ave | Omaha | NE | 68107-2350 | Douglas | NE15026 | Active | 10168 | 2003 | Johnston Boiler Co. | FT - Firetube Boiler | Boiler Rm | PROC - Process Steam | 9/30/2026
Packaging Corporation Of America | 1002 Missouri Ave | Omaha | NE | 68107-2350 | Douglas | NE24601 | Out of Service | 49262 | 1998 | Kewannee | FT - Firetube Boiler | Boiler room | PROC - Process Steam | 6/30/2020
Packaging Corporation Of America | 1002 Missouri Ave | Omaha | NE | 68107-2350 | Douglas | NE24602 | Out of Service | 9181 | 1997 | Precision | CHWH - ASME/Fired Water Heater | Boiler room | HWSD - Hot Water Dom/Potable | 6/30/2014
Packaging Corporation Of America | 1002 Missouri Ave | Omaha | NE | 68107-2350 | Douglas | NE24603 | Active | 49179 | 1997 | Kewannee | FT - Firetube Boiler | Boiler room | STHT - Steam-Heat | 10/31/2026
Packaging Corporation Of America | 1002 Missouri Ave | Omaha | NE | 68107-2350 | Douglas | NE25988 | Active | 46378 | 2013 | PVI Industries | CHWH - ASME/Fired Water Heater | Boiler room | HWSD - Hot Water Dom/Potable | 10/31/2026
PRESCOTT, HEALD & SON | 1002 N 42nd St | Omaha | NE | 68131-1003 | Douglas | NE16446 | Scrapped/Junked |  | 1981 | PEERLESS HEATER COMPANY |  | BOILER ROOM | HWHT - Hot Water Heat | 11/30/2005
LAUNDRY MACH MFG CO | 1002 S 13th St | Omaha | NE | 68108-3106 | Douglas | NE04968 | Inactive | 6028 | 1990 | ROCKMILLS STEEL | FT - Firetube Boiler | 1ST FLOOR | STHT - Steam-Heat | 11/30/1999
Gallup University | 1003 Gallup Dr | Omaha | NE | 68102-4222 | Douglas | NE10660 | Active | 10484 | 2002 | Hurst | FTFB - Firetube-Firebox Boiler | equip room | HWHT - Hot Water Heat | 9/30/2026
Gallup University | 1003 Gallup Dr | Omaha | NE | 68102-4222 | Douglas | NE10661 | Active | 10485 | 2002 | Hurst | FTFB - Firetube-Firebox Boiler | equip room/penthouse | HWHT - Hot Water Heat | 9/30/2026
Gallup University | 1003 Gallup Dr | Omaha | NE | 68102-4222 | Douglas | NE10662 | Active | 10486 | 2002 | Hurst | FTFB - Firetube-Firebox Boiler | equip room/penthouse | HWHT - Hot Water Heat | 9/30/2026
Gallup University | 1003 Gallup Dr | Omaha | NE | 68102-4222 | Douglas | NE10663 | Active | 10487 | 2002 | Hurst | FTFB - Firetube-Firebox Boiler | equip room | HWHT - Hot Water Heat | 9/30/2026
Gallup University | 1003 Gallup Dr | Omaha | NE | 68102-4222 | Douglas | NE10664 | Scrapped/Junked | 108629 | 2002 | Pvi | CHWH - ASME/Fired Water Heater | equip room | HWSD - Hot Water Dom/Potable | 9/30/2016
Gallup University | 1003 Gallup Dr | Omaha | NE | 68102-4222 | Douglas | NE10665 | Active | 0 | 2006 | Aerco International | CHWH - ASME/Fired Water Heater | child dev bldg | HWSD - Hot Water Dom/Potable | 9/30/2026
Gallup University | 1003 Gallup Dr | Omaha | NE | 68102-4222 | Douglas | NE14650 | Active | 52480 | 2008 | Aerco | COND - Condenser | penthouse | HWHT - Hot Water Heat | 9/30/2026
Gallup University | 1003 Gallup Dr | Omaha | NE | 68102-4222 | Douglas | NE14826 | Scrapped/Junked | 52482 | 2008 | Aerco | COND - Condenser | penthouse | HWHT - Hot Water Heat | 9/30/2025
Gallup University | 1003 Gallup Dr | Omaha | NE | 68102-4222 | Douglas | NE14827 | Scrapped/Junked | 52481 | 2008 | Aerco | COND - Condenser | Penthouse | HWHT - Hot Water Heat | 9/30/2024
Gallup University | 1003 Gallup Dr | Omaha | NE | 68102-4222 | Douglas | NE27187 | Active | 569 | 2016 | Intellihot | FTNF - Firetube Flueless | Penthouse | HWSD - Hot Water Dom/Potable | 9/30/2026
Gallup University | 1003 Gallup Dr | Omaha | NE | 68102-4222 | Douglas | NE27188 | Active | 99999 | 2016 | Intellihot | FTNF - Firetube Flueless | Penthouse | HWSD - Hot Water Dom/Potable | 9/30/2026
Gallup University | 1003 Gallup Dr | Omaha | NE | 68102-4222 | Douglas | NE27189 | Active | 679 | 2016 | Intellihot | FTNF - Firetube Flueless | Penthouse | HWSD - Hot Water Dom/Potable | 9/30/2026
Gallup University | 1003 Gallup Dr | Omaha | NE | 68102-4222 | Douglas | NE43066 | Active | 99347 | 2024 | Aerco | FTVT - Firetube Vertical TB | penthouse | HWHT - Hot Water Heat | 9/30/2026
Gallup University | 1003 Gallup Dr | Omaha | NE | 68102-4222 | Douglas | NE43067 | Active | 97391 | 2024 | Aerco | FTVT - Firetube Vertical TB | penthouse | HWHT - Hot Water Heat | 9/30/2026
Burlington Capital | 1004 Farnam St | Omaha | NE | 68102-1839 | Douglas | NE05249 | Active | 4384 | 1982 | Rite | WT - Water Tube Boiler | BASEMENT | GLYC - Glycol Bldg Heat Sys | 5/31/2027
Burlington Capital | 1004 Farnam St | Omaha | NE | 68102-1839 | Douglas | NE18919 | Exempt 1999 LB-66 |  | 1995 | AO SMITH | AHWH - ANSI/Fired Water Htr |  | HWSD - Hot Water Dom/Potable | 10/31/1999
Hilton Garden Inn | 1005 Dodge St | Omaha | NE | 68102-1149 | Douglas | NE08486 | Scrapped/Junked | N/A | 2001 | Burnham | CI - Cast Iron | POOL AREA | DEHU - Dehumidifier Supply | 12/31/2014
Hilton Garden Inn | 1005 Dodge St | Omaha | NE | 68102-1149 | Douglas | NE08487 | Scrapped/Junked | 593 | 2001 | PURE | WT - Water Tube Boiler | POOL AREA | IPHT - Indoor Pool Heater | 12/31/2010
Hilton Garden Inn | 1005 Dodge St | Omaha | NE | 68102-1149 | Douglas | NE08488 | Scrapped/Junked | 595 | 2001 | PURE | WT - Water Tube Boiler | POOL AREA | IPHT - Indoor Pool Heater | 12/31/2011
Hilton Garden Inn | 1005 Dodge St | Omaha | NE | 68102-1149 | Douglas | NE08489 | Inactive | 88592 | 2000 | RHEEM | CHWH - ASME/Fired Water Heater | EQUIPMENT ROOM | HWSD - Hot Water Dom/Potable | 12/31/2010
Hilton Garden Inn | 1005 Dodge St | Omaha | NE | 68102-1149 | Douglas | NE08490 | Out of Service | 88593 | 2000 | RHEEM | CHWH - ASME/Fired Water Heater | EQUIPMENT ROOM | HWSD - Hot Water Dom/Potable | 12/31/2011
Hilton Garden Inn | 1005 Dodge St | Omaha | NE | 68102-1149 | Douglas | NE08491 | Scrapped/Junked | 88047 | 2000 | RHEEM | CHWH - ASME/Fired Water Heater | EQUIPMENT ROOM | HWSD - Hot Water Dom/Potable | 12/31/2010
Hilton Garden Inn | 1005 Dodge St | Omaha | NE | 68102-1149 | Douglas | NE08492 | Out of Service | 88122 | 2000 | RHEEM | CHWH - ASME/Fired Water Heater | EQUIPMENT ROOM | HWSD - Hot Water Dom/Potable | 12/31/2011
Hilton Garden Inn | 1005 Dodge St | Omaha | NE | 68102-1149 | Douglas | NE08493 | Scrapped/Junked | 88591 | 2000 | RHEEM | CHWH - ASME/Fired Water Heater | EQUIPMENT ROOM | HWSD - Hot Water Dom/Potable | 12/31/2013
Hilton Garden Inn | 1005 Dodge St | Omaha | NE | 68102-1149 | Douglas | NE22205 | Active | 322943 | 2011 | Raypak | CPFT - Horiz Cpr Fin Boiler | Pool Room | IPHT - Indoor Pool Heater | 12/31/2025
Hilton Garden Inn | 1005 Dodge St | Omaha | NE | 68102-1149 | Douglas | NE22206 | Out of Service | 124367 | 2010 | RHEEM | CHWH - ASME/Fired Water Heater | EQUIPMENT ROOM | HWSD - Hot Water Dom/Potable | 12/31/2012
Hilton Garden Inn | 1005 Dodge St | Omaha | NE | 68102-1149 | Douglas | NE22207 | Scrapped/Junked | 124378 | 2010 | RHEEM | CHWH - ASME/Fired Water Heater | EQUIPMENT ROOM - Kitchen | HWSD - Hot Water Dom/Potable | 12/31/2019
Hilton Garden Inn | 1005 Dodge St | Omaha | NE | 68102-1149 | Douglas | NE25984 | Scrapped/Junked | 124386 | 2010 | Rheem | CHWH - ASME/Fired Water Heater | EQUIPMENT ROOM - # 4 | HWSD - Hot Water Dom/Potable | 12/31/2014
Hilton Garden Inn | 1005 Dodge St | Omaha | NE | 68102-1149 | Douglas | NE25985 | Scrapped/Junked | 173021 | 2012 | AO SMITH | CHWH - ASME/Fired Water Heater | EQUIPMENT ROOM - # 3 | HWSD - Hot Water Dom/Potable | 12/31/2014
Hilton Garden Inn | 1005 Dodge St | Omaha | NE | 68102-1149 | Douglas | NE25986 | Scrapped/Junked | 172655 | 2012 | AO Smith | CHWH - ASME/Fired Water Heater | EQUIPMENT ROOM - # 2 | HWSD - Hot Water Dom/Potable | 12/31/2023
Hilton Garden Inn | 1005 Dodge St | Omaha | NE | 68102-1149 | Douglas | NE25987 | Scrapped/Junked | 135167 | 2013 | RHEEM | CHWH - ASME/Fired Water Heater | EQUIPMENT ROOM - # 1 | HWSD - Hot Water Dom/Potable | 12/31/2017
Hilton Garden Inn | 1005 Dodge St | Omaha | NE | 68102-1149 | Douglas | NE26367 | Scrapped/Junked | 209932 | 2015 | AO SMITH | CHWH - ASME/Fired Water Heater | Blr Room | HWSD - Hot Water Dom/Potable | 12/31/2018
Hilton Garden Inn | 1005 Dodge St | Omaha | NE | 68102-1149 | Douglas | NE26368 | Scrapped/Junked | 213265 | 2016 | AO SMITH | CHWH - ASME/Fired Water Heater | Boiler Room | HWSD - Hot Water Dom/Potable | 12/31/2016
Hilton Garden Inn | 1005 Dodge St | Omaha | NE | 68102-1149 | Douglas | NE28064 | Scrapped/Junked | 150712 | 2017 | RHEEM | CHWH - ASME/Fired Water Heater | Equipment Room | HWSD - Hot Water Dom/Potable | 1/31/2020
Hilton Garden Inn | 1005 Dodge St | Omaha | NE | 68102-1149 | Douglas | NE28065 | Scrapped/Junked | 155414 | 2018 | RHEEM | CHWH - ASME/Fired Water Heater | Equipment Room | HWSD - Hot Water Dom/Potable | 1/31/2024
Hilton Garden Inn | 1005 Dodge St | Omaha | NE | 68102-1149 | Douglas | NE28066 | Scrapped/Junked | 235166 | 2017 | AO SMITH | CHWH - ASME/Fired Water Heater | Equipment Room | HWSD - Hot Water Dom/Potable | 1/31/2023
Hilton Garden Inn | 1005 Dodge St | Omaha | NE | 68102-1149 | Douglas | NE28067 | Active | unik | 2019 | RHEEM | CHWH - ASME/Fired Water Heater | Equipment Room | HWSD - Hot Water Dom/Potable | 12/31/2025
Hilton Garden Inn | 1005 Dodge St | Omaha | NE | 68102-1149 | Douglas | NE42302 | Active | 155914 | 2018 | RHEEM | CHWH - ASME/Fired Water Heater | Mechanical Room | HWSD - Hot Water Dom/Potable | 12/31/2025
Hilton Garden Inn | 1005 Dodge St | Omaha | NE | 68102-1149 | Douglas | NE42303 | Active | 273080 | 2022 | AO SMITH | CHWH - ASME/Fired Water Heater | Mechanical Room | HWSD - Hot Water Dom/Potable | 12/31/2025
Hilton Garden Inn | 1005 Dodge St | Omaha | NE | 68102-1149 | Douglas | NE43032 | Active | 25201 | 2023 | Intellihot | WTHW - Watertube Wtr Heater | Mechanical Room | HWSD - Hot Water Dom/Potable | 12/31/2025
Hilton Garden Inn | 1005 Dodge St | Omaha | NE | 68102-1149 | Douglas | NE43033 | Active | 16480 | 2021 | Intellihot | WTHW - Watertube Wtr Heater | Mechanical Room | HWSD - Hot Water Dom/Potable | 12/31/2025
Hilton Garden Inn | 1005 Dodge St | Omaha | NE | 68102-1149 | Douglas | NEW | Exempt | n/a | 2011 | Raypak | CPPH - Ansi Cpr Fin Pool Heater | Pool Room | WHRP - Whirlpool Supply | 12/31/2012
Hilton Garden Inn | 1005 Dodge St | Omaha | NE | 68102-1149 | Douglas | NEW | Out of Service | 131304 | 2012 | RHEEM | CHWH - ASME/Fired Water Heater | EQUIPMENT ROOM - # 1 | HWSD - Hot Water Dom/Potable | 12/16/2013
Regency One | 10050 Regency Cir | Omaha | NE | 68114-3704 | Douglas | NE24713 | Scrapped/Junked | 6985 | 1991 | Aldrich | FTVT - Firetube Vertical TB | PENTHOUSE | HWHT - Hot Water Heat | 10/31/2019
Regency One | 10050 Regency Cir | Omaha | NE | 68114-3704 | Douglas | NE24714 | Scrapped/Junked | 6986 | 1991 | Aldrich | FTVT - Firetube Vertical TB | PENTHOUSE | HWHT - Hot Water Heat | 10/31/2019
Regency One | 10050 Regency Cir | Omaha | NE | 68114-3704 | Douglas | NE28839 | Active | 9317 | 2019 | Riello | WT - Water Tube Boiler | penthouse | HWHT - Hot Water Heat | 4/30/2027
Regency One | 10050 Regency Cir | Omaha | NE | 68114-3704 | Douglas | NE28840 | Active | 9320 | 2019 | Riello | WT - Water Tube Boiler | penthouse | HWHT - Hot Water Heat | 4/30/2027
Regency One | 10050 Regency Cir | Omaha | NE | 68114-3704 | Douglas | NE28841 | Active | 9309 | 2019 | Riello | WT - Water Tube Boiler | penthouse | HWHT - Hot Water Heat | 4/30/2027
Regency One | 10050 Regency Cir | Omaha | NE | 68114-3704 | Douglas | NE28842 | Active | 9305 | 2019 | Riello | WT - Water Tube Boiler | penthouse | HWHT - Hot Water Heat | 4/30/2027
Regency One | 10050 Regency Cir | Omaha | NE | 68114-3704 | Douglas | NE28843 | Active | 9517 | 2019 | Riello | WT - Water Tube Boiler | penthouse | HWHT - Hot Water Heat | 4/30/2027
Regency One | 10050 Regency Cir | Omaha | NE | 68114-3704 | Douglas | NE28844 | Active | 9518 | 2019 | Riello | WT - Water Tube Boiler | penthouse | HWHT - Hot Water Heat | 4/30/2027
Regency One | 10050 Regency Cir | Omaha | NE | 68114-3704 | Douglas | NE28845 | Active | 9523 | 2019 | Riello | WT - Water Tube Boiler | penthouse | HWHT - Hot Water Heat | 4/30/2027
Regency One | 10050 Regency Cir | Omaha | NE | 68114-3704 | Douglas | NE28846 | Active | 9522 | 2019 | Riello | WT - Water Tube Boiler | penthouse | HWHT - Hot Water Heat | 4/30/2027
Nebraska Methodist Health Regency | 10060 Regency Cir | Omaha | NE | 68114-3732 | Douglas | NE15408 | Scrapped/Junked | 10044 | 1973 | DRYOMATIC | ELBL - Electric Boiler | 1ST FLOOR | 0020 - Supp to Sterlizer/Autoclave | 9/30/2002
Nebraska Methodist Health Regency | 10060 Regency Cir | Omaha | NE | 68114-3732 | Douglas | NE15449 | Exempt 1999 LB-66 |  | 1987 | AO SMITH | AHWH - ANSI/Fired Water Htr |  | HWSD - Hot Water Dom/Potable | 6/30/1999
Nebraska Methodist Health Regency | 10060 Regency Cir | Omaha | NE | 68114-3732 | Douglas | NE15490 | Active | 33267 | 1993 | BRYA | WT - Water Tube Boiler | Boiler Room | HWHT - Hot Water Heat | 9/30/2026
Nebraska Methodist Health Regency | 10060 Regency Cir | Omaha | NE | 68114-3732 | Douglas | NE15491 | Active | 33265 | 1993 | BRYA | WT - Water Tube Boiler | Boiler Room | HWHT - Hot Water Heat | 9/30/2026
Old Market Lofts | 1009 Jones St | Omaha | NE | 68102-2913 | Douglas | NE00563 | Active | n/a | 1999 | Burnham | WT - Water Tube Boiler | BASEMENT | HWHT - Hot Water Heat | 3/31/2027
B & B Properties | 1009 William St | Omaha | NE | 68108-3651 | Douglas | NE12828 | Scrapped/Junked | NA | 1991 | Peerless | CI - Cast Iron | Basement | STHT - Steam-Heat | 2/28/2021
B & B Properties | 1009 William St | Omaha | NE | 68108-3651 | Douglas | NE41712 | Active | n/a | 2022 | Peerless | CI - Cast Iron | basement mech roomh | STHT - Steam-Heat | 2/28/2026
PRIVATE RESIDENCE | 101 N 39th St | Omaha | NE | 68131-2306 | Douglas | NE06173 | Exempt |  | 2000 | PEERLESS HEATER COMPANY |  | BASEMENT | HWHT - Hot Water Heat | 7/31/2006
MICHEAL LOFTUS | 101 N Happy Hollow Blvd | Omaha | NE | 68132-2101 | Douglas | NE37738 | Exempt |  | 1930 | CAPITOL |  | BASEMENT | HWHT - Hot Water Heat | 9/30/2000
Courtyard Omaha Downtown | 101 S 10th St | Omaha | NE | 68102-1104 | Douglas | NE01455 | Inactive | 83341 | 1998 | Lochinvar | CPFT - Horiz Cpr Fin Boiler | Penthouse | HWSD - Hot Water Dom/Potable | 4/30/2007
Courtyard Omaha Downtown | 101 S 10th St | Omaha | NE | 68102-1104 | Douglas | NE01456 | Scrapped/Junked | 83523 | 1998 | Lochinvar | CPFT - Horiz Cpr Fin Boiler | Penthouse - 10th Floor | HWSD - Hot Water Dom/Potable | 4/30/2017
Courtyard Omaha Downtown | 101 S 10th St | Omaha | NE | 68102-1104 | Douglas | NE01457 | Scrapped/Junked | 83342 | 1998 | Lochinvar | CPFT - Horiz Cpr Fin Boiler | Penthouse - 10th Floor | HWSD - Hot Water Dom/Potable | 4/30/2017
Courtyard Omaha Downtown | 101 S 10th St | Omaha | NE | 68102-1104 | Douglas | NE01458 | Active | 9583 | 1998 | Aldrich | FTVT - Firetube Vertical TB | Penthouse - 10th Floor | HWHT - Hot Water Heat | 4/30/2026
Courtyard Omaha Downtown | 101 S 10th St | Omaha | NE | 68102-1104 | Douglas | NE01459 | Active | 9582 | 1998 | Aldrich | FTVT - Firetube Vertical TB | Penthouse - 10th Floor | HWHT - Hot Water Heat | 4/30/2027
Courtyard Omaha Downtown | 101 S 10th St | Omaha | NE | 68102-1104 | Douglas | NE26647 | Active | 373744 | 2016 | Lochinvar | WT - Water Tube Boiler | penthouse | HWSD - Hot Water Dom/Potable | 4/30/2026
Courtyard Omaha Downtown | 101 S 10th St | Omaha | NE | 68102-1104 | Douglas | NE26648 | Active | 353429 | 2016 | Lochinvar | WT - Water Tube Boiler | penthouse | HWSD - Hot Water Dom/Potable | 4/30/2026
Westplex IV | 1010 N 102nd St | Omaha | NE | 68114-2113 | Douglas | NE23944 | Active | 244266 | 2012 | Lochinvar | CPFT - Horiz Cpr Fin Boiler | mech room - lower level | HWHT - Hot Water Heat | 11/30/2026
Westplex IV | 1010 N 102nd St | Omaha | NE | 68114-2113 | Douglas | NE23945 | Active | 244265 | 2012 | Lochinvar | CPFT - Horiz Cpr Fin Boiler | mech room - lower level | HWHT - Hot Water Heat | 11/30/2026
John A Gentleman Mortuaries | 1010 N 72nd St | Omaha | NE | 68114-3245 | Douglas | NE16466 | Inactive | 41801 | 1990 | LATT | FTVT - Firetube Vertical TB | BASEMENT | HWSP - Hot Water Non Potable Supply | 6/30/2004
John A Gentleman Mortuaries | 1010 N 72nd St | Omaha | NE | 68114-3245 | Douglas | NE35306 | Active | n/a | 1968 | American Standard | CI - Cast Iron | BOILER ROOM | HWHT - Hot Water Heat | 1/31/2027
Office Building | 1010 N 96th St | Omaha | NE | 68114-2499 | Douglas | NE25610 | Out of Service | 150486 | 1998 | RAYP | CPFT - Horiz Cpr Fin Boiler | ROOF | HWHT - Hot Water Heat | 11/30/2012
REGENCY LAKE APTS | 1010 Regency Pkwy | Omaha | NE | 68114-4846 | Douglas | NE15837 | Inactive |  | 1985 | COMFORT ZONE | WT - Water Tube Boiler |  | HWSD - Hot Water Dom/Potable | 5/31/1999
Pacific Hills V | 1010 S 120th St | Omaha | NE | 68154-4208 | Douglas | NE15214 | Scrapped/Junked | 6295 | 1987 | Rite | WT - Water Tube Boiler | BOILER ROOM | HWHT - Hot Water Heat | 4/30/2025
Pacific Hills V | 1010 S 120th St | Omaha | NE | 68154-4208 | Douglas | NE15215 | Scrapped/Junked | 6296 | 1987 | Rite | WT - Water Tube Boiler | BOILER ROOM | HWHT - Hot Water Heat | 4/30/2025
Pacific Hills V | 1010 S 120th St | Omaha | NE | 68154-4208 | Douglas | NE43510 | Active | 7565 | 2024 | Riello | WTSS - Watertube SS Steel | Mechanical Room | HWHT - Hot Water Heat | 4/30/2027
Pacific Hills V | 1010 S 120th St | Omaha | NE | 68154-4208 | Douglas | NE43511 | Active | 7570 | 2024 | Riello | WTSS - Watertube SS Steel | Mechanical Room | HWHT - Hot Water Heat | 4/30/2027
Millard North High School | 1010 S 144th St | Omaha | NE | 68154-2801 | Douglas | NE07331 | Scrapped/Junked | 45267 | 2006 | Aerco International | COBL - Coil Type Boiler | EQUIP ROOM | HWHT - Hot Water Heat | 8/31/2024
Millard North High School | 1010 S 144th St | Omaha | NE | 68154-2801 | Douglas | NE08635 | Scrapped/Junked | 104782 | 2012 | WELBILT | FT - Firetube Boiler | KITCHEN | 0021 - Steam Supp Cooker/Kettle | 7/31/2016
Millard North High School | 1010 S 144th St | Omaha | NE | 68154-2801 | Douglas | NE08636 | Scrapped/Junked | 90975 | 1999 | WBLT | FT - Firetube Boiler | KITCHEN | 0021 - Steam Supp Cooker/Kettle | 8/31/2009
Millard North High School | 1010 S 144th St | Omaha | NE | 68154-2801 | Douglas | NE10539 | Scrapped/Junked | 37830 | 2002 | Aerco International | FTVT - Firetube Vertical TB | BOILER ROOM | HWHT - Hot Water Heat | 8/31/2024
Millard North High School | 1010 S 144th St | Omaha | NE | 68154-2801 | Douglas | NE12554 | Scrapped/Junked | 99372 | 2005 | A O Smith | CHWH - ASME/Fired Water Heater | BASEMENT | HWSD - Hot Water Dom/Potable | 8/31/2022
Millard North High School | 1010 S 144th St | Omaha | NE | 68154-2801 | Douglas | NE12555 | Scrapped/Junked | 99315 | 2005 | A O Smith | CHWH - ASME/Fired Water Heater | BASEMENT | HWSD - Hot Water Dom/Potable | 7/31/2017
Millard North High School | 1010 S 144th St | Omaha | NE | 68154-2801 | Douglas | NE14603 | Scrapped/Junked | 113451 | 2009 | Cleveland Range | FT - Firetube Boiler | KITCHEN | COOK - Cooker/Kettle | 8/31/2022
Millard North High School | 1010 S 144th St | Omaha | NE | 68154-2801 | Douglas | NE26626 | Scrapped/Junked | 105755 | 2012 | Cleveland | FT - Firetube Boiler | KITCHEN | COOK - Cooker/Kettle | 8/31/2021
Millard North High School | 1010 S 144th St | Omaha | NE | 68154-2801 | Douglas | NE32313 | Scrapped/Junked | 29395 | 1977 | Kewannee | FTFB - Firetube-Firebox Boiler | BOILER ROOM | STHT - Steam-Heat | 8/31/2003
Millard North High School | 1010 S 144th St | Omaha | NE | 68154-2801 | Douglas | NE32314 | Scrapped/Junked | 29405 | 1977 | Kewannee | FTFB - Firetube-Firebox Boiler | BOILER ROOM | STHT - Steam-Heat | 8/31/2003
Millard North High School | 1010 S 144th St | Omaha | NE | 68154-2801 | Douglas | NE32315 | Scrapped/Junked | 13062 | 1978 | CLEVELAND RANGE | ELBL - Electric Boiler |  | 0021 - Steam Supp Cooker/Kettle | 8/31/1999
Millard North High School | 1010 S 144th St | Omaha | NE | 68154-2801 | Douglas | NE32338 | Scrapped/Junked | 34452 | 1980 | Kewanee | FTFB - Firetube-Firebox Boiler | BOILER ROOM | HWHT - Hot Water Heat | 8/31/2024
Millard North High School | 1010 S 144th St | Omaha | NE | 68154-2801 | Douglas | NE32339 | Scrapped/Junked | 34451 | 1980 | Kewanee | FTFB - Firetube-Firebox Boiler | BOILER ROOM | HWHT - Hot Water Heat | 8/31/2024
Millard North High School | 1010 S 144th St | Omaha | NE | 68154-2801 | Douglas | NE32340 | Out of Service | 34378 | 1980 | Kewanee | FTFB - Firetube-Firebox Boiler | BOILER ROOM | HWSD - Hot Water Dom/Potable | 8/31/2017
Millard North High School | 1010 S 144th St | Omaha | NE | 68154-2801 | Douglas | NE42371 | Active | 222330 | 2016 | State Industries | CHWH - ASME/Fired Water Heater | BASEMENT | HWSD - Hot Water Dom/Potable | 8/31/2026
Millard North High School | 1010 S 144th St | Omaha | NE | 68154-2801 | Douglas | NE42372 | Active | 286053 | 2021 | State Industries | CHWH - ASME/Fired Water Heater | BASEMENT | HWSD - Hot Water Dom/Potable | 8/31/2026
Millard North High School | 1010 S 144th St | Omaha | NE | 68154-2801 | Douglas | NE43426 | Active | 5906 | 2023 | Riello | WTSS - Watertube SS Steel | Boiler Room | HWHT - Hot Water Heat | 8/31/2026
Millard North High School | 1010 S 144th St | Omaha | NE | 68154-2801 | Douglas | NE43427 | Active | 5909 | 2023 | Riello | WTSS - Watertube SS Steel | Boiler Room | HWHT - Hot Water Heat | 8/31/2026
Millard North High School | 1010 S 144th St | Omaha | NE | 68154-2801 | Douglas | NE43428 | Active | 5905 | 2023 | Riello | WTSS - Watertube SS Steel | Boiler Room | HWHT - Hot Water Heat | 8/31/2026
Millard North High School | 1010 S 144th St | Omaha | NE | 68154-2801 | Douglas | NE43429 | Active | 5953 | 2023 | Riello | WTSS - Watertube SS Steel | Boiler Room | HWHT - Hot Water Heat | 8/31/2026
Millard North High School | 1010 S 144th St | Omaha | NE | 68154-2801 | Douglas | NE43430 | Active | 5908 | 2023 | Riello | WTSS - Watertube SS Steel | Boiler Room | HWHT - Hot Water Heat | 8/31/2026
Millard North High School | 1010 S 144th St | Omaha | NE | 68154-2801 | Douglas | NE43431 | Active | 5878 | 2023 | Riello | WTSS - Watertube SS Steel | Boiler Room | HWHT - Hot Water Heat | 8/31/2026
Millard North High School | 1010 S 144th St | Omaha | NE | 68154-2801 | Douglas | NE43432 | Active | 5910 | 2023 | Riello | WTSS - Watertube SS Steel | Boiler Room | HWHT - Hot Water Heat | 8/31/2026
Millard North High School | 1010 S 144th St | Omaha | NE | 68154-2801 | Douglas | NE43433 | Active | 5954 | 2023 | Riello | WTSS - Watertube SS Steel | Boiler Room | HWHT - Hot Water Heat | 8/31/2026
Millard North High School | 1010 S 144th St | Omaha | NE | 68154-2801 | Douglas | NE43434 | Active | 5931 | 2023 | Riello | WTSS - Watertube SS Steel | Boiler Room | HWHT - Hot Water Heat | 8/31/2026
Millard North High School | 1010 S 144th St | Omaha | NE | 68154-2801 | Douglas | NE43435 | Active | 5929 | 2023 | Riello | WTSS - Watertube SS Steel | Boiler Room | HWHT - Hot Water Heat | 8/31/2026
Millard North High School | 1010 S 144th St | Omaha | NE | 68154-2801 | Douglas | NE43436 | Active | 5938 | 2023 | Riello | WTSS - Watertube SS Steel | Boiler Room | HWHT - Hot Water Heat | 8/31/2026
Millard North High School | 1010 S 144th St | Omaha | NE | 68154-2801 | Douglas | NE43437 | Active | 5932 | 2023 | Riello | WTSS - Watertube SS Steel | Boiler Room | HWHT - Hot Water Heat | 8/31/2026
Millard North High School | 1010 S 144th St | Omaha | NE | 68154-2801 | Douglas | NE43438 | Active | 5922 | 2023 | Riello | WTSS - Watertube SS Steel | Boiler Room | HWHT - Hot Water Heat | 8/31/2026
Millard North High School | 1010 S 144th St | Omaha | NE | 68154-2801 | Douglas | NE43439 | Active | 5924 | 2023 | Riello | WTSS - Watertube SS Steel | Boiler Room | HWHT - Hot Water Heat | 8/31/2026
Millard North High School | 1010 S 144th St | Omaha | NE | 68154-2801 | Douglas | NE43440 | Active | 5928 | 2023 | Riello | WTSS - Watertube SS Steel | Boiler Room | HWHT - Hot Water Heat | 8/31/2026
Millard North High School | 1010 S 144th St | Omaha | NE | 68154-2801 | Douglas | NE43441 | Active | 5926 | 2023 | Riello | WTSS - Watertube SS Steel | Boiler Room | HWHT - Hot Water Heat | 8/31/2026
Millard North High School | 1010 S 144th St | Omaha | NE | 68154-2801 | Douglas | NE43442 | Active | 146058 | 2023 | Cleveland Range | FT - Firetube Boiler | Kitchen | 0021 - Steam Supp Cooker/Kettle | 8/31/2024
Millard North High School | 1010 S 144th St | Omaha | NE | 68154-2801 | Douglas | NE43443 | Active | 136034 | 2020 | Cleveland Range | FT - Firetube Boiler | Kitchen | 0021 - Steam Supp Cooker/Kettle | 8/31/2024
Millard North High School | 1010 S 144th St | Omaha | NE | 68154-2801 | Douglas | NE43454 | Active | 374100 | 2016 | Lochinvar | WTSS - Watertube SS Steel | Pool Mech Room | IPHT - Indoor Pool Heater | 8/31/2026
Jack's Tailors | 10110 Maple St | Omaha | NE | 68134-5555 | Douglas | NE12980 | Inactive | 30825 | 1973 | Lattner Boiler Co | ELBL - Electric Boiler | BACK ROOM | PROC - Process Steam | 3/31/2019
The Cheesecake Factory | 10120 California St | Omaha | NE | 68114-2321 | Douglas | NE07052 | Scrapped/Junked | 169472 | 2006 | LAAR | WT - Water Tube Boiler | ROOF | HWSD - Hot Water Dom/Potable | 10/31/2025
The Cheesecake Factory | 10120 California St | Omaha | NE | 68114-2321 | Douglas | NE43902 | Active | 327218 | 2024 | LAAR | WT - Water Tube Boiler | ROOF | HWSD - Hot Water Dom/Potable | 12/31/2026
Lozier Corp | 1015 N 14th St | Omaha | NE | 68102-4205 | Douglas | NE18251 | Inactive | 39921 | 1986 | KEWA | FTFB - Firetube-Firebox Boiler | BOILER ROOM | STHT - Steam-Heat | 7/31/2007
Lozier Corp | 1015 N 14th St | Omaha | NE | 68102-4205 | Douglas | NE18252 | Inactive | 39923 | 1986 | KEWA | FTFB - Firetube-Firebox Boiler | BOILER ROOM | STHT - Steam-Heat | 7/31/2007
WESLEY ENTERPRISES | 1015 N 16th St | Omaha | NE | 68102-4405 | Douglas | NE12801 | Inactive |  | 1979 | PEERLESS HEATER COMPANY |  |  | STHT - Steam-Heat | 3/31/1998
Westroads Pointe | 1015 N 98th St | Omaha | NE | 68114-2357 | Douglas | NE25538 | Scrapped/Junked | 88424 | 1999 | TELE | CPFT - Horiz Cpr Fin Boiler | EQUIP ROOM | HWHT - Hot Water Heat | 2/28/2022
Westroads Pointe | 1015 N 98th St | Omaha | NE | 68114-2357 | Douglas | NE25539 | Scrapped/Junked | 88411 | 1999 | TELE | CPFT - Horiz Cpr Fin Boiler | EQUIP ROOM | HWHT - Hot Water Heat | 2/28/2021
Westroads Pointe | 1015 N 98th St | Omaha | NE | 68114-2357 | Douglas | NE25540 | Scrapped/Junked | 88416 | 1999 | TELE | CPFT - Horiz Cpr Fin Boiler | EQUIP ROOM | HWHT - Hot Water Heat | 2/28/2022
Westroads Pointe | 1015 N 98th St | Omaha | NE | 68114-2357 | Douglas | NE29270 | Active | 14443 | 2020 | Riello | WT - Water Tube Boiler | equip room/garage | HWHT - Hot Water Heat | 2/28/2027
Westroads Pointe | 1015 N 98th St | Omaha | NE | 68114-2357 | Douglas | NE29271 | Active | 14444 | 2020 | Riello | WT - Water Tube Boiler | equip room/garage | HWHT - Hot Water Heat | 2/28/2027
RENE APARTMENTS | 1015 Park Ave | Omaha | NE | 68105-2201 | Douglas | NE04443 | Scrapped/Junked |  | 1987 | HYDROTHERM/ADV THER HYD |  |  | STHT - Steam-Heat | 5/31/1995
RENE APARTMENTS | 1015 Park Ave | Omaha | NE | 68105-2201 | Douglas | NE18058 | Inactive |  | 1993 | PEERLESS HEATER COMPANY |  |  | STHT - Steam-Heat | 4/30/1998
RENE APARTMENTS | 1015 Park Ave | Omaha | NE | 68105-2201 | Douglas | NE23126 | Inactive |  | 1950 | US RADIATOR |  | BOILER ROOM | STHT - Steam-Heat | 9/30/2002
P F Chang's | 10150 California St | Omaha | NE | 68114-2321 | Douglas | NE09902 | Scrapped/Junked | 125377 | 2002 | TELE | CPFT - Horiz Cpr Fin Boiler | EQUIPMENT ROOM | HWSD - Hot Water Dom/Potable | 8/31/2011
SWANSON VLASIC FOODS INT | 1016 Capitol Ave | Omaha | NE | 68102-1107 | Douglas | NE13105 | Scrapped/Junked | 14048 | 1966 | CLEAVER BROOKS | FTSM - FTS Marine Dry Back | BASEMENT | PROC - Process Steam | 7/31/2000
SWANSON VLASIC FOODS INT | 1016 Capitol Ave | Omaha | NE | 68102-1107 | Douglas | NE14051 | Scrapped/Junked | 17196 | 1967 | CLEAVER BROOKS | FTSM - FTS Marine Dry Back | BASEMENT | PROC - Process Steam | 7/31/2000
Pullman Apartments | 1017 S 10th St | Omaha | NE | 68108-3254 | Douglas | NE06131 | Active | NA | 1999 | PEER | CI - Cast Iron | BASEMENT | STHT - Steam-Heat | 1/31/2024
Pullman Apartments | 1017 S 10th St | Omaha | NE | 68108-3254 | Douglas | NE18897 | Scrapped/Junked | N/A | 1992 | H B Smith | CI - Cast Iron | Boiler Room | HWHT - Hot Water Heat | 1/31/2019
1018 Apartments | 1018 S 31st St | Omaha | NE | 68105-6968 | Douglas | NE00149 | Active | n/a | 1998 | Peerless | CI - Cast Iron | BASEMENT BOILER ROOM | HWHT - Hot Water Heat | 1/31/2027
City of Omaha-Oak Heights Water Park | 10205 U St | Omaha | NE | 68127-3014 | Douglas | NE10550 | Active | 118237 | 2001 | WTRP | CPFT - Horiz Cpr Fin Boiler | EQUIPMENT ROOM | OPHT - Outdoor Pool Heater | 6/30/2026
Marriott Omaha Regency | 10220 Regency Cir | Omaha | NE | 68114-3706 | Douglas | NE06141 | Out of Service | 208431 | 2003 | Raytherm/Raypak | CPFH - Copper Fin Water Heater | Pool Area | IPHT - Indoor Pool Heater | 4/30/2013
Marriott Omaha Regency | 10220 Regency Cir | Omaha | NE | 68114-3706 | Douglas | NE06142 | Out of Service | 233823 | 2005 | Raytherm/Raypak | CPFH - Copper Fin Water Heater | Pool Area | IPHT - Indoor Pool Heater | 4/30/2010
Marriott Omaha Regency | 10220 Regency Cir | Omaha | NE | 68114-3706 | Douglas | NE06143 | Scrapped/Junked |  | 2004 | Raytherm/Raypak | CPPH - Ansi Cpr Fin Pool Heater | Pool Area | IPHT - Indoor Pool Heater | 4/30/2007
Marriott Omaha Regency | 10220 Regency Cir | Omaha | NE | 68114-3706 | Douglas | NE06144 | Scrapped/Junked | 99397 | 2003 | Ruud-Rheem | CHWH - ASME/Fired Water Heater | Equipment Room | HWSD - Hot Water Dom/Potable | 4/30/2008
Marriott Omaha Regency | 10220 Regency Cir | Omaha | NE | 68114-3706 | Douglas | NE06145 | Scrapped/Junked | 99396 | 2003 | Ruud-Rheem | CHWH - ASME/Fired Water Heater | Equipment Room | HWSD - Hot Water Dom/Potable | 4/30/2015
Marriott Omaha Regency | 10220 Regency Cir | Omaha | NE | 68114-3706 | Douglas | NE06146 | Scrapped/Junked | 99320 | 2003 | Ruud-Rheem | CHWH - ASME/Fired Water Heater | Equipment Room | HWSD - Hot Water Dom/Potable | 4/30/2015
Marriott Omaha Regency | 10220 Regency Cir | Omaha | NE | 68114-3706 | Douglas | NE06147 | Scrapped/Junked | 99321 | 2003 | Ruud-Rheem | CHWH - ASME/Fired Water Heater | Equipment Room | HWSD - Hot Water Dom/Potable | 4/30/2008
Marriott Omaha Regency | 10220 Regency Cir | Omaha | NE | 68114-3706 | Douglas | NE08261 | Out of Service | 18175 | 2002 | Vulcan | FT - Firetube Boiler | Kitchen | 0021 - Steam Supp Cooker/Kettle | 4/30/2010
Marriott Omaha Regency | 10220 Regency Cir | Omaha | NE | 68114-3706 | Douglas | NE09286 | Out of Service | 112931 | 2007 | Ruud-Rheem | CHWH - ASME/Fired Water Heater | Boiler room | HWDP - Hotwater Heat & Dom Supply | 4/30/2010
Marriott Omaha Regency | 10220 Regency Cir | Omaha | NE | 68114-3706 | Douglas | NE13811 | Scrapped/Junked | 118167 | 2008 | Rheem/Ruud | CHWH - ASME/Fired Water Heater | Boiler Room | HWSD - Hot Water Dom/Potable | 4/30/2012
Marriott Omaha Regency | 10220 Regency Cir | Omaha | NE | 68114-3706 | Douglas | NE15486 | Scrapped/Junked | 2533 | 1993 | VULCAN-HART | FT - Firetube Boiler | BOILER ROOM | PROC - Process Steam | 11/30/2000
Marriott Omaha Regency | 10220 Regency Cir | Omaha | NE | 68114-3706 | Douglas | NE17791 | Scrapped/Junked | 310460 | 2010 | Raypak | CPFT - Horiz Cpr Fin Boiler | pool pump room | IPHT - Indoor Pool Heater | 4/30/2014
Marriott Omaha Regency | 10220 Regency Cir | Omaha | NE | 68114-3706 | Douglas | NE18875 | Scrapped/Junked | 123550 | 2010 | RHEEM | CHWH - ASME/Fired Water Heater | boiler room | HWSD - Hot Water Dom/Potable | 4/30/2014
Marriott Omaha Regency | 10220 Regency Cir | Omaha | NE | 68114-3706 | Douglas | NE18876 | Scrapped/Junked | 124985 | 2010 | RHEEM | CHWH - ASME/Fired Water Heater | boiler room | HWSD - Hot Water Dom/Potable | 4/30/2013
Marriott Omaha Regency | 10220 Regency Cir | Omaha | NE | 68114-3706 | Douglas | NE22403 | Scrapped/Junked | 9075 | 1996 | Aldrich/LES | CHWH - ASME/Fired Water Heater | BOILER ROOM | HWSD - Hot Water Dom/Potable | 4/30/2005
Marriott Omaha Regency | 10220 Regency Cir | Omaha | NE | 68114-3706 | Douglas | NE22404 | Scrapped/Junked | 9077 | 1996 | ALDRICH/LES | CHWH - ASME/Fired Water Heater | BOILER ROOM | HWSD - Hot Water Dom/Potable | 1/31/2003
Marriott Omaha Regency | 10220 Regency Cir | Omaha | NE | 68114-3706 | Douglas | NE23219 | Out of Service | 2762 | 1998 | Fulton | FT - Firetube Boiler | Boiler Room | 0022 - Oil Heater/HeatXfr | 4/30/2018
Marriott Omaha Regency | 10220 Regency Cir | Omaha | NE | 68114-3706 | Douglas | NE23220 | Scrapped/Junked | 9881 | 1996 | Aldrich/LES | CHWH - ASME/Fired Water Heater | BOILER ROOM | HWSD - Hot Water Dom/Potable | 4/30/2005
Marriott Omaha Regency | 10220 Regency Cir | Omaha | NE | 68114-3706 | Douglas | NE23221 | Scrapped/Junked | 9882 | 1998 | Aldrich/LES | CHWH - ASME/Fired Water Heater | BOILER ROOM | HWSD - Hot Water Dom/Potable | 4/30/2005
Marriott Omaha Regency | 10220 Regency Cir | Omaha | NE | 68114-3706 | Douglas | NE23281 | Scrapped/Junked | 9809 | 1998 | PMI FOOD EQUIPMENT GROUP | FT - Firetube Boiler | KITCHEN | 0021 - Steam Supp Cooker/Kettle | 1/31/2003
Marriott Omaha Regency | 10220 Regency Cir | Omaha | NE | 68114-3706 | Douglas | NE23751 | Scrapped/Junked | 132737 | 2012 | RHEEM | CHWH - ASME/Fired Water Heater | Boiler Room | HWSD - Hot Water Dom/Potable | 4/30/2014
Marriott Omaha Regency | 10220 Regency Cir | Omaha | NE | 68114-3706 | Douglas | NE25992 | Scrapped/Junked | 140905 | 2014 | Ruud-Rheem | CHWH - ASME/Fired Water Heater | Boiler Room | HWSD - Hot Water Dom/Potable | 4/30/2017
Marriott Omaha Regency | 10220 Regency Cir | Omaha | NE | 68114-3706 | Douglas | NE25993 | Scrapped/Junked | 140205 | 2014 | Ruud-Rheem | CHWH - ASME/Fired Water Heater | Boiler Room | HWSD - Hot Water Dom/Potable | 4/30/2016
Marriott Omaha Regency | 10220 Regency Cir | Omaha | NE | 68114-3706 | Douglas | NE25994 | Inactive | 139847 | 2014 | Ruud-Rheem | CHWH - ASME/Fired Water Heater | Boiler Room | HWSD - Hot Water Dom/Potable | 4/30/2019
Marriott Omaha Regency | 10220 Regency Cir | Omaha | NE | 68114-3706 | Douglas | NE25995 | Scrapped/Junked | 141159 | 2014 | Ruud-Rheem | CHWH - ASME/Fired Water Heater | Boiler Room | HWSD - Hot Water Dom/Potable | 4/30/2016
Marriott Omaha Regency | 10220 Regency Cir | Omaha | NE | 68114-3706 | Douglas | NE26002 | Scrapped/Junked | 263827 | 2014 | Lochinvar | CPPH - Ansi Cpr Fin Pool Heater | Pool Mech. Room | IPHT - Indoor Pool Heater | 4/30/2020
Marriott Omaha Regency | 10220 Regency Cir | Omaha | NE | 68114-3706 | Douglas | NE26003 | Scrapped/Junked | 264366 | 2014 | Lochinvar | CPPH - Ansi Cpr Fin Pool Heater | Pool Mech. Room | IPHT - Indoor Pool Heater | 4/30/2020
Marriott Omaha Regency | 10220 Regency Cir | Omaha | NE | 68114-3706 | Douglas | NE26278 | Scrapped/Junked | 142142 | 2015 | Ruud-Rheem | CHWH - ASME/Fired Water Heater | Boiler Room | HWSD - Hot Water Dom/Potable | 4/30/2018
Marriott Omaha Regency | 10220 Regency Cir | Omaha | NE | 68114-3706 | Douglas | NE26279 | Scrapped/Junked | 142951 | 2015 | Ruud-Rheem | CHWH - ASME/Fired Water Heater | Boiler Room | HWSD - Hot Water Dom/Potable | 4/30/2019
Marriott Omaha Regency | 10220 Regency Cir | Omaha | NE | 68114-3706 | Douglas | NE26280 | Scrapped/Junked | 145111 | 2015 | Ruud-Rheem | CHWH - ASME/Fired Water Heater | Boiler Room | HWSD - Hot Water Dom/Potable | 4/30/2019
Marriott Omaha Regency | 10220 Regency Cir | Omaha | NE | 68114-3706 | Douglas | NE26684 | Scrapped/Junked | 146567 | 2016 | Rheem/Ruud | CHWH - ASME/Fired Water Heater | Boiler Room | HWSD - Hot Water Dom/Potable | 4/30/2019
Marriott Omaha Regency | 10220 Regency Cir | Omaha | NE | 68114-3706 | Douglas | NE28079 | Active | 7698 | 2019 | Riello | WT - Water Tube Boiler | boiler room | HWHT - Hot Water Heat | 10/31/2026
Marriott Omaha Regency | 10220 Regency Cir | Omaha | NE | 68114-3706 | Douglas | NE28080 | Active | 7706 | 2019 | Riello | WT - Water Tube Boiler | boiler room | HWHT - Hot Water Heat | 10/31/2026
Marriott Omaha Regency | 10220 Regency Cir | Omaha | NE | 68114-3706 | Douglas | NE28081 | Active | 7708 | 2019 | Riello | WT - Water Tube Boiler | boiler room | HWHT - Hot Water Heat | 10/31/2026
Marriott Omaha Regency | 10220 Regency Cir | Omaha | NE | 68114-3706 | Douglas | NE28082 | Active | 7730 | 2019 | Riello | WT - Water Tube Boiler | boiler room | HWHT - Hot Water Heat | 10/31/2026
Marriott Omaha Regency | 10220 Regency Cir | Omaha | NE | 68114-3706 | Douglas | NE28083 | Active | 7362 | 2019 | Riello | WT - Water Tube Boiler | boiler room | HWHT - Hot Water Heat | 10/31/2026
Marriott Omaha Regency | 10220 Regency Cir | Omaha | NE | 68114-3706 | Douglas | NE28084 | Active | 7366 | 2019 | Riello | WT - Water Tube Boiler | boiler room | HWHT - Hot Water Heat | 10/31/2026
Marriott Omaha Regency | 10220 Regency Cir | Omaha | NE | 68114-3706 | Douglas | NE28085 | Active | 7432 | 2019 | Riello | WT - Water Tube Boiler | boiler room | HWHT - Hot Water Heat | 10/31/2026
Marriott Omaha Regency | 10220 Regency Cir | Omaha | NE | 68114-3706 | Douglas | NE28086 | Active | 7431 | 2019 | Riello | WT - Water Tube Boiler | boiler room | HWHT - Hot Water Heat | 10/31/2026
Marriott Omaha Regency | 10220 Regency Cir | Omaha | NE | 68114-3706 | Douglas | NE28087 | Active | 7258 | 2019 | Riello | WT - Water Tube Boiler | boiler room | HWHT - Hot Water Heat | 10/31/2026
Marriott Omaha Regency | 10220 Regency Cir | Omaha | NE | 68114-3706 | Douglas | NE28088 | Active | 7166 | 2019 | Riello | WT - Water Tube Boiler | boiler room | HWHT - Hot Water Heat | 10/31/2026
Marriott Omaha Regency | 10220 Regency Cir | Omaha | NE | 68114-3706 | Douglas | NE28089 | Active | 7075 | 2019 | Riello | WT - Water Tube Boiler | boiler room | HWHT - Hot Water Heat | 10/31/2026
Marriott Omaha Regency | 10220 Regency Cir | Omaha | NE | 68114-3706 | Douglas | NE28090 | Active | 7077 | 2019 | Riello | WT - Water Tube Boiler | boiler room | HWHT - Hot Water Heat | 10/31/2026
Marriott Omaha Regency | 10220 Regency Cir | Omaha | NE | 68114-3706 | Douglas | NE28091 | Active | 8402 | 2019 | Riello | WT - Water Tube Boiler | boiler room | HWHT - Hot Water Heat | 10/31/2026
Marriott Omaha Regency | 10220 Regency Cir | Omaha | NE | 68114-3706 | Douglas | NE28092 | Active | 8432 | 2019 | Riello | WT - Water Tube Boiler | boiler room | HWHT - Hot Water Heat | 10/31/2026
Marriott Omaha Regency | 10220 Regency Cir | Omaha | NE | 68114-3706 | Douglas | NE28093 | Active | 8427 | 2019 | Riello | WT - Water Tube Boiler | boiler room | HWHT - Hot Water Heat | 10/31/2026
Marriott Omaha Regency | 10220 Regency Cir | Omaha | NE | 68114-3706 | Douglas | NE28094 | Active | 8430 | 2019 | Riello | WT - Water Tube Boiler | boiler room | HWHT - Hot Water Heat | 10/31/2026
Marriott Omaha Regency | 10220 Regency Cir | Omaha | NE | 68114-3706 | Douglas | NE29256 | Scrapped/Junked | 8418 | 2021 | Hayward | CPFH - Copper Fin Water Heater | Pool Equip Room | IPHT - Indoor Pool Heater | 10/31/2022
Marriott Omaha Regency | 10220 Regency Cir | Omaha | NE | 68114-3706 | Douglas | NE35574 | Scrapped/Junked | 34944 | 1981 | Kewannee | FTFB - Firetube-Firebox Boiler | Boiler Room | HWHT - Hot Water Heat | 4/30/2019
Marriott Omaha Regency | 10220 Regency Cir | Omaha | NE | 68114-3706 | Douglas | NE35575 | Scrapped/Junked | 34838 | 1981 | Kewannee | FTFB - Firetube-Firebox Boiler | Boiler Room | HWHT - Hot Water Heat | 4/30/2020
Marriott Omaha Regency | 10220 Regency Cir | Omaha | NE | 68114-3706 | Douglas | NE35577 | Scrapped/Junked | 3992 | 1984 | ALDRICH | FT - Firetube Boiler | BOILER ROOM | HWSD - Hot Water Dom/Potable | 11/30/1997
Marriott Omaha Regency | 10220 Regency Cir | Omaha | NE | 68114-3706 | Douglas | NE41640 | Active | 547129 | 2022 | Raypak | CPFT - Horiz Cpr Fin Boiler | pool pump room | IPHT - Indoor Pool Heater | 10/31/2026
Marriott Omaha Regency | 10220 Regency Cir | Omaha | NE | 68114-3706 | Douglas | NE41641 | Active | 72498 | 2017 | PVI Industries | CHWH - ASME/Fired Water Heater | Boiler Room | HWSD - Hot Water Dom/Potable | 10/31/2026
Marriott Omaha Regency | 10220 Regency Cir | Omaha | NE | 68114-3706 | Douglas | NE41642 | Active | 81009 | 2017 | PVI Industries | CHWH - ASME/Fired Water Heater | Boiler Room | HWSD - Hot Water Dom/Potable | 10/31/2026
Regency Court | 10235 Regency Cir | Omaha | NE | 68114-3763 | Douglas | NE07053 | Active | 15462 | 2006 | ALES | FTVT - Firetube Vertical TB | EQUIPMENT ROOM | HWHT - Hot Water Heat | 10/31/2026
Regency Court | 10235 Regency Cir | Omaha | NE | 68114-3763 | Douglas | NE07054 | Active | 15459 | 2006 | ALES | FTVT - Firetube Vertical TB | EQUIPMENT ROOM | HWHT - Hot Water Heat | 10/31/2026
Regency Court | 10235 Regency Cir | Omaha | NE | 68114-3763 | Douglas | NE07055 | Active | 15461 | 2006 | ALES | FTVT - Firetube Vertical TB | EQUPMENT ROOM | HWHT - Hot Water Heat | 10/31/2026
Regency Court | 10235 Regency Cir | Omaha | NE | 68114-3763 | Douglas | NE37356 | Inactive |  | 1920 | FROST | FT - Firetube Boiler | AQUILLA CRT | STHT - Steam-Heat | 9/30/1994
Regency Court | 10235 Regency Cir | Omaha | NE | 68114-3763 | Douglas | NE37675 | Scrapped/Junked | 9507 | 1971 | KEWANEE | FTSM - FTS Marine Dry Back | BOILER ROOM | HWHT - Hot Water Heat | 9/30/2006
Regency Court | 10235 Regency Cir | Omaha | NE | 68114-3763 | Douglas | NE37681 | Scrapped/Junked | 9436 | 1970 | KEWANEE | FTSM - FTS Marine Dry Back | BOILER ROOM | HWHT - Hot Water Heat | 9/30/2006
Regency Court | 10235 Regency Cir | Omaha | NE | 68114-3763 | Douglas | NE37682 | Scrapped/Junked | 9566 | 1970 | KEWANEE | FTSM - FTS Marine Dry Back | BOILER ROOM | HWHT - Hot Water Heat | 9/30/2006
City of Omaha-Mockingbird Hills Rec Ctr | 10242 Mockingbird Dr | Omaha | NE | 68127-1921 | Douglas | NE10547 | Scrapped/Junked | 205134 | 2003 | Raypak | CPFH - Copper Fin Water Heater | BOILER ROOM | IPHT - Indoor Pool Heater | 9/30/2022
City of Omaha-Mockingbird Hills Rec Ctr | 10242 Mockingbird Dr | Omaha | NE | 68127-1921 | Douglas | NE15705 | Scrapped/Junked | 17241 | 1986 | AO SMITH | CHWH - ASME/Fired Water Heater | BOILER ROOM | HWSD - Hot Water Dom/Potable | 9/30/2001
City of Omaha-Mockingbird Hills Rec Ctr | 10242 Mockingbird Dr | Omaha | NE | 68127-1921 | Douglas | NE15706 | Inactive | 16828 | 1986 | AO SMITH | CHWH - ASME/Fired Water Heater | BOILER ROOM | HWSD - Hot Water Dom/Potable | 9/30/2002
City of Omaha-Mockingbird Hills Rec Ctr | 10242 Mockingbird Dr | Omaha | NE | 68127-1921 | Douglas | NE15719 | Scrapped/Junked | 50438 | 1995 | LOCHINVAR | CPFT - Horiz Cpr Fin Boiler | BOILER ROOM | IPHT - Indoor Pool Heater | 9/30/2003
City of Omaha-Mockingbird Hills Rec Ctr | 10242 Mockingbird Dr | Omaha | NE | 68127-1921 | Douglas | NE41277 | Active | 382895 | 2022 | Lochinvar | WT - Water Tube Boiler | mech room | IPHT - Indoor Pool Heater | 9/30/2026
Regency Center | 10250 Regency Cir | Omaha | NE | 68114-3754 | Douglas | NE24922 | Active | 9565 | 1998 | L.E.S. Inc./Aldrich Co | FTVT - Firetube Vertical TB | Boiler Room - Outside Energy Center | HWHT - Hot Water Heat | 12/31/2026
Regency Center | 10250 Regency Cir | Omaha | NE | 68114-3754 | Douglas | NE24923 | Active | 9562 | 1998 | L.E.S. Inc./Aldrich Co | FTVT - Firetube Vertical TB | Boiler Room - Outside Energy Center | HWHT - Hot Water Heat | 12/31/2026
Regency Center | 10250 Regency Cir | Omaha | NE | 68114-3754 | Douglas | NE24924 | Active | 9564 | 1998 | L.E.S. Inc./Aldrich Co | FTVT - Firetube Vertical TB | Boiler Room - Outside Energy Center | HWHT - Hot Water Heat | 12/31/2026
Bristol Apartments | 1029 Park Ave | Omaha | NE | 68105-2275 | Douglas | NE18331 | Scrapped/Junked | 21458 | 1992 | Iron Fireman | FTFB - Firetube-Firebox Boiler | BASEMENT | STHT - Steam-Heat | 3/31/2019
BRISTOL APARTMENTS | 1029 Park Ave | Omaha | NE | 68105-2275 | Douglas | NE19758 | Exempt 1999 LB-66 |  | 1993 | RUUD | AHWH - ANSI/Fired Water Htr |  | HWSD - Hot Water Dom/Potable | 5/31/1998
APARTMENT BLDG | 1029 Park Ave | Omaha | NE | 68105-2275 | Douglas | NE35302 | Inactive |  | 1939 | KEWANEE | FT - Firetube Boiler | 1029 PARK AVE | STHT - Steam-Heat | 5/31/1992
MONTGOMERY WARD | 102ND ST & W DODGE RD | OMAHA | NE | 68114 | Douglas | NE14969 | Inactive |  | 1966 | THERMO PAK | WT - Water Tube Boiler |  | HWHT - Hot Water Heat | 10/31/1997
MONTGOMERY WARD | 102ND ST & W DODGE RD | OMAHA | NE | 68114 | Douglas | NE15450 | Inactive |  | 1993 | AO SMITH | AHWH - ANSI/Fired Water Htr |  | HWSD - Hot Water Dom/Potable | 5/31/1998
WESTROADS MALL | 102ND ST & W DODGE RD | OMAHA | NE | 68114 | Douglas | NE11607 | Inactive | 3579 | 1968 | SELLERS | FT - Firetube Boiler | BOILER ROOM | PROC - Process Steam | 3/31/1990
WESTROADS MALL | 102ND ST & W DODGE RD | OMAHA | NE | 68114 | Douglas | NE32495 | Scrapped/Junked | 744 | 1970 | BEHM CO. | FPV - Fired Pressure Vessel | BOILER ROOM | STHT - Steam-Heat | 4/30/2008
WESTROADS MALL | 102ND ST & W DODGE RD | OMAHA | NE | 68114 | Douglas | NE32496 | Scrapped/Junked | 27276 | 1967 | ST LOUIS SHIPBUILDING | FPV - Fired Pressure Vessel | BOILER ROOM | STHT - Steam-Heat | 4/30/2008
WESTROADS MALL | 102ND ST & W DODGE RD | OMAHA | NE | 68114 | Douglas | NE32896 | Scrapped/Junked | 745 | 1970 | BEHM CO. | FPV - Fired Pressure Vessel | BOILER ROOM | STHT - Steam-Heat | 4/30/2008
WESTROADS MALL | 102ND ST & W DODGE RD | OMAHA | NE | 68114 | Douglas | NE32899 | Scrapped/Junked | 1002 | 1973 | BEHM CO. | FPV - Fired Pressure Vessel | BOILER ROOM | STHT - Steam-Heat | 4/30/2008
WESTROADS MALL | 102ND ST & W DODGE RD | OMAHA | NE | 68114 | Douglas | NE35328 | Scrapped/Junked | 27274 | 1967 | ST LOUIS SHIPBUILDING | FPV - Fired Pressure Vessel | BOILER ROOM | STHT - Steam-Heat | 4/30/2008
RADCLIFF APARTMENTS | 103-105 N 38TH ST | OMAHA | NE | 68106 | Douglas | NE20349 | Exempt 1999 LB-66 |  | 1988 | STATE INDUSTRIES | AHWH - ANSI/Fired Water Htr |  | HWSD - Hot Water Dom/Potable | 12/31/1999
RADCLIFF APARTMENTS | 103-105 N 38TH ST | OMAHA | NE | 68106 | Douglas | NE20350 | Exempt 1999 LB-66 |  | 1994 | STATE INDUSTRIES | AHWH - ANSI/Fired Water Htr |  | HWSD - Hot Water Dom/Potable | 12/31/1999
Apartment Building | 1030 S 30th Ave | Omaha | NE | 68105-6981 | Douglas | NE22649 | Scrapped/Junked |  | 1981 | PEER | CI - Cast Iron | BASEMENT | HWHT - Hot Water Heat | 3/31/2009
Lamson Dugan & Murray | 10306 Regency Parkway Dr | Omaha | NE | 68114-3708 | Douglas | NE05672 | Scrapped/Junked | 9666 | 1992 | Ajax | WT - Water Tube Boiler | GARAGE | HWHT - Hot Water Heat | 11/30/2022
Lamson Dugan & Murray | 10306 Regency Parkway Dr | Omaha | NE | 68114-3708 | Douglas | NE41732 | Active | 381171 | 2022 | Lochinvar | WT - Water Tube Boiler | Mech Room | HWHT - Hot Water Heat | 11/30/2026
Luther Memorial Lutheran Church | 1031 Sunset Trl | Omaha | NE | 68132-1950 | Douglas | NE14539 | Scrapped/Junked | N/A | 1957 | Kewanee | FT - Firetube Boiler | BASEMENT | HWHT - Hot Water Heat | 9/30/2013
Luther Memorial Lutheran Church | 1031 Sunset Trl | Omaha | NE | 68132-1950 | Douglas | NE27117 | Active | 256751 | 2013 | Lochinvar | COND - Condenser | boiler room | HWHT - Hot Water Heat | 9/30/2026
California Pizza Kitchen | 10317 Pacific St | Omaha | NE | 68114-4713 | Douglas | NE01440 | Scrapped/Junked | 57701 | 2000 | AOSM | CHWH - ASME/Fired Water Heater | EQUIP ROOM | HWSD - Hot Water Dom/Potable | 4/30/2005
California Pizza Kitchen | 10317 Pacific St | Omaha | NE | 68114-4713 | Douglas | NE19718 | Scrapped/Junked |  | 1996 | AO SMITH | AHWH - ANSI/Fired Water Htr | BOILER ROOM | HWSD - Hot Water Dom/Potable | 3/31/2001
REGENCY APARTMENTS | 10322 Pacific St | Omaha | NE | 68114-4726 | Douglas | NE05427 | Exempt 1999 LB-66 |  | 1989 | RHEEM MANUFACTURING CO | AHWH - ANSI/Fired Water Htr | BLDG C | HWSD - Hot Water Dom/Potable | 5/31/1999
REGENCY APARTMENTS | 10322 Pacific St | Omaha | NE | 68114-4726 | Douglas | NE05428 | Exempt 1999 LB-66 |  | 1987 | RHEEM MANUFACTURING CO | AHWH - ANSI/Fired Water Htr | BLDG C | HWSD - Hot Water Dom/Potable | 5/31/1999
REGENCY APARTMENTS | 10322 Pacific St | Omaha | NE | 68114-4726 | Douglas | NE05429 | Exempt 1999 LB-66 |  | 1987 | RHEEM MANUFACTURING CO | AHWH - ANSI/Fired Water Htr | BLDG C | HWSD - Hot Water Dom/Potable | 5/31/1999
DAW Properties LLC | 10324 Fort St | Omaha | NE | 68134-1238 | Douglas | NE09995 | Active | 160929 | 1998 | TELE | CPFT - Horiz Cpr Fin Boiler | BOILER ROOM | HWHF - Hot Water Heat-Floor | 12/31/2026
GORILLA WASH | 10324 Fort St | Omaha | NE | 68134-1238 | Douglas | NE12909 | Scrapped/Junked |  | 1984 | PEERLESS HEATER COMPANY |  | BOILER ROOM | HWHT - Hot Water Heat | 10/31/2002
MIDWEST TOFU & SPROUTS | 10327 Washington Dr | Omaha | NE | 68127-4525 | Douglas | NE05145 | Inactive | 56916 | 1983 | CLEAVER BROOKS | WT - Water Tube Boiler | BOILER ROOM | PROC - Process Steam | 8/31/1985
Regency Westpoint | 10330 Regency Parkway Dr | Omaha | NE | 68114-3774 | Douglas | NE12829 | Active | n/a | 1991 | Weil-Mcclain | ELBL - Electric Boiler | 2ND FL MECH RM | HWHT - Hot Water Heat | 4/30/2027
Building Demolished | 1034 S 30th Ave | Omaha | NE | 68105-6980 | Douglas | NE04951 | Scrapped/Junked | n/a | 1991 | Peerless | CI - Cast Iron | BASEMEMT | HWHT - Hot Water Heat | 3/31/2013
Scott Foundation Office Building | 10340 N 84th St | Omaha | NE | 68122 | Douglas | NE27127 | Active | 395205 | 2017 | Lochinvar | COND - Condenser | Equip room/Garage | HWHT - Hot Water Heat | 10/31/2026
Scott Foundation Office Building | 10340 N 84th St | Omaha | NE | 68122 | Douglas | NE27128 | Active | 384594 | 2017 | Lochinvar | COND - Condenser | Equip room/Garage | HWHT - Hot Water Heat | 10/31/2026
Ruby Tuesday #2239 | 10387 Pacific St | Omaha | NE | 68114-4713 | Douglas | NE23182 | Scrapped/Junked | 39964 | 1997 | AOSM | CHWH - ASME/Fired Water Heater | Kitchen | HWSD - Hot Water Dom/Potable | 2/28/2012
REGENCY LAKESIDE APTS | 1039 S 106th Plz | Omaha | NE | 68114-4784 | Douglas | NE15811 | Inactive | 13752 | 1975 | RUUD | CHWH - ASME/Fired Water Heater | BLDG E | HWSD - Hot Water Dom/Potable | 5/31/1999
WELSH APARTMENTS | 1039-41 PARK AVE | OMAHA | NE | 68105-6943 | Douglas | NE12803 | Inactive |  | 1965 | PEERLESS HEATER COMPANY |  | BASEMENT | STHT - Steam-Heat | 4/30/2003
Mutual Of Omaha | 104 S 31St Ave | Omaha | NE | 68131 | Douglas | NE37583 | Scrapped/Junked |  | 1973 | CRAN | CI - Cast Iron | BOILER ROOM | HWHT - Hot Water Heat | 5/31/2007
Mutual Of Omaha | 104 S 31St Ave | Omaha | NE | 68131 | Douglas | NE37584 | Scrapped/Junked |  | 1973 | CRAN | CI - Cast Iron | BOILER ROOM | HWHT - Hot Water Heat | 5/31/2007
Delta Chi Fraternity | 104 S 39th St | Omaha | NE | 68131-3002 | Douglas | NE18356 | Inactive |  | 1984 | PEER | CI - Cast Iron | BASEMENT | HWHT - Hot Water Heat | 3/31/2004
Delta Chi Fraternity | 104 S 39th St | Omaha | NE | 68131-3002 | Douglas | NE18357 | Inactive |  | 1920 | GUNN | CI - Cast Iron | BASEMENT | HWHT - Hot Water Heat | 3/31/2004
GEORGIA APARTMENTS | 1040-44 S 29TH ST | OMAHA | NE | 68105-2245 | Douglas | NE04409 | Inactive | + | 1976 | AMERICAN STANDARD |  | BOILER ROOM | STHT - Steam-Heat | 12/31/1989
MUD Construction Center | 10402 Potter St | Omaha | NE | 68122 | Douglas | NE43923 | Active | 121458 | 2024 | KITURAMI CO. | FTVT - Firetube Vertical TB | Boiler Room | HWHT - Hot Water Heat | 2/28/2027
MUD Construction Center | 10402 Potter St | Omaha | NE | 68122 | Douglas | NE43924 | Active | 122252 | 2024 | KITURAMI CO. | FTVT - Firetube Vertical TB | Boiler Room | HWHT - Hot Water Heat | 2/28/2027
MUD Construction Center | 10402 Potter St | Omaha | NE | 68122 | Douglas | NE43925 | Active | 121415 | 2024 | KITURAMI CO. | FTVT - Firetube Vertical TB | Boiler Room | HWHT - Hot Water Heat | 2/28/2027
Quality Pork International | 10404 F Plz | Omaha | NE | 68127-1000 | Douglas | NE22617 | Scrapped/Junked | 89331 | 1996 | PVI INDUSTRIES | CHWH - ASME/Fired Water Heater | BOILER ROOM | HWSD - Hot Water Dom/Potable | 2/28/2007
Quality Pork International | 10404 F Plz | Omaha | NE | 68127-1000 | Douglas | NE22618 | Scrapped/Junked | 89332 | 1996 | PVI INDUSTRIES | CHWH - ASME/Fired Water Heater | BOILER ROOM | HWSD - Hot Water Dom/Potable | 2/28/2006
Quality Pork International | 10404 F Plz | Omaha | NE | 68127-1000 | Douglas | NE24726 | Inactive | 93867 | 1998 | Pvi | CHWH - ASME/Fired Water Heater | BOILER ROOM | HWSD - Hot Water Dom/Potable | 2/28/2010
Quality Pork International | 10404 F Plz | Omaha | NE | 68127-1000 | Douglas | NE24727 | Inactive | 93866 | 1998 | Pvi | CHWH - ASME/Fired Water Heater | BOILER ROOM | HWSD - Hot Water Dom/Potable | 2/28/2010
Quality Pork International | 10404 F Plz | Omaha | NE | 68127-1000 | Douglas | NE25627 | Active | 6385 | 1999 | HURS | FT - Firetube Boiler | Boiler Room | PROC - Process Steam | 2/28/2027
Metro Community College | 10407 State St | Omaha | NE | 68122-1053 | Douglas | NE22104 | Inactive | 17862 | 1966 | Patterson Kelley Co | ELWH - Electric Water Heater | Boiler Room | HWSD - Hot Water Dom/Potable | 6/30/2008
REGENCY LAKESIDE APTS | 10412 Pacific St | Omaha | NE | 68114-4785 | Douglas | NE37639 | Inactive |  | 1972 | AO SMITH | CHWH - ASME/Fired Water Heater | BLDG B | HWSD - Hot Water Dom/Potable | 5/31/1999
Hans and Jo Link Plaza | 1044 N 115th St | Omaha | NE | 68154-4425 | Douglas | NE17908 | Scrapped/Junked | 40183 | 1986 | Kewanee | FTFB - Firetube-Firebox Boiler | BOILER ROOM | HWHT - Hot Water Heat | 10/31/2022
Hans and Jo Link Plaza | 1044 N 115th St | Omaha | NE | 68154-4425 | Douglas | NE42577 | Active | 247 | 2022 | Riello | WT - Water Tube Boiler | Boiler Room | HWHT - Hot Water Heat | 2/28/2025
Hans and Jo Link Plaza | 1044 N 115th St | Omaha | NE | 68154-4425 | Douglas | NE42578 | Active | 246 | 2022 | Riello | WT - Water Tube Boiler | Boiler Room | HWHT - Hot Water Heat | 2/28/2027
Hans and Jo Link Plaza | 1044 N 115th St | Omaha | NE | 68154-4425 | Douglas | NE42579 | Active | 498 | 2022 | Riello | WT - Water Tube Boiler | Boiler Room | HWHT - Hot Water Heat | 2/28/2027
Hans and Jo Link Plaza | 1044 N 115th St | Omaha | NE | 68154-4425 | Douglas | NE42580 | Active | 496 | 2022 | Riello | WT - Water Tube Boiler | Boiler Room | HWHT - Hot Water Heat | 2/28/2027
Terrace View Building | 1045 N 115th St | Omaha | NE | 68154-4422 | Douglas | NE25625 | Scrapped/Junked | 5693 | 1985 | Rite | WT - Water Tube Boiler | BOILER ROOM | HWHT - Hot Water Heat | 8/31/2018
Terrace View Building | 1045 N 115th St | Omaha | NE | 68154-4422 | Douglas | NE41710 | Active | 19120 | 2019 | Rite Eng | WT - Water Tube Boiler | MECH ROOM | HWHT - Hot Water Heat | 4/30/2027
Park Plaza Apartments | 105 N 31st Ave | Omaha | NE | 68131-2940 | Douglas | NE04937 | Scrapped/Junked |  | 1967 | KEWANEE | FTFB - Firetube-Firebox Boiler | BOILER ROOM | STHT - Steam-Heat | 9/30/2003
Park Plaza Apartments | 105 N 31st Ave | Omaha | NE | 68131-2940 | Douglas | NE04938 | Scrapped/Junked |  | 1967 | KEWANEE | FTFB - Firetube-Firebox Boiler | BOILER ROOM | STHT - Steam-Heat | 9/30/2003
Park Plaza Apartments | 105 N 31st Ave | Omaha | NE | 68131-2940 | Douglas | NE06464 | Scrapped/Junked | 13101 | 2003 | ALES | FTVT - Firetube Vertical TB | BASEMENT | HWHT - Hot Water Heat | 2/28/2013
Park Plaza Apartments | 105 N 31st Ave | Omaha | NE | 68131-2940 | Douglas | NE06465 | Scrapped/Junked | 13102 | 2003 | ALES | FTVT - Firetube Vertical TB | BASEMENT | HWHT - Hot Water Heat | 11/30/2019
Park Plaza Apartments | 105 N 31st Ave | Omaha | NE | 68131-2940 | Douglas | NE22616 | Scrapped/Junked | 91047 | 1997 | PVI INDUSTRIES | CHWH - ASME/Fired Water Heater |  | HWSD - Hot Water Dom/Potable | 9/30/1999
Park Plaza Apartments | 105 N 31st Ave | Omaha | NE | 68131-2940 | Douglas | NE24794 | Scrapped/Junked | 97485 | 1999 | Pvi | CHWH - ASME/Fired Water Heater | BOILER ROOM | HWSD - Hot Water Dom/Potable | 11/30/2019
Park Plaza Apartments | 105 N 31st Ave | Omaha | NE | 68131-2940 | Douglas | NE26733 | Active | 19101 | 2013 | Aldrich | FTVT - Firetube Vertical TB | BASEMENT | HWHT - Hot Water Heat | 11/30/2026
Park Plaza Apartments | 105 N 31st Ave | Omaha | NE | 68131-2940 | Douglas | NE28594 | Active | 104136 | 2019 | PVI Industries | WT - Water Tube Boiler | basement | HWSD - Hot Water Dom/Potable | 11/30/2026
Park Plaza Apartments | 105 N 31st Ave | Omaha | NE | 68131-2940 | Douglas | NE43290 | Active | 411953 | 2023 | Lochinvar | CPFT - Horiz Cpr Fin Boiler | Basement | HWHT - Hot Water Heat | 11/30/2026
Radcliff Apartments | 105 N 38th St | Omaha | NE | 68131-2357 | Douglas | NE33693 | Active | n/a | 1981 | Peerless | CI - Cast Iron | BASEMENT | STHT - Steam-Heat | 12/31/2022
Kefm 96 | 105 S 70th St | Omaha | NE | 68132-3325 | Douglas | NE18380 | Scrapped/Junked |  | 1983 | PEER | CI - Cast Iron | BOILER ROOM | HWHT - Hot Water Heat | 4/30/2001
Urology Center PC | 105 S 90th St | Omaha | NE | 68114-3963 | Douglas | NE16849 | Exempt 1999 LB-66 | 6985 | 1990 | PVI INDUSTRIES | AHWH - ANSI/Fired Water Htr | EQUIPMENT ROOM | HWSD - Hot Water Dom/Potable | 5/31/2001
Urology Center PC | 105 S 90th St | Omaha | NE | 68114-3963 | Douglas | NE16850 | Active | 119536 | 1990 | Teledyne Laars | CPFT - Horiz Cpr Fin Boiler | EQUIPMENT ROOM | HWHT - Hot Water Heat | 3/31/2027
VILLAGE REALTY/M HENERY | 105 S 9th St | Omaha | NE | 68102-1132 | Douglas | NE04810 | Inactive | 36609 | 1982 | KEWANEE | FT - Firetube Boiler |  | STHT - Steam-Heat | 9/30/1994
RAMADA LIMITED SUITES | 10503 Bedford Ave | Omaha | NE | 68134-3611 | Douglas | NE21970 | Exempt 1999 LB-66 |  | 1996 | AO SMITH | AHWH - ANSI/Fired Water Htr | 1ST FLOOR | HWSD - Hot Water Dom/Potable | 5/31/2000
RAMADA LIMITED SUITES | 10503 Bedford Ave | Omaha | NE | 68134-3611 | Douglas | NE21971 | Exempt 1999 LB-66 |  | 1996 | AO SMITH | AHWH - ANSI/Fired Water Htr | 1ST FLOOR | HWSD - Hot Water Dom/Potable | 5/31/2000
RAMADA LIMITED SUITES | 10503 Bedford Ave | Omaha | NE | 68134-3611 | Douglas | NE21972 | Exempt 1999 LB-66 |  | 1995 | AO SMITH | AHWH - ANSI/Fired Water Htr | 1ST FLOOR | HWSD - Hot Water Dom/Potable | 5/31/2000
TUDOR HEIGHTS APTS | 10505 Evans Plz | Omaha | NE | 68134-3406 | Douglas | NE22667 | Exempt 1999 LB-66 |  | 1986 | AO SMITH | AHWH - ANSI/Fired Water Htr | BLDG 10515 | HWSD - Hot Water Dom/Potable | 2/28/1999
TUDOR HEIGHTS APTS | 10505 Evans Plz | Omaha | NE | 68134-3406 | Douglas | NE22668 | Exempt 1999 LB-66 |  | 1986 | AO SMITH | AHWH - ANSI/Fired Water Htr | BLDG 10515 | HWSD - Hot Water Dom/Potable | 2/28/1999
TUDOR HEIGHTS APTS | 10505 Evans Plz | Omaha | NE | 68134-3406 | Douglas | NE22669 | Exempt 1999 LB-66 |  | 1986 | AO SMITH | AHWH - ANSI/Fired Water Htr | BLDG 10534 | HWSD - Hot Water Dom/Potable | 2/28/1999
TUDOR HEIGHTS APTS | 10505 Evans Plz | Omaha | NE | 68134-3406 | Douglas | NE22670 | Exempt 1999 LB-66 |  | 1986 | AO SMITH | AHWH - ANSI/Fired Water Htr | BLDG 10534 | HWSD - Hot Water Dom/Potable | 2/28/1999
TUDOR HEIGHTS APTS | 10505 Evans Plz | Omaha | NE | 68134-3406 | Douglas | NE22671 | Exempt 1999 LB-66 |  | 1986 | AO SMITH | AHWH - ANSI/Fired Water Htr | BLDG 10614 | HWSD - Hot Water Dom/Potable | 2/28/1999
TUDOR HEIGHTS APTS | 10505 Evans Plz | Omaha | NE | 68134-3406 | Douglas | NE22672 | Exempt 1999 LB-66 |  | 1986 | AO SMITH | AHWH - ANSI/Fired Water Htr | BLDG 10614 | HWSD - Hot Water Dom/Potable | 2/28/1999
TUDOR HEIGHTS APTS | 10505 Evans Plz | Omaha | NE | 68134-3406 | Douglas | NE22673 | Exempt 1999 LB-66 |  | 1986 | AO SMITH | AHWH - ANSI/Fired Water Htr | BLDG 10625 | HWSD - Hot Water Dom/Potable | 2/28/1999
TUDOR HEIGHTS APTS | 10505 Evans Plz | Omaha | NE | 68134-3406 | Douglas | NE22674 | Exempt 1999 LB-66 |  | 1986 | AO SMITH | AHWH - ANSI/Fired Water Htr | BLDG 10625 | HWSD - Hot Water Dom/Potable | 2/28/1999
TUDOR HEIGHTS APTS | 10505 Evans Plz | Omaha | NE | 68134-3406 | Douglas | NE22675 | Exempt 1999 LB-66 |  | 1986 | AO SMITH | AHWH - ANSI/Fired Water Htr | BLDG 10648 | HWSD - Hot Water Dom/Potable | 2/28/1999
TUDOR HEIGHTS APTS | 10505 Evans Plz | Omaha | NE | 68134-3406 | Douglas | NE22676 | Exempt 1999 LB-66 |  | 1986 | AO SMITH | AHWH - ANSI/Fired Water Htr | BLDG 10648 | HWSD - Hot Water Dom/Potable | 2/28/1999
TUDOR HEIGHTS APTS | 10505 Evans Plz | Omaha | NE | 68134-3406 | Douglas | NE22677 | Exempt 1999 LB-66 |  | 1986 | AO SMITH | AHWH - ANSI/Fired Water Htr | BLDG 3535 | HWSD - Hot Water Dom/Potable | 2/28/1999
TUDOR HEIGHTS APTS | 10505 Evans Plz | Omaha | NE | 68134-3406 | Douglas | NE22678 | Exempt 1999 LB-66 |  | 1986 | AO SMITH | AHWH - ANSI/Fired Water Htr | BLDG 3535 | HWSD - Hot Water Dom/Potable | 2/28/1999
TUDOR HEIGHTS APTS | 10505 Evans Plz | Omaha | NE | 68134-3406 | Douglas | NE22679 | Exempt 1999 LB-66 |  | 1986 | AO SMITH | AHWH - ANSI/Fired Water Htr | BLDG 3506 | HWSD - Hot Water Dom/Potable | 2/28/1999
TUDOR HEIGHTS APTS | 10505 Evans Plz | Omaha | NE | 68134-3406 | Douglas | NE22680 | Exempt 1999 LB-66 |  | 1986 | AO SMITH | AHWH - ANSI/Fired Water Htr | BLDG 3506 | HWSD - Hot Water Dom/Potable | 2/28/1999
TUDOR HEIGHTS APTS | 10505 Evans Plz | Omaha | NE | 68134-3406 | Douglas | NE22681 | Exempt 1999 LB-66 |  | 1986 | AO SMITH | AHWH - ANSI/Fired Water Htr | BLDG 10630 | HWSD - Hot Water Dom/Potable | 2/28/1999
TUDOR HEIGHTS APTS | 10505 Evans Plz | Omaha | NE | 68134-3406 | Douglas | NE22682 | Exempt 1999 LB-66 |  | 1986 | AO SMITH | AHWH - ANSI/Fired Water Htr | BLDG 10630 | HWSD - Hot Water Dom/Potable | 2/28/1999
TUDOR HEIGHTS APTS | 10505 Evans Plz | Omaha | NE | 68134-3406 | Douglas | NE22683 | Exempt 1999 LB-66 |  | 1986 | AO SMITH | AHWH - ANSI/Fired Water Htr | BLDG 3445 | HWSD - Hot Water Dom/Potable | 2/28/1999
TUDOR HEIGHTS APTS | 10505 Evans Plz | Omaha | NE | 68134-3406 | Douglas | NE22684 | Exempt 1999 LB-66 |  | 1986 | AO SMITH | AHWH - ANSI/Fired Water Htr | BLDG 3435 | HWSD - Hot Water Dom/Potable | 2/28/1999
TUDOR HEIGHTS APTS | 10505 Evans Plz | Omaha | NE | 68134-3406 | Douglas | NE22685 | Exempt 1999 LB-66 |  | 1986 | AO SMITH | AHWH - ANSI/Fired Water Htr | BLDG 3435 | HWSD - Hot Water Dom/Potable | 2/28/1999
TUDOR HEIGHTS APTS | 10505 Evans Plz | Omaha | NE | 68134-3406 | Douglas | NE22686 | Exempt 1999 LB-66 |  | 1986 | AO SMITH | AHWH - ANSI/Fired Water Htr | BLDG 3405 | HWSD - Hot Water Dom/Potable | 2/28/1999
TUDOR HEIGHTS APTS | 10505 Evans Plz | Omaha | NE | 68134-3406 | Douglas | NE22687 | Exempt 1999 LB-66 |  | 1986 | AO SMITH | AHWH - ANSI/Fired Water Htr | BLDG 3405 | HWSD - Hot Water Dom/Potable | 2/28/1999
TUDOR HEIGHTS APTS | 10505 Evans Plz | Omaha | NE | 68134-3406 | Douglas | NE22688 | Exempt 1999 LB-66 |  | 1986 | AO SMITH | AHWH - ANSI/Fired Water Htr | BLDG 3331 | HWSD - Hot Water Dom/Potable | 2/28/1999
TUDOR HEIGHTS APTS | 10505 Evans Plz | Omaha | NE | 68134-3406 | Douglas | NE22689 | Exempt 1999 LB-66 |  | 1986 | AO SMITH | AHWH - ANSI/Fired Water Htr | BLDG 3331 | HWSD - Hot Water Dom/Potable | 2/28/1999
TUDOR HEIGHTS APTS | 10505 Evans Plz | Omaha | NE | 68134-3406 | Douglas | NE22690 | Exempt 1999 LB-66 |  | 1986 | AO SMITH | AHWH - ANSI/Fired Water Htr | BLDG 10532 | HWSD - Hot Water Dom/Potable | 2/28/1999
TUDOR HEIGHTS APTS | 10505 Evans Plz | Omaha | NE | 68134-3406 | Douglas | NE22691 | Exempt 1999 LB-66 |  | 1986 | AO SMITH | AHWH - ANSI/Fired Water Htr | BLDG 10532 | HWSD - Hot Water Dom/Potable | 2/28/1999
TUDOR HEIGHTS APTS | 10505 Evans Plz | Omaha | NE | 68134-3406 | Douglas | NE22692 | Exempt 1999 LB-66 |  | 1986 | AO SMITH | AHWH - ANSI/Fired Water Htr | BLDG 10512 | HWSD - Hot Water Dom/Potable | 2/28/1999
TUDOR HEIGHTS APTS | 10505 Evans Plz | Omaha | NE | 68134-3406 | Douglas | NE22693 | Exempt 1999 LB-66 |  | 1986 | AO SMITH | AHWH - ANSI/Fired Water Htr | BLDG 3304 | HWSD - Hot Water Dom/Potable | 2/28/1999
TUDOR HEIGHTS APTS | 10505 Evans Plz | Omaha | NE | 68134-3406 | Douglas | NE22694 | Exempt 1999 LB-66 |  | 1986 | AO SMITH | AHWH - ANSI/Fired Water Htr | BLDG 3304 | HWSD - Hot Water Dom/Potable | 2/28/1999
TUDOR HEIGHTS APTS | 10505 Evans Plz | Omaha | NE | 68134-3406 | Douglas | NE22695 | Exempt 1999 LB-66 |  | 1986 | AO SMITH | AHWH - ANSI/Fired Water Htr | BLDG 3324 | HWSD - Hot Water Dom/Potable | 2/28/1999
TUDOR HEIGHTS APTS | 10505 Evans Plz | Omaha | NE | 68134-3406 | Douglas | NE22696 | Exempt 1999 LB-66 |  | 1986 | AO SMITH | AHWH - ANSI/Fired Water Htr | BLDG 3404 | HWSD - Hot Water Dom/Potable | 2/28/1999
TUDOR HEIGHTS APTS | 10505 Evans Plz | Omaha | NE | 68134-3406 | Douglas | NE22697 | Exempt 1999 LB-66 |  | 1986 | AO SMITH | AHWH - ANSI/Fired Water Htr | BLDG 3404 | HWSD - Hot Water Dom/Potable | 2/28/1999
TUDOR HEIGHTS APTS | 10505 Evans Plz | Omaha | NE | 68134-3406 | Douglas | NE22698 | Exempt 1999 LB-66 |  | 1986 | AO SMITH | AHWH - ANSI/Fired Water Htr | BLDG 3434 | HWSD - Hot Water Dom/Potable | 2/28/1999
TUDOR HEIGHTS APTS | 10505 Evans Plz | Omaha | NE | 68134-3406 | Douglas | NE22699 | Exempt 1999 LB-66 |  | 1986 | AO SMITH | AHWH - ANSI/Fired Water Htr | BLDG 3434 | HWSD - Hot Water Dom/Potable | 2/28/1999
TUDOR HEIGHTS APTS | 10505 Evans Plz | Omaha | NE | 68134-3406 | Douglas | NE22700 | Exempt 1999 LB-66 |  | 1986 | AO SMITH | AHWH - ANSI/Fired Water Htr | BLDG 3423 | HWSD - Hot Water Dom/Potable | 2/28/1999
TUDOR HEIGHTS APTS | 10505 Evans Plz | Omaha | NE | 68134-3406 | Douglas | NE22902 | Exempt 1999 LB-66 |  | 1986 | AO SMITH | AHWH - ANSI/Fired Water Htr | BLDG 3423 | HWSD - Hot Water Dom/Potable | 2/28/1999
AVP Energy #3 | 10505 Pacific St | Omaha | NE | 68114-4717 | Douglas | NE08115 | Inactive | 263597 | 2007 | RAYP | CPFT - Horiz Cpr Fin Boiler | EQUIP ROOM | HWSP - Hot Water Non Potable Supply | 8/31/2011
Regency Lakeside Apts | 10506 Pacific St | Omaha | NE | 68114-4763 | Douglas | NE05063 | Inactive |  | 1991 | Comfort Zone | ELWH - Electric Water Heater |  | HWSD - Hot Water Dom/Potable | 5/31/1999
Regency Lakeside Apts | 10506 Pacific St | Omaha | NE | 68114-4763 | Douglas | NE05688 | Scrapped/Junked |  | 1996 | Ruud-Rheem | CHWH - ASME/Fired Water Heater | Building H | HWSD - Hot Water Dom/Potable | 9/30/2007
Regency Lakeside Apts | 10506 Pacific St | Omaha | NE | 68114-4763 | Douglas | NE07246 | Scrapped/Junked | 103881 | 2006 | A O Smith | CHWH - ASME/Fired Water Heater | Building D | HWSD - Hot Water Dom/Potable | 12/31/2019
Regency Lakeside Apts | 10506 Pacific St | Omaha | NE | 68114-4763 | Douglas | NE07247 | Scrapped/Junked | 100991 | 2006 | A O Smith | CHWH - ASME/Fired Water Heater | Building F | HWSD - Hot Water Dom/Potable | 12/31/2017
Regency Lakeside Apts | 10506 Pacific St | Omaha | NE | 68114-4763 | Douglas | NE14800 | Scrapped/Junked | 13762 | 1977 | Ruud-Rheem | CHWH - ASME/Fired Water Heater | Building F | HWSD - Hot Water Dom/Potable | 12/31/2013
Regency Lakeside Apts | 10506 Pacific St | Omaha | NE | 68114-4763 | Douglas | NE15802 | Scrapped/Junked | 13756 | 1977 | Ruud-Rheem | CHWH - ASME/Fired Water Heater | Building F | HWSD - Hot Water Dom/Potable | 12/31/2014
Regency Lakeside Apts | 10506 Pacific St | Omaha | NE | 68114-4763 | Douglas | NE15803 | Inactive | 13904 | 1977 | Ruud-Rheem | CHWH - ASME/Fired Water Heater | Building G | HWSD - Hot Water Dom/Potable | 12/31/2013
Regency Lakeside Apts | 10506 Pacific St | Omaha | NE | 68114-4763 | Douglas | NE15805 | Inactive | 13760 | 1977 | Ruud-Rheem | CHWH - ASME/Fired Water Heater | BLDG G | HWSD - Hot Water Dom/Potable | 5/31/1999
Regency Lakeside Apts | 10506 Pacific St | Omaha | NE | 68114-4763 | Douglas | NE15807 | Inactive | 13607 | 1977 | Ruud-Rheem | CHWH - ASME/Fired Water Heater | BLDG H | HWSD - Hot Water Dom/Potable | 5/31/2003
Regency Lakeside Apts | 10506 Pacific St | Omaha | NE | 68114-4763 | Douglas | NE15808 | Inactive | 13906 | 1977 | Ruud-Rheem | CHWH - ASME/Fired Water Heater | BLDG H | HWSD - Hot Water Dom/Potable | 5/31/1999
Regency Lakeside Apts | 10506 Pacific St | Omaha | NE | 68114-4763 | Douglas | NE15809 | Inactive | 13909 | 1985 | Ruud-Rheem | CHWH - ASME/Fired Water Heater | BLDG E | HWSD - Hot Water Dom/Potable | 5/31/1998
Regency Lakeside Apts | 10506 Pacific St | Omaha | NE | 68114-4763 | Douglas | NE15813 | Inactive | 13952 | 1975 | Ruud-Rheem | CHWH - ASME/Fired Water Heater | BLDG D | HWSD - Hot Water Dom/Potable | 5/31/2003
Regency Lakeside Apts | 10506 Pacific St | Omaha | NE | 68114-4763 | Douglas | NE15834 | Inactive | 11880 | 1991 | A. O. Smith | CHWH - ASME/Fired Water Heater | Building D | HWSD - Hot Water Dom/Potable | 9/30/2011
Regency Lakeside Apts | 10506 Pacific St | Omaha | NE | 68114-4763 | Douglas | NE15835 | Scrapped/Junked | 25267 | 1979 | Rheem Manufacturing Co | CHWH - ASME/Fired Water Heater | BLDG A | HWSD - Hot Water Dom/Potable | 5/31/1999
Regency Lakeside Apts | 10506 Pacific St | Omaha | NE | 68114-4763 | Douglas | NE15836 | Inactive |  | 1985 | Comfort Zone | WT - Water Tube Boiler |  | HWSD - Hot Water Dom/Potable | 5/31/1998
Regency Lakeside Apts | 10506 Pacific St | Omaha | NE | 68114-4763 | Douglas | NE16779 | Scrapped/Junked | 17913 | 1992 | A. O. Smith | CHWH - ASME/Fired Water Heater | BLDG D | HWSD - Hot Water Dom/Potable | 5/31/2003
Regency Lakeside Apts | 10506 Pacific St | Omaha | NE | 68114-4763 | Douglas | NE25645 | Scrapped/Junked | 61754 | 1998 | State | CHWH - ASME/Fired Water Heater | Building E | HWSD - Hot Water Dom/Potable | 12/31/2019
Regency Lakeside Apts | 10506 Pacific St | Omaha | NE | 68114-4763 | Douglas | NE30520 | Scrapped/Junked | 18053 | 1992 | A. O. Smith | CHWH - ASME/Fired Water Heater | BLDG E | HWSD - Hot Water Dom/Potable | 5/31/2003
Regency Lakeside Apts | 10506 Pacific St | Omaha | NE | 68114-4763 | Douglas | NE30521 | Scrapped/Junked | 12923 | 1993 | A. O. Smith | CHWH - ASME/Fired Water Heater |  | HWSD - Hot Water Dom/Potable | 9/30/2006
Regency Lakeside Apts | 10506 Pacific St | Omaha | NE | 68114-4763 | Douglas | NE30522 | Scrapped/Junked | 23208 | 1993 | A. O. Smith | CHWH - ASME/Fired Water Heater | BLDG G | HWSD - Hot Water Dom/Potable | 5/31/2005
Regency Lakeside Apts | 10506 Pacific St | Omaha | NE | 68114-4763 | Douglas | NE36739 | Scrapped/Junked | 7416 | 1989 | AO SMITH | CHWH - ASME/Fired Water Heater | Building | HWSD - Hot Water Dom/Potable | 12/31/2018
Regency Lakeside Apts | 10506 Pacific St | Omaha | NE | 68114-4763 | Douglas | NE37634 | Scrapped/Junked | N/A | 1972 | Kewanee | FTFB - Firetube-Firebox Boiler | Building A | HWHT - Hot Water Heat | 12/31/2022
Regency Lakeside Apts | 10506 Pacific St | Omaha | NE | 68114-4763 | Douglas | NE37635 | Scrapped/Junked | 9569 | 1973 | Kewanee | FTFB - Firetube-Firebox Boiler | Building B | HWHT - Hot Water Heat | 12/31/2022
Regency Lakeside Apts | 10506 Pacific St | Omaha | NE | 68114-4763 | Douglas | NE37636 | Scrapped/Junked | N/A | 1972 | Kewanee | FTFB - Firetube-Firebox Boiler | Building C | HWHT - Hot Water Heat | 2/28/2025
Regency Lakeside Apts | 10506 Pacific St | Omaha | NE | 68114-4763 | Douglas | NE37637 | Scrapped/Junked | 31983 | 1981 | Rheem Manufacturing Co | CHWH - ASME/Fired Water Heater | BLDG A | HWSD - Hot Water Dom/Potable | 5/31/2002
Regency Lakeside Apts | 10506 Pacific St | Omaha | NE | 68114-4763 | Douglas | NE37638 | Inactive | 7277 | 1989 | A. O. Smith | CHWH - ASME/Fired Water Heater | BLDG B | HWSD - Hot Water Dom/Potable | 5/31/2003
Regency Lakeside Apts | 10506 Pacific St | Omaha | NE | 68114-4763 | Douglas | NE41279 | Active | 529009 | 2021 | Lochinvar | WT - Water Tube Boiler | bldg B | HWHT - Hot Water Heat | 2/28/2027
Regency Lakeside Apts | 10506 Pacific St | Omaha | NE | 68114-4763 | Douglas | NE41647 | Active | 535685 | 2021 | Lochinvar | WT - Water Tube Boiler | bldg A | HWHT - Hot Water Heat | 2/28/2027
Regency Lakeside Apts | 10506 Pacific St | Omaha | NE | 68114-4763 | Douglas | NE41648 | Active | 532148 | 2021 | Lochinvar | WT - Water Tube Boiler | bldg A | HWHT - Hot Water Heat | 2/28/2027
Regency Lakeside Apts | 10506 Pacific St | Omaha | NE | 68114-4763 | Douglas | NE43728 | Active | 62880 | 2024 | Sermeta | WTSS - Watertube SS Steel | Building C | HWHT - Hot Water Heat | 2/28/2027
Super Mercadito Restaurant | 1052 Park Ave | Omaha | NE | 68105-2200 | Douglas | NE04541 | Out of Service | n/a | 1960 | AMST | CI - Cast Iron | BOILER ROOM | HWHT - Hot Water Heat | 3/31/2017
Super Mercadito Restaurant | 1052 Park Ave | Omaha | NE | 68105-2200 | Douglas | NE04542 | Active | n/a | 1960 | AMST | CI - Cast Iron | BOILER ROOM | HWHT - Hot Water Heat | 3/31/2027
Park View Building | 1055 N 115th St | Omaha | NE | 68154-4419 | Douglas | NE25624 | Scrapped/Junked | 5692 | 1985 | Rite | WT - Water Tube Boiler | BOILER ROOM | HWHT - Hot Water Heat | 8/31/2017
Park View Building | 1055 N 115th St | Omaha | NE | 68154-4419 | Douglas | NE27166 | Active | 18430 | 2017 | Rite | WT - Water Tube Boiler | Basement Mech Rm | HWHT - Hot Water Heat | 2/28/2027
Residence Inn by Marriott | 106 S 15th St | Omaha | NE | 68102-1606 | Douglas | NE23926 | Active | 245963 | 2013 | Lochinvar | AHWH - ANSI/Fired Water Htr | Basement Mechanical | HWSD - Hot Water Dom/Potable | 2/28/2026
Residence Inn by Marriott | 106 S 15th St | Omaha | NE | 68102-1606 | Douglas | NE23927 | Active | 247529 | 2013 | Lochinvar | AHWH - ANSI/Fired Water Htr | Basement Mechanical | HWSD - Hot Water Dom/Potable | 2/28/2026
Residence Inn by Marriott | 106 S 15th St | Omaha | NE | 68102-1606 | Douglas | NE23928 | Active | 247530 | 2013 | Lochinvar | AHWH - ANSI/Fired Water Htr | Basement Mechanical | HWSD - Hot Water Dom/Potable | 2/28/2027
Residence Inn by Marriott | 106 S 15th St | Omaha | NE | 68102-1606 | Douglas | NE23929 | Active | 63976 | 2013 | Aerco | VTTB - Vertical Tube Bundle | Penthouse | GLYC - Glycol Bldg Heat Sys | 2/28/2027
Residence Inn by Marriott | 106 S 15th St | Omaha | NE | 68102-1606 | Douglas | NE23930 | Active | 63975 | 2013 | Aerco | VTTB - Vertical Tube Bundle | Penthouse | GLYC - Glycol Bldg Heat Sys | 2/28/2027
Rite of Passage | 10625 Calhoun Rd | Omaha | NE | 68112-1324 | Douglas | NE04664 | Scrapped/Junked | na | 1970 | Peerless | CI - Cast Iron | DORMITORY | HWHT - Hot Water Heat | 10/31/2012
Rite of Passage | 10625 Calhoun Rd | Omaha | NE | 68112-1324 | Douglas | NE23979 | Scrapped/Junked | 61296 | 1998 | State | CHWH - ASME/Fired Water Heater | Mech Rm-Cottage 1 | HWSD - Hot Water Dom/Potable | 1/31/2018
Rite of Passage | 10625 Calhoun Rd | Omaha | NE | 68112-1324 | Douglas | NE23980 | Scrapped/Junked | 55445 | 1998 | State | CHWH - ASME/Fired Water Heater | Mech Rm-Cottage 2 | HWSD - Hot Water Dom/Potable | 1/31/2018
Rite of Passage | 10625 Calhoun Rd | Omaha | NE | 68112-1324 | Douglas | NE23981 | Scrapped/Junked | 60426 | 1998 | State | CHWH - ASME/Fired Water Heater | Mech Rm-Cottage 3 | HWSD - Hot Water Dom/Potable | 1/31/2018
KENSINGTON WOODS APTS | 10655-10685 CHARLES | OMAHA | NE | 68114-1043 | Douglas | NE20837 | Exempt 1999 LB-66 |  | 1992 | AO SMITH | AHWH - ANSI/Fired Water Htr |  | HWSD - Hot Water Dom/Potable | 10/31/1999
KENSINGTON WOODS APTS | 10655-10685 CHARLES | OMAHA | NE | 68114-1043 | Douglas | NE20838 | Exempt 1999 LB-66 |  | 1989 | AO SMITH | AHWH - ANSI/Fired Water Htr |  | HWSD - Hot Water Dom/Potable | 10/31/1999
KENSINGTON WOODS APTS | 10655-10685 CHARLES | OMAHA | NE | 68114-1043 | Douglas | NE20839 | Exempt 1999 LB-66 |  | 1988 | AO SMITH | AHWH - ANSI/Fired Water Htr |  | HWSD - Hot Water Dom/Potable | 10/31/1999
KENSINGTON WOODS APTS | 10655-10685 CHARLES | OMAHA | NE | 68114-1043 | Douglas | NE20840 | Exempt 1999 LB-66 |  | 1985 | PAYNE | AHWH - ANSI/Fired Water Htr |  | HWSD - Hot Water Dom/Potable | 10/31/1999
KENSINGTON WOODS APTS | 10655-10685 CHARLES | OMAHA | NE | 68114-1043 | Douglas | NE20841 | Exempt 1999 LB-66 |  | 1987 | AO SMITH | AHWH - ANSI/Fired Water Htr |  | HWSD - Hot Water Dom/Potable | 10/31/1999
KENSINGTON WOODS APTS | 10655-10685 CHARLES | OMAHA | NE | 68114-1043 | Douglas | NE20842 | Exempt 1999 LB-66 |  | 1987 | AO SMITH | AHWH - ANSI/Fired Water Htr |  | HWSD - Hot Water Dom/Potable | 10/31/1999
KENSINGTON WOODS APTS | 10655-10685 CHARLES | OMAHA | NE | 68114-1043 | Douglas | NE20843 | Exempt 1999 LB-66 |  | 1996 | VANGUARD | AHWH - ANSI/Fired Water Htr |  | HWSD - Hot Water Dom/Potable | 10/31/1999
KENSINGTON WOODS APTS | 10655-10685 CHARLES | OMAHA | NE | 68114-1043 | Douglas | NE20844 | Exempt 1999 LB-66 |  | 1993 | AO SMITH | AHWH - ANSI/Fired Water Htr |  | HWSD - Hot Water Dom/Potable | 10/31/1999
KENSINGTON WOODS APTS | 10655-10685 CHARLES | OMAHA | NE | 68114-1043 | Douglas | NE20845 | Exempt 1999 LB-66 |  | 1994 | VANGUARD | AHWH - ANSI/Fired Water Htr |  | HWSD - Hot Water Dom/Potable | 10/31/1999
KENSINGTON WOODS APTS | 10655-10685 CHARLES | OMAHA | NE | 68114-1043 | Douglas | NE20846 | Exempt 1999 LB-66 |  | 1985 | PAYNE | AHWH - ANSI/Fired Water Htr |  | HWSD - Hot Water Dom/Potable | 10/31/1999
KENSINGTON WOODS APTS | 10655-10685 CHARLES | OMAHA | NE | 68114-1043 | Douglas | NE20847 | Exempt 1999 LB-66 |  | 1992 | AO SMITH | AHWH - ANSI/Fired Water Htr |  | HWSD - Hot Water Dom/Potable | 10/31/1999
KENSINGTON WOODS APTS | 10655-10685 CHARLES | OMAHA | NE | 68114-1043 | Douglas | NE20848 | Exempt 1999 LB-66 |  | 1992 | AO SMITH | AHWH - ANSI/Fired Water Htr |  | HWSD - Hot Water Dom/Potable | 10/31/1999
KENSINGTON WOODS APTS | 10655-10685 CHARLES | OMAHA | NE | 68114-1043 | Douglas | NE20849 | Exempt 1999 LB-66 |  | 1995 | VANGUARD | AHWH - ANSI/Fired Water Htr |  | HWSD - Hot Water Dom/Potable | 10/31/1999
KENSINGTON WOODS APTS | 10655-10685 CHARLES | OMAHA | NE | 68114-1043 | Douglas | NE20850 | Exempt 1999 LB-66 |  | 1990 | AO SMITH | AHWH - ANSI/Fired Water Htr |  | HWSD - Hot Water Dom/Potable | 10/31/1999
KENSINGTON WOODS APTS | 10655-10685 CHARLES | OMAHA | NE | 68114-1043 | Douglas | NE20851 | Exempt 1999 LB-66 |  | 1988 | AO SMITH | AHWH - ANSI/Fired Water Htr |  | HWSD - Hot Water Dom/Potable | 10/31/1999
KENSINGTON WOODS APTS | 10655-10685 CHARLES | OMAHA | NE | 68114-1043 | Douglas | NE20852 | Exempt 1999 LB-66 |  | 1988 | AO SMITH | AHWH - ANSI/Fired Water Htr |  | HWSD - Hot Water Dom/Potable | 10/31/1999
Engineered Controls Inc. | 10703 J St | Omaha | NE | 68127-1023 | Douglas | NE05659 | Scrapped/Junked | 2858 | 1983 | Aldrich | FTVT - Firetube Vertical TB | BOILER ROOM | HWHT - Hot Water Heat | 12/31/2022
Engineered Controls Inc. | 10703 J St | Omaha | NE | 68127-1023 | Douglas | NE05660 | Scrapped/Junked | 2859 | 1983 | Aldrich | FTVT - Firetube Vertical TB | BOILER ROOM | HWHT - Hot Water Heat | 12/31/2022
Engineered Controls Inc. | 10703 J St | Omaha | NE | 68127-1023 | Douglas | NE05661 | Scrapped/Junked | 2857 | 1983 | Aldrich | FTVT - Firetube Vertical TB | BOILER ROOM | HWHT - Hot Water Heat | 12/31/2022
Engineered Controls Inc. | 10703 J St | Omaha | NE | 68127-1023 | Douglas | NE42311 | Active | 14474 | 2020 | Riello | WT - Water Tube Boiler | Boiler Room | HWHT - Hot Water Heat | 4/30/2027
Engineered Controls Inc. | 10703 J St | Omaha | NE | 68127-1023 | Douglas | NE42312 | Active | 14440 | 2020 | Riello | WT - Water Tube Boiler | Boiler Room | HWHT - Hot Water Heat | 4/30/2027
Mega Mart | 10707 Blondo St | Omaha | NE | 68134-5578 | Douglas | NE25546 | Inactive | n/a | 1997 | Dunkirk | CI - Cast Iron | EQUIP ROOM | HWHF - Hot Water Heat-Floor | 3/31/2018
WESTMARK PLAZA | 10707 Pacific St | Omaha | NE | 68114-4762 | Douglas | NE03494 | Inactive | 7754 | 1983 | AO SMITH | ELWH - Electric Water Heater |  | HWSD - Hot Water Dom/Potable | 2/28/1997
Pacific Surgery Center LLC | 10707 Pacific St Ste 100 | Omaha | NE | 68114-4762 | Douglas | NE23744 | Active | 3927 | 2012 | Chromalox | ELBL - Electric Boiler | Clean Room | STER - Sterilizer | 3/31/2027
Pacific Surgery Center LLC | 10707 Pacific St Ste 100 | Omaha | NE | 68114-4762 | Douglas | NE23745 | Active | 3805 | 2012 | Chromalox | ELBL - Electric Boiler | Clean Room | STER - Sterilizer | 3/31/2027
KMTV | 10714 Mockingbird Dr | Omaha | NE | 68127-1942 | Douglas | NE34896 | Active | 9412 | 1978 | Teledyne & Laars | CPFT - Horiz Cpr Fin Boiler | Basement | HWHT - Hot Water Heat | 3/31/2027
KMTV | 10714 Mockingbird Dr | Omaha | NE | 68127-1942 | Douglas | NE35520 | Active | 9413 | 1978 | Teledyne & Laars | CPFT - Horiz Cpr Fin Boiler | Basement | HWHT - Hot Water Heat | 3/31/2027
New Victorian Inn & Suites | 10728 L St | Omaha | NE | 68127-1004 | Douglas | NE06166 | Scrapped/Junked | 90994 | 2004 | AOSF | CHWH - ASME/Fired Water Heater | EQUIPMENT ROOM | HWSD - Hot Water Dom/Potable | 1/31/2018
New Victorian Inn & Suites | 10728 L St | Omaha | NE | 68127-1004 | Douglas | NE06167 | Scrapped/Junked | 96521 | 2005 | AOSF | CHWH - ASME/Fired Water Heater | EQUIPMENT ROOM | HWSD - Hot Water Dom/Potable | 6/30/2010
New Victorian Inn & Suites | 10728 L St | Omaha | NE | 68127-1004 | Douglas | NE16039 | Scrapped/Junked | 123071 | 2009 | AO SMITH | CHWH - ASME/Fired Water Heater | NW Boiler Room | HWDP - Hotwater Heat & Dom Supply | 1/31/2013
New Victorian Inn & Suites | 10728 L St | Omaha | NE | 68127-1004 | Douglas | NE19298 | Scrapped/Junked | 51546 | 1995 | STATE INDUSTRIES | CHWH - ASME/Fired Water Heater | BOILER ROOM | HWSD - Hot Water Dom/Potable | 6/30/2006
New Victorian Inn & Suites | 10728 L St | Omaha | NE | 68127-1004 | Douglas | NE21978 | Scrapped/Junked | 56021 | 1996 | STATE INDUSTRIES | CHWH - ASME/Fired Water Heater | BOILER ROOM | HWSD - Hot Water Dom/Potable | 6/30/2006
New Victorian Inn & Suites | 10728 L St | Omaha | NE | 68127-1004 | Douglas | NE23746 | Scrapped/Junked | 140856 | 2009 | AO SMITH | CHWH - ASME/Fired Water Heater | equip room | HWDP - Hotwater Heat & Dom Supply | 1/31/2018
New Victorian Inn & Suites | 10728 L St | Omaha | NE | 68127-1004 | Douglas | NE26685 | Scrapped/Junked | 142004 | 2015 | Rheem/Ruud | CHWH - ASME/Fired Water Heater | water room | HWSD - Hot Water Dom/Potable | 1/31/2018
New Victorian Inn & Suites | 10728 L St | Omaha | NE | 68127-1004 | Douglas | NE26686 | Scrapped/Junked | 149220 | 2015 | Rheem/Ruud | CHWH - ASME/Fired Water Heater | water room | HWSD - Hot Water Dom/Potable | 1/31/2018
Holiday Inn Express | 10729 J St | Omaha | NE | 68127-1023 | Douglas | NE07786 | Scrapped/Junked |  | 1996 | PVI INDUSTRIES | CHWH - ASME/Fired Water Heater | BOILER ROOM | HWSD - Hot Water Dom/Potable | 4/30/2003
Holiday Inn Express | 10729 J St | Omaha | NE | 68127-1023 | Douglas | NE07787 | Scrapped/Junked |  | 1996 | PVI INDUSTRIES | CHWH - ASME/Fired Water Heater | BOILER ROOM | HWSD - Hot Water Dom/Potable | 4/30/2003
Holiday Inn Express | 10729 J St | Omaha | NE | 68127-1023 | Douglas | NE10652 | Scrapped/Junked | 7987 | 2003 | Rbi | VCPF - Vert Cpr Fin Blr | BOILER ROOM | HWSD - Hot Water Dom/Potable | 3/31/2015
La Quinta Inn | 10760 M St | Omaha | NE | 68127-1919 | Douglas | NE06776 | Scrapped/Junked | 10966 | 1990 | AOSM | CHWH - ASME/Fired Water Heater | EQUIPMENT ROOM | HWSD - Hot Water Dom/Potable | 4/30/2009
La Quinta Inn | 10760 M St | Omaha | NE | 68127-1919 | Douglas | NE06777 | Scrapped/Junked | 10964 | 1990 | AO SMITH | CHWH - ASME/Fired Water Heater | EQUIPMENT ROOM | HWSD - Hot Water Dom/Potable | 4/30/2008
La Quinta Inn | 10760 M St | Omaha | NE | 68127-1919 | Douglas | NE06778 | Scrapped/Junked | 10940 | 1990 | AOSM | CHWH - ASME/Fired Water Heater | EQUIPMENT ROOM | HWSD - Hot Water Dom/Potable | 4/30/2009
La Quinta Inn | 10760 M St | Omaha | NE | 68127-1919 | Douglas | NE09318 | Active | 80011 | 2008 | Bradford White | CHWH - ASME/Fired Water Heater | BOILER ROOM | HWSD - Hot Water Dom/Potable | 4/30/2027
La Quinta Inn | 10760 M St | Omaha | NE | 68127-1919 | Douglas | NE14624 | Active | 80938 | 2008 | BRADFORD-WHITE | CHWH - ASME/Fired Water Heater | EQUIP ROOM | HWSD - Hot Water Dom/Potable | 4/30/2027
La Quinta Inn | 10760 M St | Omaha | NE | 68127-1919 | Douglas | NE14625 | Active | 80935 | 2008 | BRADFORD-WHITE | CHWH - ASME/Fired Water Heater | EQUIP ROOM | HWSD - Hot Water Dom/Potable | 4/30/2027
Kimberly Apartments | 108 N 34th St | Omaha | NE | 68131-2579 | Douglas | NE12786 | Scrapped/Junked |  | 1947 | PACI | FTFB - Firetube-Firebox Boiler | BOILER ROOM | STHT - Steam-Heat | 3/31/2009
SHEDDS FOOD PRODUCTS | 108 S 9TH ST | OMAHA | NE | 68102 | Douglas | NE11002 | Inactive | 3223 | 1945 | TITUSVILLE | FT - Firetube Boiler | BOILER ROOM 1 | PROC - Process Steam | 7/31/1988
SHEDDS FOOD PRODUCTS | 108 S 9TH ST | OMAHA | NE | 68102 | Douglas | NE14245 | Inactive | 5403 | 1982 | CLEAVER BROOKS | FT - Firetube Boiler | BOILER ROOM 2 | PROC - Process Steam | 10/31/1987
Bennington Fire & Rescuse | 10801 N 156th St | Bennington | NE | 68007-5588 | Douglas | NE25708 | Active | 106138 | 2013 | Lochinvar | FTVT - Firetube Vertical TB | upstairs mech room | GLFH - Glycol Floor Heat System | 3/31/2027
CHINA ONE RESTAURANT | 10803 John Galt Blvd | Omaha | NE | 68137-2325 | Douglas | NE20094 | Scrapped/Junked | 53165 | 1995 | TELEDYNE LAARS | WT - Water Tube Boiler | EQUIP ROOM | HWSD - Hot Water Dom/Potable | 1/31/2007
CHOICE SMORGASBORD | 10803 John Galt Blvd | Omaha | NE | 68137-2325 | Douglas | NE34216 | Inactive | 39491 | 1984 | RUUD | CHWH - ASME/Fired Water Heater | BOILER ROOM | HWSD - Hot Water Dom/Potable | 4/30/1993
CHOICE SMORGASBORD | 10803 John Galt Blvd | Omaha | NE | 68137-2325 | Douglas | NE34217 | Inactive | 39492 | 1984 | RUUD | CHWH - ASME/Fired Water Heater | BOILER ROOM | HWSD - Hot Water Dom/Potable | 4/30/1993
CHOICE SMORGASBORD | 10803 John Galt Blvd | Omaha | NE | 68137-2325 | Douglas | NE34218 | Inactive | 43235 | 1983 | ECLIPSE | FT - Firetube Boiler | BOILER ROOM | PROC - Process Steam | 4/30/1993
OLD MILL APARTMENTS | 10805 N Mill Ct | Omaha | NE | 68154-3964 | Douglas | NE24408 | Exempt 1999 LB-66 |  | 1989 | AO SMITH | AHWH - ANSI/Fired Water Htr |  | HWSD - Hot Water Dom/Potable | 11/30/1999
Farnam Executive Center | 10810 Farnam Dr | Omaha | NE | 68154-3237 | Douglas | NE12906 | Active | 37599 | 1983 | Kewanee | FT - Firetube Boiler | 5th Floor Boiler Room | HWHT - Hot Water Heat | 4/30/2027
Farnam Executive Center | 10810 Farnam Dr | Omaha | NE | 68154-3237 | Douglas | NE12907 | Exempt 1999 LB-66 |  | 1985 | RUUD | AHWH - ANSI/Fired Water Htr |  | HWSD - Hot Water Dom/Potable | 7/31/2000
OLD MILL APARTMENTS | 10811 N Mill Ct | Omaha | NE | 68154-3963 | Douglas | NE24406 | Exempt 1999 LB-66 |  | 1993 | AO SMITH | AHWH - ANSI/Fired Water Htr |  | HWSD - Hot Water Dom/Potable | 11/30/1999
OLD MILL APARTMENTS | 10811 N Mill Ct | Omaha | NE | 68154-3963 | Douglas | NE24407 | Exempt 1999 LB-66 |  | 1995 | AO SMITH | AHWH - ANSI/Fired Water Htr |  | HWSD - Hot Water Dom/Potable | 11/30/1999
Old Mill Apartments | 10811 Western Plz | Omaha | NE | 68154-3965 | Douglas | NE24410 | Exempt 1999 LB-66 |  | 1989 | A. O. Smith | AHWH - ANSI/Fired Water Htr |  | HWSD - Hot Water Dom/Potable | 11/30/1999
Old Mill Apartments | 10811 Western Plz | Omaha | NE | 68154-3965 | Douglas | NE24411 | Exempt 1999 LB-66 |  | 1989 | RUUD | AHWH - ANSI/Fired Water Htr |  | HWSD - Hot Water Dom/Potable | 11/30/1999
Old Mill Apartments | 10821 Western Plz | Omaha | NE | 68154-3966 | Douglas | NE24412 | Exempt 1999 LB-66 |  | 1993 | A. O. Smith | AHWH - ANSI/Fired Water Htr |  | HWSD - Hot Water Dom/Potable | 11/30/1999
Old Mill Apartments | 10821 Western Plz | Omaha | NE | 68154-3966 | Douglas | NE24413 | Exempt 1999 LB-66 |  | 1995 | AO SMITH | AHWH - ANSI/Fired Water Htr |  | HWSD - Hot Water Dom/Potable | 11/30/1999
OLD MILL APARTMENTS | 10823 N Mill Ct | Omaha | NE | 68154-3962 | Douglas | NE24405 | Exempt 1999 LB-66 |  | 1989 | AO SMITH | AHWH - ANSI/Fired Water Htr |  | HWSD - Hot Water Dom/Potable | 11/30/1999
108 Corp Place | 10825 Farnam Dr | Omaha | NE | 68154-3238 | Douglas | NE16483 | Scrapped/Junked | 19605 | 1985 | BRYA | WT - Water Tube Boiler | PENTHOUSE | HWHT - Hot Water Heat | 9/30/2019
108 Corp Place | 10825 Farnam Dr | Omaha | NE | 68154-3238 | Douglas | NE16484 | Scrapped/Junked | 19607 | 1985 | BRYA | WT - Water Tube Boiler | PENTHOUSE | HWHT - Hot Water Heat | 9/30/2019
Farnam Tech Center | 10826 Farnam Dr | Omaha | NE | 68154-3245 | Douglas | NE16481 | Scrapped/Junked | 5826 | 1986 | Rite | WT - Water Tube Boiler | BOILER ROOM | HWHT - Hot Water Heat | 9/30/2014
Farnam Tech Center | 10826 Farnam Dr | Omaha | NE | 68154-3245 | Douglas | NE16482 | Scrapped/Junked | 5827 | 1986 | Rite | WT - Water Tube Boiler | BOILER ROOM | HWHT - Hot Water Heat | 9/30/2014
Farnam Tech Center | 10826 Farnam Dr | Omaha | NE | 68154-3245 | Douglas | NE26033 | Active | 17394 | 2014 | Rite Eng | WT - Water Tube Boiler | Basement | HHHP - Hotwater Heat & Heat Pump | 5/31/2027
Farnam Tech Center | 10826 Farnam Dr | Omaha | NE | 68154-3245 | Douglas | NE26034 | Active | 17395 | 2014 | Rite Eng | WT - Water Tube Boiler | Basement | HHHP - Hotwater Heat & Heat Pump | 5/31/2027
Sunny Slope Elementary | 10828 Old Maple Rd | Omaha | NE | 68164-2800 | Douglas | NE16301 | Scrapped/Junked | 13669 | 1990 | WEBEN JARCO | COBL - Coil Type Boiler | BOILER ROOM | HWSD - Hot Water Dom/Potable | 12/31/2005
Sunny Slope Elementary | 10828 Old Maple Rd | Omaha | NE | 68164-2800 | Douglas | NE26690 | Active | 208588 | 2016 | Lochinvar | COND - Condenser | boiler room | HWHT - Hot Water Heat | 12/31/2026
Sunny Slope Elementary | 10828 Old Maple Rd | Omaha | NE | 68164-2800 | Douglas | NE26691 | Active | 208589 | 2016 | Lochinvar | COND - Condenser | boiler room | HWHT - Hot Water Heat | 12/31/2027
Sunny Slope Elementary | 10828 Old Maple Rd | Omaha | NE | 68164-2800 | Douglas | NE31219 | Scrapped/Junked | n/a | 1977 | Kewanee | FTFB - Firetube-Firebox Boiler | BOILER ROOM | STHT - Steam-Heat | 12/31/2016
Sunny Slope Elementary | 10828 Old Maple Rd | Omaha | NE | 68164-2800 | Douglas | NE31220 | Scrapped/Junked | n/a | 1977 | Kewanee | FTFB - Firetube-Firebox Boiler | BOILER ROOM | STHT - Steam-Heat | 12/31/2016
Farnam Tech Center | 10842 Farnam St | Omaha | NE | 68154-3205 | Douglas | NE20374 | Scrapped/Junked | 5828 | 1986 | Rite | WT - Water Tube Boiler | BOILER ROOM | HWHT - Hot Water Heat | 9/30/2014
Farnam Tech Center | 10842 Farnam St | Omaha | NE | 68154-3205 | Douglas | NE20375 | Scrapped/Junked | 5829 | 1986 | Rite | WT - Water Tube Boiler | BOILER ROOM | HWHT - Hot Water Heat | 9/30/2014
Farnam Tech Center | 10842 Farnam St | Omaha | NE | 68154-3205 | Douglas | NE26035 | Active | 17392 | 2014 | Rite Eng | WT - Water Tube Boiler | Basement | HHHP - Hotwater Heat & Heat Pump | 5/31/2027
Farnam Tech Center | 10842 Farnam St | Omaha | NE | 68154-3205 | Douglas | NE26036 | Active | 17393 | 2014 | Rite Eng | WT - Water Tube Boiler | Basement | HHHP - Hotwater Heat & Heat Pump | 5/31/2027
Catholic Mutual | 10843 Old Mill Rd | Omaha | NE | 68154-2643 | Douglas | NE14925 | Scrapped/Junked | 5842 | 1986 | Rite | WT - Water Tube Boiler | BOILER ROOM | HWHT - Hot Water Heat | 4/30/2018
Catholic Mutual | 10843 Old Mill Rd | Omaha | NE | 68154-2643 | Douglas | NE27158 | Active | 120797 | 2016 | Fulton | WT - Water Tube Boiler | boiler room | HWHS - Hotwater Heat Sidewalks | 12/31/2026
Towne Place Suites/Marriott | 10865 W Dodge Rd | Omaha | NE | 68154-2610 | Douglas | NE14832 | Scrapped/Junked | 295143 | 2009 | Raypak | WT - Water Tube Boiler | pool area | IPHT - Indoor Pool Heater | 9/30/2025
Towne Place Suites/Marriott | 10865 W Dodge Rd | Omaha | NE | 68154-2610 | Douglas | NE14833 | Active | 24900 | 2009 | AO SMITH | WT - Water Tube Boiler | boiler room | HWDP - Hotwater Heat & Dom Supply | 9/30/2026
Towne Place Suites/Marriott | 10865 W Dodge Rd | Omaha | NE | 68154-2610 | Douglas | NE14834 | Scrapped/Junked | 24901 | 2009 | AO SMITH | WT - Water Tube Boiler | mech room | HWDP - Hotwater Heat & Dom Supply | 9/30/2023
Towne Place Suites/Marriott | 10865 W Dodge Rd | Omaha | NE | 68154-2610 | Douglas | NE42581 | Active | 55427 | 2022 | Rbi | WT - Water Tube Boiler | mech room | HWDP - Hotwater Heat & Dom Supply | 9/30/2026
LANDON'S INC | 10878 W Dodge Rd | Omaha | NE | 68154-2609 | Douglas | NE18382 | Inactive | 42381 | 1980 | REIMERS ELECTRA STEAM | ELBL - Electric Boiler | BOILER ROOM | PROC - Process Steam | 10/31/2002
St Mary Magdalene Parish | 109 S 19th St | Omaha | NE | 68102-1304 | Douglas | NE28078 | Active | N/A | 2018 | Peerless | CI - Cast Iron | basement boiler rm | STHT - Steam-Heat | 11/30/2026
St Mary Magdalene Parish | 109 S 19th St | Omaha | NE | 68102-1304 | Douglas | NE37645 | Scrapped/Junked | 9999 | 1971 | Peerless | CI - Cast Iron | BOILER ROOM | STHT - Steam-Heat | 11/30/2019
Prairie Wind Elementary | 10908 Ellison Ave | Omaha | NE | 68164-1518 | Douglas | NE05042 | Active | 6642 | 1993 | Cleaver Brooks | FTFB - Firetube-Firebox Boiler | BOILER ROOM | HWHT - Hot Water Heat | 12/31/2026
Prairie Wind Elementary | 10908 Ellison Ave | Omaha | NE | 68164-1518 | Douglas | NE05043 | Active | 6643 | 1993 | Cleaver Brooks | FTFB - Firetube-Firebox Boiler | BOILER ROOM | HWHT - Hot Water Heat | 12/31/2026
Omaha Steaks Int | 10909 John Galt Blvd | Omaha | NE | 68137-2382 | Douglas | NE21316 | Scrapped/Junked | 6844 | 1991 | Les Inc/Aldrich Co | FTVT - Firetube Vertical TB | MECH ROOM | HWHT - Hot Water Heat | 1/31/2022
Omaha Steaks Int | 10909 John Galt Blvd | Omaha | NE | 68137-2382 | Douglas | NE21317 | Scrapped/Junked | 6832 | 1991 | Les Inc/Aldrich Co | FTVT - Firetube Vertical TB | MECH ROOM | HWHT - Hot Water Heat | 1/31/2022
Omaha Steaks Int | 10909 John Galt Blvd | Omaha | NE | 68137-2382 | Douglas | NE21318 | Scrapped/Junked | 6843 | 1991 | Les Inc/Aldrich Co | FTVT - Firetube Vertical TB | BOILER ROOM | HWHT - Hot Water Heat | 1/31/2022
Omaha Steaks Int | 10909 John Galt Blvd | Omaha | NE | 68137-2382 | Douglas | NE21319 | Scrapped/Junked | 6842 | 1991 | Les Inc/Aldrich Co | FTVT - Firetube Vertical TB | MECH ROOM | HWHT - Hot Water Heat | 1/31/2022
Omaha Steaks Int | 10909 John Galt Blvd | Omaha | NE | 68137-2382 | Douglas | NE41292 | Active | 11077 | 2020 | Riello | WT - Water Tube Boiler | 2nd fl mech room | HWHT - Hot Water Heat | 1/31/2027
Omaha Steaks Int | 10909 John Galt Blvd | Omaha | NE | 68137-2382 | Douglas | NE41293 | Active | 11073 | 2020 | Riello | WT - Water Tube Boiler | 2nd fl mech room | HWHT - Hot Water Heat | 1/31/2027
Omaha Steaks Int | 10909 John Galt Blvd | Omaha | NE | 68137-2382 | Douglas | NE41294 | Active | 11072 | 2020 | Riello | WT - Water Tube Boiler | 2nd fl mech room | HWHT - Hot Water Heat | 1/31/2027
Omaha Steaks Int | 10909 John Galt Blvd | Omaha | NE | 68137-2382 | Douglas | NE41295 | Active | 11075 | 2020 | Riello | WT - Water Tube Boiler | 2nd fl mech room | HWHT - Hot Water Heat | 1/31/2027
The Carlisle Hotel | 10909 M St | Omaha | NE | 68137-2305 | Douglas | NE19402 | Scrapped/Junked | 135286 | 1995 | TELE | CPFT - Horiz Cpr Fin Boiler | POOL ROOM | IPHT - Indoor Pool Heater | 1/31/2009
The Carlisle Hotel | 10909 M St | Omaha | NE | 68137-2305 | Douglas | NE19442 | Inactive | 257732 | 2006 | Raypak | WT - Water Tube Boiler | pool room | IPHT - Indoor Pool Heater | 3/31/2011
The Carlisle Hotel | 10909 M St | Omaha | NE | 68137-2305 | Douglas | NE20617 | Scrapped/Junked | C10793 | 2006 | AOSM | CPFT - Horiz Cpr Fin Boiler | BOILER ROOM | HWSD - Hot Water Dom/Potable | 1/31/2009
The Carlisle Hotel | 10909 M St | Omaha | NE | 68137-2305 | Douglas | NE20618 | Exempt 1999 LB-66 |  | 1986 | State Ind. | AHWH - ANSI/Fired Water Htr |  | HWSD - Hot Water Dom/Potable | 12/31/1999
Executive Tower | 10909 Mill Valley Rd | Omaha | NE | 68154-3985 | Douglas | NE12961 | Scrapped/Junked | 41600 | 1988 | Kewanee | FTFB - Firetube-Firebox Boiler | EQUIPMENT ROOM | HWHT - Hot Water Heat | 9/30/2025
Executive Tower | 10909 Mill Valley Rd | Omaha | NE | 68154-3985 | Douglas | NE43755 | Active | 428965 | 2024 | Lochinvar | WT - Water Tube Boiler | EQUIP ROOM | HWHT - Hot Water Heat | 10/31/2026
OLD MILL APARTMENTS | 10911 Western Plz | Omaha | NE | 68154-3972 | Douglas | NE24404 | Exempt 1999 LB-66 |  | 1995 | AO SMITH | AHWH - ANSI/Fired Water Htr |  | HWSD - Hot Water Dom/Potable | 11/30/1999
OLD MILL APARTMENTS | 10917 N Mill Ct | Omaha | NE | 68154-3969 | Douglas | NE24402 | Exempt 1999 LB-66 |  | 1988 | RUUD | AHWH - ANSI/Fired Water Htr |  | HWSD - Hot Water Dom/Potable | 11/30/1999
OLD MILL APARTMENTS | 10917 N Mill Ct | Omaha | NE | 68154-3969 | Douglas | NE24403 | Exempt 1999 LB-66 |  | 1988 | STATE INDUSTRIES | AHWH - ANSI/Fired Water Htr |  | HWSD - Hot Water Dom/Potable | 11/30/1999
OLD MILL APARTMENTS | 10917 Western Plz | Omaha | NE | 68154-3982 | Douglas | NE23199 | Exempt 1999 LB-66 |  | 1997 | AO SMITH | AHWH - ANSI/Fired Water Htr |  | HWSD - Hot Water Dom/Potable | 11/30/1999
vacant | 10918 W Dodge Rd | Omaha | NE | 68154-2612 | Douglas | NE07343 | Scrapped/Junked | 61473 | 2007 | STMA | ELBL - Electric Boiler | EQUIP ROOM | SAUN - Sauna Steam Room Heat | 2/28/2010
vacant | 10918 W Dodge Rd | Omaha | NE | 68154-2612 | Douglas | NE07344 | Scrapped/Junked | 61475 | 2007 | STMA | ELBL - Electric Boiler | EQUIP ROOM | SAUN - Sauna Steam Room Heat | 2/28/2009
Motel 6 | 10919 J St | Omaha | NE | 68137-1248 | Douglas | NE12975 | Scrapped/Junked | 54304 | 1990 | RHEE | CHWH - ASME/Fired Water Heater | EQUIP ROOM | HWSD - Hot Water Dom/Potable | 3/31/2008
Motel 6 | 10919 J St | Omaha | NE | 68137-1248 | Douglas | NE12976 | Out of Service | 53847 | 1990 | RHEE | CHWH - ASME/Fired Water Heater | EQUIP ROOM | HWSD - Hot Water Dom/Potable | 3/31/2010
Motel 6 | 10919 J St | Omaha | NE | 68137-1248 | Douglas | NE18896 | Scrapped/Junked | 114186 | 2007 | Ruud/Rheem | CHWH - ASME/Fired Water Heater | Equipment Room | HWSD - Hot Water Dom/Potable | 12/31/2015
Motel 6 | 10919 J St | Omaha | NE | 68137-1248 | Douglas | NE21774 | Scrapped/Junked |  | 1997 | RAYPAK INC, CALIFORNIA | CPFT - Horiz Cpr Fin Boiler | EQUIP ROOM | HWSP - Hot Water Non Potable Supply | 3/31/2007
OLD MILL APARTMENTS | 10923 N Mill Ct | Omaha | NE | 68154-3970 | Douglas | NE23197 | Exempt 1999 LB-66 |  | 1993 | AO SMITH | AHWH - ANSI/Fired Water Htr |  | HWSD - Hot Water Dom/Potable | 11/30/1999
OLD MILL APARTMENTS | 10923 N Mill Ct | Omaha | NE | 68154-3970 | Douglas | NE23198 | Exempt 1999 LB-66 |  | 1998 | AO SMITH | AHWH - ANSI/Fired Water Htr |  | HWSD - Hot Water Dom/Potable | 11/30/1999
Old Mill Apartments | 10923 Western Plz | Omaha | NE | 68154-3971 | Douglas | NE24401 | Exempt 1999 LB-66 |  | 1993 | Ruud-Rheem | AHWH - ANSI/Fired Water Htr |  | HWSD - Hot Water Dom/Potable | 11/30/1999
GOLDS GYM | 10930 Emmet St | Omaha | NE | 68164-2969 | Douglas | NE06716 | Exempt |  | 2005 | HAYWARD | CPFT - Horiz Cpr Fin Boiler | EQUIPMENT ROOM | IPHT - Indoor Pool Heater | 2/28/2007
GOLDS GYM | 10930 Emmet St | Omaha | NE | 68164-2969 | Douglas | NE21291 | Scrapped/Junked |  | 1994 | COMFORT ZONE | WT - Water Tube Boiler | JACUZZI ROOM | SPAJ - Spa/Jacuzzi Heater | 1/31/2002
GOLDS GYM | 10930 Emmet St | Omaha | NE | 68164-2969 | Douglas | NE21292 | Scrapped/Junked |  | 1994 | COMFORT ZONE | WT - Water Tube Boiler | JACUZZI ROOM | SPAJ - Spa/Jacuzzi Heater | 1/31/2002
GOLDS GYM | 10930 Emmet St | Omaha | NE | 68164-2969 | Douglas | NE21293 | Exempt 1999 LB-66 |  | 1995 | STATE INDUSTRIES | AHWH - ANSI/Fired Water Htr | MECH ROOM | HWSD - Hot Water Dom/Potable | 1/31/2000
GOLDS GYM | 10930 Emmet St | Omaha | NE | 68164-2969 | Douglas | NE21294 | Exempt 1999 LB-66 |  | 1995 | STATE INDUSTRIES | AHWH - ANSI/Fired Water Htr | MECH ROOM | HWSD - Hot Water Dom/Potable | 1/31/2000
WVP Medical Building #2 | 110 N 175th St | Omaha | NE | 68118-3582 | Douglas | NE26147 | Active | 149765 | 2014 | Lochinvar | COND - Condenser | equip room | HWFG - Hotwater Heat Floor-Glycl | 3/31/2027
WVP Medical Building #2 | 110 N 175th St | Omaha | NE | 68118-3582 | Douglas | NE26148 | Active | 149780 | 2014 | Lochinvar | COND - Condenser | equip room | HWFG - Hotwater Heat Floor-Glycl | 3/31/2027
WVP Medical Building #2 | 110 N 175th St | Omaha | NE | 68118-3582 | Douglas | NE26299 | Active | 142668 | 2025 | SUSSMAN | ELBL - Electric Boiler | Cancer center Sterile Room | STER - Sterilizer | 5/31/2026
NE Medicine Village Pointe | 110 N 175th St | Omaha | NE | 68118-3582 | Douglas | NE13847 | Active | 74098 | 2008 | GIANNONI FRANCE SAS | WT - Water Tube Boiler | BOILER ROOM | HWDP - Hotwater Heat & Dom Supply | 3/31/2027
NE Medicine Village Pointe | 110 N 175th St | Omaha | NE | 68118-3582 | Douglas | NE13848 | Active | 8540 | 2008 | THERMAL SOLUTIONS | WT - Water Tube Boiler | BOILER ROOM | HWHT - Hot Water Heat | 3/31/2027
Dundee Towers | 110 S 49th St | Omaha | NE | 68132-3236 | Douglas | NE10672 | Scrapped/Junked | 67682 | 2002 | AOSM | COBL - Coil Type Boiler | BOILER ROOM | HWSD - Hot Water Dom/Potable | 4/30/2009
Dundee Towers | 110 S 49th St | Omaha | NE | 68132-3236 | Douglas | NE12823 | Active | N/A | 1950 | Kewanee | FT - Firetube Boiler | BOILER ROOM | HWHT - Hot Water Heat | 4/30/2027
Dundee Towers | 110 S 49th St | Omaha | NE | 68132-3236 | Douglas | NE12824 | Out of Service | N/A | 1950 | Kewanee | FTFB - Firetube-Firebox Boiler | BOILER ROOM | HWHT - Hot Water Heat | 4/30/2017
Dundee Towers | 110 S 49th St | Omaha | NE | 68132-3236 | Douglas | NE14609 | Active | C21530 | 2008 | AO SMITH | SSCH - SS Coil Water Heater | BOILER ROOM | HWDP - Hotwater Heat & Dom Supply | 4/30/2027
Dundee Towers | 110 S 49th St | Omaha | NE | 68132-3236 | Douglas | NE22648 | Exempt 1999 LB-66 |  | 1995 | STATE INDUSTRIES | AHWH - ANSI/Fired Water Htr |  | HWSD - Hot Water Dom/Potable | 12/31/1999
Schon Apartments | 110-112 N 34th | Omaha | NE | 68131 | Douglas | NE25637 | Active | n/a | 1950 | American Standard | CI - Cast Iron | BASEMENT | HWHT - Hot Water Heat | 1/31/2027
1100 Capitol Building | 1100 Capitol Ave | Omaha | NE | 68102-1113 | Douglas | NE28836 | Active | 342476 | 2019 | Lochinvar | WT - Water Tube Boiler | 3rd Fl Mech Room | HWHT - Hot Water Heat | 4/30/2026
1100 Capitol Building | 1100 Capitol Ave | Omaha | NE | 68102-1113 | Douglas | NE28837 | Active | 342819 | 2019 | Lochinvar | WT - Water Tube Boiler | 3rd Fl Mech Room | HWHT - Hot Water Heat | 4/30/2026
Gratton Warehouse Co | 11005 E Cir | Omaha | NE | 68137-1228 | Douglas | NE18405 | Active | 71650 | 1989 | Raypak | CPFT - Horiz Cpr Fin Boiler | BASEMENT | HWHT - Hot Water Heat | 5/31/2027
OPPD Elkhorn Service Center | 1101 N 180th St | Elkhorn | NE | 68022-3814 | Douglas | NE03748 | Scrapped/Junked | 23170 | 1986 | COAT | ELBL - Electric Boiler | MECH ROOM 217-1 | GLYC - Glycol Bldg Heat Sys | 12/31/2024
OPPD Elkhorn Service Center | 1101 N 180th St | Elkhorn | NE | 68022-3814 | Douglas | NE03749 | Inactive | 23086 | 1986 | COAT | ELBL - Electric Boiler | MECHANICAL ROOM | HWSD - Hot Water Dom/Potable | 12/31/2023
OPPD Elkhorn Service Center | 1101 N 180th St | Elkhorn | NE | 68022-3814 | Douglas | NE18152 | Active | 23087 | 1986 | COAT | ELBL - Electric Boiler | ELEC TESTING RM | HWSD - Hot Water Dom/Potable | 12/31/2026
OPPD Elkhorn Service Center | 1101 N 180th St | Elkhorn | NE | 68022-3814 | Douglas | NE42882 | Active | 23767 | 2023 | Lochinvar | ELBL - Electric Boiler | Mechanical Room | HHHP - Hotwater Heat & Heat Pump | 12/31/2026
OPPD Elkhorn Service Center | 1101 N 180th St | Elkhorn | NE | 68022-3814 | Douglas | NE42883 | Active | 23766 | 2023 | Lochinvar | ELBL - Electric Boiler | Mechanical Room | HHHP - Hotwater Heat & Heat Pump | 12/31/2026
BIG FREDS PIZZA | 1101 S 119th St | Omaha | NE | 68144-1601 | Douglas | NE12992 | Exempt 1999 LB-66 |  | 1996 | BRADFORD-WHITE | AHWH - ANSI/Fired Water Htr |  | HWSD - Hot Water Dom/Potable | 6/30/2000
APARTMENT BUILDING | 1101-11 S 30TH AVE | OMAHA | NE | 68105-2295 | Douglas | NE32922 | Inactive |  | 1981 | PEERLESS HEATER COMPANY |  | BOILER ROOM | STHT - Steam-Heat | 3/31/2005
Vacant Building | 11016 Mockingbird Dr Ste 101 | Omaha | NE | 68137-6317 | Douglas | NE06701 | Inactive | 44521 | 2005 | SUSS | ELBL - Electric Boiler | FIRST FLOOR | 0020 - Supp to Sterlizer/Autoclave | 11/30/2010
Vacant Building | 11016 Mockingbird Dr Ste 101 | Omaha | NE | 68137-6317 | Douglas | NE06702 | Scrapped/Junked | 145738 | 2005 | SUSS | ELBL - Electric Boiler | FIRST FLOOR | 0020 - Supp to Sterlizer/Autoclave | 11/30/2020
Vacant Building | 11016 Mockingbird Dr Ste 101 | Omaha | NE | 68137-6317 | Douglas | NE19426 | Inactive | 29679 | 2010 | Electro-Steam | ELBL - Electric Boiler | Boiler Room | STER - Sterilizer | 11/30/2022
Vacant Building | 11016 Mockingbird Dr Ste 101 | Omaha | NE | 68137-6317 | Douglas | NE27169 | Inactive | 14056 | 2017 | Pacific Steam Equipment Inc | ELBL - Electric Boiler | New Sterilizer | AUCL - Autoclave | 11/30/2022
Vacant Building | 11016 Mockingbird Dr Ste 101 | Omaha | NE | 68137-6317 | Douglas | NE28827 | Inactive | 14533 | 2019 | Pacific Steam Equipment Inc | ELBL - Electric Boiler | autoclave room | PROC - Process Steam | 11/30/2022
GRAESSER APARTMENTS | 1102 Park Ave | Omaha | NE | 68105-2225 | Douglas | NE12819 | Inactive | 8364 | 1990 | BURNHAM COMM/INDUST | FT - Firetube Boiler | BOILER ROOM | STHT - Steam-Heat | 6/30/2004
The Church of Jesus Christ - Omaha FM - Elmwood, M | 11027 Martha St | Omaha | NE | 68144-3107 | Douglas | NE00000 | Inactive |  | 1996 | A O Smith | FT - Firetube Boiler | Blrm | HWDP - Hotwater Heat & Dom Supply | 3/20/9999
Church of Jesus Christ of Latter Day Saints | 11027 Martha St | Omaha | NE | 68144-3107 | Douglas | NE20088 | Exempt 1999 LB-66 |  | 1996 | AO SMITH | AHWH - ANSI/Fired Water Htr |  | HWSD - Hot Water Dom/Potable | 11/30/1999
Omaha Steaks Int | 11030 O St | Omaha | NE | 68137-2346 | Douglas | NE09556 | Scrapped/Junked | 10056 | 1998 | Les Inc/Aldrich Co | FTVT - Firetube Vertical TB | BOILER ROOM | HWHT - Hot Water Heat | 1/31/2025
Omaha Steaks Int | 11030 O St | Omaha | NE | 68137-2346 | Douglas | NE09557 | Scrapped/Junked | 10053 | 1998 | Les Inc/Aldrich Co | FTVT - Firetube Vertical TB | BOILER ROOM | HWHT - Hot Water Heat | 1/31/2025
Omaha Steaks Int | 11030 O St | Omaha | NE | 68137-2346 | Douglas | NE09558 | Scrapped/Junked | 10058 | 1998 | Les Inc/Aldrich Co | FTVT - Firetube Vertical TB | BOILER ROOM | HWHT - Hot Water Heat | 1/31/2025
Omaha Steaks Int | 11030 O St | Omaha | NE | 68137-2346 | Douglas | NE43044 | Active | 5531 | 2023 | Riello | WTSS - Watertube SS Steel | Upstairs Boiler Room | HWHT - Hot Water Heat | 1/31/2027
Omaha Steaks Int | 11030 O St | Omaha | NE | 68137-2346 | Douglas | NE43045 | Active | 5523 | 2023 | Riello | WTSS - Watertube SS Steel | Upstairs Boiler Room | HWHT - Hot Water Heat | 1/31/2027
Omaha Steaks Int | 11030 O St | Omaha | NE | 68137-2346 | Douglas | NE43046 | Active | 5505 | 2023 | Riello | WTSS - Watertube SS Steel | Upstairs Boiler Room | HWHT - Hot Water Heat | 1/31/2027
Omaha Steaks Int | 11030 O St | Omaha | NE | 68137-2346 | Douglas | NE43047 | Active | 5524 | 2023 | Riello | WTSS - Watertube SS Steel | Upstairs Boiler Room | HWHT - Hot Water Heat | 1/31/2027
Omaha Steaks Int | 11030 O St | Omaha | NE | 68137-2346 | Douglas | NE43048 | Active | 5454 | 2023 | Riello | WTSS - Watertube SS Steel | Upstairs Boiler Room | HWHT - Hot Water Heat | 1/31/2027
Omaha Steaks Int | 11030 O St | Omaha | NE | 68137-2346 | Douglas | NE43049 | Active | 5648 | 2023 | Riello | WTSS - Watertube SS Steel | Upstairs Boiler Room | HWHT - Hot Water Heat | 1/31/2027
Omaha Steaks Int | 11030 O St | Omaha | NE | 68137-2346 | Douglas | NE43050 | Active | 5449 | 2023 | Riello | WTSS - Watertube SS Steel | Upstairs Boiler Room | HWHT - Hot Water Heat | 1/31/2027
Omaha Steaks Int | 11030 O St | Omaha | NE | 68137-2346 | Douglas | NE43051 | Active | 5450 | 2023 | Riello | WTSS - Watertube SS Steel | Upstairs Boiler Room | HWHT - Hot Water Heat | 1/31/2027
ROTELLA'S ITALIAN BAKERY | 1105 S 24th St | Omaha | NE | 68108-3415 | Douglas | NE11606 | Inactive | 19802 | 1954 | ORR & SEMBOWER | FT - Firetube Boiler | BOILER ROOM | PROC - Process Steam | 3/31/1990
Albion Apartments | 1109 S 10th St | Omaha | NE | 68108-3239 | Douglas | NE04946 | Active | n/a | 1975 | Peerless | CI - Cast Iron | boiler room | HWHT - Hot Water Heat | 12/31/2026
WVP Medical Center #1 | 111 N 175th St | Omaha | NE | 68118-3579 | Douglas | NE13840 | Active | 44989 | 2007 | GIANNONI FRANCE SAS | WT - Water Tube Boiler | BASEMENT EQUIP ROOM | HWDP - Hotwater Heat & Dom Supply | 3/31/2027
WVP Medical Center #1 | 111 N 175th St | Omaha | NE | 68118-3579 | Douglas | NE13841 | Active | 7310 | 2007 | THERMAL SOLUTIONS | FTVT - Firetube Vertical TB | BASEMENT EQUIP ROOM | HWHT - Hot Water Heat | 3/31/2027
United Republic Bank | 111 N 181st St | Elkhorn | NE | 68022-4735 | Douglas | NE12592 | Active | 10043460 | 2007 | GIANNONI | WT - Water Tube Boiler | PENTHOUSE | HWHT - Hot Water Heat | 4/30/2026
United Republic Bank | 111 N 181st St | Elkhorn | NE | 68022-4735 | Douglas | NE12593 | Active | 10021698 | 2007 | GIANNONI | WT - Water Tube Boiler | PENTHOUSE | HWHT - Hot Water Heat | 4/30/2026
SPC Specialty Clinic | 111 N 84th St | Omaha | NE | 68114-4101 | Douglas | NE18858 | Scrapped/Junked | 128131 | 2009 | PVI Industries | FTNT - FT Vertical Tubeless | 5th Fl Mech Room | HWHT - Hot Water Heat | 9/30/2015
SPC Specialty Clinic | 111 N 84th St | Omaha | NE | 68114-4101 | Douglas | NE18859 | Scrapped/Junked | 128130 | 2009 | PVI Industries | FTNT - FT Vertical Tubeless | 5th Fl Mech Room | HWHT - Hot Water Heat | 9/30/2015
SPC Specialty Clinic | 111 N 84th St | Omaha | NE | 68114-4101 | Douglas | NE18860 | Out of Service | 128129 | 2009 | PVI Industries | FTNT - FT Vertical Tubeless | 5th Fl Mech Room | HWHT - Hot Water Heat | 9/30/2015
Advanced Surgery Center | 111 S 10th St | Omaha | NE | 68102-1104 | Douglas | NE07618 | Active | 16989 | 2007 | Precision | ELBL - Electric Boiler | BASEMENT | HWHT - Hot Water Heat | 3/31/2027
Advanced Surgery Center | 111 S 10th St | Omaha | NE | 68102-1104 | Douglas | NE13424 | Scrapped/Junked | 998 | 2006 | NORITZ AMERICAN CORP | COWH - Coil Type Water Heater | UPSTAIRS CLOSET | HWSD - Hot Water Dom/Potable | 3/31/2010
Advanced Surgery Center | 111 S 10th St | Omaha | NE | 68102-1104 | Douglas | NE23740 | Inactive | 1835 | 2005 | Ogden | ELBL - Electric Boiler | Instrument Room | PROC - Process Steam | 3/31/2026
Advanced Surgery Center | 111 S 10th St | Omaha | NE | 68102-1104 | Douglas | NE23741 | Inactive | 1841 | 2005 | Ogden | ELBL - Electric Boiler | Instrument Room | PROC - Process Steam | 3/31/2026
Cascade Place 1 | 111 S 39th St | Omaha | NE | 68131-3000 | Douglas | NE07888 | Active | n/a | 1985 | Dunkirk | CI - Cast Iron | BASEMENT | HWHT - Hot Water Heat | 4/30/2023
Apartment Building | 111 S 49th Ave | Omaha | NE | 68132-3522 | Douglas | NE00565 | Scrapped/Junked | 63470 | 1999 | STATE INDUSTRIES | CHWH - ASME/Fired Water Heater | BOILER ROOM | HWSD - Hot Water Dom/Potable | 10/31/2007
Apartment Building | 111 S 49th Ave | Omaha | NE | 68132-3522 | Douglas | NE03686 | Scrapped/Junked |  | 1987 | AO SMITH | ELWH - Electric Water Heater |  | HWSD - Hot Water Dom/Potable | 11/30/2000
Apartment Building | 111 S 49th Ave | Omaha | NE | 68132-3522 | Douglas | NE07303 | Scrapped/Junked | N/A | 2006 | Peerless | CI - Cast Iron | EQUIP ROOM | STHT - Steam-Heat | 10/31/2009
Apartment Building | 111 S 49th Ave | Omaha | NE | 68132-3522 | Douglas | NE09299 | Out of Service | 118612 | 2007 | AOSM | CHWH - ASME/Fired Water Heater | BOILER ROOM | HWDP - Hotwater Heat & Dom Supply | 2/28/2010
Apartment Building | 111 S 49th Ave | Omaha | NE | 68132-3522 | Douglas | NE32774 | Scrapped/Junked |  | 1982 | WEIL MCLAIN |  | BOILER ROOM | STHT - Steam-Heat | 10/31/2006
NOVAK & SONS INC | 111 S 49th Ave | Omaha | NE | 68132-3522 | Douglas | NE04347 | Inactive |  | 1920 | BIXBY | FT - Firetube Boiler | CANTERBURY APT | STHT - Steam-Heat | 11/30/1992
Urology Center PC | 111 S 90th St | Omaha | NE | 68114-3907 | Douglas | NE04827 | Scrapped/Junked | n/a | 1989 | Peerless | CI - Cast Iron | BOILER ROOM | HWHT - Hot Water Heat | 3/31/2020
Urology Center PC | 111 S 90th St | Omaha | NE | 68114-3907 | Douglas | NE20682 | Exempt 1999 LB-66 |  | 1989 | STATE INDUSTRIES | AHWH - ANSI/Fired Water Htr | BOILER ROOM | HWSD - Hot Water Dom/Potable | 10/31/1999
Urology Center PC | 111 S 90th St | Omaha | NE | 68114-3907 | Douglas | NE28059 | Active | 99576 | 2019 | Lochinvar | WT - Water Tube Boiler | basement | HWHT - Hot Water Heat | 3/31/2027
UNO PKI Aksarben | 1110 S 67th St | Omaha | NE | 68182-1100 | Douglas | NE25074 | Active | 9642 | 1998 | Les Inc/Aldrich Co | FTVT - Firetube Vertical TB | BOILER ROOM | HWHT - Hot Water Heat | 5/31/2026
UNO PKI Aksarben | 1110 S 67th St | Omaha | NE | 68182-1100 | Douglas | NE25075 | Active | 9646 | 1998 | Les Inc/Aldrich Co | FTVT - Firetube Vertical TB | BOILER ROOM | HWHT - Hot Water Heat | 5/31/2026
UNO PKI Aksarben | 1110 S 67th St | Omaha | NE | 68182-1100 | Douglas | NE25076 | Active | 9649 | 1998 | Les Inc/Aldrich Co | FTVT - Firetube Vertical TB | BOILER ROOM | HWHT - Hot Water Heat | 5/31/2026
UNO PKI Aksarben | 1110 S 67th St | Omaha | NE | 68182-1100 | Douglas | NE25077 | Active | 9643 | 1998 | Les Inc/Aldrich Co | FTVT - Firetube Vertical TB | BOILER ROOM | HWHT - Hot Water Heat | 5/31/2026
UNO PKI Aksarben | 1110 S 67th St | Omaha | NE | 68182-1100 | Douglas | NE25078 | Active | 9647 | 1998 | Les Inc/Aldrich Co | FTVT - Firetube Vertical TB | BOILER ROOM | HWHT - Hot Water Heat | 5/31/2026
UNO PKI Aksarben | 1110 S 67th St | Omaha | NE | 68182-1100 | Douglas | NE25079 | Scrapped/Junked | 9338 | 1998 | Precision | CHWH - ASME/Fired Water Heater | BOILER ROOM | HWSD - Hot Water Dom/Potable | 5/31/2015
UNO PKI Aksarben | 1110 S 67th St | Omaha | NE | 68182-1100 | Douglas | NE25702 | Active | 49755 | 2014 | PVI Industries | CHWH - ASME/Fired Water Heater | boiler room | HWSD - Hot Water Dom/Potable | 5/31/2026
UNO PKI Aksarben | 1110 S 67th St | Omaha | NE | 68182-1100 | Douglas | NE25703 | Active | 50426 | 2014 | PVI Industries | CHWH - ASME/Fired Water Heater | boiler room | HWSD - Hot Water Dom/Potable | 5/31/2026
UNO PKI Aksarben | 1110 S 67th St | Omaha | NE | 68182-1100 | Douglas | NE42615 | Inactive | 9636 | 1998 | Aldrich | FTFB - Firetube-Firebox Boiler | Testing Room | HTEX - Heat Exchanger | 5/31/2024
Wing Stop | 1110 S 71st St Ste A | Omaha | NE | 68106-1165 | Douglas | NE18868 | Scrapped/Junked | 11712 | 2010 | Noritz | CHWH - ASME/Fired Water Heater | kitchen | HWSD - Hot Water Dom/Potable | 9/30/2022
Wing Stop | 1110 S 71st St Ste A | Omaha | NE | 68106-1165 | Douglas | NE18870 | Scrapped/Junked | 12382 | 2010 | Noritz | CHWH - ASME/Fired Water Heater | kitchen | HWSD - Hot Water Dom/Potable | 9/30/2022
Pacific Hills Lutheran Church | 1110 S 90th St | Omaha | NE | 68124-1202 | Douglas | NE10536 | Active | 11102 | 2000 | ALES | FTVT - Firetube Vertical TB | BOILER ROOM | HWHT - Hot Water Heat | 10/31/2026
Pacific Hills Lutheran Church | 1110 S 90th St | Omaha | NE | 68124-1202 | Douglas | NE10537 | Active | 11095 | 2000 | ALES | FTVT - Firetube Vertical TB | BOILER ROOM | HWHT - Hot Water Heat | 10/31/2026
Pacific Hills Lutheran Church | 1110 S 90th St | Omaha | NE | 68124-1202 | Douglas | NE37749 | Scrapped/Junked |  | 1962 | KEWANEE | FTFB - Firetube-Firebox Boiler | BASEMENT BOILER ROOM | HWHT - Hot Water Heat | 6/30/2001
Pacific Hills Lutheran Church | 1110 S 90th St | Omaha | NE | 68124-1202 | Douglas | NE37750 | Scrapped/Junked |  | 1957 | RITE ENGINEERING | WT - Water Tube Boiler | BASEMENT BOILER ROOM | HWHT - Hot Water Heat | 6/30/2001
1111 Harney St Building | 1111 Harney St | Omaha | NE | 68102-1829 | Douglas | NE03470 | Scrapped/Junked |  | 1963 | CRANE |  | BOILER ROOM | STHT - Steam-Heat | 1/31/1995
1111 Harney St Building | 1111 Harney St | Omaha | NE | 68102-1829 | Douglas | NE20366 | Scrapped/Junked | 33326 | 1996 | AOSM | CHWH - ASME/Fired Water Heater | BOILER ROOM | HWSD - Hot Water Dom/Potable | 2/28/2019
1111 Harney St Building | 1111 Harney St | Omaha | NE | 68102-1829 | Douglas | NE20367 | Scrapped/Junked | 62876 | 1996 | Lochinvar | CPFT - Horiz Cpr Fin Boiler | BOILER ROOM | HWHT - Hot Water Heat | 2/28/2020
1111 Harney St Building | 1111 Harney St | Omaha | NE | 68102-1829 | Douglas | NE41723 | Active | 228358 | 2021 | Lochinvar | FT - Firetube Boiler | Equipment Room | HWHT - Hot Water Heat | 2/28/2025
Westplex I | 1111 N 102nd Ct | Omaha | NE | 68114-2248 | Douglas | NE07068 | Active | 10686 | 2004 | RBI | WT - Water Tube Boiler | EQUIP ROOM - 1st Flr | HWHT - Hot Water Heat | 11/30/2026
Westplex I | 1111 N 102nd Ct | Omaha | NE | 68114-2248 | Douglas | NE07069 | Active | 10687 | 2004 | RBI | WT - Water Tube Boiler | EQUIP ROOM - 1st Flr | HWHT - Hot Water Heat | 11/30/2026
Mastercraft Building | 1111 N 13th St | Omaha | NE | 68102-4217 | Douglas | NE23938 | Active | 164799 | 1999 | Raypak | WT - Water Tube Boiler | office | HWHT - Hot Water Heat | 10/31/2025
Siena Francis Center | 1111 N 17th St | Omaha | NE | 68102-4102 | Douglas | NE28883 | Active | 109291 | 2019 | PVI Industries | WT - Water Tube Boiler | 2nd fl mech room | HWDP - Hotwater Heat & Dom Supply | 8/31/2026
Siena Francis Center | 1111 N 17th St | Omaha | NE | 68102-4102 | Douglas | NE28884 | Active | 108868 | 2019 | PVI Industries | WT - Water Tube Boiler | 2nd fl mech room | HWDP - Hotwater Heat & Dom Supply | 8/31/2026
Siena Francis Center | 1111 N 17th St | Omaha | NE | 68102-4102 | Douglas | NE28885 | Active | 107801 | 2019 | PVI Industries | WT - Water Tube Boiler | 2nd fl mech room | HWDP - Hotwater Heat & Dom Supply | 8/31/2026
Siena Francis Center | 1111 N 17th St | Omaha | NE | 68102-4102 | Douglas | NE28886 | Active | 110015 | 2019 | PVI Industries | WT - Water Tube Boiler | 2nd fl mech room | HWDP - Hotwater Heat & Dom Supply | 8/31/2026
SGH Concepts | 1111 Papillion Pkwy | Omaha | NE | 68154-1620 | Douglas | NE43506 | Active | 18318 | 2021 | Riello | WTSS - Watertube SS Steel | Boiler Room | HWHF - Hot Water Heat-Floor | 5/31/2027
SGH Concepts | 1111 Papillion Pkwy | Omaha | NE | 68154-1620 | Douglas | NE43507 | Active | 18315 | 2021 | Riello | WTSS - Watertube SS Steel | Boiler Room | HWHF - Hot Water Heat-Floor | 5/31/2027
SGH Concepts | 1111 Papillion Pkwy | Omaha | NE | 68154-1620 | Douglas | NE43508 | Active | 18286 | 2021 | Riello | WTSS - Watertube SS Steel | Boiler Room | HWHF - Hot Water Heat-Floor | 5/31/2027
SGH Concepts | 1111 Papillion Pkwy | Omaha | NE | 68154-1620 | Douglas | NE43509 | Active | 18284 | 2021 | Riello | WTSS - Watertube SS Steel | Boiler Room | HWHF - Hot Water Heat-Floor | 5/31/2027
Northern Natural Gas | 1111 S 103rd St | Omaha | NE | 68124-1072 | Douglas | NE16839 | Scrapped/Junked | 43090 | 1990 | Kewanee | FTFB - Firetube-Firebox Boiler | 8th floor | HWHT - Hot Water Heat | 9/30/2023
Northern Natural Gas | 1111 S 103rd St | Omaha | NE | 68124-1072 | Douglas | NE16840 | Scrapped/Junked | 35993 | 1990 | A. O. Smith | CHWH - ASME/Fired Water Heater | Northern Natural Gas | HWSD - Hot Water Dom/Potable | 9/30/2006
Northern Natural Gas | 1111 S 103rd St | Omaha | NE | 68124-1072 | Douglas | NE17831 | Active | 9848 | 1990 | R & R Metal Fabricators | ELBL - Electric Boiler | Fitness Center | SAUN - Sauna Steam Room Heat | 12/31/2026
Northern Natural Gas | 1111 S 103rd St | Omaha | NE | 68124-1072 | Douglas | NE17832 | Active | 9850 | 1990 | R & R Metal Fabricators | ELBL - Electric Boiler | Fitness center | SAUN - Sauna Steam Room Heat | 12/31/2026
Northern Natural Gas | 1111 S 103rd St | Omaha | NE | 68124-1072 | Douglas | NE25611 | Scrapped/Junked | 90442 | 1998 | Lochinvar | CPFT - Horiz Cpr Fin Boiler | Boiler Room | HWHT - Hot Water Heat | 9/30/2023
Northern Natural Gas | 1111 S 103rd St | Omaha | NE | 68124-1072 | Douglas | NE25612 | Scrapped/Junked | 90118 | 1998 | Lochinvar | CPFT - Horiz Cpr Fin Boiler | Boiler Room | HWHT - Hot Water Heat | 9/30/2023
Northern Natural Gas | 1111 S 103rd St | Omaha | NE | 68124-1072 | Douglas | NE42511 | Active | 1774 | 2022 | Riello | WT - Water Tube Boiler | Rooftop Mechanical Room | HWHT - Hot Water Heat | 12/31/2026
Northern Natural Gas | 1111 S 103rd St | Omaha | NE | 68124-1072 | Douglas | NE42512 | Active | 1751 | 2022 | Riello | WT - Water Tube Boiler | Rooftop Mechanical Room | HWHT - Hot Water Heat | 12/31/2026
Northern Natural Gas | 1111 S 103rd St | Omaha | NE | 68124-1072 | Douglas | NE42513 | Active | 1746 | 2022 | Riello | WT - Water Tube Boiler | Rooftop Mechanical Room | HWHT - Hot Water Heat | 12/31/2026
Northern Natural Gas | 1111 S 103rd St | Omaha | NE | 68124-1072 | Douglas | NE42514 | Active | 1767 | 2022 | Riello | WT - Water Tube Boiler | Rooftop Mechanical Room | HWHT - Hot Water Heat | 12/31/2026
Northern Natural Gas | 1111 S 103rd St | Omaha | NE | 68124-1072 | Douglas | NE42515 | Active | 1750 | 2022 | Riello | WT - Water Tube Boiler | Rooftop Mechanical Room | HWHT - Hot Water Heat | 12/31/2026
Northern Natural Gas | 1111 S 103rd St | Omaha | NE | 68124-1072 | Douglas | NE42516 | Active | 1816 | 2022 | Riello | WT - Water Tube Boiler | Rooftop Mechanical Room | HWHT - Hot Water Heat | 12/31/2026
Northern Natural Gas | 1111 S 103rd St | Omaha | NE | 68124-1072 | Douglas | NE42517 | Active | 1754 | 2022 | Riello | WT - Water Tube Boiler | Rooftop Mechanical Room | HWHT - Hot Water Heat | 12/31/2026
Northern Natural Gas | 1111 S 103rd St | Omaha | NE | 68124-1072 | Douglas | NE42518 | Active | 1812 | 2022 | Riello | WT - Water Tube Boiler | Rooftop Mechanical Room | HWHT - Hot Water Heat | 12/31/2026
Northern Natural Gas | 1111 S 103rd St | Omaha | NE | 68124-1072 | Douglas | NE42519 | Active | 178 | 2022 | Riello | WT - Water Tube Boiler | Rooftop Mechanical Room | HWHT - Hot Water Heat | 12/31/2026
Northern Natural Gas | 1111 S 103rd St | Omaha | NE | 68124-1072 | Douglas | NE42520 | Active | 1277 | 2022 | Riello | WT - Water Tube Boiler | Rooftop Mechanical Room | HWHT - Hot Water Heat | 12/31/2026
Northern Natural Gas | 1111 S 103rd St | Omaha | NE | 68124-1072 | Douglas | NE42521 | Active | 179 | 2022 | Riello | WT - Water Tube Boiler | Rooftop Mechanical Room | HWHT - Hot Water Heat | 12/31/2026
Northern Natural Gas | 1111 S 103rd St | Omaha | NE | 68124-1072 | Douglas | NE42522 | Active | 1274 | 2022 | Riello | WT - Water Tube Boiler | Rooftop Mechanical Room | HWHT - Hot Water Heat | 12/31/2026
Northern Natural Gas | 1111 S 103rd St | Omaha | NE | 68124-1072 | Douglas | NE42523 | Active | 175 | 2022 | Riello | WT - Water Tube Boiler | Rooftop Mechanical Room | HWHT - Hot Water Heat | 12/31/2026
Northern Natural Gas | 1111 S 103rd St | Omaha | NE | 68124-1072 | Douglas | NE42524 | Active | 1275 | 2022 | Riello | WT - Water Tube Boiler | Rooftop Mechanical Room | HWHT - Hot Water Heat | 12/31/2026
Northern Natural Gas | 1111 S 103rd St | Omaha | NE | 68124-1072 | Douglas | NE42525 | Active | 1260 | 2022 | Riello | WT - Water Tube Boiler | Rooftop Mechanical Room | HWHT - Hot Water Heat | 12/31/2026
Northern Natural Gas | 1111 S 103rd St | Omaha | NE | 68124-1072 | Douglas | NE42526 | Active | 1269 | 2022 | Riello | WT - Water Tube Boiler | Rooftop Mechanical Room | HWHT - Hot Water Heat | 12/31/2026
Heritage at Sterling Ridge | 1111 Sterling Ridge Dr | Omaha | NE | 68144 | Douglas | NE24891 | Active | 49535 | 2013 | PVI Industries | COND - Condenser | basement | HWSD - Hot Water Dom/Potable | 2/28/2027
Heritage at Sterling Ridge | 1111 Sterling Ridge Dr | Omaha | NE | 68144 | Douglas | NE24892 | Active | 49749 | 2013 | PVI Industries | COND - Condenser | basement | HWSD - Hot Water Dom/Potable | 2/28/2027
Heritage at Sterling Ridge | 1111 Sterling Ridge Dr | Omaha | NE | 68144 | Douglas | NE24893 | Active | 49781 | 2013 | PVI Industries | COND - Condenser | basement | HWSD - Hot Water Dom/Potable | 2/28/2027
Maverik #5154 | 11111 Emmet St | Omaha | NE | 68164-2916 | Douglas | NE01704 | Active | 218369 | 2004 | Raypak | CPFT - Horiz Cpr Fin Boiler | EQUIP ROOM | HWFG - Hotwater Heat Floor-Glycl | 12/31/2021
MBC Building | 11128 John Galt Blvd | Omaha | NE | 68137-6309 | Douglas | NE18337 | Scrapped/Junked | 2445 | 1978 | Precision | ELBL - Electric Boiler | PENTHOUSE | HWHT - Hot Water Heat | 4/30/2026
MBC Building | 11128 John Galt Blvd | Omaha | NE | 68137-6309 | Douglas | NE43573 | Active | 60508 | 2025 | Lattner Boiler Co | ELBL - Electric Boiler | Penthouse | HWHT - Hot Water Heat | 7/31/2026
CLAYTON PRICE & SONS | 1113 Nicholas St | Omaha | NE | 68102-4208 | Douglas | NE10916 | Inactive | 25386 | 1966 | PM LATTNER MFR COMPANY | FT - Firetube Boiler | SECOND FLOOR | PROC - Process Steam | 7/31/1996
Apartment Building | 1113 S 10th St | Omaha | NE | 68108-3232 | Douglas | NE05013 | Scrapped/Junked |  | 1992 | PEER | CI - Cast Iron | BOILER ROOM | STHT - Steam-Heat | 8/31/2009
Apartment Building | 1113 S 10th St | Omaha | NE | 68108-3232 | Douglas | NE05014 | Scrapped/Junked |  | 1992 | PEER | CI - Cast Iron | BOILER ROOM | STHT - Steam-Heat | 8/31/2009
Apartment Building | 1113 S 10th St | Omaha | NE | 68108-3232 | Douglas | NE05589 | Exempt 1999 LB-66 |  | 1989 | STATE INDUSTRIES | AHWH - ANSI/Fired Water Htr |  | HWSD - Hot Water Dom/Potable | 10/31/1999
Apartment Building | 1113 S 10th St | Omaha | NE | 68108-3232 | Douglas | NE05590 | Exempt 1999 LB-66 |  | 1972 | Ruud-Rheem | AHWH - ANSI/Fired Water Htr |  | HWSD - Hot Water Dom/Potable | 10/31/1999
Apartment Building | 1113 S 10th St | Omaha | NE | 68108-3232 | Douglas | NE07772 | Scrapped/Junked |  | 1998 | PEER | CI - Cast Iron | BOILER ROOM | STHT - Steam-Heat | 8/31/2009
JHD LLC | 1114 Howard St | Omaha | NE | 68102-2817 | Douglas | NE04819 | Inactive | n/a | 1941 | Pacific | FT - Firetube Boiler | BOILER ROOM | STHT - Steam-Heat | 9/30/2011
Apartment Building | 1114 Jones St | Omaha | NE | 68102-3229 | Douglas | NE12998 | Exempt | na | 1983 | bryant-dunkirk | CI - Cast Iron | EQUIPMENT ROOM | HWHT - Hot Water Heat | 9/30/2019
Apartment Building | 1114 Jones St | Omaha | NE | 68102-3229 | Douglas | NE12999 | Exempt | na | 1986 | bryant-dunkirk | CI - Cast Iron | EQUIPMENT ROOM | HWHT - Hot Water Heat | 9/30/2019
Brickway Brewering & Distilling | 1116 Jackson St | Omaha | NE | 68102-2825 | Douglas | NE23983 | Active | 17218 | 2013 | Rite Eng | WT - Water Tube Boiler | Boiler Room | PROC - Process Steam | 1/31/2027
RICHLAND PARK APARTMENTS | 11162 BURT ST | OMAHA | NE | 68154 | Douglas | NE24484 | Exempt 1999 LB-66 |  | 1993 | AO SMITH | AHWH - ANSI/Fired Water Htr |  | HWSD - Hot Water Dom/Potable | 1/31/2000
Siena Francis House | 1117 N 17th St | Omaha | NE | 68102-4102 | Douglas | NE06467 | Scrapped/Junked | 93459 | 2005 | AOSC | CHWH - ASME/Fired Water Heater | EQUIPMENT ROOM | HWSD - Hot Water Dom/Potable | 8/31/2016
Siena Francis House | 1117 N 17th St | Omaha | NE | 68102-4102 | Douglas | NE06468 | Scrapped/Junked | 93476 | 2005 | AOSC | CHWH - ASME/Fired Water Heater | EQUIPMENT ROOM | HWSD - Hot Water Dom/Potable | 8/31/2020
Siena Francis House | 1117 N 17th St | Omaha | NE | 68102-4102 | Douglas | NE26623 | Scrapped/Junked | 215246 | 2016 | AOSC | CHWH - ASME/Fired Water Heater | EQUIPMENT ROOM | HWSD - Hot Water Dom/Potable | 8/31/2020
Siena Francis House | 1117 N 17th St | Omaha | NE | 68102-4102 | Douglas | NE28100 | Active | 94062 | 2018 | PVI Industries | WT - Water Tube Boiler | Water room | HWSD - Hot Water Dom/Potable | 8/31/2026
Siena Francis House | 1117 N 17th St | Omaha | NE | 68102-4102 | Douglas | NE28526 | Active | 84217 | 2017 | PVI Industries | WT - Water Tube Boiler | Water room | HWSD - Hot Water Dom/Potable | 8/31/2026
Siena Francis House | 1117 N 17th St | Omaha | NE | 68102-4102 | Douglas | NE28527 | Active | 96274 | 2018 | PVI Industries | WT - Water Tube Boiler | Water room | HWSD - Hot Water Dom/Potable | 8/31/2026
Siena Francis House | 1117 N 17th St | Omaha | NE | 68102-4102 | Douglas | NE28528 | Active | 86133 | 2017 | PVI Industries | WT - Water Tube Boiler | Water room | HWSD - Hot Water Dom/Potable | 8/31/2026
CenturyLink | 1119 N 90th St | Omaha | NE | 68114-2707 | Douglas | NE11463 | Scrapped/Junked | 9999 | 1973 | Kewanee | FTFB - Firetube-Firebox Boiler | Basement | HWHT - Hot Water Heat | 9/30/2011
ONE HOUR MARTINIZING | 112 N 18th St | Omaha | NE | 68102-4904 | Douglas | NE02988 | Scrapped/Junked | 43021 | 1983 | FULTON BOILERWORKS | FT - Firetube Boiler |  | PROC - Process Steam | 5/31/1989
Hauff Sporting Goods Co | 1120 Capitol Ave | Omaha | NE | 68102-1113 | Douglas | NE15452 | Scrapped/Junked | 4895 | 1960 | KEWA | FTFB - Firetube-Firebox Boiler | BASEMENT | STHT - Steam-Heat | 6/30/2009
Jun Kaneko | 1120 Jones St | Omaha | NE | 68102-3205 | Douglas | NE12864 | Active | 0 | 1990 | Dunkirk Radiator Corporation | CI - Cast Iron | 3RD FLR EQUIP ROOM | HWHT - Hot Water Heat | 1/31/2027
Jun Kaneko | 1120 Jones St | Omaha | NE | 68102-3205 | Douglas | NE12865 | Active | 0 | 1990 | Dunkirk Radiator Corporation | CI - Cast Iron | EQUIP ROOM | HWHT - Hot Water Heat | 1/31/2027
Westplex III | 1120 N 103rd Plaza | Omaha | NE | 68114-1114 | Douglas | NE14856 | Active | 22009 | 2008 | RBI | CPFT - Horiz Cpr Fin Boiler | mech room - lower level | HWHT - Hot Water Heat | 11/30/2026
Westplex III | 1120 N 103rd Plaza | Omaha | NE | 68114-1114 | Douglas | NE14857 | Active | 22010 | 2008 | RBI | CPFT - Horiz Cpr Fin Boiler | mech room - lower level | HWHT - Hot Water Heat | 11/30/2026
APARTMENT BLDG | 1120 N 45th St | Omaha | NE | 68132-1754 | Douglas | NE12858 | Scrapped/Junked |  | 1983 | PEERLESS HEATER COMPANY |  | BASEMENT | STHT - Steam-Heat | 1/31/2006
COTTONWOOD APARTMENTS | 1120 N 47th Ave | Omaha | NE | 68132-1724 | Douglas | NE24454 | Exempt 1999 LB-66 |  | 1989 | AO SMITH | AHWH - ANSI/Fired Water Htr |  | HWSD - Hot Water Dom/Potable | 1/31/2000
COTTONWOOD APARTMENTS | 1120 N 47th Ave | Omaha | NE | 68132-1724 | Douglas | NE24455 | Exempt 1999 LB-66 |  | 1985 | RUUD | AHWH - ANSI/Fired Water Htr |  | HWSD - Hot Water Dom/Potable | 1/31/2000
COTTONWOOD APARTMENTS | 1120 N 47th Ave | Omaha | NE | 68132-1724 | Douglas | NE24456 | Exempt 1999 LB-66 |  | 1996 | STATE INDUSTRIES | AHWH - ANSI/Fired Water Htr |  | HWSD - Hot Water Dom/Potable | 1/31/2000
Security National Bank | 1120 S 101st St | Omaha | NE | 68124-1967 | Douglas | NE09930 | Scrapped/Junked | 11850 | 2002 | ALES | FTVT - Firetube Vertical TB | EQUIPMENT ROOM | HWHT - Hot Water Heat | 1/31/2023
Security National Bank | 1120 S 101st St | Omaha | NE | 68124-1967 | Douglas | NE09931 | Scrapped/Junked | 11849 | 2002 | ALES | FTVT - Firetube Vertical TB | EQUIPMENT ROOM | HWHT - Hot Water Heat | 1/31/2023
Security National Bank | 1120 S 101st St | Omaha | NE | 68124-1967 | Douglas | NE41940 | Active | 18039 | 2021 | Riello | WT - Water Tube Boiler | Penthouse | HWHT - Hot Water Heat | 1/31/2027
Security National Bank | 1120 S 101st St | Omaha | NE | 68124-1967 | Douglas | NE41941 | Active | 18037 | 2021 | Riello | WT - Water Tube Boiler | Penthouse | HWHT - Hot Water Heat | 1/31/2027
Security National Bank | 1120 S 101st St | Omaha | NE | 68124-1967 | Douglas | NE41942 | Active | 18028 | 2021 | Riello | WT - Water Tube Boiler | Penthouse | HWHT - Hot Water Heat | 1/31/2027
Security National Bank | 1120 S 101st St | Omaha | NE | 68124-1967 | Douglas | NE41943 | Active | 18029 | 2021 | Riello | WT - Water Tube Boiler | Penthouse | HWHT - Hot Water Heat | 1/31/2027
Security National Bank | 1120 S 101st St | Omaha | NE | 68124-1967 | Douglas | NE41944 | Active | 18032 | 2021 | Riello | WT - Water Tube Boiler | Penthouse | HWHT - Hot Water Heat | 1/31/2027
Security National Bank | 1120 S 101st St | Omaha | NE | 68124-1967 | Douglas | NE41945 | Active | 18033 | 2021 | Riello | WT - Water Tube Boiler | Penthouse | HWHT - Hot Water Heat | 1/31/2027
IMPERIAL PALACE | 11201 Davenport St | Omaha | NE | 68154-2627 | Douglas | NE12866 | Scrapped/Junked | 22824 | 1987 | STATE INDUSTRIES | CHWH - ASME/Fired Water Heater |  | HWSD - Hot Water Dom/Potable | 2/29/2000
IMPERIAL PALACE | 11201 Davenport St | Omaha | NE | 68154-2627 | Douglas | NE12867 | Scrapped/Junked | 22820 | 1987 | STATE INDUSTRIES | CHWH - ASME/Fired Water Heater |  | HWSD - Hot Water Dom/Potable | 2/29/2000
Hampton Inn | 11201 Davenport St | Omaha | NE | 68154-2627 | Douglas | NE24836 | Inactive | 17932 | 2013 | PENTAIR | WT - Water Tube Boiler | pool area | IPHT - Indoor Pool Heater | 6/30/2019
Hampton Inn | 11201 Davenport St | Omaha | NE | 68154-2627 | Douglas | NE24837 | Inactive | 16792 | 2013 | PENTAIR | WT - Water Tube Boiler | pool area | IPHT - Indoor Pool Heater | 6/30/2019
Bennington Middle School | 11201 N 168th St | Bennington | NE | 68007-5545 | Douglas | NE28801 | Active | 143746 | 2016 | PVI Industries | CHWH - ASME/Fired Water Heater | Mechanical Room | HWSD - Hot Water Dom/Potable | 10/31/2026
Westplex II | 1121 N 102nd Ct | Omaha | NE | 68114-1948 | Douglas | NE07050 | Active | 180431 | 2005 | Lochinvar | CPFT - Horiz Cpr Fin Boiler | Equipment Room - 1st Floor | HWHT - Hot Water Heat | 11/30/2026
Westplex II | 1121 N 102nd Ct | Omaha | NE | 68114-1948 | Douglas | NE07051 | Active | 180432 | 2005 | Lochinvar | CPFT - Horiz Cpr Fin Boiler | Equipment Room - 1st Floor | HWHT - Hot Water Heat | 11/30/2026
RUSSELL SPEEDER'S CARWASH | 11212 Wright Cir | Omaha | NE | 68144-4737 | Douglas | NE21797 | Inactive | 73754 | 1990 | RAYPAK INC, CALIFORNIA | CPFT - Horiz Cpr Fin Boiler | EQUIP ROOM | HWSP - Hot Water Non Potable Supply | 12/31/2005
Century Plaza | 11213 Davenport St | Omaha | NE | 68154-2604 | Douglas | NE37305 | Scrapped/Junked | 56900 | 1986 | TELE | WT - Water Tube Boiler | BOILER ROOM | HWHT - Hot Water Heat | 2/28/2022
Century Plaza | 11213 Davenport St | Omaha | NE | 68154-2604 | Douglas | NE37306 | Scrapped/Junked | 56888 | 1986 | TELE | WT - Water Tube Boiler | BOILER ROOM | HWHT - Hot Water Heat | 2/28/2022
Century Plaza | 11213 Davenport St | Omaha | NE | 68154-2604 | Douglas | NE41711 | Active | NA | 2019 | Aerco | CALU - Cast Aluminum | Boiler Room | HWHT - Hot Water Heat | 1/31/2027
Oak Leaf Place | 11218 John Galt Blvd | Omaha | NE | 68137-2358 | Douglas | NE05367 | Active | 8445 | 1995 | ALES | FTVT - Firetube Vertical TB | Penthouse | HWHT - Hot Water Heat | 9/30/2026
Meyer Apartments | 1122 Park Ave | Omaha | NE | 68105-2228 | Douglas | NE19290 | Exempt 1999 LB-66 |  | 1995 | AO SMITH | AHWH - ANSI/Fired Water Htr |  | HWSD - Hot Water Dom/Potable | 5/31/2000
Meyer Apartments | 1122 Park Ave | Omaha | NE | 68105-2228 | Douglas | NE35334 | Inactive | n/a | 1983 | Peerless | CI - Cast Iron | BASEMENT | STHT - Steam-Heat | 2/28/2015
Joslyn Elementary | 11220 Blondo St | Omaha | NE | 68164-3820 | Douglas | NE26658 | Active | 75027 | 2016 | Aerco | COND - Condenser | equip room | HWHT - Hot Water Heat | 12/31/2025
Joslyn Elementary | 11220 Blondo St | Omaha | NE | 68164-3820 | Douglas | NE26659 | Active | 75028 | 2016 | Aerco | COND - Condenser | equip room | HWHT - Hot Water Heat | 12/31/2025
Joslyn Elementary | 11220 Blondo St | Omaha | NE | 68164-3820 | Douglas | NE30986 | Scrapped/Junked | 36063 | 1982 | Kewanee | FTFB - Firetube-Firebox Boiler | BOILER ROOM | STHT - Steam-Heat | 12/31/2016
Joslyn Elementary | 11220 Blondo St | Omaha | NE | 68164-3820 | Douglas | NE30987 | Scrapped/Junked | 36006 | 1982 | Kewanee | FTFB - Firetube-Firebox Boiler | BOILER ROOM | STHT - Steam-Heat | 12/31/2016
Cohere Beauty | 11222 I St | Omaha | NE | 68137-1238 | Douglas | NE04204 | Inactive | 37334 | 1985 | PM LATTNER MFR COMPANY | FT - Firetube Boiler | 1ST FLOOR | PROC - Process Steam | 3/31/1991
Cohere Beauty | 11222 I St | Omaha | NE | 68137-1238 | Douglas | NE04975 | Scrapped/Junked | 10577 | 1989 | SUPR | FT - Firetube Boiler | BOILER ROOM | PROC - Process Steam | 2/28/2010
Cohere Beauty | 11222 I St | Omaha | NE | 68137-1238 | Douglas | NE19471 | Active | 9075 | 2009 | Miura | WT - Water Tube Boiler | Boiler Room | PROC - Process Steam | 5/31/2027
Cohere Beauty | 11222 I St | Omaha | NE | 68137-1238 | Douglas | NE41793 | Active | 3727 | 2022 | Miura | WT - Water Tube Boiler | Boiler room | PROC - Process Steam | 8/31/2026
BISHOPS BUFFET | 11226 Chicago Cir | Omaha | NE | 68154-2611 | Douglas | NE11646 | Scrapped/Junked | 21437 | 1982 | AO SMITH | CHWH - ASME/Fired Water Heater | EQUIP. ROOM | HWSD - Hot Water Dom/Potable | 3/31/1994
BISHOPS BUFFET | 11226 Chicago Cir | Omaha | NE | 68154-2611 | Douglas | NE11647 | Scrapped/Junked | 21466 | 1982 | AO SMITH | CHWH - ASME/Fired Water Heater | EQUIP. ROOM | HWSD - Hot Water Dom/Potable | 3/31/1994
BISHOPS BUFFET | 11226 Chicago Cir | Omaha | NE | 68154-2611 | Douglas | NE11648 | Scrapped/Junked | 21114 | 1982 | AO SMITH | CHWH - ASME/Fired Water Heater | EQUIP. ROOM | HWSD - Hot Water Dom/Potable | 3/31/1994
DEMMA FRUIT COMPANY | 11235 John Galt Blvd | Omaha | NE | 68137-2247 | Douglas | NE17328 | Inactive |  | 1992 | CLEAVER BROOKS | WT - Water Tube Boiler | BOILER ROOM | STHT - Steam-Heat | 1/31/2001
One Pacific Place | 1125 S 103rd St | Omaha | NE | 68124-1076 | Douglas | NE11907 | Scrapped/Junked | 40337 | 1987 | Kewanee | FTFB - Firetube-Firebox Boiler | Eighth FLOOR | HWHT - Hot Water Heat | 1/31/2022
One Pacific Place | 1125 S 103rd St | Omaha | NE | 68124-1076 | Douglas | NE11908 | Scrapped/Junked | 40352 | 1987 | Kewanee | FTFB - Firetube-Firebox Boiler | Eighth FLOOR | HWHT - Hot Water Heat | 1/31/2022
One Pacific Place | 1125 S 103rd St | Omaha | NE | 68124-1076 | Douglas | NE41781 | Active | 14687 | 2020 | Riello | WT - Water Tube Boiler | penthouse | HWHT - Hot Water Heat | 8/31/2026
One Pacific Place | 1125 S 103rd St | Omaha | NE | 68124-1076 | Douglas | NE41782 | Active | 14655 | 2020 | Riello | WT - Water Tube Boiler | penthouse | HWHT - Hot Water Heat | 8/31/2026
One Pacific Place | 1125 S 103rd St | Omaha | NE | 68124-1076 | Douglas | NE41783 | Active | 14650 | 2020 | Riello | WT - Water Tube Boiler | penthouse | HWHT - Hot Water Heat | 8/31/2026
One Pacific Place | 1125 S 103rd St | Omaha | NE | 68124-1076 | Douglas | NE41784 | Active | 14660 | 2020 | Riello | WT - Water Tube Boiler | penthouse | HWHT - Hot Water Heat | 8/31/2026
One Pacific Place | 1125 S 103rd St | Omaha | NE | 68124-1076 | Douglas | NE41785 | Active | 14623 | 2020 | Riello | WT - Water Tube Boiler | penthouse | HWHT - Hot Water Heat | 8/31/2026
One Pacific Place | 1125 S 103rd St | Omaha | NE | 68124-1076 | Douglas | NE41786 | Active | 14614 | 2020 | Riello | WT - Water Tube Boiler | penthouse | HWHT - Hot Water Heat | 8/31/2026
One Pacific Place | 1125 S 103rd St | Omaha | NE | 68124-1076 | Douglas | NE41787 | Active | 15386 | 2020 | Riello | WT - Water Tube Boiler | penthouse | HWHT - Hot Water Heat | 8/31/2026
One Pacific Place | 1125 S 103rd St | Omaha | NE | 68124-1076 | Douglas | NE41788 | Active | 15377 | 2020 | Riello | WT - Water Tube Boiler | penthouse | HWHT - Hot Water Heat | 8/31/2026
One Pacific Place | 1125 S 103rd St | Omaha | NE | 68124-1076 | Douglas | NE41789 | Active | 15385 | 2020 | Riello | WT - Water Tube Boiler | penthouse | HWHT - Hot Water Heat | 8/31/2026
One Pacific Place | 1125 S 103rd St | Omaha | NE | 68124-1076 | Douglas | NE41790 | Active | 15384 | 2020 | Riello | WT - Water Tube Boiler | penthouse | HWHT - Hot Water Heat | 8/31/2026
One Pacific Place | 1125 S 103rd St | Omaha | NE | 68124-1076 | Douglas | NE41791 | Active | 15383 | 2020 | Riello | WT - Water Tube Boiler | penthouse | HWHT - Hot Water Heat | 8/31/2026
One Pacific Place | 1125 S 103rd St | Omaha | NE | 68124-1076 | Douglas | NE41792 | Active | 15380 | 2020 | Riello | WT - Water Tube Boiler | penthouse | HWHT - Hot Water Heat | 8/31/2026
LAKE FOREST APARTMENTS | 11255 Evans St | Omaha | NE | 68164-2878 | Douglas | NE21718 | Exempt 1999 LB-66 |  | 1985 | RUUD | AHWH - ANSI/Fired Water Htr |  | HWSD - Hot Water Dom/Potable | 11/30/1999
LAKE FOREST APARTMENTS | 11265 Evans St | Omaha | NE | 68164-2879 | Douglas | NE21717 | Exempt 1999 LB-66 |  | 1986 | AO SMITH | AHWH - ANSI/Fired Water Htr |  | HWSD - Hot Water Dom/Potable | 11/30/1999
Ponca Elementary School | 11300 N Post Rd | Omaha | NE | 68112-1219 | Douglas | NE05328 | Exempt 1999 LB-66 |  | 1979 | AO SMITH | AHWH - ANSI/Fired Water Htr |  | HWSD - Hot Water Dom/Potable | 6/30/2000
Ponca Elementary School | 11300 N Post Rd | Omaha | NE | 68112-1219 | Douglas | NE31140 | Scrapped/Junked | n/a | 1962 | Kewanee | FTFB - Firetube-Firebox Boiler | BOILER ROOM | STHT - Steam-Heat | 12/31/2015
Ponca Elementary School | 11300 N Post Rd | Omaha | NE | 68112-1219 | Douglas | NE31141 | Scrapped/Junked | n/a | 1962 | Kewanee | FTFB - Firetube-Firebox Boiler | BOILER ROOM | STHT - Steam-Heat | 12/31/2015
Ponca Elementary School | 11300 N Post Rd | Omaha | NE | 68112-1219 | Douglas | NE41250 | Active | 35702 | 2015 | Lochinvar | FT - Firetube Boiler | BOILER ROOM | HWHT - Hot Water Heat | 12/31/2026
Ponca Elementary School | 11300 N Post Rd | Omaha | NE | 68112-1219 | Douglas | NE41251 | Active | 35700 | 2015 | Lochinvar | FT - Firetube Boiler | BOILER ROOM | HWHT - Hot Water Heat | 12/31/2026
LAKE FOREST APARTMENTS | 11305 Evans St | Omaha | NE | 68164-2778 | Douglas | NE21712 | Exempt 1999 LB-66 |  | 1978 | PRESTIGE | AHWH - ANSI/Fired Water Htr |  | HWSD - Hot Water Dom/Potable | 11/30/1999
LAKE FOREST APARTMENTS | 11305 Pratt St | Omaha | NE | 68164-2792 | Douglas | NE21724 | Exempt 1999 LB-66 |  | 1988 | RUUD | AHWH - ANSI/Fired Water Htr |  | HWSD - Hot Water Dom/Potable | 11/30/1999
LAKE FOREST APARTMENTS | 11306 Birch Plz | Omaha | NE | 68164-2776 | Douglas | NE21710 | Exempt 1999 LB-66 |  | 1993 | STATE INDUSTRIES | AHWH - ANSI/Fired Water Htr |  | HWSD - Hot Water Dom/Potable | 11/30/1999
LAKE FOREST APARTMENTS | 11306 Evans St | Omaha | NE | 68164-2779 | Douglas | NE21727 | Exempt 1999 LB-66 |  | 1988 | RUUD | AHWH - ANSI/Fired Water Htr |  | HWSD - Hot Water Dom/Potable | 11/30/1999
STERLING HOUSE | 11308 Blondo St | Omaha | NE | 68164-3822 | Douglas | NE21871 | Exempt 1999 LB-66 |  | 1997 | AO SMITH | AHWH - ANSI/Fired Water Htr | EQUIP ROOM | HWSD - Hot Water Dom/Potable | 1/31/2000
STERLING HOUSE | 11308 Blondo St | Omaha | NE | 68164-3822 | Douglas | NE21872 | Exempt 1999 LB-66 |  | 1997 | AO SMITH | AHWH - ANSI/Fired Water Htr | EQUIP ROOM | HWSD - Hot Water Dom/Potable | 1/31/2000
STERLING HOUSE | 11308 Blondo St | Omaha | NE | 68164-3822 | Douglas | NE21873 | Exempt 1999 LB-66 |  | 1996 | AO SMITH | AHWH - ANSI/Fired Water Htr | EQUIP ROOM | HWSD - Hot Water Dom/Potable | 1/31/2000
Old Mill Rehabilitation | 1131 Papillion Pkwy | Omaha | NE | 68154-1620 | Douglas | NE23989 | Active | 186965 | 2013 | AO SMITH | CHWH - ASME/Fired Water Heater | boiler room | HWSD - Hot Water Dom/Potable | 2/28/2027
Old Mill Rehabilitation | 1131 Papillion Pkwy | Omaha | NE | 68154-1620 | Douglas | NE23990 | Active | 186967 | 2013 | AO SMITH | CHWH - ASME/Fired Water Heater | boiler room | HWSD - Hot Water Dom/Potable | 2/28/2027
Old Mill Rehabilitation | 1131 Papillion Pkwy | Omaha | NE | 68154-1620 | Douglas | NE23991 | Active | 186474 | 2013 | AO SMITH | CHWH - ASME/Fired Water Heater | boiler room | HWSD - Hot Water Dom/Potable | 2/28/2027
LAKE FOREST APARTMENTS | 11315 Evans St | Omaha | NE | 68164-2780 | Douglas | NE21711 | Exempt 1999 LB-66 |  | 1978 | PRESTIGE | AHWH - ANSI/Fired Water Htr |  | HWSD - Hot Water Dom/Potable | 11/30/1999
LAKE FOREST APARTMENTS | 11315 Pratt St | Omaha | NE | 68164-2793 | Douglas | NE21723 | Exempt 1999 LB-66 |  | 1987 | RUUD | AHWH - ANSI/Fired Water Htr |  | HWSD - Hot Water Dom/Potable | 11/30/1999
LAKE FOREST APARTMENTS | 11316 Birch Plz | Omaha | NE | 68164-2777 | Douglas | NE21709 | Exempt 1999 LB-66 |  | 1986 | RUUD | AHWH - ANSI/Fired Water Htr |  | HWSD - Hot Water Dom/Potable | 11/30/1999
LAKE FOREST APARTMENTS | 11316 Evans St | Omaha | NE | 68164-2781 | Douglas | NE21728 | Exempt 1999 LB-66 |  | 1993 | RUUD | AHWH - ANSI/Fired Water Htr |  | HWSD - Hot Water Dom/Potable | 11/30/1999
JERRY RYAN INC | 11325 Davenport St | Omaha | NE | 68154-2629 | Douglas | NE35342 | Scrapped/Junked | 88696 | 1987 | PM LATTNER MFR COMPANY | ELBL - Electric Boiler | BOILER ROOM | PROC - Process Steam | 11/30/2000
AKSARBEN BREWING CO | 11337 Davenport St | Omaha | NE | 68154-2629 | Douglas | NE06706 | Inactive | 182015 | 2005 | LOCHINVAR | CPFT - Horiz Cpr Fin Boiler | EQUIPMENT ROOM | HWSD - Hot Water Dom/Potable | 1/31/2008
Duet | 11340 Blondo St | Omaha | NE | 68164-3815 | Douglas | NE06132 | Active | 146585 | 2004 | Laars | CPFT - Horiz Cpr Fin Boiler | EQUIPMENT ROOM | HWHT - Hot Water Heat | 3/31/2026
Duet | 11340 Blondo St | Omaha | NE | 68164-3815 | Douglas | NE12925 | Scrapped/Junked | 32615 | 1993 | LOCHINVAR | CPFT - Horiz Cpr Fin Boiler | EQUIP ROOM | HWHT - Hot Water Heat | 4/30/2005
Duet | 11340 Blondo St | Omaha | NE | 68164-3815 | Douglas | NE12926 | Active | 32616 | 1993 | Lochinvar | CPFT - Horiz Cpr Fin Boiler | EQUIP ROOM | HWHT - Hot Water Heat | 3/31/2026
LAKE FOREST APARTMENTS | 11355 Evans St | Omaha | NE | 68164-2782 | Douglas | NE21708 | Exempt 1999 LB-66 |  | 1992 | RUUD | AHWH - ANSI/Fired Water Htr |  | HWSD - Hot Water Dom/Potable | 11/30/1999
APARTMENT BUILDING | 1136 Park Ave | Omaha | NE | 68105-2230 | Douglas | NE04354 | Inactive |  | 1942 | AMERICAN RADIATOR |  | BASEMENT | STHT - Steam-Heat | 3/31/2008
THE DEAN PLACE APARTMENTS | 1136 Park Ave | Omaha | NE | 68105-2230 | Douglas | NE19254 | Exempt 1999 LB-66 |  | 1980 | AO SMITH | AHWH - ANSI/Fired Water Htr |  | HWSD - Hot Water Dom/Potable | 3/31/1997
LAKE FOREST APARTMENTS | 11363 Evans St | Omaha | NE | 68164-2707 | Douglas | NE21703 | Exempt 1999 LB-66 |  | 1988 | RHEEM MANUFACTURING CO | AHWH - ANSI/Fired Water Htr |  | HWSD - Hot Water Dom/Potable | 11/30/1999
LAKE FOREST APARTMENTS | 11365 Evans St | Omaha | NE | 68164-2783 | Douglas | NE21707 | Exempt 1999 LB-66 |  | 1978 | PRESTIGE | AHWH - ANSI/Fired Water Htr |  | HWSD - Hot Water Dom/Potable | 11/30/1999
LAKE FOREST APARTMENTS | 11375 Evans St | Omaha | NE | 68164-2784 | Douglas | NE21706 | Exempt 1999 LB-66 |  | 1978 | PRESTIGE | AHWH - ANSI/Fired Water Htr |  | HWSD - Hot Water Dom/Potable | 11/30/1999
Apartment Building | 1138 S 32nd St | Omaha | NE | 68105-2042 | Douglas | NE04430 | Scrapped/Junked | na | 1981 | PEER | CI - Cast Iron | BASEMENT | STHT - Steam-Heat | 4/30/2011
Apartment Building | 1138 S 32nd St | Omaha | NE | 68105-2042 | Douglas | NE19459 | Active | n/a | 2008 | Peerless | CI - Cast Iron | basement | HWHT - Hot Water Heat | 4/30/2027
LAKE FOREST APARTMENTS | 11381 Evans St | Omaha | NE | 68164-2785 | Douglas | NE21705 | Exempt 1999 LB-66 |  | 1985 | RUUD | AHWH - ANSI/Fired Water Htr |  | HWSD - Hot Water Dom/Potable | 11/30/1999
LAKE FOREST APARTMENTS | 11387 Evans St | Omaha | NE | 68164-2786 | Douglas | NE21704 | Exempt 1999 LB-66 |  | 1989 | RHEEM MANUFACTURING CO | AHWH - ANSI/Fired Water Htr |  | HWSD - Hot Water Dom/Potable | 11/30/1999
Vinton Apartments | 114 N 32nd Ave | Omaha | NE | 68131-2572 | Douglas | NE12869 | Active | n/a | 1988 | Weil-Mcclain | CI - Cast Iron | BASEMENT | HWHT - Hot Water Heat | 11/30/2026
KANNE APARTMENTS | 114 N 34th St | Omaha | NE | 68131-2504 | Douglas | NE12860 | Exempt |  | 1990 | PEERLESS HEATER COMPANY |  | BASEMENT | HWHT - Hot Water Heat | 1/31/2000
NE Operating Engineers Local 571 | 11404 N 72nd St | Omaha | NE | 68122-4067 | Douglas | NE00136 | Active | n/a | 1999 | Peerless | CI - Cast Iron | BOILER ROOM | GLYC - Glycol Bldg Heat Sys | 3/31/2027
First National Plaza | 11404 W Dodge Rd | Omaha | NE | 68154-2511 | Douglas | NE03486 | Scrapped/Junked | 6212 | 1989 | ALES | FTVT - Firetube Vertical TB | PENTHOUSE | HWHT - Hot Water Heat | 2/28/2017
First National Plaza | 11404 W Dodge Rd | Omaha | NE | 68154-2511 | Douglas | NE03487 | Scrapped/Junked | 6213 | 1989 | ALES | FTVT - Firetube Vertical TB | PENTHOUSE | HWHT - Hot Water Heat | 2/28/2017
First National Plaza | 11404 W Dodge Rd | Omaha | NE | 68154-2511 | Douglas | NE03488 | Scrapped/Junked | 6214 | 1989 | ALES | FTVT - Firetube Vertical TB | PENTHOUSE | HWHT - Hot Water Heat | 2/28/2017
First National Plaza | 11404 W Dodge Rd | Omaha | NE | 68154-2511 | Douglas | NE03489 | Scrapped/Junked | 6197 | 1989 | ALES | FTVT - Firetube Vertical TB | PENTHOUSE | HWHT - Hot Water Heat | 2/28/2017
First National Plaza | 11404 W Dodge Rd | Omaha | NE | 68154-2511 | Douglas | NE03490 | Scrapped/Junked | 6196 | 1989 | ALES | FTVT - Firetube Vertical TB | PENTHOUSE | HWHT - Hot Water Heat | 2/28/2017
First National Plaza | 11404 W Dodge Rd | Omaha | NE | 68154-2511 | Douglas | NE03491 | Scrapped/Junked | 6198 | 1989 | ALES | FTVT - Firetube Vertical TB | PENTHOUSE | HWHT - Hot Water Heat | 2/28/2017
First National Plaza | 11404 W Dodge Rd | Omaha | NE | 68154-2511 | Douglas | NE03492 | Scrapped/Junked | 6215 | 1989 | ALES | FTVT - Firetube Vertical TB | PENTHOUSE | HWHT - Hot Water Heat | 2/28/2017
First National Plaza | 11404 W Dodge Rd | Omaha | NE | 68154-2511 | Douglas | NE03493 | Scrapped/Junked | 6201 | 1989 | ALES | FTVT - Firetube Vertical TB | PENTHOUSE | HWHT - Hot Water Heat | 2/28/2017
First National Plaza | 11404 W Dodge Rd | Omaha | NE | 68154-2511 | Douglas | NE26929 | Active | 226294 | 2016 | Lochinvar | FTSS - Firetube Stainless Steel | Penthouse | HWHT - Hot Water Heat | 2/28/2027
First National Plaza | 11404 W Dodge Rd | Omaha | NE | 68154-2511 | Douglas | NE26930 | Active | 226302 | 2016 | Lochinvar | FTSS - Firetube Stainless Steel | Penthouse | HWHT - Hot Water Heat | 2/28/2027
First National Plaza | 11404 W Dodge Rd | Omaha | NE | 68154-2511 | Douglas | NE26931 | Active | 222845 | 2016 | Lochinvar | FTSS - Firetube Stainless Steel | Penthouse | HWHT - Hot Water Heat | 2/28/2027
First National Plaza | 11404 W Dodge Rd | Omaha | NE | 68154-2511 | Douglas | NE26932 | Active | 226300 | 2016 | Lochinvar | FTSS - Firetube Stainless Steel | Penthouse | HWHT - Hot Water Heat | 2/28/2027
PAUL SHYKEN | 1141 S 30th Ave | Omaha | NE | 68105-2125 | Douglas | NE04662 | Inactive |  | 1979 | PEERLESS HEATER COMPANY |  |  | STHT - Steam-Heat | 8/31/1992
Terrace Plaza | 11414 W Center Rd | Omaha | NE | 68144-4486 | Douglas | NE20358 | Active | 0 | 1973 | Kewanee | FTFB - Firetube-Firebox Boiler | Penthouse Boiler RM | HWHT - Hot Water Heat | 12/31/2025
11422 MH Property | 11422 Miracle Hills Dr | Omaha | NE | 68154-5310 | Douglas | NE24918 | Scrapped/Junked | 5748 | 1985 | Rite | WT - Water Tube Boiler | BOILER RM-GARAGE | HWHT - Hot Water Heat | 4/30/2018
11422 MH Property | 11422 Miracle Hills Dr | Omaha | NE | 68154-5310 | Douglas | NE27152 | Active | 1576 | 2017 | Riello | WT - Water Tube Boiler | boiler room | HWHT - Hot Water Heat | 12/31/2026
11422 MH Property | 11422 Miracle Hills Dr | Omaha | NE | 68154-5310 | Douglas | NE27153 | Active | 1577 | 2017 | Riello | WT - Water Tube Boiler | boiler room | HWHT - Hot Water Heat | 12/31/2026
11422 MH Property | 11422 Miracle Hills Dr | Omaha | NE | 68154-5310 | Douglas | NE27154 | Active | 1575 | 2017 | Riello | WT - Water Tube Boiler | boiler room | HWHT - Hot Water Heat | 12/31/2026
11422 MH Property | 11422 Miracle Hills Dr | Omaha | NE | 68154-5310 | Douglas | NE27155 | Active | 1560 | 2017 | Riello | WT - Water Tube Boiler | boiler room | HWHT - Hot Water Heat | 12/31/2026
OHARCO | 1144 N 11th St | Omaha | NE | 68102-4228 | Douglas | NE12810 | Scrapped/Junked | 93570 | 1988 | TELEDYNE LAARS | CPFT - Horiz Cpr Fin Boiler | EQUIPMENT ROOM | HWHT - Hot Water Heat | 1/31/2000
OHARCO | 1144 N 11th St | Omaha | NE | 68102-4228 | Douglas | NE25528 | Inactive |  | 1999 | WEIL MCLAIN |  | EQUIPMENT ROOM | HWHT - Hot Water Heat | 2/28/2003
Prairie Lane Elementary | 11444 Hascall St | Omaha | NE | 68144-4507 | Douglas | NE16047 | Active | 53339 | 2009 | Aerco | FTVT - Firetube Vertical TB | Boiler room | HWHT - Hot Water Heat | 7/30/2026
Prairie Lane Elementary | 11444 Hascall St | Omaha | NE | 68144-4507 | Douglas | NE16048 | Active | 53338 | 2009 | Aerco | FTVT - Firetube Vertical TB | boiler room | HWHT - Hot Water Heat | 7/30/2026
Prairie Lane Elementary | 11444 Hascall St | Omaha | NE | 68144-4507 | Douglas | NE16905 | Scrapped/Junked | 18835 | 1993 | WEBEN JARCO | COBL - Coil Type Boiler | BOILER ROOM | HWSD - Hot Water Dom/Potable | 7/31/2019
Prairie Lane Elementary | 11444 Hascall St | Omaha | NE | 68144-4507 | Douglas | NE32142 | Inactive | 1266 | 1968 | MARKET FORGE INDUSTRIES | FT - Firetube Boiler |  | 0021 - Steam Supp Cooker/Kettle | 8/31/1990
Prairie Lane Elementary | 11444 Hascall St | Omaha | NE | 68144-4507 | Douglas | NE33363 | Scrapped/Junked |  | 1962 | Weil-Mcclain | CI - Cast Iron | BOILER ROOM | HWHT - Hot Water Heat | 7/31/2009
Prairie Lane Elementary | 11444 Hascall St | Omaha | NE | 68144-4507 | Douglas | NE33385 | Scrapped/Junked |  | 1968 | Weil-Mcclain | CI - Cast Iron | BOILER ROOM | HWHT - Hot Water Heat | 7/31/2009
THE DIAL CORPORATION | 115 Hickory St | Omaha | NE | 68108-3761 | Douglas | NE11388 | Inactive |  | 1930 | BADENHAUSEN | WT - Water Tube Boiler | BOILER ROOM | PROC - Process Steam | 5/31/1993
THE DIAL CORPORATION | 115 Hickory St | Omaha | NE | 68108-3761 | Douglas | NE13088 | Inactive | 3100 | 1953 | UNION IRON WORKS | WT - Water Tube Boiler | BOILER ROOM | PROC - Process Steam | 7/31/1994
Idalia Apartments | 115 N 33rd St | Omaha | NE | 68131-2546 | Douglas | NE21910 | Exempt 1999 LB-66 |  | 1987 | STATE INDUSTRIES | AHWH - ANSI/Fired Water Htr |  | HWSD - Hot Water Dom/Potable | 1/31/2000
Idalia Apartments | 115 N 33rd St | Omaha | NE | 68131-2546 | Douglas | NE35314 | Scrapped/Junked | n/a | 1970 | American Standard | CI - Cast Iron | BOILER ROOM | STHT - Steam-Heat | 1/31/2011
building demolished | 115 N 50th St | Omaha | NE | 68132-2944 | Douglas | NE04053 | Scrapped/Junked | n/a | 1974 | American Standard | CI - Cast Iron | BASEMENT | STHT - Steam-Heat | 3/31/2011
building demolished | 115 N 50th St | Omaha | NE | 68132-2944 | Douglas | NE26361 | Scrapped/Junked | n/a | 2012 | Peerless | CI - Cast Iron | basement | STHT - Steam-Heat | 2/28/2017
Cascade Place 2 | 115 S 39th St | Omaha | NE | 68131-3001 | Douglas | NE07889 | Active | n/a | 1950 | US Radiator | CI - Cast Iron | BASEMENT | HWHT - Hot Water Heat | 4/30/2023
CHILD SAVING INSTITUTE | 115 S 46th St | Omaha | NE | 68132-3229 | Douglas | NE07770 | Scrapped/Junked |  | 1973 | AMERICAN STANDARD |  | 2ND FL BLR ROOM | HWHT - Hot Water Heat | 11/30/2007
Richland Park Apartments | 11502 Burt St | Omaha | NE | 68154-1554 | Douglas | NE24466 | Exempt 1999 LB-66 |  | 1996 | A. O. Smith | AHWH - ANSI/Fired Water Htr |  | HWSD - Hot Water Dom/Potable | 1/31/2000
LBT Inc | 11502 I St | Omaha | NE | 68137-1210 | Douglas | NE15418 | Inactive | 8493 | 1991 | Burnham | FTFB - Firetube-Firebox Boiler | BOILER ROOM | STHT - Steam-Heat | 7/31/2012
LBT Inc | 11502 I St | Omaha | NE | 68137-1210 | Douglas | NE34143 | Scrapped/Junked | 915 | 1965 | SELLERS | FT - Firetube Boiler | PAINT ROOM | HWSP - Hot Water Non Potable Supply | 8/31/2005
LBT Inc | 11502 I St | Omaha | NE | 68137-1210 | Douglas | NE34147 | Active | n/a | 1965 | Kewanee | FTFB - Firetube-Firebox Boiler | MAIN PLANT | HWHT - Hot Water Heat | 3/31/2027
LBT Inc | 11502 I St | Omaha | NE | 68137-1210 | Douglas | NE34148 | Scrapped/Junked | 5240 | 1985 | CRAN | CHWH - ASME/Fired Water Heater | OFFICE | HWSD - Hot Water Dom/Potable | 7/31/2022
RICHLAND PARK APARTMENTS | 11504 Burt St | Omaha | NE | 68154-1553 | Douglas | NE24467 | Exempt 1999 LB-66 |  | 1986 | AO SMITH | AHWH - ANSI/Fired Water Htr |  | HWSD - Hot Water Dom/Potable | 1/31/2000
Cox Communications | 11505 W Dodge Rd | Omaha | NE | 68154-2536 | Douglas | NE42124 | Active | 16496 | 2021 | Riello | WT - Water Tube Boiler | Boiler Room | HWHT - Hot Water Heat | 2/28/2026
Cox Communications | 11505 W Dodge Rd | Omaha | NE | 68154-2536 | Douglas | NE42125 | Active | 16493 | 2021 | Riello | WT - Water Tube Boiler | Boiler Room | HWHT - Hot Water Heat | 2/28/2026
Cox Communications | 11505 W Dodge Rd | Omaha | NE | 68154-2536 | Douglas | NE42126 | Active | 16595 | 2021 | Riello | WT - Water Tube Boiler | Boiler Room | HWHT - Hot Water Heat | 2/28/2026
Cox Communications | 11505 W Dodge Rd | Omaha | NE | 68154-2536 | Douglas | NE42127 | Active | 16599 | 2021 | Riello | WT - Water Tube Boiler | Boiler Room | HWHT - Hot Water Heat | 2/28/2026
Richland Park Apartments | 11506 Burt St | Omaha | NE | 68154-1552 | Douglas | NE24468 | Exempt 1999 LB-66 |  | 1986 | A. O. Smith | AHWH - ANSI/Fired Water Htr |  | HWSD - Hot Water Dom/Potable | 1/31/2000
Miracle Hills I | 11506 Nicholas St | Omaha | NE | 68154-4407 | Douglas | NE30514 | Active | 39416 | 1985 | Kewanee | FTFB - Firetube-Firebox Boiler | EQUIPMENT ROOM | HWHT - Hot Water Heat | 10/31/2026
Crosskey Executive Bldg | 11510 Blondo St | Omaha | NE | 68164-3836 | Douglas | NE00122 | Active | 94234 | 1998 | Lochinvar | CPFT - Horiz Cpr Fin Boiler | BOILER ROOM | HWHT - Hot Water Heat | 3/31/2027
Richland Park Apartments | 11510 Burt St | Omaha | NE | 68154-1567 | Douglas | NE24469 | Exempt 1999 LB-66 |  | 1986 | A. O. Smith | AHWH - ANSI/Fired Water Htr |  | HWSD - Hot Water Dom/Potable | 1/31/2000
RICHLAND PARK APARTMENTS | 11512 Burt St | Omaha | NE | 68154-1548 | Douglas | NE24470 | Exempt 1999 LB-66 |  | 1988 | AO SMITH | AHWH - ANSI/Fired Water Htr |  | HWSD - Hot Water Dom/Potable | 1/31/2000
RICHLAND PARK APARTMENTS | 11512 Burt St | Omaha | NE | 68154-1548 | Douglas | NE24471 | Exempt 1999 LB-66 |  | 1991 | AO SMITH | AHWH - ANSI/Fired Water Htr |  | HWSD - Hot Water Dom/Potable | 1/31/2000
Flats at Miracle Hills | 11515 Miracle Hills Dr | Omaha | NE | 68154-4450 | Douglas | NE10694 | Scrapped/Junked | 198718 | 2002 | RAYP | CPFH - Copper Fin Water Heater | MECH ROOM | HWSD - Hot Water Dom/Potable | 1/31/2010
Flats at Miracle Hills | 11515 Miracle Hills Dr | Omaha | NE | 68154-4450 | Douglas | NE15832 | Scrapped/Junked | 18206 | 1990 | LOCHINVAR | CPFT - Horiz Cpr Fin Boiler | MECHANICAL RM | HWSD - Hot Water Dom/Potable | 4/30/2003
Flats at Miracle Hills | 11515 Miracle Hills Dr | Omaha | NE | 68154-4450 | Douglas | NE15833 | Scrapped/Junked | 18207 | 1990 | LOCHINVAR | CPFT - Horiz Cpr Fin Boiler | MECHANICAL RM | HWSD - Hot Water Dom/Potable | 9/30/2007
Flats at Miracle Hills | 11515 Miracle Hills Dr | Omaha | NE | 68154-4450 | Douglas | NE15857 | Inactive |  | 1990 | COMFORT ZONE | WT - Water Tube Boiler | POOL MECH RM | HWSD - Hot Water Dom/Potable | 4/30/1997
Flats at Miracle Hills | 11515 Miracle Hills Dr | Omaha | NE | 68154-4450 | Douglas | NE15858 | Inactive |  | 1990 | COMFORT ZONE | WT - Water Tube Boiler | POOL MECH RM | HWSD - Hot Water Dom/Potable | 4/30/1997
Flats at Miracle Hills | 11515 Miracle Hills Dr | Omaha | NE | 68154-4450 | Douglas | NE16061 | Active | 301234 | 2009 | Raypak | WT - Water Tube Boiler | Mechanic Room | HWDP - Hotwater Heat & Dom Supply | 1/31/2027
Flats at Miracle Hills | 11515 Miracle Hills Dr | Omaha | NE | 68154-4450 | Douglas | NE17697 | Out of Service | n/a | 1996 | HAYW | CPFH - Copper Fin Water Heater | SPA ROOM | SPAJ - Spa/Jacuzzi Heater | 1/31/2010
Flats at Miracle Hills | 11515 Miracle Hills Dr | Omaha | NE | 68154-4450 | Douglas | NE22737 | Out of Service | 15971 | 2012 | PENTAIR | WT - Water Tube Boiler | pool area | IPHT - Indoor Pool Heater | 9/30/2015
Flats at Miracle Hills | 11515 Miracle Hills Dr | Omaha | NE | 68154-4450 | Douglas | NE23967 | Active | 195427 | 2007 | Lochinvar | FTVT - Firetube Vertical TB | Mechanical Room | HWSD - Hot Water Dom/Potable | 1/31/2027
RICHLAND PARK APARTMENTS | 11516 Burt St | Omaha | NE | 68154-1550 | Douglas | NE24472 | Exempt 1999 LB-66 |  | 1986 | AO SMITH | AHWH - ANSI/Fired Water Htr |  | HWSD - Hot Water Dom/Potable | 1/31/2000
Silverstone Building | 11516 Miracle Hills Dr | Omaha | NE | 68154-5311 | Douglas | NE24919 | Scrapped/Junked | 41473 | 1988 | KEWA | FTFB - Firetube-Firebox Boiler | BOILER RM-ROOF | HWHT - Hot Water Heat | 4/30/2021
Silverstone Building | 11516 Miracle Hills Dr | Omaha | NE | 68154-5311 | Douglas | NE43795 | Active | 9079 | 2024 | Riello | WTSS - Watertube SS Steel | Boiler Room-Roof | HWHT - Hot Water Heat | 10/31/2026
Silverstone Building | 11516 Miracle Hills Dr | Omaha | NE | 68154-5311 | Douglas | NE43796 | Active | 9059 | 2024 | Riello | WTSS - Watertube SS Steel | Boiler Room-Roof | HWHT - Hot Water Heat | 10/31/2026
Silverstone Building | 11516 Miracle Hills Dr | Omaha | NE | 68154-5311 | Douglas | NE43797 | Active | 8933 | 2024 | Riello | WTSS - Watertube SS Steel | Boiler Room-Roof | HWHT - Hot Water Heat | 10/31/2026
Farmers National Company | 11516 Nicholas St | Omaha | NE | 68154-4409 | Douglas | NE30513 | Active | 23278 | 1987 | bryan | WT - Water Tube Boiler | EQUIPMENT ROOM | HWHT - Hot Water Heat | 10/31/2026
RICHLAND PARK APARTMENTS | 11518 Burt St | Omaha | NE | 68154-1549 | Douglas | NE24473 | Exempt 1999 LB-66 |  | 1987 | AO SMITH | AHWH - ANSI/Fired Water Htr |  | HWSD - Hot Water Dom/Potable | 1/31/2000
OLD MILL APARTMENTS | 1155 N 109th Plz | Omaha | NE | 68154-3980 | Douglas | NE24414 | Exempt 1999 LB-66 |  | 1995 | AO SMITH | AHWH - ANSI/Fired Water Htr |  | HWSD - Hot Water Dom/Potable | 11/30/1999
OLD MILL APARTMENTS | 1155 N 109th Plz | Omaha | NE | 68154-3980 | Douglas | NE24415 | Exempt 1999 LB-66 |  | 1995 | AO SMITH | AHWH - ANSI/Fired Water Htr |  | HWSD - Hot Water Dom/Potable | 11/30/1999
Magnum Properties Building | 11550 I St | Omaha | NE | 68137-1262 | Douglas | NE26621 | Active | 186541 | 2015 | AIC | WT - Water Tube Boiler | EQUIP RM/BASEMENT | HWHT - Hot Water Heat | 8/31/2026
Magnum Properties Building | 11550 I St | Omaha | NE | 68137-1262 | Douglas | NE26622 | Active | 185652 | 2015 | AIC | WT - Water Tube Boiler | EQUIP RM/BASEMENT | HWHT - Hot Water Heat | 8/31/2026
Magnum Properties Building | 11550 I St | Omaha | NE | 68137-1262 | Douglas | NE34145 | Scrapped/Junked | N/A | 1965 | Kewanee | FT - Firetube Boiler | EQUIP RM/BASEMENT | HWHT - Hot Water Heat | 8/31/2016
Magnum Properties Building | 11550 I St | Omaha | NE | 68137-1262 | Douglas | NE34146 | Scrapped/Junked | N/A | 1965 | BOCK | AHWH - ANSI/Fired Water Htr | EQUIP RM/BASEMENT | HWSD - Hot Water Dom/Potable | 8/31/2016
Akrs Equipment | 11550 N 204th St | Elkhorn | NE | 68022-3816 | Douglas | NE07555 | Out of Service | 1052 | 2004 | Refrigeration Consultants | FHRT - FT Horiz Return Tube | SHOP AREA | HWFP - Floor Heat & Nonpotable | 9/30/2016
Akrs Equipment | 11550 N 204th St | Elkhorn | NE | 68022-3816 | Douglas | NE26575 | Active | 3722 | 2016 | Axeman-Anderson/Engergylog | FHRT - FT Horiz Return Tube | SHOP AREA | HWFP - Floor Heat & Nonpotable | 9/30/2026
Prairie Lane Pool | 11550 Prairie Lane Dr | Omaha | NE | 68144-4520 | Douglas | NE28041 | Active | 294648 | 2019 | Laars | CPPH - Ansi Cpr Fin Pool Heater | pool equip bldg | OPHT - Outdoor Pool Heater | 7/31/2026
Old Mill Apartments | 1156 N 108th Plz | Omaha | NE | 68154-3961 | Douglas | NE24409 | Exempt 1999 LB-66 |  | 1994 | AO SMITH | AHWH - ANSI/Fired Water Htr |  | HWSD - Hot Water Dom/Potable | 11/30/1999
Old Mill Apartments | 1156 N 108th Plz | Omaha | NE | 68154-3961 | Douglas | NE24416 | Exempt 1999 LB-66 |  | 1987 | RUUD | AHWH - ANSI/Fired Water Htr |  | HWSD - Hot Water Dom/Potable | 11/30/1999
Old Mill Apartments | 1156 N 108th Plz | Omaha | NE | 68154-3961 | Douglas | NE24417 | Exempt 1999 LB-66 |  | 1987 | Ruud-Rheem | AHWH - ANSI/Fired Water Htr |  | HWSD - Hot Water Dom/Potable | 11/30/1999
11600 Centre Place | 11602 W Center Rd | Omaha | NE | 68144-4440 | Douglas | NE15027 | Scrapped/Junked | 2257 | 2002 | Thermal Solutions | WT - Water Tube Boiler | EQUIP ROOM | HWHT - Hot Water Heat | 1/31/2025
11600 Centre Place | 11602 W Center Rd | Omaha | NE | 68144-4440 | Douglas | NE15028 | Scrapped/Junked | 2256 | 2002 | Thermal Solutions | WT - Water Tube Boiler | EQUIP ROOM | HWHT - Hot Water Heat | 1/31/2025
11600 Centre Place | 11602 W Center Rd | Omaha | NE | 68144-4440 | Douglas | NE42712 | Active | 16660 | 2022 | Thermal Solutions | WT - Water Tube Boiler | EQUIP ROOM | HWHT - Hot Water Heat | 1/31/2027
11600 Centre Place | 11602 W Center Rd | Omaha | NE | 68144-4440 | Douglas | NE43408 | Active | 17454 | 2024 | Thermal Solutions | WT - Water Tube Boiler | EQUIP ROOM | HWHT - Hot Water Heat | 1/31/2027
RICHLAND PARK APARTMENTS | 11605 Burt St | Omaha | NE | 68154-1506 | Douglas | NE24459 | Exempt 1999 LB-66 |  | 1990 | AO SMITH | AHWH - ANSI/Fired Water Htr |  | HWSD - Hot Water Dom/Potable | 1/31/2000
Miracle Hills VII | 11605 Miracle Hills Dr | Omaha | NE | 68154-5309 | Douglas | NE30515 | Active | 8774 | 1990 | Ajax | WT - Water Tube Boiler | EQUIPMENT ROOM | HWHT - Hot Water Heat | 10/31/2026
RICHLAND PARK APARTMENTS | 11606 Burt St | Omaha | NE | 68154-1523 | Douglas | NE24481 | Exempt 1999 LB-66 |  | 1989 | AO SMITH | AHWH - ANSI/Fired Water Htr |  | HWSD - Hot Water Dom/Potable | 1/31/2000
RICHLAND PARK APARTMENTS | 11606 Burt St | Omaha | NE | 68154-1523 | Douglas | NE24491 | Exempt 1999 LB-66 |  | 1992 | Unknown | AHWH - ANSI/Fired Water Htr |  | HWSD - Hot Water Dom/Potable | 1/31/2000
Omaha Eye & Laser Institute | 11606 Nicholas St Ste 100 | Omaha | NE | 68154-4486 | Douglas | NE21906 | Scrapped/Junked | 115195 | 1994 | Raytherm/Raypak | CPFT - Horiz Cpr Fin Boiler | Basement boiler room | HWHT - Hot Water Heat | 2/28/2018
Omaha Eye & Laser Institute | 11606 Nicholas St Ste 100 | Omaha | NE | 68154-4486 | Douglas | NE21908 | Active | 115194 | 1994 | Raytherm/Raypak | CPFT - Horiz Cpr Fin Boiler | basement boiler room | HWHT - Hot Water Heat | 2/28/2026
Omaha Eye & Laser Institute | 11606 Nicholas St Ste 100 | Omaha | NE | 68154-4486 | Douglas | NE27170 | Active | 440851 | 2017 | Raypak | CPFT - Horiz Cpr Fin Boiler | boiler room | HWHT - Hot Water Heat | 2/28/2027
Brookside Church-BMIC#376159 | 11607 M Cir | Omaha | NE | 68137-2229 | Douglas | NE02386 | Active | 146016 | 2004 | WTRP | CPFT - Horiz Cpr Fin Boiler | 1ST FLOOR MECH ROOM | HWHT - Hot Water Heat | 2/28/2027
Brookside Church-BMIC#376159 | 11607 M Cir | Omaha | NE | 68137-2229 | Douglas | NE02387 | Active | 146005 | 2004 | WTRP | CPFT - Horiz Cpr Fin Boiler | 1ST FLOOR MECH ROOM | HWHT - Hot Water Heat | 2/28/2027
Brookside Church-BMIC#376159 | 11607 M Cir | Omaha | NE | 68137-2229 | Douglas | NE02388 | Active | 146003 | 2004 | WTRP | CPFT - Horiz Cpr Fin Boiler | 1ST FLOOR MECH ROOM | HWSD - Hot Water Dom/Potable | 2/28/2027
Brookside Church-BMIC#376159 | 11607 M Cir | Omaha | NE | 68137-2229 | Douglas | NE02389 | Active | 145124 | 2004 | WTRP | CPFT - Horiz Cpr Fin Boiler | 1ST FLOOR MECH ROOM | HWHT - Hot Water Heat | 2/28/2027
Brookside Church-BMIC#376159 | 11607 M Cir | Omaha | NE | 68137-2229 | Douglas | NE02390 | Active | 145911 | 2004 | WTRP | CPFT - Horiz Cpr Fin Boiler | 1ST FLOOR MECH ROOM | HWHT - Hot Water Heat | 2/28/2027
BROOKSIDE CHURCH | 11607 M CR | OMAHA | NE | 68137-2229 | Douglas | NE00112 | Scrapped/Junked | 63001 | 1999 | WEBEN JARCO | COBL - Coil Type Boiler | EQUIP ROOM | HWHT - Hot Water Heat | 5/31/2004
BROOKSIDE CHURCH | 11607 M CR | OMAHA | NE | 68137-2229 | Douglas | NE00115 | Scrapped/Junked | 63202 | 1999 | WEBEN JARCO | COBL - Coil Type Boiler | EQUIP ROOM | HWHT - Hot Water Heat | 5/31/2004
BROOKSIDE CHURCH | 11607 M CR | OMAHA | NE | 68137-2229 | Douglas | NE00116 | Scrapped/Junked | 63067 | 1999 | WEBEN JARCO | COBL - Coil Type Boiler | EQUIP ROOM | HWHT - Hot Water Heat | 5/31/2004
BROOKSIDE CHURCH | 11607 M CR | OMAHA | NE | 68137-2229 | Douglas | NE00117 | Scrapped/Junked | 63206 | 1999 | WEBEN JARCO | COBL - Coil Type Boiler | EQUIP ROOM | HWHT - Hot Water Heat | 5/31/2004
BROOKSIDE CHURCH | 11607 M CR | OMAHA | NE | 68137-2229 | Douglas | NE00118 | Scrapped/Junked | 63205 | 1999 | WEBEN JARCO | COBL - Coil Type Boiler | EQUIP ROOM | HWHT - Hot Water Heat | 5/31/2004
RICHLAND PARK APARTMENTS | 11610 Burt St | Omaha | NE | 68154-1524 | Douglas | NE24992 | Exempt 1999 LB-66 |  | 1990 | AO SMITH | AHWH - ANSI/Fired Water Htr |  | HWSD - Hot Water Dom/Potable | 1/31/2000
Super 8 Motel | 11610 W Dodge Rd | Omaha | NE | 68154-2513 | Douglas | NE12941 | Inactive | 45131 | 1993 | STAT | CHWH - ASME/Fired Water Heater | EQUIP ROOM | HWSD - Hot Water Dom/Potable | 12/31/2022
Super 8 Motel | 11610 W Dodge Rd | Omaha | NE | 68154-2513 | Douglas | NE12942 | Inactive | 44796 | 1993 | STAT | CHWH - ASME/Fired Water Heater | EQUIP ROOM | HWSD - Hot Water Dom/Potable | 12/31/2019
Super 8 Motel | 11610 W Dodge Rd | Omaha | NE | 68154-2513 | Douglas | NE12943 | Inactive | 44627 | 1993 | STAT | CHWH - ASME/Fired Water Heater | EQUIP ROOM | HWSD - Hot Water Dom/Potable | 12/31/2022
RICHLAND PARK APARTMENTS | 11612 Burt St | Omaha | NE | 68154-1507 | Douglas | NE24477 | Exempt 1999 LB-66 |  | 1989 | AO SMITH | AHWH - ANSI/Fired Water Htr |  | HWSD - Hot Water Dom/Potable | 1/31/2000
RICHLAND PARK APARTMENTS | 11615 Burt St | Omaha | NE | 68154-1578 | Douglas | NE24458 | Exempt 1999 LB-66 |  | 1987 | AO SMITH | AHWH - ANSI/Fired Water Htr |  | HWSD - Hot Water Dom/Potable | 1/31/2000
RICHLAND PARK APARTMENTS | 11615 Burt St | Omaha | NE | 68154-1578 | Douglas | NE24487 | Exempt 1999 LB-66 |  | 1996 | AO SMITH | AHWH - ANSI/Fired Water Htr |  | HWSD - Hot Water Dom/Potable | 1/31/2000
King Of Kings Lutheran Church-BMIC#439602 | 11615 I St | Omaha | NE | 68137-1211 | Douglas | NE14263 | Inactive | 7089 | 1983 | KEWANEE | FT - Firetube Boiler | 11615 "I" ST | STHT - Steam-Heat | 10/31/1993
King Of Kings Lutheran Church-BMIC#439602 | 11615 I St | Omaha | NE | 68137-1211 | Douglas | NE14993 | Inactive | 9470 | 1984 | TRIA | FTNF - Firetube Flueless | BOILER ROOM | HWHT - Hot Water Heat | 12/31/2009
King Of Kings Lutheran Church-BMIC#439602 | 11615 I St | Omaha | NE | 68137-1211 | Douglas | NE18878 | Active | 13789 | 2010 | Triad Boiler | FTVT - Firetube Vertical TB | Bsmt Mechanical Room | HWHT - Hot Water Heat | 12/31/2026
King Of Kings Lutheran Church-BMIC#439602 | 11615 I St | Omaha | NE | 68137-1211 | Douglas | NE18881 | Active | 13787 | 2010 | Triad Boiler | FTVT - Firetube Vertical TB | Bsmt Mechanical Room | HWHT - Hot Water Heat | 12/31/2026
King Of Kings Lutheran Church-BMIC#439602 | 11615 I St | Omaha | NE | 68137-1211 | Douglas | NE18882 | Active | 13785 | 2010 | Triad Boiler | FTVT - Firetube Vertical TB | Bsmt Mechanical Room | HWHT - Hot Water Heat | 12/31/2026
King Of Kings Lutheran Church-BMIC#439602 | 11615 I St | Omaha | NE | 68137-1211 | Douglas | NE18883 | Active | 13788 | 2010 | Triad Boiler | FTVT - Firetube Vertical TB | Bsmt Mechanical Room | HWHT - Hot Water Heat | 12/31/2026
King Of Kings Lutheran Church-BMIC#439602 | 11615 I St | Omaha | NE | 68137-1211 | Douglas | NE28531 | Active | 6483 | 2019 | Riello | WT - Water Tube Boiler | Penthouse | HWHT - Hot Water Heat | 12/31/2026
King Of Kings Lutheran Church-BMIC#439602 | 11615 I St | Omaha | NE | 68137-1211 | Douglas | NE28532 | Active | 6537 | 2019 | Riello | WT - Water Tube Boiler | Penthouse | HWHT - Hot Water Heat | 12/31/2026
King Of Kings Lutheran Church-BMIC#439602 | 11615 I St | Omaha | NE | 68137-1211 | Douglas | NE28533 | Active | 6552 | 2019 | Riello | WT - Water Tube Boiler | Penthouse | HWHT - Hot Water Heat | 12/31/2026
King Of Kings Lutheran Church-BMIC#439602 | 11615 I St | Omaha | NE | 68137-1211 | Douglas | NE35551 | Inactive | 9468 | 1984 | TRIAD BOILER SYSTEMS INC | FT - Firetube Boiler |  | HWHT - Hot Water Heat | 10/31/1996
King Of Kings Lutheran Church-BMIC#439602 | 11615 I St | Omaha | NE | 68137-1211 | Douglas | NE35552 | Inactive |  | 1984 | TRIAD BOILER SYSTEMS INC | FT - Firetube Boiler |  | HWHT - Hot Water Heat | 10/31/1996
King Of Kings Lutheran Church-BMIC#439602 | 11615 I St | Omaha | NE | 68137-1211 | Douglas | NE35553 | Inactive | 9475 | 1984 | TRIAD BOILER SYSTEMS INC | FT - Firetube Boiler |  | HWHT - Hot Water Heat | 10/31/1996
King Of Kings Lutheran Church-BMIC#439602 | 11615 I St | Omaha | NE | 68137-1211 | Douglas | NE35554 | Scrapped/Junked | 9476 | 1984 | TRIA | FTNF - Firetube Flueless | BOILER ROOM | HWHT - Hot Water Heat | 12/31/2010
King Of Kings Lutheran Church-BMIC#439602 | 11615 I St | Omaha | NE | 68137-1211 | Douglas | NE35555 | Scrapped/Junked | 9472 | 1984 | TRIA | FTNF - Firetube Flueless | BOILER ROOM | HWHT - Hot Water Heat | 12/31/2010
King Of Kings Lutheran Church-BMIC#439602 | 11615 I St | Omaha | NE | 68137-1211 | Douglas | NE35556 | Scrapped/Junked | 9471 | 1984 | TRIA | FTNF - Firetube Flueless | BOILER ROOM | HWHT - Hot Water Heat | 12/31/2010
King Of Kings Lutheran Church-BMIC#439602 | 11615 I St | Omaha | NE | 68137-1211 | Douglas | NE35557 | Scrapped/Junked | N/A | 1979 | Burnham | CI - Cast Iron | BOILER ROOM | HWHT - Hot Water Heat | 12/31/2019
King Of Kings Lutheran Church-BMIC#439602 | 11615 I St | Omaha | NE | 68137-1211 | Douglas | NE35558 | Scrapped/Junked | N/A | 1979 | Burnham | CI - Cast Iron | BOILER ROOM | HWHT - Hot Water Heat | 12/31/2019
King Of Kings Lutheran Church-BMIC#439602 | 11615 I St | Omaha | NE | 68137-1211 | Douglas | NE35559 | Scrapped/Junked | N/A | 1979 | Burnham | CI - Cast Iron | BOILER ROOM | HWHT - Hot Water Heat | 12/31/2019
King Of Kings Lutheran Church-BMIC#439602 | 11615 I St | Omaha | NE | 68137-1211 | Douglas | NE35560 | Scrapped/Junked | N/A | 1979 | Burnham | CI - Cast Iron | BOILER ROOM | HWHT - Hot Water Heat | 12/31/2019
King Of Kings Lutheran Church-BMIC#439602 | 11615 I St | Omaha | NE | 68137-1211 | Douglas | NE35561 | Scrapped/Junked | N/A | 1979 | Burnham | CI - Cast Iron | BOILER ROOM | HWHT - Hot Water Heat | 12/31/2019
King Of Kings Lutheran Church-BMIC#439602 | 11615 I St | Omaha | NE | 68137-1211 | Douglas | NE35562 | Scrapped/Junked | N/A | 1979 | Burnham | CI - Cast Iron | BOILER ROOM | HWHT - Hot Water Heat | 12/31/2019
King Of Kings Lutheran Church-BMIC#439602 | 11615 I St | Omaha | NE | 68137-1211 | Douglas | NE35563 | Scrapped/Junked | N/A | 1979 | Burnham | CI - Cast Iron | BOILER ROOM | HWHT - Hot Water Heat | 12/31/2019
King Of Kings Lutheran Church-BMIC#439602 | 11615 I St | Omaha | NE | 68137-1211 | Douglas | NE35564 | Scrapped/Junked | n/a | 1979 | Burnham | CI - Cast Iron | BOILER ROOM | HWHT - Hot Water Heat | 12/31/2019
King Of Kings Lutheran Church-BMIC#439602 | 11615 I St | Omaha | NE | 68137-1211 | Douglas | NE35565 | Inactive | 9474 | 1984 | TRIAD BOILER SYSTEMS INC | FT - Firetube Boiler |  | HWHT - Hot Water Heat | 10/31/1996
Wright Printing | 11616 I St | Omaha | NE | 68137-1212 | Douglas | NE09314 | Active | 16091 | 2006 | ALES | FTVT - Firetube Vertical TB | Upper Boiler Room | HWHT - Hot Water Heat | 10/31/2026
Wright Printing | 11616 I St | Omaha | NE | 68137-1212 | Douglas | NE14904 | Active | 7361 | 1985 | ALDR | FTVT - Firetube Vertical TB | Boiler Room | HWHT - Hot Water Heat | 10/31/2026
Wright Printing | 11616 I St | Omaha | NE | 68137-1212 | Douglas | NE14905 | Active | 7366 | 1985 | Aldrich | FTVT - Firetube Vertical TB | Boiler Room | HWHT - Hot Water Heat | 10/31/2026
Wright Printing | 11616 I St | Omaha | NE | 68137-1212 | Douglas | NE14906 | Inactive | 7364 | 1985 | Aldrich | FTVT - Firetube Vertical TB | Boiler Room | HWHT - Hot Water Heat | 10/31/2016
Wright Printing | 11616 I St | Omaha | NE | 68137-1212 | Douglas | NE14907 | Inactive | 7358 | 1985 | Aldrich | FTVT - Firetube Vertical TB | Boiler Room | HWHT - Hot Water Heat | 10/31/2016
Wright Printing | 11616 I St | Omaha | NE | 68137-1212 | Douglas | NE14908 | Inactive | 7362 | 1985 | Aldrich | FTVT - Firetube Vertical TB | Boiler Room | HWHT - Hot Water Heat | 10/31/2016
Wright Printing | 11616 I St | Omaha | NE | 68137-1212 | Douglas | NE14909 | Active | 7355 | 1985 | Aldrich | FTVT - Firetube Vertical TB | Boiler Room | HWHT - Hot Water Heat | 10/31/2026
Wright Printing | 11616 I St | Omaha | NE | 68137-1212 | Douglas | NE14910 | Out of Service | 7367 | 1985 | Aldrich | FTVT - Firetube Vertical TB | Boiler Room | HWHT - Hot Water Heat | 10/31/2025
Wright Printing | 11616 I St | Omaha | NE | 68137-1212 | Douglas | NE14911 | Inactive | 7353 | 1985 | Aldrich | FTVT - Firetube Vertical TB | Boiler Room | HWHT - Hot Water Heat | 10/31/2016
Wright Printing | 11616 I St | Omaha | NE | 68137-1212 | Douglas | NE14912 | Inactive | 7356 | 1985 | Aldrich | FTVT - Firetube Vertical TB | Boiler Room | HWHT - Hot Water Heat | 10/31/2016
Wright Printing | 11616 I St | Omaha | NE | 68137-1212 | Douglas | NE14913 | Inactive | 7357 | 1985 | Aldrich | FTVT - Firetube Vertical TB | Boiler Room | HWHT - Hot Water Heat | 10/31/2016
Wright Printing | 11616 I St | Omaha | NE | 68137-1212 | Douglas | NE14914 | Active | 7365 | 1985 | Aldrich | FTVT - Firetube Vertical TB | Boiler Room | HWHT - Hot Water Heat | 10/31/2026
Wright Printing | 11616 I St | Omaha | NE | 68137-1212 | Douglas | NE14915 | Inactive | 3967 | 1985 | ALDRICH | FT - Firetube Boiler | 11616 I STREET | HWHT - Hot Water Heat | 4/30/1996
Wright Printing | 11616 I St | Omaha | NE | 68137-1212 | Douglas | NE14916 | Inactive | 3981 | 1985 | ALDRICH | FT - Firetube Boiler |  | HWHT - Hot Water Heat | 4/30/1996
Wright Printing | 11616 I St | Omaha | NE | 68137-1212 | Douglas | NE14917 | Inactive | 3972 | 1985 | ALDRICH | FT - Firetube Boiler |  | HWHT - Hot Water Heat | 4/30/1996
Wright Printing | 11616 I St | Omaha | NE | 68137-1212 | Douglas | NE14918 | Inactive | 3976 | 1985 | ALDRICH | FT - Firetube Boiler |  | HWHT - Hot Water Heat | 4/30/1996
Wright Printing | 11616 I St | Omaha | NE | 68137-1212 | Douglas | NE14919 | Inactive | 3982 | 1985 | ALDRICH | FT - Firetube Boiler |  | HWHT - Hot Water Heat | 4/30/1996
Wright Printing | 11616 I St | Omaha | NE | 68137-1212 | Douglas | NE20631 | Exempt 1999 LB-66 |  | 1992 | RUUD | AHWH - ANSI/Fired Water Htr | BOILER ROOM | HWSD - Hot Water Dom/Potable | 4/30/2000
Wright Printing | 11616 I St | Omaha | NE | 68137-1212 | Douglas | NE35524 | Scrapped/Junked | 36238 | 1982 | KEWANEE | FTFB - Firetube-Firebox Boiler | BOILER ROOM | HWHT - Hot Water Heat | 10/31/2008
City of Omaha Training Facility | 11616 Rainwood Rd | Omaha | NE | 68142-4271 | Douglas | NE12639 | Active | 13489 | 2007 | Hurst | FTFB - Firetube-Firebox Boiler | BOILER ROOM | HWHT - Hot Water Heat | 9/30/2025
City of Omaha Training Facility | 11616 Rainwood Rd | Omaha | NE | 68142-4271 | Douglas | NE12640 | Active | 47039 | 2007 | AERCO INTERNATIONAL | FTVT - Firetube Vertical TB | BOILER ROOM | HWHT - Hot Water Heat | 9/30/2026
City of Omaha Training Facility | 11616 Rainwood Rd | Omaha | NE | 68142-4271 | Douglas | NE13812 | Active | 119598 | 2007 | AO SMITH | CHWH - ASME/Fired Water Heater | BOILER ROOM | HWDP - Hotwater Heat & Dom Supply | 9/30/2025
RICHLAND PARK APARTMENTS | 11618 Burt St | Omaha | NE | 68154-1507 | Douglas | NE24475 | Exempt 1999 LB-66 |  | 1994 | BRADFORD-WHITE | AHWH - ANSI/Fired Water Htr |  | HWSD - Hot Water Dom/Potable | 1/31/2000
RICHLAND PARK APARTMENTS | 11619 Burt St | Omaha | NE | 68154-1541 | Douglas | NE24482 | Exempt 1999 LB-66 |  | 1989 | AO SMITH | AHWH - ANSI/Fired Water Htr |  | HWSD - Hot Water Dom/Potable | 1/31/2000
Bennington Elementary | 11620 N 156th St | Bennington | NE | 68007-5401 | Douglas | NE04992 | Scrapped/Junked |  | 1983 | BRADFORD-WHITE | AHWH - ANSI/Fired Water Htr | BENNINGTON | HWSD - Hot Water Dom/Potable | 8/31/1998
Bennington Elementary | 11620 N 156th St | Bennington | NE | 68007-5401 | Douglas | NE18685 | Scrapped/Junked | 127002 | 2009 | Riverside | FTVT - Firetube Vertical TB | Boiler Room | HWHT - Hot Water Heat | 10/31/2020
Bennington Elementary | 11620 N 156th St | Bennington | NE | 68007-5401 | Douglas | NE18686 | Scrapped/Junked | 127003 | 2009 | Riverside | FTVT - Firetube Vertical TB | Boiler Room | HWHT - Hot Water Heat | 10/31/2020
Bennington Elementary | 11620 N 156th St | Bennington | NE | 68007-5401 | Douglas | NE24788 | Scrapped/Junked | 61765 | 1998 | WEBJ | COBL - Coil Type Boiler | BOILER ROOM | HWSD - Hot Water Dom/Potable | 10/31/2017
Bennington Elementary | 11620 N 156th St | Bennington | NE | 68007-5401 | Douglas | NE26953 | Active | 8188 | 2017 | CAMUS | CPFH - Copper Fin Water Heater | BOILER ROOM | HWSD - Hot Water Dom/Potable | 10/31/2026
Bennington Elementary | 11620 N 156th St | Bennington | NE | 68007-5401 | Douglas | NE28797 | Active | 9489 | 2019 | Riello | WT - Water Tube Boiler | Boiler Room | GLYC - Glycol Bldg Heat Sys | 10/31/2026
Bennington Elementary | 11620 N 156th St | Bennington | NE | 68007-5401 | Douglas | NE28798 | Active | 9488 | 2019 | Riello | WT - Water Tube Boiler | Boiler Room | GLYC - Glycol Bldg Heat Sys | 10/31/2026
Bennington Elementary | 11620 N 156th St | Bennington | NE | 68007-5401 | Douglas | NE28799 | Active | 9506 | 2019 | Riello | WT - Water Tube Boiler | Boiler Room | GLYC - Glycol Bldg Heat Sys | 10/31/2026
Bennington Elementary | 11620 N 156th St | Bennington | NE | 68007-5401 | Douglas | NE28800 | Active | 9507 | 2019 | Riello | WT - Water Tube Boiler | Boiler Room | GLYC - Glycol Bldg Heat Sys | 10/31/2026
Bennington Elementary | 11620 N 156th St | Bennington | NE | 68007-5401 | Douglas | NE32188 | Scrapped/Junked | 30896 | 1978 | KEWA | FTFB - Firetube-Firebox Boiler | BOILER ROOM | HWHT - Hot Water Heat | 8/31/2009
Bennington Elementary | 11620 N 156th St | Bennington | NE | 68007-5401 | Douglas | NE33839 | Inactive |  | 1957 | KEWANEE | FTFB - Firetube-Firebox Boiler | BOILER ROOM | HWHT - Hot Water Heat | 7/31/1988
Bennington Elementary | 11620 N 156th St | Bennington | NE | 68007-5401 | Douglas | NE33845 | Scrapped/Junked |  | 1965 | KEWA | FTFB - Firetube-Firebox Boiler | BOILER ROOM | HWHT - Hot Water Heat | 8/31/2009
RICHLAND PARK APARTMENTS | 11624 Burt St | Omaha | NE | 68154-1507 | Douglas | NE24480 | Exempt 1999 LB-66 |  | 1987 | AO SMITH | AHWH - ANSI/Fired Water Htr |  | HWSD - Hot Water Dom/Potable | 1/31/2000
RICHLAND PARK APARTMENTS | 11625 Burt St | Omaha | NE | 68154-1506 | Douglas | NE24460 | Exempt 1999 LB-66 |  | 1990 | AO SMITH | AHWH - ANSI/Fired Water Htr |  | HWSD - Hot Water Dom/Potable | 1/31/2000
RICHLAND PARK APARTMENTS | 11625 Burt St | Omaha | NE | 68154-1506 | Douglas | NE24461 | Exempt 1999 LB-66 |  | 1991 | AO SMITH | AHWH - ANSI/Fired Water Htr |  | HWSD - Hot Water Dom/Potable | 1/31/2000
RICHLAND PARK APARTMENTS | 11625 Burt St | Omaha | NE | 68154-1506 | Douglas | NE24485 | Exempt 1999 LB-66 |  | 1988 | AO SMITH | AHWH - ANSI/Fired Water Htr |  | HWSD - Hot Water Dom/Potable | 1/31/2000
RICHLAND PARK APARTMENTS | 11631 Burt St | Omaha | NE | 68154-1544 | Douglas | NE24483 | Exempt 1999 LB-66 |  | 1989 | AO SMITH | AHWH - ANSI/Fired Water Htr |  | HWSD - Hot Water Dom/Potable | 1/31/2000
RICHLAND PARK APARTMENTS | 11635 Burt St | Omaha | NE | 68154-1516 | Douglas | NE24486 | Exempt 1999 LB-66 |  | 1987 | AO SMITH | AHWH - ANSI/Fired Water Htr |  | HWSD - Hot Water Dom/Potable | 1/31/2000
RICHLAND PARK APARTMENTS | 11636 Burt St | Omaha | NE | 68154-1507 | Douglas | NE24495 | Exempt 1999 LB-66 |  | 1988 | AO SMITH | AHWH - ANSI/Fired Water Htr |  | HWSD - Hot Water Dom/Potable | 1/31/2000
RICHLAND PARK APARTMENTS | 11643 Burt St | Omaha | NE | 68154-1547 | Douglas | NE24488 | Exempt 1999 LB-66 |  | 1986 | AO SMITH | AHWH - ANSI/Fired Water Htr |  | HWSD - Hot Water Dom/Potable | 1/31/2000
RICHLAND PARK APARTMENTS | 11645 Burt St | Omaha | NE | 68154-1545 | Douglas | NE24490 | Exempt 1999 LB-66 |  | 1987 | AO SMITH | AHWH - ANSI/Fired Water Htr |  | HWSD - Hot Water Dom/Potable | 1/31/2000
Intrado | 11650 Miracle Hills Dr | Omaha | NE | 68154-4448 | Douglas | NE09906 | Active | 11374 | 2001 | ALES | FTVT - Firetube Vertical TB | PENTHOUSE | HWHT - Hot Water Heat | 11/30/2026
Intrado | 11650 Miracle Hills Dr | Omaha | NE | 68154-4448 | Douglas | NE09907 | Active | 11375 | 2001 | ALES | FTVT - Firetube Vertical TB | PENTHOUSE | HWHT - Hot Water Heat | 11/30/2026
Intrado | 11650 Miracle Hills Dr | Omaha | NE | 68154-4448 | Douglas | NE09908 | Active | 11376 | 2001 | ALES | FTVT - Firetube Vertical TB | PENTHOUSE | HWHT - Hot Water Heat | 11/30/2026
Intrado | 11650 Miracle Hills Dr | Omaha | NE | 68154-4448 | Douglas | NE09909 | Active | 11378 | 2001 | ALES | FTVT - Firetube Vertical TB | PENTHOUSE | HWHT - Hot Water Heat | 11/30/2026
North Omaha Readiness Ctr | 11650 Rainwood Rd | Omaha | NE | 68142-4271 | Douglas | NE06474 | Active | 42141 | 2005 | Aerco International | FTVT - Firetube Vertical TB | ROOM 258 | HWHT - Hot Water Heat | 9/30/2025
North Omaha Readiness Ctr | 11650 Rainwood Rd | Omaha | NE | 68142-4271 | Douglas | NE06475 | Out of Service | 42158 | 2005 | Aerco International | FTVT - Firetube Vertical TB | ROOM 258 | HWHT - Hot Water Heat | 9/30/2020
North Omaha Readiness Ctr | 11650 Rainwood Rd | Omaha | NE | 68142-4271 | Douglas | NE29099 | Active | 64101 | 2013 | Aerco International | FTVT - Firetube Vertical TB | ROOM 258 | HWHT - Hot Water Heat | 9/30/2025
Hy-Vee, Inc. ''1965'' | 11651 S 154th St | Omaha | NE | 68138-3607 | Douglas | NE42413 | Inactive | 306043 | 2023 | State Industries | CHWH - ASME/Fired Water Heater | Baking Floor | HWSD - Hot Water Dom/Potable | 9/30/2025
Buffalo Wild Wings #212 | 11651 S 73rd St | Papillion | NE | 68046-1510 | Douglas | NE13414 | Out of Service | 118665 | 2007 | AO SMITH | CHWH - ASME/Fired Water Heater | KITCHEN | HWSD - Hot Water Dom/Potable | 6/30/2016
RICHLAND PARK APARTMENTS | 11653 Burt St | Omaha | NE | 68154-1546 | Douglas | NE24489 | Exempt 1999 LB-66 |  | 1987 | AO SMITH | AHWH - ANSI/Fired Water Htr |  | HWSD - Hot Water Dom/Potable | 1/31/2000
RICHLAND PARK APARTMENTS | 11658 Burt St | Omaha | NE | 68154-1507 | Douglas | NE24496 | Exempt 1999 LB-66 |  | 1980 | AO SMITH | AHWH - ANSI/Fired Water Htr |  | HWSD - Hot Water Dom/Potable | 1/31/2000
Richland Park Apartments | 11662 Burt St | Omaha | NE | 68154-1530 | Douglas | NE24493 | Exempt 1999 LB-66 |  | 1985 | A. O. Smith | AHWH - ANSI/Fired Water Htr |  | HWSD - Hot Water Dom/Potable | 1/31/2000
RICHLAND PARK APARTMENTS | 11664 Burt St | Omaha | NE | 68154-1569 | Douglas | NE24494 | Exempt 1999 LB-66 |  | 1989 | AO SMITH | AHWH - ANSI/Fired Water Htr |  | HWSD - Hot Water Dom/Potable | 1/31/2000
RICHLAND PARK APARTMENTS | 11668 Burt St | Omaha | NE | 68154-1529 | Douglas | NE24499 | Exempt 1999 LB-66 |  | 1996 | AO SMITH | AHWH - ANSI/Fired Water Htr |  | HWSD - Hot Water Dom/Potable | 1/31/2000
RICHLAND PARK APARTMENTS | 11670 Burt St | Omaha | NE | 68154-1528 | Douglas | NE24500 | Exempt 1999 LB-66 |  | 1997 | AO SMITH | AHWH - ANSI/Fired Water Htr |  | HWSD - Hot Water Dom/Potable | 1/31/2000
RICHLAND PARK APARTMENTS | 11672 Burt St | Omaha | NE | 68154-1527 | Douglas | NE24701 | Exempt 1999 LB-66 |  | 1993 | AO SMITH | AHWH - ANSI/Fired Water Htr |  | HWSD - Hot Water Dom/Potable | 1/31/2000
Surgery Center | 11704 W Center Rd | Omaha | NE | 68144-4375 | Douglas | NE20089 | Scrapped/Junked | 33452 | 1993 | Bryan | WT - Water Tube Boiler | BREAK AREA | HWHT - Hot Water Heat | 10/31/2019
Surgery Center | 11704 W Center Rd | Omaha | NE | 68144-4375 | Douglas | NE20090 | Scrapped/Junked | 33446 | 1993 | Bryan | WT - Water Tube Boiler | BREAK AREA | HWHT - Hot Water Heat | 10/31/2019
RICHLAND PARK APARTMENTS | 11706 Burt St | Omaha | NE | 68154-6500 | Douglas | NE24702 | Exempt 1999 LB-66 |  | 1988 | AO SMITH | AHWH - ANSI/Fired Water Htr |  | HWSD - Hot Water Dom/Potable | 1/31/2000
RICHLAND PARK APARTMENTS | 11709 Burt St | Omaha | NE | 68154-1508 | Douglas | NE24463 | Exempt 1999 LB-66 |  | 1990 | AO SMITH | AHWH - ANSI/Fired Water Htr |  | HWSD - Hot Water Dom/Potable | 1/31/2000
RICHLAND PARK APARTMENTS | 11710 Burt St | Omaha | NE | 68154-1583 | Douglas | NE24476 | Exempt 1999 LB-66 |  | 1996 | AO SMITH | AHWH - ANSI/Fired Water Htr |  | HWSD - Hot Water Dom/Potable | 1/31/2000
RICHLAND PARK APARTMENTS | 11710 Burt St | Omaha | NE | 68154-1583 | Douglas | NE24703 | Exempt 1999 LB-66 |  | 1988 | AO SMITH | AHWH - ANSI/Fired Water Htr |  | HWSD - Hot Water Dom/Potable | 1/31/2000
RICHLAND PARK APARTMENTS | 11714 Burt St | Omaha | NE | 68154-1584 | Douglas | NE24704 | Exempt 1999 LB-66 |  | 1988 | AO SMITH | AHWH - ANSI/Fired Water Htr |  | HWSD - Hot Water Dom/Potable | 1/31/2000
Richland Park Apartments | 11715 Burt St | Omaha | NE | 68154-1508 | Douglas | NE24462 | Exempt 1999 LB-66 |  | 1985 | A. O. Smith | AHWH - ANSI/Fired Water Htr |  | HWSD - Hot Water Dom/Potable | 1/31/2000
RICHLAND PARK APARTMENTS | 11716 Burt St | Omaha | NE | 68154-1509 | Douglas | NE24474 | Exempt 1999 LB-66 |  | 1990 | AO SMITH | AHWH - ANSI/Fired Water Htr |  | HWSD - Hot Water Dom/Potable | 1/31/2000
Centris Fed Credit Union | 11718 M Cir | Omaha | NE | 68137-2218 | Douglas | NE02425 | Scrapped/Junked | 230411 | 2005 | RAYP | CPFT - Horiz Cpr Fin Boiler | EQUIPMENT ROOM | HWHT - Hot Water Heat | 2/28/2011
Centris Fed Credit Union | 11718 M Cir | Omaha | NE | 68137-2218 | Douglas | NE12986 | Scrapped/Junked | 24460 | 1988 | BRYAN STEAM LLC | WT - Water Tube Boiler | EQUIP ROOM | HWHT - Hot Water Heat | 2/28/2005
Centris Fed Credit Union | 11718 M Cir | Omaha | NE | 68137-2218 | Douglas | NE21675 | Scrapped/Junked | 123306 | 1997 | TELE | CPFT - Horiz Cpr Fin Boiler | EQUIP ROOM | HWHT - Hot Water Heat | 2/28/2011
Centris Fed Credit Union | 11718 M Cir | Omaha | NE | 68137-2218 | Douglas | NE23762 | Scrapped/Junked | 229381 | 2012 | Giannoni France | COBL - Coil Type Boiler | 2nd floor | HWHT - Hot Water Heat | 3/31/2025
Centris Fed Credit Union | 11718 M Cir | Omaha | NE | 68137-2218 | Douglas | NE23763 | Scrapped/Junked | 229377 | 2012 | Giannoni France | COBL - Coil Type Boiler | 2nd floor | HWHT - Hot Water Heat | 3/31/2025
Office Building | 11718 Nicholas St | Omaha | NE | 68154-4435 | Douglas | NE12830 | Scrapped/Junked | 25914 | 1988 | Bryan | WT - Water Tube Boiler | EQUIP ROOM | HWHT - Hot Water Heat | 10/31/2019
Office Building | 11718 Nicholas St | Omaha | NE | 68154-4435 | Douglas | NE28566 | Active | 5902 | 2018 | Riello | WT - Water Tube Boiler | equip room/garage | HWHT - Hot Water Heat | 12/31/2026
Office Building | 11718 Nicholas St | Omaha | NE | 68154-4435 | Douglas | NE28567 | Active | 5903 | 2018 | Riello | WT - Water Tube Boiler | equip room/garage | HWHT - Hot Water Heat | 12/31/2026
RICHLAND PARK APARTMENTS | 11720 Burt St | Omaha | NE | 68154-6501 | Douglas | NE24708 | Exempt 1999 LB-66 |  | 1988 | AO SMITH | AHWH - ANSI/Fired Water Htr |  | HWSD - Hot Water Dom/Potable | 1/31/2000
RICHLAND PARK APARTMENTS | 11722 Burt St | Omaha | NE | 68154-1509 | Douglas | NE24478 | Exempt 1999 LB-66 |  | 1995 | AO SMITH | AHWH - ANSI/Fired Water Htr |  | HWSD - Hot Water Dom/Potable | 1/31/2000
RICHLAND PARK APARTMENTS | 11724 Burt St | Omaha | NE | 68154-1586 | Douglas | NE24709 | Exempt 1999 LB-66 |  | 1988 | AO SMITH | AHWH - ANSI/Fired Water Htr |  | HWSD - Hot Water Dom/Potable | 1/31/2000
RICHLAND PARK APARTMENTS | 11725 Burt St | Omaha | NE | 68154-1508 | Douglas | NE24465 | Exempt 1999 LB-66 |  | 1985 | AO SMITH | AHWH - ANSI/Fired Water Htr |  | HWSD - Hot Water Dom/Potable | 1/31/2000
RICHLAND PARK APARTMENTS | 11728 Burt St | Omaha | NE | 68154-1509 | Douglas | NE24479 | Exempt 1999 LB-66 |  | 1980 | AO SMITH | AHWH - ANSI/Fired Water Htr |  | HWSD - Hot Water Dom/Potable | 1/31/2000
RICHLAND PARK APARTMENTS | 11730 Burt St | Omaha | NE | 68154-1587 | Douglas | NE24710 | Exempt 1999 LB-66 |  | 1988 | AO SMITH | AHWH - ANSI/Fired Water Htr |  | HWSD - Hot Water Dom/Potable | 1/31/2000
RICHLAND PARK APARTMENTS | 11734 Burt St | Omaha | NE | 68154-1588 | Douglas | NE24711 | Exempt 1999 LB-66 |  | 1988 | AO SMITH | AHWH - ANSI/Fired Water Htr |  | HWSD - Hot Water Dom/Potable | 1/31/2000
RICHLAND PARK APARTMENTS | 11735 Burt St | Omaha | NE | 68154-1508 | Douglas | NE24464 | Exempt 1999 LB-66 |  | 1986 | AO SMITH | AHWH - ANSI/Fired Water Htr |  | HWSD - Hot Water Dom/Potable | 1/31/2000
RICHLAND PARK APARTMENTS | 11738 Burt St | Omaha | NE | 68154-1589 | Douglas | NE24712 | Exempt 1999 LB-66 |  | 1988 | AO SMITH | AHWH - ANSI/Fired Water Htr |  | HWSD - Hot Water Dom/Potable | 1/31/2000
MUD Town Border Station | 117Th & Fort St | Omaha | NE | 68164 | Douglas | NE11619 | Out of Service |  | 1975 | American Standard | CI - Cast Iron | Electrical Bulding | HWHT - Hot Water Heat | 10/31/2010
MUD Town Border Station | 117Th & Fort St | Omaha | NE | 68164 | Douglas | NE11620 | Scrapped/Junked |  | 1977 | Peerless | CI - Cast Iron | Mix Building | STHT - Steam-Heat | 10/31/2010
MUD Town Border Station | 117Th & Fort St | Omaha | NE | 68164 | Douglas | NE11621 | Scrapped/Junked |  | 1975 | American Standard | CI - Cast Iron | Town Border Building | STHT - Steam-Heat | 10/31/2009
Sara Mai Apartments | 118 N 31st St | Omaha | NE | 68131-2908 | Douglas | NE01446 | Scrapped/Junked |  | 1999 | PEER | CI - Cast Iron | BOILER ROOM | STHT - Steam-Heat | 9/30/2009
Sara Mai Apartments | 118 N 31st St | Omaha | NE | 68131-2908 | Douglas | NE14602 | Out of Service | N/A | 2008 | Peerless | CI - Cast Iron | BASEMENT | STHT - Steam-Heat | 11/30/2016
Sara Mai Apartments | 118 N 31st St | Omaha | NE | 68131-2908 | Douglas | NE18385 | Scrapped/Junked |  | 1978 | BRYANT |  | BASEMENT | STHT - Steam-Heat | 9/30/2001
QWEST COMMUNICATIONS | 118 S 19th St | Omaha | NE | 68102-1305 | Douglas | NE11459 | Inactive |  | 1956 | TITUSVILLE | FT - Firetube Boiler | BASEMENT | STHT - Steam-Heat | 10/31/2006
Park 120 at Oak Hills | 11801 S Plz | Omaha | NE | 68137-3587 | Douglas | NE27135 | Out of Service | 438957 | 2017 | Raypak | CPFH - Copper Fin Water Heater | outside pool area | OPHT - Outdoor Pool Heater | 6/30/2022
St Bellarmine Church | 11802 Pacific St | Omaha | NE | 68154-3470 | Douglas | NE12010 | Active | 11110 | 2000 | ALES | FTVT - Firetube Vertical TB | BOILER ROOM | HWHT - Hot Water Heat | 8/31/2026
St Bellarmine Church | 11802 Pacific St | Omaha | NE | 68154-3470 | Douglas | NE12011 | Active | 11106 | 2000 | ALES | FTVT - Firetube Vertical TB | BOILER ROOM | HWHT - Hot Water Heat | 8/31/2026
St Bellarmine Church | 11802 Pacific St | Omaha | NE | 68154-3470 | Douglas | NE12012 | Active | 11107 | 2000 | ALES | FTVT - Firetube Vertical TB | BOILER ROOM | HWHT - Hot Water Heat | 8/31/2026
St Bellarmine Church | 11802 Pacific St | Omaha | NE | 68154-3470 | Douglas | NE12013 | Active | 11108 | 2000 | ALES | FTVT - Firetube Vertical TB | BOILER ROOM | HWHT - Hot Water Heat | 8/31/2026
St Bellarmine Church | 11802 Pacific St | Omaha | NE | 68154-3470 | Douglas | NE37609 | Inactive | 31929 | 1979 | KEWANEE | FTFB - Firetube-Firebox Boiler | BOILER ROOM | HWHT - Hot Water Heat | 8/31/2005
North Park I | 11808 Grant St | Omaha | NE | 68164-3613 | Douglas | NE18726 | Scrapped/Junked | 147552 | 1998 | Raypak, Inc. | CPFT - Horiz Cpr Fin Boiler | Boiler Room | HWHT - Hot Water Heat | 1/31/2022
North Park I | 11808 Grant St | Omaha | NE | 68164-3613 | Douglas | NE41800 | Active | n/a | 2020 | Aerco | CALU - Cast Aluminum | mech room | HWHT - Hot Water Heat | 1/31/2027
WORLD INSURANCE | 11808 Grant St | Omaha | NE | 68164-3613 | Douglas | NE15216 | Scrapped/Junked | 58295 | 1988 | RAYPAK INC, CALIFORNIA | WT - Water Tube Boiler |  | HWHT - Hot Water Heat | 3/31/1999
Miracle Hills, LLC | 11808 Miracle Hills Dr | Omaha | NE | 68154-4403 | Douglas | NE13809 | Active | 125281 | 2008 | AO SMITH | CHWH - ASME/Fired Water Heater | PENTHOUSE | HWDP - Hotwater Heat & Dom Supply | 11/30/2026
Miracle Hills, LLC | 11808 Miracle Hills Dr | Omaha | NE | 68154-4403 | Douglas | NE15058 | Scrapped/Junked | 156831 | 2003 | Lochinvar | CPFT - Horiz Cpr Fin Boiler | PENTHOUSE | HWHT - Hot Water Heat | 11/30/2017
Miracle Hills, LLC | 11808 Miracle Hills Dr | Omaha | NE | 68154-4403 | Douglas | NE17657 | Scrapped/Junked | 59517 | 1995 | Lochinvar | CPFT - Horiz Cpr Fin Boiler | PENTHOUSE | HWHT - Hot Water Heat | 11/30/2013
Miracle Hills, LLC | 11808 Miracle Hills Dr | Omaha | NE | 68154-4403 | Douglas | NE17658 | Scrapped/Junked | 59517 | 1995 | LOCHINVAR | CPFT - Horiz Cpr Fin Boiler | PENTHOUSE | HWHT - Hot Water Heat | 11/30/2003
Miracle Hills, LLC | 11808 Miracle Hills Dr | Omaha | NE | 68154-4403 | Douglas | NE17659 | Out of Service | 59517 | 1995 | AOSM | CHWH - ASME/Fired Water Heater | PENTHOUSE | HWSD - Hot Water Dom/Potable | 11/30/2011
Miracle Hills, LLC | 11808 Miracle Hills Dr | Omaha | NE | 68154-4403 | Douglas | NE17660 | Scrapped/Junked | 32538 | 1995 | AO SMITH | CHWH - ASME/Fired Water Heater | PENTHOUSE | HWSD - Hot Water Dom/Potable | 11/30/2008
Miracle Hills, LLC | 11808 Miracle Hills Dr | Omaha | NE | 68154-4403 | Douglas | NE19448 | Active | 144692 | 2010 | AO SMITH | CHWH - ASME/Fired Water Heater | PENTHOUSE | HWDP - Hotwater Heat & Dom Supply | 11/30/2026
Miracle Hills, LLC | 11808 Miracle Hills Dr | Omaha | NE | 68154-4403 | Douglas | NE24832 | Scrapped/Junked | n/a | 2013 | Patterson Kelley | CALU - Cast Aluminum | penthouse | HWHT - Hot Water Heat | 11/30/2017
Miracle Hills, LLC | 11808 Miracle Hills Dr | Omaha | NE | 68154-4403 | Douglas | NE27156 | Active | 77753 | 2017 | Aerco | WT - Water Tube Boiler | penthouse | HWHT - Hot Water Heat | 11/30/2026
Miracle Hills, LLC | 11808 Miracle Hills Dr | Omaha | NE | 68154-4403 | Douglas | NE27157 | Active | 77752 | 2017 | Aerco | WT - Water Tube Boiler | penthouse | HWHT - Hot Water Heat | 11/30/2026
Intercessors of the Lamb | 11809 Calhoun Rd | Omaha | NE | 68152-1346 | Douglas | NE13837 | Active | 65127 | 2008 | GIANNONI FRANCE SAS | WT - Water Tube Boiler | NORTH EQUIP ROOM | GLYC - Glycol Bldg Heat Sys | 3/31/2027
Intercessors of the Lamb | 11809 Calhoun Rd | Omaha | NE | 68152-1346 | Douglas | NE13838 | Active | 66823 | 2008 | GIANNONI FRANCE SAS | WT - Water Tube Boiler | EQUIP ROOM | HWHT - Hot Water Heat | 3/31/2027
St Luke Methodist Church- BMIC#528829 | 11810 Burke St | Omaha | NE | 68154-2235 | Douglas | NE22918 | Scrapped/Junked | n/a | 1968 | Kewanee | FTFB - Firetube-Firebox Boiler | BOILER ROOM | HWHT - Hot Water Heat | 2/28/2021
St Luke Methodist Church- BMIC#528829 | 11810 Burke St | Omaha | NE | 68154-2235 | Douglas | NE22919 | Scrapped/Junked | 12715 | 1991 | AOSM | CHWH - ASME/Fired Water Heater | BOILER ROOM | HWSD - Hot Water Dom/Potable | 2/28/2021
St Luke Methodist Church- BMIC#528829 | 11810 Burke St | Omaha | NE | 68154-2235 | Douglas | NE29006 | Active | 7646 | 2019 | Riello | WTSS - Watertube SS Steel | mech room | HWHT - Hot Water Heat | 2/28/2027
St Luke Methodist Church- BMIC#528829 | 11810 Burke St | Omaha | NE | 68154-2235 | Douglas | NE29007 | Active | 7647 | 2019 | Riello | WTSS - Watertube SS Steel | mech room | HWHT - Hot Water Heat | 2/28/2027
St Luke Methodist Church- BMIC#528829 | 11810 Burke St | Omaha | NE | 68154-2235 | Douglas | NE29008 | Active | 7548 | 2019 | Riello | WTSS - Watertube SS Steel | mech room | HWHT - Hot Water Heat | 2/28/2027
Buildertrend | 11818 I St | Omaha | NE | 68137-1237 | Douglas | NE02402 | Scrapped/Junked | 223145 | 2004 | Raypak | CPFH - Copper Fin Water Heater | EQUIP RM BY HVAC LAB | HWSD - Hot Water Dom/Potable | 11/30/2018
Buildertrend | 11818 I St | Omaha | NE | 68137-1237 | Douglas | NE43504 | Active | N/A | 2021 | U.S. Boiler Company | CI - Cast Iron | Riser Room | HWSD - Hot Water Dom/Potable | 5/31/2026
Holiday Inn Express | 11818 Miami St | Omaha | NE | 68164-9619 | Douglas | NE21889 | Active | n/a | 1997 | GALX | CI - Cast Iron | MECH BOILER ROOM | IPHT - Indoor Pool Heater | 8/31/2025
Holiday Inn Express | 11818 Miami St | Omaha | NE | 68164-9619 | Douglas | NE21890 | Active | n/a | 1997 | GALX | CI - Cast Iron | MECH BOILER ROOM | IPHT - Indoor Pool Heater | 8/31/2025
Russell Speeders Carwash | 11818 W Dodge Rd | Omaha | NE | 68154-2469 | Douglas | NE21779 | Scrapped/Junked | 57444 | 1990 | Raypak | CPFT - Horiz Cpr Fin Boiler | EQUIP ROOM | HWSP - Hot Water Non Potable Supply | 12/31/2015
Russell Speeders Carwash | 11818 W Dodge Rd | Omaha | NE | 68154-2469 | Douglas | NE21780 | Inactive | 62302 | 1990 | RAYPAK INC, CALIFORNIA | CPFT - Horiz Cpr Fin Boiler | EQUIP ROOM | HWSP - Hot Water Non Potable Supply | 7/31/2003
North Park IV A | 11819 Miami St | Omaha | NE | 68164-3687 | Douglas | NE16143 | Scrapped/Junked | 84066 | 1989 | Raypak | CPFT - Horiz Cpr Fin Boiler | BOILER ROOM | HWHT - Hot Water Heat | 1/31/2022
North Park IV A | 11819 Miami St | Omaha | NE | 68164-3687 | Douglas | NE16144 | Scrapped/Junked | 84067 | 1989 | Raypak, Inc. | CPFT - Horiz Cpr Fin Boiler | BOILER ROOM | HWHT - Hot Water Heat | 1/31/2022
North Park IV A | 11819 Miami St | Omaha | NE | 68164-3687 | Douglas | NE41709 | Active | n/a | 2021 | Aerco | CALU - Cast Aluminum | mech room | HWHT - Hot Water Heat | 1/31/2027
Mosaic | 11844 O St | Omaha | NE | 68137-2205 | Douglas | NE25033 | Scrapped/Junked | N/A | 1989 | Peerless | CI - Cast Iron | South Mechanical Room | HWHT - Hot Water Heat | 10/31/2020
Mosaic | 11844 O St | Omaha | NE | 68137-2205 | Douglas | NE25034 | Scrapped/Junked | N/A | 1980 | PEER | CI - Cast Iron | Boiler Room | HWHT - Hot Water Heat | 10/31/2021
Dundee Professional Building | 119 N 51st St | Omaha | NE | 68132-2867 | Douglas | NE04045 | Active | n/a | 1968 | Crane | CI - Cast Iron | BOILER ROOM | HWHT - Hot Water Heat | 2/28/2027
Dundee Professional Building | 119 N 51st St | Omaha | NE | 68132-2867 | Douglas | NE19252 | Exempt 1999 LB-66 |  | 1990 | AO SMITH | AHWH - ANSI/Fired Water Htr | BOILER ROOM | HWSD - Hot Water Dom/Potable | 1/31/2000
Swivel Apartments | 119 N 72nd St | Omaha | NE | 68114-3601 | Douglas | NE41273 | Active | 272357 | 2020 | AO SMITH | CHWH - ASME/Fired Water Heater | basement | HWSD - Hot Water Dom/Potable | 3/31/2028
Swivel Apartments | 119 N 72nd St | Omaha | NE | 68114-3601 | Douglas | NE41274 | Active | 275972 | 2020 | AO SMITH | CHWH - ASME/Fired Water Heater | basement | HWSD - Hot Water Dom/Potable | 3/31/2028
Swivel Apartments | 119 N 72nd St | Omaha | NE | 68114-3601 | Douglas | NE41275 | Scrapped/Junked | 28449 | 2020 | AO SMITH | CHWH - ASME/Fired Water Heater | basement | HWSD - Hot Water Dom/Potable | 3/31/2024
Swivel Apartments | 119 N 72nd St | Omaha | NE | 68114-3601 | Douglas | NE43562 | Active | 283494 | 2021 | AO SMITH | CHWH - ASME/Fired Water Heater | basement | HWSD - Hot Water Dom/Potable | 3/31/2028
St Bellarmine School | 11900 Pacific St | Omaha | NE | 68154-3471 | Douglas | NE16814 | Scrapped/Junked | 54933 | 1990 | CLEVELAND RANGE | FT - Firetube Boiler | KITCHEN | 0021 - Steam Supp Cooker/Kettle | 8/31/2008
St Bellarmine School | 11900 Pacific St | Omaha | NE | 68154-3471 | Douglas | NE16881 | Out of Service | 7340 | 1992 | ALES | FTFB - Firetube-Firebox Boiler | BOILER ROOM | HWHT - Hot Water Heat | 8/31/2016
St Bellarmine School | 11900 Pacific St | Omaha | NE | 68154-3471 | Douglas | NE16882 | Out of Service | 7339 | 1992 | ALES | FTFB - Firetube-Firebox Boiler | BOILER ROOM | HWHT - Hot Water Heat | 8/31/2016
St Bellarmine School | 11900 Pacific St | Omaha | NE | 68154-3471 | Douglas | NE21987 | Exempt 1999 LB-66 |  | 1994 | STATE INDUSTRIES | AHWH - ANSI/Fired Water Htr | SCHOOL BOILER RM | HWSD - Hot Water Dom/Potable | 8/31/1999
St Bellarmine School | 11900 Pacific St | Omaha | NE | 68154-3471 | Douglas | NE37610 | Scrapped/Junked | 31927 | 1979 | KEWANEE | FTFB - Firetube-Firebox Boiler | BOILER ROOM | HWHT - Hot Water Heat | 8/31/2001
Elysian Plastic Surgery | 11902 W Center Rd | Elkhorn | NE | 68022 | Douglas | NE43581 | Active | 39887 | 2025 | Steris Corp | ELBL - Electric Boiler | STERILE AREA | 0020 - Supp to Sterlizer/Autoclave | 8/31/2025
Tidal Wave Auto Spa | 11902 W Dodge Rd | Omaha | NE | 68154-2477 | Douglas | NE41240 | Active | 128137 | 2019 | Lochinvar | FT - Firetube Boiler | Mech Room | HWFS - HW Heat - Floor & Sidewalk | 12/31/2026
Tidal Wave Auto Spa | 11902 W Dodge Rd | Omaha | NE | 68154-2477 | Douglas | NE41241 | Active | 128139 | 2019 | Lochinvar | FT - Firetube Boiler | Mech Room | HWFS - HW Heat - Floor & Sidewalk | 12/31/2026
Tidal Wave Auto Spa | 11910 M St | Omaha | NE | 68137-2242 | Douglas | NE15069 | Out of Service | 7980 | 2004 | HTPI | COBL - Coil Type Boiler | EQUIP ROOM | HWHF - Hot Water Heat-Floor | 9/30/2015
Tidal Wave Auto Spa | 11910 M St | Omaha | NE | 68137-2242 | Douglas | NE15070 | Scrapped/Junked | 213622 | 2004 | Raypak | CPFT - Horiz Cpr Fin Boiler | EQUIP ROOM | HWSP - Hot Water Non Potable Supply | 9/30/2021
Tidal Wave Auto Spa | 11910 M St | Omaha | NE | 68137-2242 | Douglas | NE41666 | Active | 259979 | 2021 | Lochinvar | COND - Condenser | Boiler Room | HWBS - HWHT Building & Sidewalks | 3/31/2027
Tidal Wave Auto Spa | 11910 M St | Omaha | NE | 68137-2242 | Douglas | NE41667 | Active | 131179 | 2019 | Lochinvar | COND - Condenser | Boiler Room | HWBS - HWHT Building & Sidewalks | 3/31/2027
CARRIAGE CLEANERS | 11923 Pacific St | Omaha | NE | 68154-3468 | Douglas | NE08038 | Inactive | 33825 | 1979 | PM LATTNER MFR COMPANY | FT - Firetube Boiler |  | PROC - Process Steam | 4/30/1994
Burger King #3864 | 11940 W Center Rd | Omaha | NE | 68144-4326 | Douglas | NE07636 | Scrapped/Junked | 117 | 2006 | NORI | CHWH - ASME/Fired Water Heater | KITCHEN | HWDP - Hotwater Heat & Dom Supply | 6/30/2016
Project Harmony | 11949 Q St | Omaha | NE | 68137-3503 | Douglas | NE08556 | Active | 9586 | 1998 | ALES | FTVT - Firetube Vertical TB | PENTHOUSE | HWHT - Hot Water Heat | 12/31/2026
Project Harmony | 11949 Q St | Omaha | NE | 68137-3503 | Douglas | NE08557 | Active | 9585 | 1998 | ALES | FTVT - Firetube Vertical TB | PENTHOUSE | HWHT - Hot Water Heat | 12/31/2026
Project Harmony | 11949 Q St | Omaha | NE | 68137-3503 | Douglas | NE08558 | Active | 9584 | 1998 | ALES | FTVT - Firetube Vertical TB | PENTHOUSE | HWHT - Hot Water Heat | 12/31/2026
Project Harmony | 11949 Q St | Omaha | NE | 68137-3503 | Douglas | NE22727 | Active | 18593 | 2012 | Les Inc/Aldrich Co | FTVT - Firetube Vertical TB | penthouse | HWHT - Hot Water Heat | 12/31/2026
Project Harmony | 11949 Q St | Omaha | NE | 68137-3503 | Douglas | NE22728 | Active | 18594 | 2012 | Les Inc/Aldrich Co | FTVT - Firetube Vertical TB | penthouse | HWHT - Hot Water Heat | 12/31/2026
Paradise Bakery | 120 Regency Pkwy | Omaha | NE | 68114-4396 | Douglas | NE01722 | Scrapped/Junked | 87881 | 2004 | AOSM | CHWH - ASME/Fired Water Heater | KITCHEN | HWSD - Hot Water Dom/Potable | 9/30/2010
Garbo's Salon & Spa | 120 Regency Pkwy Ste 116 | Omaha | NE | 68114-4301 | Douglas | NE09905 | Scrapped/Junked | 52159 | 1995 | STATE INDUSTRIES | CHWH - ASME/Fired Water Heater | KITCHEN | HWSD - Hot Water Dom/Potable | 8/31/2009
Garbo's Salon & Spa | 120 Regency Pkwy Ste 116 | Omaha | NE | 68114-4301 | Douglas | NE14835 | Inactive | 83342 | 2008 | Bradford White | CHWH - ASME/Fired Water Heater | Employee Restroom | HWSD - Hot Water Dom/Potable | 5/31/2017
Charles Schwab Field | 1200 Mike Fahey St | Omaha | NE | 68102-4706 | Douglas | NE19449 | Active | 128981 | 2010 | PVI Industries | CHWH - ASME/Fired Water Heater | Field Maintenance Shop | HWSD - Hot Water Dom/Potable | 9/30/2026
Charles Schwab Field | 1200 Mike Fahey St | Omaha | NE | 68102-4706 | Douglas | NE19450 | Active | 130519 | 2010 | PVI Industries | CHWH - ASME/Fired Water Heater | hot water/softner room | HWSD - Hot Water Dom/Potable | 9/30/2026
Charles Schwab Field | 1200 Mike Fahey St | Omaha | NE | 68102-4706 | Douglas | NE19451 | Active | 130418 | 2010 | PVI Industries | CHWH - ASME/Fired Water Heater | hot water/softner room | HWSD - Hot Water Dom/Potable | 9/30/2026
Charles Schwab Field | 1200 Mike Fahey St | Omaha | NE | 68102-4706 | Douglas | NE19452 | Active | 129029 | 2010 | PVI Industries | CHWH - ASME/Fired Water Heater | 1st floor mech room | HWSD - Hot Water Dom/Potable | 9/30/2026
Charles Schwab Field | 1200 Mike Fahey St | Omaha | NE | 68102-4706 | Douglas | NE19453 | Active | 129027 | 2010 | PVI Industries | CHWH - ASME/Fired Water Heater | 1st floor mech room | HWSD - Hot Water Dom/Potable | 9/30/2026
Charles Schwab Field | 1200 Mike Fahey St | Omaha | NE | 68102-4706 | Douglas | NE19454 | Active | 129028 | 2010 | PVI Industries | CHWH - ASME/Fired Water Heater | 1st fl mech room | HWSD - Hot Water Dom/Potable | 9/30/2026
Charles Schwab Field | 1200 Mike Fahey St | Omaha | NE | 68102-4706 | Douglas | NE19455 | Active | 128982 | 2010 | PVI Industries | CHWH - ASME/Fired Water Heater | suite level kitchen | HWSD - Hot Water Dom/Potable | 9/30/2026
Lumen | 1201 Farnam St | Omaha | NE | 68102-1837 | Douglas | NE16829 | Scrapped/Junked | 43095 | 1990 | Kewanee | FTFB - Firetube-Firebox Boiler | BOILER ROOM | STHT - Steam-Heat | 12/31/2021
Lumen | 1201 Farnam St | Omaha | NE | 68102-1837 | Douglas | NE16830 | Scrapped/Junked | 43036 | 1990 | Kewanee | FTFB - Firetube-Firebox Boiler | BOILER ROOM | STHT - Steam-Heat | 12/31/2021
Lumen | 1201 Farnam St | Omaha | NE | 68102-1837 | Douglas | NE42731 | Active | 393299 | 2022 | Lochinvar | FTVT - Firetube Vertical TB | Boiler Room | HWHT - Hot Water Heat | 7/31/2025
Lumen | 1201 Farnam St | Omaha | NE | 68102-1837 | Douglas | NE42732 | Active | 393298 | 2022 | Lochinvar | FTVT - Firetube Vertical TB | Boiler Room | HWHT - Hot Water Heat | 7/31/2025
Lumen | 1201 Farnam St | Omaha | NE | 68102-1837 | Douglas | NE42733 | Active | 393296 | 2022 | Lochinvar | FTVT - Firetube Vertical TB | Boiler Room | HWHT - Hot Water Heat | 7/31/2025
Westway Feed Products LLC | 1201 M St | Omaha | NE | 68107-3017 | Douglas | NE11234 | Scrapped/Junked | 22552 | 1961 | Orr-Sembower | FTSM - FTS Marine Dry Back | Boiler Room | PROC - Process Steam | 8/31/2011
Westway Feed Products LLC | 1201 M St | Omaha | NE | 68107-3017 | Douglas | NE11235 | Scrapped/Junked | 22457 | 1960 | Orr-Sembower | FTSM - FTS Marine Dry Back | Boiler Room | PROC - Process Steam | 8/31/2011
Westway Feed Products LLC | 1201 M St | Omaha | NE | 68107-3017 | Douglas | NE22738 | Active | 27122 | 1975 | Kewanee | FTSM - FTS Marine Dry Back | Boiler Room | PROC - Process Steam | 7/31/2025
Pacific Garden Apartments | 1201 Marbee Dr Unit #26 Apt 03 | Omaha | NE | 68124-1548 | Douglas | NE07317 | Inactive | n/a | 2005 | Burnham | CI - Cast Iron | EQUIP ROOM | HWHT - Hot Water Heat | 11/30/2012
Pacific Garden Apartments | 1201 Marbee Dr Unit #26 Apt 03 | Omaha | NE | 68124-1548 | Douglas | NE14509 | Scrapped/Junked |  | 1956 | NATIONAL CRANE |  |  | HWHT - Hot Water Heat | 11/30/2005
Demarco Brothers Marble & | 1201 S 16th St | Omaha | NE | 68108-3626 | Douglas | NE05628 | Out of Service | 7897 | 1994 | ALDR | FTFB - Firetube-Firebox Boiler | BASEMENT | STHT - Steam-Heat | 9/30/2010
JOHNSON COMPANY | 1201 S 4th St | Omaha | NE | 68108-3339 | Douglas | NE12761 | Inactive | 1635 | 1979 | BROTHERS | FT - Firetube Boiler | PORTABLE | PHPS - Portable High PSI Steam | 3/31/1992
JOHNSON COMPANY | 1201 S 4th St | Omaha | NE | 68108-3339 | Douglas | NE12762 | Inactive | 46889 | 1979 | CLEAVER BROOKS | WT - Water Tube Boiler | PORTABLE | 0030 - Portable HPS Boiler | 6/30/2003
JOHNSON COMPANY | 1201 S 4th St | Omaha | NE | 68108-3339 | Douglas | NE12821 | Inactive | 21339 | 1962 | KEWANEE | FTSM - FTS Marine Dry Back | PORTABLE | 0030 - Portable HPS Boiler | 3/31/1994
JOHNSON COMPANY | 1201 S 4th St | Omaha | NE | 68108-3339 | Douglas | NE13508 | Inactive | 4497 | 1975 | WILLIAMS & DAVIS BOILERS | FT - Firetube Boiler | PORTABLE | 0030 - Portable HPS Boiler | 3/31/1997
Rosenblatt Stadium | 1202 Bert Murphy Ave | Omaha | NE | 68107-2253 | Douglas | NE09578 | Scrapped/Junked | 102567 | 2000 | Pvi | CHWH - ASME/Fired Water Heater | KITCHEN | HWSD - Hot Water Dom/Potable | 9/30/2010
Rosenblatt Stadium | 1202 Bert Murphy Ave | Omaha | NE | 68107-2253 | Douglas | NE09579 | Scrapped/Junked | 59288 | 2000 | Market Forge | FT - Firetube Boiler | Kitchen | 0021 - Steam Supp Cooker/Kettle | 9/30/2006
Rosenblatt Stadium | 1202 Bert Murphy Ave | Omaha | NE | 68107-2253 | Douglas | NE15707 | Scrapped/Junked |  | 1992 | PVI INDUSTRIES | AHWH - ANSI/Fired Water Htr | KITCHEN MECH ROOM | HWSD - Hot Water Dom/Potable | 7/31/2000
Rosenblatt Stadium | 1202 Bert Murphy Ave | Omaha | NE | 68107-2253 | Douglas | NE24203 | Scrapped/Junked | 39415 | 1991 | MARKET FORGE INDUSTRIES | FT - Firetube Boiler | KITCHEN | 0021 - Steam Supp Cooker/Kettle | 9/30/2001
SWANSON VLASIC FOODS INT | 1202 Douglas St | Omaha | NE | 68102-1815 | Douglas | NE10979 | Inactive |  | 1936 | MURRAY | WT - Water Tube Boiler |  | PROC - Process Steam | 7/31/1987
SWANSON VLASIC FOODS INT | 1202 Douglas St | Omaha | NE | 68102-1815 | Douglas | NE14071 | Scrapped/Junked | 47722 | 1969 | CLEAVER BROOKS | FTSM - FTS Marine Dry Back |  | PROC - Process Steam | 7/31/2000
SWANSON VLASIC FOODS INT | 1202 Douglas St | Omaha | NE | 68102-1815 | Douglas | NE14247 | Scrapped/Junked | 2084 | 1984 | NEBRASKA BOILER | WT - Water Tube Boiler | BOILER ROOM | PROC - Process Steam | 7/31/2002
Applebee's Bar & Grill | 1202 N Washington St | Papillion | NE | 68046-3064 | Douglas | NE02318 | Exempt | 91384 | 1998 | MVE/CHART IND | UTNK - Unfired Vertical Tank | KITCHEN | 0041 - CO2 Dispensing | 9/30/2006
Applebee's Bar & Grill | 1202 N Washington St | Papillion | NE | 68046-3064 | Douglas | NE09985 | Scrapped/Junked | 71075 | 2001 | STAT | CHWH - ASME/Fired Water Heater | BOILER ROOM | HWSD - Hot Water Dom/Potable | 1/31/2009
Applebee's Bar & Grill | 1202 N Washington St | Papillion | NE | 68046-3064 | Douglas | NE21461 | Scrapped/Junked | 96530 | 2005 | A O Smith | CHWH - ASME/Fired Water Heater | Mech. Room | HWSD - Hot Water Dom/Potable | 3/31/2014
Applebee's Bar & Grill | 1202 N Washington St | Papillion | NE | 68046-3064 | Douglas | NE24348 | Scrapped/Junked | 75398 | 1997 | LOCHINVAR | CPFT - Horiz Cpr Fin Boiler | BOILER ROOM | HWSD - Hot Water Dom/Potable | 1/31/2003
Applebee's Bar & Grill | 1202 N Washington St | Papillion | NE | 68046-3064 | Douglas | NE24698 | Scrapped/Junked | 177220 | 2013 | AO SMITH | CHWH - ASME/Fired Water Heater | mech room | HWSD - Hot Water Dom/Potable | 5/31/2018
Pacific Hills III | 12020 Shamrock Plz | Omaha | NE | 68154-3537 | Douglas | NE15219 | Scrapped/Junked | 60236 | 1985 | Teledyne Laars | CPFT - Horiz Cpr Fin Boiler | BOILER ROOM | HWHT - Hot Water Heat | 4/30/2023
Pacific Hills III | 12020 Shamrock Plz | Omaha | NE | 68154-3537 | Douglas | NE15220 | Scrapped/Junked | 61579 | 1985 | Teledyne Laars | CPFT - Horiz Cpr Fin Boiler | BOILER ROOM | HWHT - Hot Water Heat | 4/30/2022
Pacific Hills III | 12020 Shamrock Plz | Omaha | NE | 68154-3537 | Douglas | NE42203 | Active | na | 2022 | Aerco | CALU - Cast Aluminum | Basement Boiler Room | HWHT - Hot Water Heat | 4/30/2027
Glenn Valley Foods | 1204 Jones St | Omaha | NE | 68102-3209 | Douglas | NE35536 | Scrapped/Junked | 47867 | 1987 | RHEE | CHWH - ASME/Fired Water Heater | Process Area | HWSD - Hot Water Dom/Potable | 10/31/2018
Pacific Garden Apartments | 1207-09 Marbee Cir Unit #25 | Omaha | NE | 68124-1547 | Douglas | NE07316 | Inactive | n/a | 2005 | Burnham | CI - Cast Iron | EQUIP ROOM | HWHT - Hot Water Heat | 11/30/2016
PACIFIC GARDEN APARTMENTS | 1207-09 MARBEE DR | OMAHA | NE | 68124-1547 | Douglas | NE14510 | Scrapped/Junked |  | 1956 | NATIONAL CRANE |  |  | HWHT - Hot Water Heat | 11/30/2005
UFCW DIST. UNION 271 | 1210 Douglas St | Omaha | NE | 68102-1815 | Douglas | NE35590 | Scrapped/Junked |  | 1987 | BRYANT |  | BASEMENT | STHT - Steam-Heat | 11/30/2002
The Players Club | 12101 Deer Creek Dr | Omaha | NE | 68142-1644 | Douglas | NE08106 | Scrapped/Junked | 266231 | 2007 | RayPak | CPFT - Horiz Cpr Fin Boiler | EQUIP ROOM | OPHT - Outdoor Pool Heater | 8/31/2017
The Players Club | 12101 Deer Creek Dr | Omaha | NE | 68142-1644 | Douglas | NE08107 | Scrapped/Junked | 266069 | 2007 | RayPak | CPFT - Horiz Cpr Fin Boiler | EQUIP ROOM | IPHT - Indoor Pool Heater | 8/31/2021
The Players Club | 12101 Deer Creek Dr | Omaha | NE | 68142-1644 | Douglas | NE27678 | Scrapped/Junked | 465242 | 2018 | RayPak | CPFT - Horiz Cpr Fin Boiler | pool area | OPHT - Outdoor Pool Heater | 8/31/2023
PARK PLACE APTS LP | 12115 William Plz | Omaha | NE | 68144-1404 | Douglas | NE19709 | Exempt 1999 LB-66 |  | 1995 | AO SMITH | AHWH - ANSI/Fired Water Htr | BLDG 1346 | HWSD - Hot Water Dom/Potable | 3/31/2000
PARK PLACE APTS LP | 12115 William Plz | Omaha | NE | 68144-1404 | Douglas | NE19710 | Exempt 1999 LB-66 |  | 1991 | AO SMITH | AHWH - ANSI/Fired Water Htr | BLDG 1336 | HWSD - Hot Water Dom/Potable | 3/31/2000
PARK PLACE APTS LP | 12115 William Plz | Omaha | NE | 68144-1404 | Douglas | NE19711 | Exempt 1999 LB-66 |  | 1990 | AO SMITH | AHWH - ANSI/Fired Water Htr | BLDG 1326 | HWSD - Hot Water Dom/Potable | 3/31/2000
PARK PLACE APTS LP | 12115 William Plz | Omaha | NE | 68144-1404 | Douglas | NE19712 | Exempt 1999 LB-66 |  | 1991 | AO SMITH | AHWH - ANSI/Fired Water Htr | BLDG 1316 | HWSD - Hot Water Dom/Potable | 3/31/2000
PARK PLACE APTS LP | 12115 William Plz | Omaha | NE | 68144-1404 | Douglas | NE19713 | Exempt 1999 LB-66 |  | 1992 | AO SMITH | AHWH - ANSI/Fired Water Htr | BLDG 12015 | HWSD - Hot Water Dom/Potable | 3/31/2000
PARK PLACE APTS LP | 12115 William Plz | Omaha | NE | 68144-1404 | Douglas | NE19714 | Exempt 1999 LB-66 |  | 1994 | AO SMITH | AHWH - ANSI/Fired Water Htr | BLDG 12005 | HWSD - Hot Water Dom/Potable | 3/31/2000
PARK PLACE APTS LP | 12115 William Plz | Omaha | NE | 68144-1404 | Douglas | NE19715 | Exempt 1999 LB-66 |  | 1987 | RHEEM MANUFACTURING CO | AHWH - ANSI/Fired Water Htr | BLDG 12016 | HWSD - Hot Water Dom/Potable | 3/31/2000
PARK PLACE APTS LP | 12115 William Plz | Omaha | NE | 68144-1404 | Douglas | NE19717 | Exempt 1999 LB-66 |  | 1987 | RHEEM MANUFACTURING CO | AHWH - ANSI/Fired Water Htr | BLDG 12105 | HWSD - Hot Water Dom/Potable | 3/31/2000
PARK PLACE APTS LP | 12115 William Plz | Omaha | NE | 68144-1404 | Douglas | NE21934 | Exempt 1999 LB-66 |  | 1995 | A. O. Smith | AHWH - ANSI/Fired Water Htr | BLDG 12006 | HWSD - Hot Water Dom/Potable | 3/31/2000
Hampton Inn | 1212 Cuming St | Omaha | NE | 68102-4402 | Douglas | NE08139 | Scrapped/Junked | 114673 | 2007 | A O Smith | CHWH - ASME/Fired Water Heater | MECH ROMM - 1ST FOLLR | HWSD - Hot Water Dom/Potable | 12/31/2022
Hampton Inn | 1212 Cuming St | Omaha | NE | 68102-4402 | Douglas | NE08140 | Scrapped/Junked | 114669 | 2007 | A O Smith | CHWH - ASME/Fired Water Heater | MECH ROOM - 1ST FLOOR | HWSD - Hot Water Dom/Potable | 12/31/2022
Hampton Inn | 1212 Cuming St | Omaha | NE | 68102-4402 | Douglas | NE08141 | Scrapped/Junked | 114672 | 2007 | A O Smith | CHWH - ASME/Fired Water Heater | MECH ROOM - 1ST FLOOR | HWSD - Hot Water Dom/Potable | 12/31/2022
Hampton Inn | 1212 Cuming St | Omaha | NE | 68102-4402 | Douglas | NE43028 | Active | 25665 | 2023 | Intellihot | WTHW - Watertube Wtr Heater | Mechanical Room | HWSD - Hot Water Dom/Potable | 12/31/2026
Hampton Inn | 1212 Cuming St | Omaha | NE | 68102-4402 | Douglas | NE43029 | Active | 26921 | 2023 | Intellihot | WTHW - Watertube Wtr Heater | Mechanical Room | HWSD - Hot Water Dom/Potable | 12/31/2026
1212 Harney St Building | 1212 Harney St | Omaha | NE | 68102-1847 | Douglas | NE12900 | Active | 7206 | 1992 | ALES | FTFB - Firetube-Firebox Boiler | Equipment Room | HWHT - Hot Water Heat | 10/31/2025
GARDEN CAFE | 1212 Harney St | Omaha | NE | 68102-1847 | Douglas | NE21673 | Exempt 1999 LB-66 |  | 1995 | AO SMITH | AHWH - ANSI/Fired Water Htr | EQUIP ROOM | HWSD - Hot Water Dom/Potable | 9/30/1999
GARDEN CAFE | 1212 Harney St | Omaha | NE | 68102-1847 | Douglas | NE21674 | Exempt 1999 LB-66 |  | 1995 | AO SMITH | AHWH - ANSI/Fired Water Htr | EQUIP ROOM | HWSD - Hot Water Dom/Potable | 9/30/1999
Central States Health & Life Insurance | 1212 N 96th St | Omaha | NE | 68114-2279 | Douglas | NE24872 | Active | 67990 | 2014 | Aerco | FTVT - Firetube Vertical TB | Mech Room | HWHT - Hot Water Heat | 11/30/2026
Central States Health & Life Insurance | 1212 N 96th St | Omaha | NE | 68114-2279 | Douglas | NE24873 | Active | 67986 | 2014 | Aerco | FTVT - Firetube Vertical TB | Mech Room | HWHT - Hot Water Heat | 11/30/2026
Central States Health & Life Insurance | 1212 N 96th St | Omaha | NE | 68114-2279 | Douglas | NE37469 | Scrapped/Junked | None | 1976 | PEER | CI - Cast Iron | BOILER ROOM | HWHT - Hot Water Heat | 6/30/2014
Central States Health & Life Insurance | 1212 N 96th St | Omaha | NE | 68114-2279 | Douglas | NE37470 | Scrapped/Junked | None | 1976 | PEER | CI - Cast Iron | BOILER ROOM | HWHT - Hot Water Heat | 6/30/2014
Central States Health & Life Insurance | 1212 N 96th St | Omaha | NE | 68114-2279 | Douglas | NE37471 | Scrapped/Junked | None | 1987 | PEER | CI - Cast Iron | BOILER ROOM | STHT - Steam-Heat | 6/30/2014
CENTRAL STATES HEALTH & LIFE CO | 1212 N 96th St | Omaha | NE | 68114-2279 | Douglas | NE21338 | Exempt 1999 LB-66 |  | 1994 | AO SMITH | AHWH - ANSI/Fired Water Htr | BOILER ROOM | HWSD - Hot Water Dom/Potable | 11/30/1998
Pacific Hills IV | 12120 Shamrock Plz | Omaha | NE | 68154-3539 | Douglas | NE15217 | Active | 6293 | 1988 | Rite | WT - Water Tube Boiler | BOILER ROOM | HWHT - Hot Water Heat | 4/30/2027
Pacific Hills IV | 12120 Shamrock Plz | Omaha | NE | 68154-3539 | Douglas | NE15218 | Active | 6294 | 1987 | Rite | WT - Water Tube Boiler | BOILER ROOM | HWHT - Hot Water Heat | 4/30/2027
Pacific Garden Apartments Unit #24 | 1213-15 Marbee Dr Unt 24 | Omaha | NE | 68124-1695 | Douglas | NE13805 | Inactive | 30013 | 2008 | Lochinvar | WT - Water Tube Boiler | BASEMENT #24 | HWHT - Hot Water Heat | 11/30/2015
Pacific Garden Apartments Unit #24 | 1213-15 Marbee Dr Unt 24 | Omaha | NE | 68124-1695 | Douglas | NE14511 | Scrapped/Junked |  | 1956 | NATIONAL CRANE |  | BOILER ROOM | HWHT - Hot Water Heat | 11/30/2008
Poppleton Place II Apts | 1217 S 25th Ave | Omaha | NE | 68105-2382 | Douglas | NE12812 | Scrapped/Junked | NA | 1975 | American Standard | CI - Cast Iron | BOILER ROOM | STHT - Steam-Heat | 1/31/2010
Overland Building | 1218 Howard St | Omaha | NE | 68102-2819 | Douglas | NE12851 | Active | n/a | 1994 | Peerless | CI - Cast Iron | BASEMENT | STHT - Steam-Heat | 11/30/2026
Pacific Garden Apartments | 1219-21 Marbee Dr | Omaha | NE | 68124-1545 | Douglas | NE07315 | Scrapped/Junked | n/a | 2003 | Burnham | CI - Cast Iron | EQUIP ROOM | HWHT - Hot Water Heat | 11/30/2015
PACIFIC GARDEN APARTMENTS | 1219-21 MARBEE DR | OMAHA | NE | 68124-1545 | Douglas | NE14512 | Scrapped/Junked |  | 1956 | NATIONAL CRANE |  | UNIT 23 | HWHT - Hot Water Heat | 11/30/2003
Boys Town | 122 Heroes Blvd | Boys Town | NE | 68010-7537 | Douglas | NE12051 | Inactive | 191790 | 2002 | RAYP | CPFT - Horiz Cpr Fin Boiler | Outside | HWSP - Hot Water Non Potable Supply | 10/31/2011
OEA Apartments | 122 S 39th St | Omaha | NE | 68131-3032 | Douglas | NE26326 | Active | 19597 | 2015 | Aldrich | FT - Firetube Boiler | boiler room | STHT - Steam-Heat | 3/31/2027
OEA Apartments | 122 S 39th St | Omaha | NE | 68131-3032 | Douglas | NE26327 | Active | 19601 | 2015 | Aldrich | FT - Firetube Boiler | boiler room | STHT - Steam-Heat | 3/31/2027
OEA Apartments | 122 S 39th St | Omaha | NE | 68131-3032 | Douglas | NE35316 | Scrapped/Junked | 27920 | 1976 | Kewanee | FTFB - Firetube-Firebox Boiler | BOILER ROOM | STHT - Steam-Heat | 8/31/2015
OEA Apartments | 122 S 39th St | Omaha | NE | 68131-3032 | Douglas | NE35317 | Scrapped/Junked |  | 1963 | KEWANEE | FT - Firetube Boiler | BOILER ROOM | STHT - Steam-Heat | 8/31/2004
OEA Apartments | 122 S 39th St | Omaha | NE | 68131-3032 | Douglas | NE35318 | Scrapped/Junked | 58068 | 1985 | AOSM | COBL - Coil Type Boiler | BOILER ROOM | HWSD - Hot Water Dom/Potable | 8/31/2009
Dino's Storage | 1220 S 13th St | Omaha | NE | 68108-3502 | Douglas | NE00620 | Active | n/a | 1998 | PEER | CI - Cast Iron | BOILER ROOM | HWHT - Hot Water Heat | 11/30/2026
Dino's Storage | 1220 S 13th St | Omaha | NE | 68108-3502 | Douglas | NE01439 | Out of Service | 51164 | 2001 | LATT | WT - Water Tube Boiler | BOILER ROOM | PROC - Process Steam | 10/31/2017
Dino's Storage | 1220 S 13th St | Omaha | NE | 68108-3502 | Douglas | NE10755 | Scrapped/Junked | 12008 | 1947 | KEWANEE | FTFB - Firetube-Firebox Boiler | BOILER ROOM | PROC - Process Steam | 1/31/2002
Dino's Storage | 1220 S 13th St | Omaha | NE | 68108-3502 | Douglas | NE15473 | Scrapped/Junked |  | 1985 | DUNKIRK |  | BASEMENT | HWHT - Hot Water Heat | 7/31/2000
Dino's Storage | 1220 S 13th St | Omaha | NE | 68108-3502 | Douglas | NE15494 | Inactive | 44534 | 1993 | LATT | ELBL - Electric Boiler | BOILER ROOM | PROC - Process Steam | 1/31/2010
Burke High School | 12200 Burke St | Omaha | NE | 68154-2327 | Douglas | NE06705 | Active | 28489 | 2004 | BURN | FTFB - Firetube-Firebox Boiler | BOILER ROOM | STHT - Steam-Heat | 6/30/2025
Burke High School | 12200 Burke St | Omaha | NE | 68154-2327 | Douglas | NE28545 | Active | 32476 | 2019 | Burnham | FTHT - Firetube Horizontal | boiler room | HWHT - Hot Water Heat | 12/31/2026
Burke High School | 12200 Burke St | Omaha | NE | 68154-2327 | Douglas | NE28546 | Active | 32474 | 2019 | Burnham | FTHT - Firetube Horizontal | boiler room | HWHT - Hot Water Heat | 12/31/2026
Burke High School | 12200 Burke St | Omaha | NE | 68154-2327 | Douglas | NE28547 | Active | 341767 | 2019 | Lochinvar | WT - Water Tube Boiler | boiler room | HWSD - Hot Water Dom/Potable | 12/31/2026
Burke High School | 12200 Burke St | Omaha | NE | 68154-2327 | Douglas | NE28548 | Active | 341753 | 2019 | Lochinvar | WT - Water Tube Boiler | boiler room | HWSD - Hot Water Dom/Potable | 12/31/2026
Burke High School | 12200 Burke St | Omaha | NE | 68154-2327 | Douglas | NE30994 | Inactive |  | 1983 | Teledyne & Laars | CPFT - Horiz Cpr Fin Boiler |  | HWSD - Hot Water Dom/Potable | 6/30/1999
Burke High School | 12200 Burke St | Omaha | NE | 68154-2327 | Douglas | NE30995 | Scrapped/Junked | 16670 | 1983 | BRYAN STEAM LLC | AHWH - ANSI/Fired Water Htr |  | HWSD - Hot Water Dom/Potable | 6/30/1999
Burke High School | 12200 Burke St | Omaha | NE | 68154-2327 | Douglas | NE31204 | Scrapped/Junked | n/a | 1966 | Kewanee | FTFB - Firetube-Firebox Boiler | BOILER ROOM | STHT - Steam-Heat | 12/31/2019
Burke High School | 12200 Burke St | Omaha | NE | 68154-2327 | Douglas | NE31205 | Scrapped/Junked | n/a | 1966 | Kewanee | FTFB - Firetube-Firebox Boiler | BOILER ROOM | STHT - Steam-Heat | 12/31/2019
Baum Hydraulics Corp | 1221 Harney St | Omaha | NE | 68102-1831 | Douglas | NE20726 | Active | 123060 | 2009 | GIANNONI | COND - Condenser | basement | HWHT - Hot Water Heat | 1/31/2027
Baum Hydraulics Corp | 1221 Harney St | Omaha | NE | 68102-1831 | Douglas | NE20727 | Active | 123065 | 2009 | GIANNONI | COND - Condenser | basement | HWHT - Hot Water Heat | 1/31/2027
Baum Hydraulics Corp | 1221 Harney St | Omaha | NE | 68102-1831 | Douglas | NE22658 | Scrapped/Junked |  | 1941 | USRA | CI - Cast Iron | BASEMENT | HWHT - Hot Water Heat | 1/31/2010
Baum Hydraulics Corp | 1221 Harney St | Omaha | NE | 68102-1831 | Douglas | NE22659 | Scrapped/Junked |  | 1941 | USRA | CI - Cast Iron | BASEMENT | HWHT - Hot Water Heat | 1/31/2010
St John Paul II Newman Center | 1221 S 71st St | Omaha | NE | 68106 | Douglas | NE26373 | Active | 51441 | 2014 | PVI Industries | FT - Firetube Boiler | mech room | HWHT - Hot Water Heat | 7/31/2026
St John Paul II Newman Center | 1221 S 71st St | Omaha | NE | 68106 | Douglas | NE26374 | Active | 51443 | 2014 | PVI Industries | FT - Firetube Boiler | mech room | HWHT - Hot Water Heat | 7/31/2026
St John Paul II Newman Center | 1221 S 71st St | Omaha | NE | 68106 | Douglas | NE26375 | Active | 208690 | 2015 | AO SMITH | CHWH - ASME/Fired Water Heater | mech room | HWSD - Hot Water Dom/Potable | 7/31/2026
St John Paul II Newman Center | 1221 S 71st St | Omaha | NE | 68106 | Douglas | NE26376 | Active | 208681 | 2015 | AO SMITH | CHWH - ASME/Fired Water Heater | mech room | HWSD - Hot Water Dom/Potable | 7/31/2026
St John Paul II Newman Center | 1221 S 71st St | Omaha | NE | 68106 | Douglas | NE26377 | Active | 208686 | 2015 | AO SMITH | CHWH - ASME/Fired Water Heater | mech room | HWSD - Hot Water Dom/Potable | 7/31/2026
Walman Optical | 12240 Emmet St | Omaha | NE | 68164-4265 | Douglas | NE25778 | Active | 201221 | 2015 | AO SMITH | CHWH - ASME/Fired Water Heater | loading dock | PROW - Process Hot Water | 9/30/2025
Spin Linen Management | 1228 S 16th St | Omaha | NE | 68108-3514 | Douglas | NE04203 | Out of Service | 39077 | 1985 | Kewanee | FT - Firetube Boiler | BOILER ROOM | PROC - Process Steam | 4/30/2012
Spin Linen Management | 1228 S 16th St | Omaha | NE | 68108-3514 | Douglas | NE20760 | Active | 11014 | 2011 | Johnston Boiler Co. | FTSM - FTS Marine Dry Back | boiler room | PROC - Process Steam | 5/31/2026
Convienent Food Mart | 123 N 114th St | Omaha | NE | 68154-3162 | Douglas | NE00109 | Scrapped/Junked | 153193 | 1998 | RAYP | CPFT - Horiz Cpr Fin Boiler | EQUIP ROOM | HWSP - Hot Water Non Potable Supply | 6/30/2008
Dodge Street Flats | 123 N 36th St | Omaha | NE | 68131-2449 | Douglas | NE00150 | Active | n/a | 1998 | Peerless | CI - Cast Iron | BOILER ROOM | HWHT - Hot Water Heat | 12/31/2026
Hughs Apartment Building | 123 N 39th St | Omaha | NE | 68131-5301 | Douglas | NE15614 | Exempt |  | 1975 | CRAN | CI - Cast Iron | BASEMENT | HWHT - Hot Water Heat | 3/31/2007
St Margaret Mary School | 123 N 61st St | Omaha | NE | 68132-2111 | Douglas | NE20339 | Exempt 1999 LB-66 |  | 1996 | AO SMITH | AHWH - ANSI/Fired Water Htr |  | HWSD - Hot Water Dom/Potable | 8/31/1999
St Margaret Mary School | 123 N 61st St | Omaha | NE | 68132-2111 | Douglas | NE32086 | Scrapped/Junked | unk | 1950 | KEWA | FTFB - Firetube-Firebox Boiler | BOILER ROOM | STHT - Steam-Heat | 5/31/2015
St Margaret Mary School | 123 N 61st St | Omaha | NE | 68132-2111 | Douglas | NE32087 | Scrapped/Junked |  | 1950 | KEWANEE | FTFB - Firetube-Firebox Boiler | BOILER ROOM | STHT - Steam-Heat | 8/31/2007
Ridgewood Living | 12301 N 149th Cir | Bennington | NE | 68007-5775 | Douglas | NE14687 | Active | 67024 | 2008 | GIANNONI/LOCHINVAR | SSCH - SS Coil Water Heater | 2ND FL MECH ROOM | HWHT - Hot Water Heat | 11/30/2026
Ridgewood Living | 12301 N 149th Cir | Bennington | NE | 68007-5775 | Douglas | NE14688 | Active | 67000 | 2008 | GIANNONI/LOCHINVAR | SSCH - SS Coil Water Heater | 2ND FL MECH ROOM | HWHT - Hot Water Heat | 11/30/2026
Ridgewood Living | 12301 N 149th Cir | Bennington | NE | 68007-5775 | Douglas | NE17065 | Active | 125729 | 2008 | A O Smith | CHWH - ASME/Fired Water Heater | Water Htr. Room | HWSD - Hot Water Dom/Potable | 11/30/2026
Ridgewood Living | 12301 N 149th Cir | Bennington | NE | 68007-5775 | Douglas | NE17066 | Scrapped/Junked | 125731 | 2008 | A O Smith | CHWH - ASME/Fired Water Heater | Water Htr. Rm. | HWSD - Hot Water Dom/Potable | 11/30/2023
Ridgewood Living | 12301 N 149th Cir | Bennington | NE | 68007-5775 | Douglas | NE42273 | Active | 307136 | 2023 | State Industries | CHWH - ASME/Fired Water Heater | Water Htr. Rm. | HWSD - Hot Water Dom/Potable | 11/30/2026
1232 Apartment Building | 1232 S 11th St | Omaha | NE | 68108-3656 | Douglas | NE18100 | Active | NA | 1994 | Peerless | CI - Cast Iron | Boiler Room | STHT - Steam-Heat | 2/28/2026
Jason's Deli | 12320 L St | Omaha | NE | 68137-2267 | Douglas | NE12596 | Scrapped/Junked | 123169 | 2008 | AO Smith | CHWH - ASME/Fired Water Heater | KITCHEN | HWDP - Hotwater Heat & Dom Supply | 4/30/2015
OAK HILLS COUNTRY CLUB | 12325 Golfing Green Dr | Omaha | NE | 68137-3438 | Douglas | NE12990 | Inactive |  | 1993 | TELEDYNE LAARS | CPFT - Horiz Cpr Fin Boiler | EQUIP ROOM | OPHT - Outdoor Pool Heater | 5/31/2000
Central High School | 124 N 20th St | Omaha | NE | 68102-4801 | Douglas | NE12038 | Active | 199524 | 2002 | RAYP | CPFH - Copper Fin Water Heater | LOADING DOCK | HWSD - Hot Water Dom/Potable | 12/31/2025
Central High School | 124 N 20th St | Omaha | NE | 68102-4801 | Douglas | NE12039 | Active | 199525 | 2002 | RAYP | CPFH - Copper Fin Water Heater | LOADING DOCK | HWSD - Hot Water Dom/Potable | 12/31/2026
PARKVIEW APARTMENTS | 124 N 31st Ave | Omaha | NE | 68131-2949 | Douglas | NE12968 | Exempt 1999 LB-66 |  | 1985 | PRESTIGE | AHWH - ANSI/Fired Water Htr |  | HWSD - Hot Water Dom/Potable | 2/29/2000
PARKVIEW APARTMENTS | 124 N 31st Ave | Omaha | NE | 68131-2949 | Douglas | NE12969 | Exempt 1999 LB-66 |  | 1985 | PRESTIGE | AHWH - ANSI/Fired Water Htr |  | HWSD - Hot Water Dom/Potable | 2/29/2000
The Slips at Blackstone | 124 S 39th St | Omaha | NE | 68131-3033 | Douglas | NE12822 | Scrapped/Junked | NA | 1961 | THER | WT - Water Tube Boiler | BOILER ROOM | HWHT - Hot Water Heat | 3/31/2021
The Slips at Blackstone | 124 S 39th St | Omaha | NE | 68131-3033 | Douglas | NE21990 | Exempt 1999 LB-66 |  | 1990 | AO SMITH | AHWH - ANSI/Fired Water Htr |  | HWSD - Hot Water Dom/Potable | 6/30/1999
The Slips at Blackstone | 124 S 39th St | Omaha | NE | 68131-3033 | Douglas | NE29269 | Active | n/a | 2020 | Burnham | CI - Cast Iron | equip room | HWHT - Hot Water Heat | 3/31/2026
Durham Scout Center | 12401 W Maple Rd | Omaha | NE | 68164-1853 | Douglas | NE18359 | Active | 7969 | 1994 | Aldrich | FTVT - Firetube Vertical TB | BOILER ROOM | HWHT - Hot Water Heat | 11/30/2026
Qdoba Mexican Grill #2625 | 12414 L St | Omaha | NE | 68137-2212 | Douglas | NE20739 | Scrapped/Junked | 14714 | 2011 | Noritz | CHWH - ASME/Fired Water Heater | kitchen | HWSD - Hot Water Dom/Potable | 9/30/2022
Qdoba Mexican Grill #2625 | 12414 L St | Omaha | NE | 68137-2212 | Douglas | NE20740 | Scrapped/Junked | 14764 | 2011 | Noritz | CHWH - ASME/Fired Water Heater | kitchen | HWSD - Hot Water Dom/Potable | 9/30/2022
INTERNATIONAL HOUSE OF | 12423 W Center Rd | Omaha | NE | 68144-3927 | Douglas | NE00108 | Scrapped/Junked | 84965 | 1999 | RUUD | CHWH - ASME/Fired Water Heater | EQUIP ROOM | HWSD - Hot Water Dom/Potable | 5/31/2007
Norris Elementary School | 12424 Weir St | Omaha | NE | 68137-2138 | Douglas | NE19779 | Exempt 1999 LB-66 |  | 1987 | AO SMITH | AHWH - ANSI/Fired Water Htr |  | HWSD - Hot Water Dom/Potable | 8/31/2000
Norris Elementary School | 12424 Weir St | Omaha | NE | 68137-2138 | Douglas | NE19780 | Exempt 1999 LB-66 |  | 1987 | AO SMITH | AHWH - ANSI/Fired Water Htr |  | HWSD - Hot Water Dom/Potable | 8/31/2000
Norris Elementary School | 12424 Weir St | Omaha | NE | 68137-2138 | Douglas | NE32343 | Scrapped/Junked | 15404 | 1975 | MARKET FORGE INDUSTRIES | FT - Firetube Boiler | KITCHEN | 0021 - Steam Supp Cooker/Kettle | 8/31/2008
Norris Elementary School | 12424 Weir St | Omaha | NE | 68137-2138 | Douglas | NE33569 | Scrapped/Junked | n/a | 1963 | Kewanee | FTFB - Firetube-Firebox Boiler | BOILER ROOM | HWHT - Hot Water Heat | 8/31/2022
Norris Elementary School | 12424 Weir St | Omaha | NE | 68137-2138 | Douglas | NE33570 | Scrapped/Junked | n/a | 1963 | Kewanee | FTFB - Firetube-Firebox Boiler | BOILER ROOM | HWHT - Hot Water Heat | 8/31/2022
St Frances Cabrini Church | 1248 S 10th St | Omaha | NE | 68108-3602 | Douglas | NE17839 | Scrapped/Junked | n/a | 1992 | Peerless | CI - Cast Iron | BOILER ROOM | STHT - Steam-Heat | 12/31/2018
IRG Realty Advisors | 12500 I St | Omaha | NE | 68137-1264 | Douglas | NE13777 | Inactive | 3377 | 1957 | UNION IRON WORKS | WT - Water Tube Boiler | BOILER HOUSE | PROC - Process Steam | 9/30/2013
IRG Realty Advisors | 12500 I St | Omaha | NE | 68137-1264 | Douglas | NE13778 | Inactive | 3378 | 1957 | UNION IRON WORKS | WT - Water Tube Boiler | BOILER HOUSE | PROC - Process Steam | 3/31/2013
IRG Realty Advisors | 12500 I St | Omaha | NE | 68137-1264 | Douglas | NE13779 | Inactive | 3379 | 1957 | UNIO | WT - Water Tube Boiler | POWER HOUSE | PROC - Process Steam | 6/30/2013
IRG Realty Advisors | 12500 I St | Omaha | NE | 68137-1264 | Douglas | NE23249 | Inactive | 2230 | 1984 | KENTUBE ENG PRODUCTS | ECON - Boiler Economizer | BOILER ROOM | ECON - Boiler Economizer | 6/30/2002
IRG Realty Advisors | 12500 I St | Omaha | NE | 68137-1264 | Douglas | NE23951 | Active | 20027 | 2012 | Lochinvar | ELBL - Electric Boiler | Hallway Omaha Business roof access | HWHT - Hot Water Heat | 11/30/2025
IRG Realty Advisors | 12500 I St | Omaha | NE | 68137-1264 | Douglas | NE23952 | Active | 20025 | 2012 | Lochinvar | ELBL - Electric Boiler | Suite 160 hallway roof access | HWHT - Hot Water Heat | 11/30/2025
IRG Realty Advisors | 12500 I St | Omaha | NE | 68137-1264 | Douglas | NE23953 | Active | 20026 | 2012 | Lochinvar | ELBL - Electric Boiler | column 11R roof access | HWHT - Hot Water Heat | 11/30/2025
IRG Realty Advisors | 12500 I St | Omaha | NE | 68137-1264 | Douglas | NE23954 | Active | 20024 | 2012 | Lochinvar | ELBL - Electric Boiler | bldg #30 roof access | HWHT - Hot Water Heat | 11/30/2025
IRG Realty Advisors | 12500 I St | Omaha | NE | 68137-1264 | Douglas | NE23955 | Active | n/a | 2012 | Hydrotherm | CI - Cast Iron | Bldg #20 basement | HWHT - Hot Water Heat | 11/30/2025
IRG Realty Advisors | 12500 I St | Omaha | NE | 68137-1264 | Douglas | NE25765 | Active | n/a | 2015 | Burnham | CI - Cast Iron | basement/bldg 30 | HWHT - Hot Water Heat | 11/30/2025
Park 125 Apartments | 12500 W Dodge Rd | Omaha | NE | 68154-2323 | Douglas | NE41939 | Active | 539798 | 2022 | Raypak | CPFH - Copper Fin Water Heater | pool area | OPHT - Outdoor Pool Heater | 7/31/2026
Moylan Iceplex | 12550 W Maple Rd | Omaha | NE | 68164-1871 | Douglas | NE07898 | Scrapped/Junked | 62429 | 2001 | AOSM | COBL - Coil Type Boiler | MECHANICAL ROOM | HWSD - Hot Water Dom/Potable | 1/31/2006
Moylan Iceplex | 12550 W Maple Rd | Omaha | NE | 68164-1871 | Douglas | NE15199 | Exempt 1999 LB-66 |  | 1995 | AO SMITH | AHWH - ANSI/Fired Water Htr |  | HWSD - Hot Water Dom/Potable | 7/31/1999
Moylan Iceplex | 12550 W Maple Rd | Omaha | NE | 68164-1871 | Douglas | NE18708 | Scrapped/Junked | 28544 | 1995 | AO SMITH | COBL - Coil Type Boiler | MECH ROOM | HWSD - Hot Water Dom/Potable | 11/30/2001
Moylan Iceplex | 12550 W Maple Rd | Omaha | NE | 68164-1871 | Douglas | NE19456 | Scrapped/Junked | 125287 | 2009 | GIANNONI | WT - Water Tube Boiler | mech room | HWSP - Hot Water Non Potable Supply | 3/31/2018
Moylan Iceplex | 12550 W Maple Rd | Omaha | NE | 68164-1871 | Douglas | NE23701 | Exempt 1999 LB-66 |  | 1995 | AO SMITH | AHWH - ANSI/Fired Water Htr |  | HWSD - Hot Water Dom/Potable | 7/31/1999
Moylan Iceplex | 12550 W Maple Rd | Omaha | NE | 68164-1871 | Douglas | NE27186 | Scrapped/Junked | 392333 | 2016 | Sermeta/Hubbell NX | WT - Water Tube Boiler | Mechanical Room | HTEX - Heat Exchanger | 3/31/2024
Moylan Iceplex | 12550 W Maple Rd | Omaha | NE | 68164-1871 | Douglas | NE41669 | Active | 329113 | 2022 | AIC SA | COBL - Coil Type Boiler | Maintenance room | HWHT - Hot Water Heat | 3/31/2027
Moylan Iceplex | 12550 W Maple Rd | Omaha | NE | 68164-1871 | Douglas | NE43057 | Active | 555791 | 2022 | Sermeta/ Lochinvar | WTSS - Watertube SS Steel | Mechanical Room | HWSP - Hot Water Non Potable Supply | 3/31/2027
Avenue Square Apartments | 126 Park Ave | Omaha | NE | 68131-2633 | Douglas | NE12794 | Scrapped/Junked |  | 1945 | CLIFF BOILER WORKS |  |  | STHT - Steam-Heat | 5/31/1998
Avenue Square Apartments | 126 Park Ave | Omaha | NE | 68131-2633 | Douglas | NE25614 | Exempt | n/a | 1999 | Peerless | CI - Cast Iron | BASEMENT | HWHT - Hot Water Heat | 5/31/2026
REMINGTON HEIGHTS | 12606 W Dodge Rd | Omaha | NE | 68154-2349 | Douglas | NE21350 | Exempt 1999 LB-66 |  | 1995 | STATE INDUSTRIES | AHWH - ANSI/Fired Water Htr | MECH ROOM | HWSD - Hot Water Dom/Potable | 1/31/2000
REMINGTON HEIGHTS | 12606 W Dodge Rd | Omaha | NE | 68154-2349 | Douglas | NE21351 | Exempt 1999 LB-66 |  | 1995 | STATE INDUSTRIES | AHWH - ANSI/Fired Water Htr | MECH ROOM | HWSD - Hot Water Dom/Potable | 1/31/2000
Ironwood Golf - Country Club | 12627 Pacific St | Omaha | NE | 68154-3516 | Douglas | NE04780 | Scrapped/Junked |  | 1960 | RITE ENGINEERING | WT - Water Tube Boiler | BASEMENT | HWHT - Hot Water Heat | 4/30/2000
Ironwood Golf - Country Club | 12627 Pacific St | Omaha | NE | 68154-3516 | Douglas | NE04781 | Scrapped/Junked |  | 1988 | PEERLESS HEATER COMPANY |  | BASEMENT | STHT - Steam-Heat | 4/30/2000
Ironwood Golf - Country Club | 12627 Pacific St | Omaha | NE | 68154-3516 | Douglas | NE08458 | Scrapped/Junked | 91676 | 2001 | AOSM | CHWH - ASME/Fired Water Heater | EQUIPMENT ROOM | HWSD - Hot Water Dom/Potable | 4/30/2011
Ironwood Golf - Country Club | 12627 Pacific St | Omaha | NE | 68154-3516 | Douglas | NE08459 | Inactive | 91143 | 2001 | AOSM | CHWH - ASME/Fired Water Heater | EQUIPMENT ROOM | HWSD - Hot Water Dom/Potable | 4/30/2011
Ironwood Golf - Country Club | 12627 Pacific St | Omaha | NE | 68154-3516 | Douglas | NE08476 | Scrapped/Junked | 11497 | 2001 | ALES | FTFB - Firetube-Firebox Boiler | EQUIPMENT ROOM | HWHT - Hot Water Heat | 4/30/2011
Ironwood Golf - Country Club | 12627 Pacific St | Omaha | NE | 68154-3516 | Douglas | NE08477 | Scrapped/Junked | 11495 | 2001 | ALES | FTFB - Firetube-Firebox Boiler | EQUIPMENT ROOM | HWHT - Hot Water Heat | 4/30/2011
Ironwood Golf - Country Club | 12627 Pacific St | Omaha | NE | 68154-3516 | Douglas | NE10693 | Scrapped/Junked | 91472 | 2001 | AOSM | CHWH - ASME/Fired Water Heater | EQUIPMENT ROOM | HWSD - Hot Water Dom/Potable | 4/30/2011
Ironwood Golf - Country Club | 12627 Pacific St | Omaha | NE | 68154-3516 | Douglas | NE21961 | Scrapped/Junked |  | 1997 | LOCHINVAR | AHWH - ANSI/Fired Water Htr | BASEMENT | HWSD - Hot Water Dom/Potable | 4/30/2000
Ironwood Golf - Country Club | 12627 Pacific St | Omaha | NE | 68154-3516 | Douglas | NE23144 | Scrapped/Junked |  | 1997 | LOCHINVAR | AHWH - ANSI/Fired Water Htr | BASEMENT | HWSD - Hot Water Dom/Potable | 4/30/2000
Ironwood Golf - Country Club | 12627 Pacific St | Omaha | NE | 68154-3516 | Douglas | NE24764 | Scrapped/Junked | 77255 | 1997 | TELE | CPFT - Horiz Cpr Fin Boiler | POOL HOUSE | OPHT - Outdoor Pool Heater | 4/30/2011
Ag Processing Inc | 12700 W Dodge Rd | Omaha | NE | 68154-2154 | Douglas | NE07791 | Scrapped/Junked | 30558 | 1998 | Aerco International | WT - Water Tube Boiler | Hub Boiler Room | HWHT - Hot Water Heat | 6/30/2018
Ag Processing Inc | 12700 W Dodge Rd | Omaha | NE | 68154-2154 | Douglas | NE07792 | Scrapped/Junked | 30559 | 1998 | Aerco International | WT - Water Tube Boiler | Hub Boiler Room | HWHT - Hot Water Heat | 6/30/2018
Ag Processing Inc | 12700 W Dodge Rd | Omaha | NE | 68154-2154 | Douglas | NE08102 | Active | 189029 | 2006 | Lochinvar | CPFT - Horiz Cpr Fin Boiler | Boiler Room | HWSD - Hot Water Dom/Potable | 6/30/2027
Ag Processing Inc | 12700 W Dodge Rd | Omaha | NE | 68154-2154 | Douglas | NE09901 | Scrapped/Junked | 36423 | 2002 | Aerco International | WT - Water Tube Boiler | Hub Boiler Room | HWHT - Hot Water Heat | 6/30/2018
Ag Processing Inc | 12700 W Dodge Rd | Omaha | NE | 68154-2154 | Douglas | NE17357 | Scrapped/Junked | 28001 | 1992 | Lochinvar | CPFT - Horiz Cpr Fin Boiler | BOILER ROOM | HWSD - Hot Water Dom/Potable | 6/30/2007
Ag Processing Inc | 12700 W Dodge Rd | Omaha | NE | 68154-2154 | Douglas | NE17358 | Scrapped/Junked | 564 | 1992 | CLEAVER BROOKS | WT - Water Tube Boiler | BOILER ROOM | HWSP - Hot Water Non Potable Supply | 6/30/2002
Ag Processing Inc | 12700 W Dodge Rd | Omaha | NE | 68154-2154 | Douglas | NE25520 | Inactive | 91457 | 1999 | Teledyne & Laars | CPFT - Horiz Cpr Fin Boiler | EQUIP ROOM | HWSD - Hot Water Dom/Potable | 6/30/2006
Ag Processing Inc | 12700 W Dodge Rd | Omaha | NE | 68154-2154 | Douglas | NE27136 | Active | 79111 | 2017 | Aerco | WT - Water Tube Boiler | boiler room | HWHT - Hot Water Heat | 6/30/2027
Ag Processing Inc | 12700 W Dodge Rd | Omaha | NE | 68154-2154 | Douglas | NE27137 | Active | 79040 | 2017 | Aerco | WT - Water Tube Boiler | boiler room | HWHT - Hot Water Heat | 6/30/2027
Whitehall Condominiums | 12727 W Dodge Rd | Omaha | NE | 68154-6106 | Douglas | NE13823 | Active | 132697 | 2008 | AO SMITH | CHWH - ASME/Fired Water Heater | BASEMENT | HWSD - Hot Water Dom/Potable | 8/31/2026
Whitehall Condominiums | 12727 W Dodge Rd | Omaha | NE | 68154-6106 | Douglas | NE13824 | Active | 132696 | 2008 | AO SMITH | CHWH - ASME/Fired Water Heater | BASEMENT | HWSD - Hot Water Dom/Potable | 8/31/2026
Whitehall Condominiums | 12727 W Dodge Rd | Omaha | NE | 68154-6106 | Douglas | NE22770 | Scrapped/Junked | 299519 | 2009 | Raypak | WT - Water Tube Boiler | basment Equip room | IPHT - Indoor Pool Heater | 8/31/2019
Whitehall Condominiums | 12727 W Dodge Rd | Omaha | NE | 68154-6106 | Douglas | NE28033 | Active | 491286 | 2019 | Raypak | WT - Water Tube Boiler | basment Equip room | IPHT - Indoor Pool Heater | 8/31/2026
Catlin Elementary School | 12736 Marinda St | Omaha | NE | 68144-2648 | Douglas | NE29023 | Active | 491476 | 2020 | Lochinvar | WT - Water Tube Boiler | boiler room | HWHT - Hot Water Heat | 12/31/2026
Catlin Elementary School | 12736 Marinda St | Omaha | NE | 68144-2648 | Douglas | NE29024 | Active | 494026 | 2020 | Lochinvar | WT - Water Tube Boiler | boiler room | HWHT - Hot Water Heat | 12/31/2026
Catlin Elementary School | 12736 Marinda St | Omaha | NE | 68144-2648 | Douglas | NE31202 | Scrapped/Junked | n/a | 1966 | Kewanee | FTFB - Firetube-Firebox Boiler | BOILER ROOM | STHT - Steam-Heat | 12/31/2020
Catlin Elementary School | 12736 Marinda St | Omaha | NE | 68144-2648 | Douglas | NE31203 | Scrapped/Junked | n/a | 1966 | Kewanee | FTFB - Firetube-Firebox Boiler | BOILER ROOM | STHT - Steam-Heat | 12/31/2020
BEVERLY MANOR APTS | 128 N 31st St | Omaha | NE | 68131-2951 | Douglas | NE03414 | Scrapped/Junked |  | 1934 | KEWANEE | FT - Firetube Boiler |  | STHT - Steam-Heat | 8/31/1998
Apartment Building | 128 N 33rd St | Omaha | NE | 68131-2583 | Douglas | NE04931 | Scrapped/Junked | n/a | 1973 | American Standard | CI - Cast Iron | BASEMENT | STHT - Steam-Heat | 10/31/2020
Central Middle School | 12801 L St | Omaha | NE | 68137-2020 | Douglas | NE08465 | Scrapped/Junked | 97229 | 1999 | CLEV | FT - Firetube Boiler | KITCHEN | 0021 - Steam Supp Cooker/Kettle | 8/31/2009
Central Middle School | 12801 L St | Omaha | NE | 68137-2020 | Douglas | NE14604 | Scrapped/Junked | 113536 | 2009 | Cleveland Range | FT - Firetube Boiler | KITCHEN | COOK - Cooker/Kettle | 7/31/2020
Central Middle School | 12801 L St | Omaha | NE | 68137-2020 | Douglas | NE17363 | Scrapped/Junked | 15544 | 1992 | Teledyne Laars | CPFT - Horiz Cpr Fin Boiler | BOILER ROOM | HWSD - Hot Water Dom/Potable | 7/31/2016
Central Middle School | 12801 L St | Omaha | NE | 68137-2020 | Douglas | NE18070 | Scrapped/Junked | 66174 | 1993 | WELBILT | FT - Firetube Boiler | BOILER ROOM | STHT - Steam-Heat | 8/31/2001
Central Middle School | 12801 L St | Omaha | NE | 68137-2020 | Douglas | NE33564 | Scrapped/Junked | n/a | 1959 | Cleaver Brooks | FTSM - FTS Marine Dry Back | BOILER ROOM | STHT - Steam-Heat | 7/31/2022
Central Middle School | 12801 L St | Omaha | NE | 68137-2020 | Douglas | NE33565 | Scrapped/Junked | na | 1959 | Cleaver Brooks | FTSM - FTS Marine Dry Back | BOILER ROOM | STHT - Steam-Heat | 7/31/2022
Central Middle School | 12801 L St | Omaha | NE | 68137-2020 | Douglas | NE41643 | Active | 378678 | 2021 | Lochinvar | FTVT - Firetube Vertical TB | Boiler Room | GLYC - Glycol Bldg Heat Sys | 1/31/2027
Central Middle School | 12801 L St | Omaha | NE | 68137-2020 | Douglas | NE41644 | Active | 378676 | 2021 | Lochinvar | FTVT - Firetube Vertical TB | Boiler Room | GLYC - Glycol Bldg Heat Sys | 1/31/2027
Central Middle School | 12801 L St | Omaha | NE | 68137-2020 | Douglas | NE41645 | Active | 378677 | 2021 | Lochinvar | FTVT - Firetube Vertical TB | Boiler Room | HWHT - Hot Water Heat | 1/31/2027
Central Middle School | 12801 L St | Omaha | NE | 68137-2020 | Douglas | NE43423 | Active | 136030 | 2020 | Cleveland Range | FT - Firetube Boiler | KITCHEN | 0021 - Steam Supp Cooker/Kettle | 1/31/2027
Sterling Ridge Office Building | 12801 Pierce St | Omaha | NE | 68144 | Douglas | NE27697 | Active | 410664 | 2017 | Sermeta/Lochinvar | COND - Condenser | Garage | GLFH - Glycol Floor Heat System | 9/30/2026
CHI-McAuley Fogelstrom Ctr | 12809 W Dodge Rd | Omaha | NE | 68154-2155 | Douglas | NE03471 | Scrapped/Junked | 71834 | 1989 | Raytherm/Raypak |  | Blr Rm |  | 10/31/2004
CHI-McAuley Fogelstrom Ctr | 12809 W Dodge Rd | Omaha | NE | 68154-2155 | Douglas | NE11333 | Scrapped/Junked | 1894 | 2004 | Raypak | CPFT - Horiz Cpr Fin Boiler | BASEMENT MECH ROOM | HWHT - Hot Water Heat | 10/31/2017
CHI-McAuley Fogelstrom Ctr | 12809 W Dodge Rd | Omaha | NE | 68154-2155 | Douglas | NE25969 | Active | 136575 | 2013 | Centauri Boilers | FTUT - Firetube U-Tube Vert | Boiler Room | HWHT - Hot Water Heat | 10/31/2026
CHI-McAuley Fogelstrom Ctr | 12809 W Dodge Rd | Omaha | NE | 68154-2155 | Douglas | NE27159 | Active | 79297 | 2017 | Aerco | FT - Firetube Boiler | Boiler Room | HWHT - Hot Water Heat | 10/31/2026
Millard Manor Apartments | 12835 Deauville Dr | Omaha | NE | 68137-3250 | Douglas | NE15915 | Out of Service | 26086 | 1989 | BRYA | WT - Water Tube Boiler | BLR RM 3RD FLR | HWHT - Hot Water Heat | 10/31/2011
Millard Manor Apartments | 12835 Deauville Dr | Omaha | NE | 68137-3250 | Douglas | NE18915 | Exempt 1999 LB-66 |  | 1989 | A. O. Smith | AHWH - ANSI/Fired Water Htr | TELEPHONE RM | HWSD - Hot Water Dom/Potable | 10/31/1999
Millard Manor Apartments | 12835 Deauville Dr | Omaha | NE | 68137-3250 | Douglas | NE18916 | Exempt 1999 LB-66 |  | 1989 | A. O. Smith | AHWH - ANSI/Fired Water Htr | TELEPHONE RM | HWSD - Hot Water Dom/Potable | 10/31/1999
Millard Manor Apartments | 12835 Deauville Dr | Omaha | NE | 68137-3250 | Douglas | NE18917 | Exempt 1999 LB-66 |  | 1989 | AO SMITH | AHWH - ANSI/Fired Water Htr | TELEPHONE RM | HWSD - Hot Water Dom/Potable | 10/31/1999
Millard Manor Apartments | 12835 Deauville Dr | Omaha | NE | 68137-3250 | Douglas | NE22753 | Active | 160645 | 2011 | camus hydronics | WT - Water Tube Boiler | 3rd Fl equip room | HWHT - Hot Water Heat | 10/31/2026
Millard Good Samaritan | 12856 Deauville Dr | Omaha | NE | 68137-3204 | Douglas | NE02410 | Scrapped/Junked | 74343 | 2003 | AOSM | CHWH - ASME/Fired Water Heater | BOILER ROOM | HWSD - Hot Water Dom/Potable | 10/31/2015
Millard Good Samaritan | 12856 Deauville Dr | Omaha | NE | 68137-3204 | Douglas | NE02411 | Scrapped/Junked | 73536 | 2002 | AO SMITH | CHWH - ASME/Fired Water Heater | BOILER ROOM | HWSD - Hot Water Dom/Potable | 10/31/2008
Millard Good Samaritan | 12856 Deauville Dr | Omaha | NE | 68137-3204 | Douglas | NE05231 | Scrapped/Junked | 21422 | 1993 | AO SMITH | CHWH - ASME/Fired Water Heater | BOILER ROOM | HWSD - Hot Water Dom/Potable | 10/31/2003
Millard Good Samaritan | 12856 Deauville Dr | Omaha | NE | 68137-3204 | Douglas | NE05314 | Scrapped/Junked | 12534 | 1991 | AO SMITH | CHWH - ASME/Fired Water Heater | BOILER ROOM | HWSD - Hot Water Dom/Potable | 10/31/2003
Millard Good Samaritan | 12856 Deauville Dr | Omaha | NE | 68137-3204 | Douglas | NE08482 | Active | 12472 | 2001 | Triad Boiler | FTVT - Firetube Vertical TB | BOILER ROOM | HWHT - Hot Water Heat | 10/31/2026
Millard Good Samaritan | 12856 Deauville Dr | Omaha | NE | 68137-3204 | Douglas | NE08483 | Active | 12473 | 2001 | Triad Boiler | FT - Firetube Boiler | BOILER ROOM | HWHT - Hot Water Heat | 10/31/2026
Millard Good Samaritan | 12856 Deauville Dr | Omaha | NE | 68137-3204 | Douglas | NE12607 | Scrapped/Junked | 125644 | 2008 | AOSM | CHWH - ASME/Fired Water Heater | BOILER ROOM | HWDP - Hotwater Heat & Dom Supply | 10/31/2013
Millard Good Samaritan | 12856 Deauville Dr | Omaha | NE | 68137-3204 | Douglas | NE15913 | Scrapped/Junked |  | 1980 | PEERLESS HEATER COMPANY |  | BOILER ROOM | HWHT - Hot Water Heat | 10/31/2000
Millard Good Samaritan | 12856 Deauville Dr | Omaha | NE | 68137-3204 | Douglas | NE22751 | Active | 17737 | 2012 | Noritz | CHWH - ASME/Fired Water Heater | utility closet | HWDP - Hotwater Heat & Dom Supply | 10/31/2026
Millard Good Samaritan | 12856 Deauville Dr | Omaha | NE | 68137-3204 | Douglas | NE22752 | Active | 17729 | 2012 | Noritz | CHWH - ASME/Fired Water Heater | utility closet | HWDP - Hotwater Heat & Dom Supply | 10/31/2026
Millard Good Samaritan | 12856 Deauville Dr | Omaha | NE | 68137-3204 | Douglas | NE24427 | Scrapped/Junked | 61307 | 1992 | RHEEM MANUFACTURING CO | CHWH - ASME/Fired Water Heater | LAUNDRY | HWSD - Hot Water Dom/Potable | 10/31/2003
Millard Good Samaritan | 12856 Deauville Dr | Omaha | NE | 68137-3204 | Douglas | NE24428 | Scrapped/Junked | 64496 | 1992 | RHEEM MANUFACTURING CO | CHWH - ASME/Fired Water Heater | LAUNDRY AREA | HWSD - Hot Water Dom/Potable | 10/31/2003
Millard Good Samaritan | 12856 Deauville Dr | Omaha | NE | 68137-3204 | Douglas | NE24894 | Scrapped/Junked | 173504 | 2013 | AO SMITH | CHWH - ASME/Fired Water Heater | Boiler room | HWSD - Hot Water Dom/Potable | 10/31/2019
Millard Good Samaritan | 12856 Deauville Dr | Omaha | NE | 68137-3204 | Douglas | NE25788 | Scrapped/Junked | 202448 | 2015 | AO SMITH | CHWH - ASME/Fired Water Heater | boiler room | HWDP - Hotwater Heat & Dom Supply | 10/31/2020
Millard Good Samaritan | 12856 Deauville Dr | Omaha | NE | 68137-3204 | Douglas | NE28016 | Active | 237448 | 2018 | AO SMITH | CHWH - ASME/Fired Water Heater | equip room | HWSD - Hot Water Dom/Potable | 10/31/2026
Millard Good Samaritan | 12856 Deauville Dr | Omaha | NE | 68137-3204 | Douglas | NE28993 | Active | 275789 | 2020 | AO SMITH | CHWH - ASME/Fired Water Heater | mech room | HWDP - Hotwater Heat & Dom Supply | 10/31/2026
ST BARNABAS PARISH | 129 N 40th St | Omaha | NE | 68131-2356 | Douglas | NE09123 | Scrapped/Junked |  | 1947 | NATIONAL RADIATOR |  | BOILER ROOM | STHT - Steam-Heat | 3/31/2004
Lockwood Development | 12910 Pierce St | Omaha | NE | 68144-1105 | Douglas | NE24841 | Active | 271066 | 2013 | Giannoni France, SAS | WT - Water Tube Boiler | Mechanical Room/Garage | HWHS - Hotwater Heat Sidewalks | 4/30/2027
CARLOS O'KELLYS | 12930 W Maple Rd | Omaha | NE | 68164-1873 | Douglas | NE21812 | Scrapped/Junked | 57778 | 1997 | STATE INDUSTRIES | CHWH - ASME/Fired Water Heater | EQUIP ROOM | HWSD - Hot Water Dom/Potable | 11/30/2005
CLF Landmark Omaha LLC | 1299 Farnam St | Omaha | NE | 68102-1880 | Douglas | NE16812 | Scrapped/Junked | 19534 | 1990 | Burnham | FTSM - FTS Marine Dry Back | Boiler Room | HWHT - Hot Water Heat | 10/31/2021
CLF Landmark Omaha LLC | 1299 Farnam St | Omaha | NE | 68102-1880 | Douglas | NE16813 | Scrapped/Junked | 19533 | 1990 | Burnham | FTSM - FTS Marine Dry Back | Boiler Room | HWHT - Hot Water Heat | 10/31/2021
CLF Landmark Omaha LLC | 1299 Farnam St | Omaha | NE | 68102-1880 | Douglas | NE29019 | Out of Service | 59269 | 2019 | Lattner Boiler Co | ELBL - Electric Boiler | Basement | PROC - Process Steam | 8/31/2025
CLF Landmark Omaha LLC | 1299 Farnam St | Omaha | NE | 68102-1880 | Douglas | NE29020 | Out of Service | 58944 | 2019 | Lattner Boiler Co | ELBL - Electric Boiler | Basement | PROC - Process Steam | 8/31/2025
Target | 12990 W Center Rd | Omaha | NE | 68144-3743 | Douglas | NE14804 | Scrapped/Junked | 29673 | 1977 | Kewannee | FT - Firetube Boiler | Boiler Room |  | 8/31/2004
Target | 12990 W Center Rd | Omaha | NE | 68144-3743 | Douglas | NE14805 | Scrapped/Junked | 29681 | 1977 | Kewannee | FT - Firetube Boiler | Boiler Room |  | 8/31/2004
Santa Monica Center | 130 N 39th St | Omaha | NE | 68131-2307 | Douglas | NE04451 | Active | na | 1987 | PEER | CI - Cast Iron | BOILER ROOM | HWHT - Hot Water Heat | 1/31/2027
Candlewood Suites | 13003 I St | Omaha | NE | 68137 | Douglas | NE26663 | Active | 147331 | 2016 | RHEEM | CHWH - ASME/Fired Water Heater | 1st floor Plumbing Mechanical room | HWSD - Hot Water Dom/Potable | 3/31/2025
Candlewood Suites | 13003 I St | Omaha | NE | 68137 | Douglas | NE26664 | Active | 143027 | 2016 | RHEEM | CHWH - ASME/Fired Water Heater | 1st floor water room | HWSD - Hot Water Dom/Potable | 3/31/2025
Candlewood Suites | 13003 I St | Omaha | NE | 68137 | Douglas | NE26665 | Active | 146228 | 2016 | RHEEM | CHWH - ASME/Fired Water Heater | 1st floor water room | HWSD - Hot Water Dom/Potable | 3/31/2025
Candlewood Suites | 13003 I St | Omaha | NE | 68137 | Douglas | NE26666 | Active | 147263 | 2016 | RHEEM | CHWH - ASME/Fired Water Heater | 1st floor water room | HWSD - Hot Water Dom/Potable | 3/31/2025
Old Market Carwash | 1301 Jones St | Omaha | NE | 68102-3242 | Douglas | NE08457 | Out of Service | 183394 | 2001 | RAYP | CPFT - Horiz Cpr Fin Boiler | EQUIPMENT ROOM | HWHT - Hot Water Heat | 8/31/2010
Hot Shops Art Center | 1301 Nicholas St | Omaha | NE | 68102-4212 | Douglas | NE16013 | Active | 39445 | 1980 | Kewanee | FTFB - Firetube-Firebox Boiler | BOILER ROOM | STHT - Steam-Heat | 9/30/2026
League of Human Dignity | 1301 S 75th St | Omaha | NE | 68124-1602 | Douglas | NE17781 | Active | 123543 | 2009 | GIANNONI | WT - Water Tube Boiler | basement | GLYC - Glycol Bldg Heat Sys | 9/30/2026
Puritan Manufacturing Inc | 1301 Willis Ave | Omaha | NE | 68110-2542 | Douglas | NE16471 | Scrapped/Junked | n/a | 1950 | Kewanee | FTFB - Firetube-Firebox Boiler | 1ST FLOOR | HWHT - Hot Water Heat | 2/28/2019
Pacific Garden Apartments | 1301-03 Marbee Cir Unit #22 | Omaha | NE | 68124-1688 | Douglas | NE07314 | Inactive | n/a | 2005 | Burnham | CI - Cast Iron | EQUIP ROOM | HWHT - Hot Water Heat | 11/30/2018
PACIFIC GARDEN APARTMENTS | 1301-03 MARBEE DR | OMAHA | NE | 68124-1688 | Douglas | NE14513 | Scrapped/Junked |  | 1956 | NATIONAL CRANE |  |  | HWHT - Hot Water Heat | 11/30/2005
Southwest YMCA | 13010 Atwood Ave | Omaha | NE | 68144-3721 | Douglas | NE05790 | Scrapped/Junked | 142113 | 1977 | RAYPAK INC, CALIFORNIA | CPFT - Horiz Cpr Fin Boiler |  | IPHT - Indoor Pool Heater | N/A
Southwest YMCA | 13010 Atwood Ave | Omaha | NE | 68144-3721 | Douglas | NE06172 | Scrapped/Junked | 175696 | 2005 | Lochinvar | CPFH - Copper Fin Water Heater | BASEMENT | IPHT - Indoor Pool Heater | 12/31/2015
Southwest YMCA | 13010 Atwood Ave | Omaha | NE | 68144-3721 | Douglas | NE08570 | Scrapped/Junked | 54529 | 2000 | AOSM | CHWH - ASME/Fired Water Heater | BOILER ROOM | HWSD - Hot Water Dom/Potable | 12/31/2014
Southwest YMCA | 13010 Atwood Ave | Omaha | NE | 68144-3721 | Douglas | NE18335 | Scrapped/Junked | 33565 | 1979 | Kewanee | FTFB - Firetube-Firebox Boiler | BOILER ROOM | HWHT - Hot Water Heat | 12/31/2019
Southwest YMCA | 13010 Atwood Ave | Omaha | NE | 68144-3721 | Douglas | NE18336 | Scrapped/Junked | 25922 | 1994 | AO SMITH | CHWH - ASME/Fired Water Heater | BOILER ROOM | HWSD - Hot Water Dom/Potable | 6/30/2000
Southwest YMCA | 13010 Atwood Ave | Omaha | NE | 68144-3721 | Douglas | NE24730 | Scrapped/Junked | 14211 | 1997 | RAYPAK INC, CALIFORNIA | CPFH - Copper Fin Water Heater | BASEMENT | HWSD - Hot Water Dom/Potable | 6/30/2005
Southwest YMCA | 13010 Atwood Ave | Omaha | NE | 68144-3721 | Douglas | NE26645 | Scrapped/Junked | 278185 | 2015 | Lochinvar | CPPH - Ansi Cpr Fin Pool Heater | pool area | IPHT - Indoor Pool Heater | 12/31/2025
Southwest YMCA | 13010 Atwood Ave | Omaha | NE | 68144-3721 | Douglas | NE42122 | Active | 394166 | 2022 | Lochinvar | WT - Water Tube Boiler | Mech Room | IPHT - Indoor Pool Heater | 10/31/2025
DaVita | 13014 W Dodge Rd | Omaha | NE | 68154-2148 | Douglas | NE12551 | Scrapped/Junked | 123709 | 2008 | AO SMITH | CHWH - ASME/Fired Water Heater | EQUIP ROOM | HWSD - Hot Water Dom/Potable | 3/31/2016
DaVita | 13014 W Dodge Rd | Omaha | NE | 68154-2148 | Douglas | NE26249 | Active | 207566 | 2015 | AO SMITH | CHWH - ASME/Fired Water Heater | EQUIP ROOM | HWSD - Hot Water Dom/Potable | 2/28/2028
Chili's #0915 - Omaha | 13015 Birch Dr | Omaha | NE | 68164-4211 | Douglas | NE06170 | Scrapped/Junked | 64598 | 2004 | BRDW | CHWH - ASME/Fired Water Heater | EQUIPMENT ROOM | HWSD - Hot Water Dom/Potable | 7/31/2009
Chili's #0915 - Omaha | 13015 Birch Dr | Omaha | NE | 68164-4211 | Douglas | NE18900 | Scrapped/Junked | 79881 | 2008 | Bradford White | CHWH - ASME/Fired Water Heater | Equipment Room | HWSD - Hot Water Dom/Potable | 12/31/2012
Chili's #0915 - Omaha | 13015 Birch Dr | Omaha | NE | 68164-4211 | Douglas | NE21864 | Scrapped/Junked | 40890 | 1997 | AO SMITH | CHWH - ASME/Fired Water Heater | EQUIP ROOM | HWSD - Hot Water Dom/Potable | 2/28/2005
Pacific Garden Apartments | 1302-04 Marbee Dr | Omaha | NE | 68124-1679 | Douglas | NE07309 | Out of Service | n/a | 2003 | Burnham | CI - Cast Iron | EQUIP ROOM | HWHT - Hot Water Heat | 11/30/2019
PACIFIC GARDEN APARTMENTS | 1302-04 MARBEE DR | OMAHA | NE | 68124-1679 | Douglas | NE12000 | Scrapped/Junked |  | 1956 | NATIONAL CRANE |  | UNIT 9 | HWHT - Hot Water Heat | 11/30/2003
Lexus Of Omaha | 13025 W Dodge Rd | Omaha | NE | 68154-2147 | Douglas | NE05666 | Scrapped/Junked | 35424 | 1990 | STAT | CHWH - ASME/Fired Water Heater |  | HWSD - Hot Water Dom/Potable | 2/28/2010
Lexus Of Omaha | 13025 W Dodge Rd | Omaha | NE | 68154-2147 | Douglas | NE09585 | Scrapped/Junked | 188057 | 2001 | RAYP | CPFT - Horiz Cpr Fin Boiler | EQUIPMENT ROOM | HWHF - Hot Water Heat-Floor | 3/31/2003
Lexus Of Omaha | 13025 W Dodge Rd | Omaha | NE | 68154-2147 | Douglas | NE23971 | Active | 244808 | 2012 | Giannoni France | WT - Water Tube Boiler | mech room | GLFH - Glycol Floor Heat System | 1/31/2027
Lexus Of Omaha | 13025 W Dodge Rd | Omaha | NE | 68154-2147 | Douglas | NE23972 | Active | 244813 | 2012 | Giannoni France | WT - Water Tube Boiler | mech room | GLFH - Glycol Floor Heat System | 1/31/2026
Linkendin | 13033 Pierce St | Omaha | NE | 68144-1103 | Douglas | NE41220 | Active | 152214 | 2021 | PVI Industries | CHWH - ASME/Fired Water Heater | Kitchen | HWSD - Hot Water Dom/Potable | 10/31/2026
Linkendin | 13033 Pierce St | Omaha | NE | 68144-1103 | Douglas | NE41221 | Active | 152213 | 2021 | PVI Industries | CHWH - ASME/Fired Water Heater | Kitchen | HWSD - Hot Water Dom/Potable | 10/31/2026
Linkendin | 13033 Pierce St | Omaha | NE | 68144-1103 | Douglas | NE41222 | Active | 344569 | 2019 | Lochinvar | WT - Water Tube Boiler | garage | GLFH - Glycol Floor Heat System | 10/31/2026
QUALITY PORK INTERN'TL | 13035 Renfro Cir | Omaha | NE | 68137-3118 | Douglas | NE16014 | Inactive | 100191 | 1988 | RAYPAK INC, CALIFORNIA | WT - Water Tube Boiler | PLANT | HWHT - Hot Water Heat | 4/30/1997
Lineage Logistics Inc. | 13039 Renfro Cir | Omaha | NE | 68137-3118 | Douglas | NEW | Exempt | 4907 | 1990 | Fes | UFPV - Unfired Pressure Vessel | Engine Room | 0045 - Ammonia Sys/Oil Separator | 8/26/2014
Lineage Logistics Inc. | 13039 Renfro Cir | Omaha | NE | 68137-3118 | Douglas | NEW | Exempt | 4827 | 1990 | Fes | UFPV - Unfired Pressure Vessel | Engine Room | 0045 - Ammonia Sys/Oil Separator | 8/26/2014
Lineage Logistics Inc. | 13039 Renfro Cir | Omaha | NE | 68137-3118 | Douglas | NEW | Exempt | 4454 | 1989 | Fes | UFPV - Unfired Pressure Vessel | Engine Room | 0045 - Ammonia Sys/Oil Separator | 8/26/2014
Lineage Logistics Inc. | 13039 Renfro Cir | Omaha | NE | 68137-3118 | Douglas | NEW | Exempt | 3064 | 1990 | RV&S Corp | UFPV - Unfired Pressure Vessel | Engine Room | 0017 - Ammonia Receiver | 8/26/2014
Lineage Logistics Inc. | 13039 Renfro Cir | Omaha | NE | 68137-3118 | Douglas | NEW | Exempt | 3067 | 1990 | RV&S Corp | UFPV - Unfired Pressure Vessel | Outside Engine Room | 0017 - Ammonia Receiver | 8/26/2014
Lineage Logistics Inc. | 13039 Renfro Cir | Omaha | NE | 68137-3118 | Douglas | NEW | Exempt | 11245 | 1998 | RV&S Corp | UFPV - Unfired Pressure Vessel | Engine Room | 0017 - Ammonia Receiver | 8/26/2014
1305 House/office | 1305 S 90th St | Omaha | NE | 68124-1203 | Douglas | NE34032 | Scrapped/Junked | n/a | 1987 | WEIL MCLAIN | CI - Cast Iron | basement | HWHT - Hot Water Heat | 1/31/2026
CAMELOT VILLAGE APTS | 13057 W Center Rd | Omaha | NE | 68144-3748 | Douglas | NE22938 | Exempt 1999 LB-66 |  | 1976 | RUUD | AHWH - ANSI/Fired Water Htr | BLDGE 2020 | HWSD - Hot Water Dom/Potable | 2/29/2000
CAMELOT VILLAGE APTS | 13057 W Center Rd | Omaha | NE | 68144-3748 | Douglas | NE22939 | Exempt 1999 LB-66 |  | 1982 | RUUD | AHWH - ANSI/Fired Water Htr | BLDGE 2020 | HWSD - Hot Water Dom/Potable | 2/29/2000
CAMELOT VILLAGE APTS | 13057 W Center Rd | Omaha | NE | 68144-3748 | Douglas | NE22940 | Exempt 1999 LB-66 |  | 1985 | STATE INDUSTRIES | AHWH - ANSI/Fired Water Htr | BLDGE 2235 | HWSD - Hot Water Dom/Potable | 2/29/2000
CAMELOT VILLAGE APTS | 13057 W Center Rd | Omaha | NE | 68144-3748 | Douglas | NE22942 | Exempt 1999 LB-66 |  | 1994 | AO SMITH | AHWH - ANSI/Fired Water Htr | BLDGE 2215 | HWSD - Hot Water Dom/Potable | 2/29/2000
CAMELOT VILLAGE APTS | 13057 W Center Rd | Omaha | NE | 68144-3748 | Douglas | NE22944 | Exempt 1999 LB-66 |  | 1976 | RHEEM MANUFACTURING CO | AHWH - ANSI/Fired Water Htr | BLDG 2120 | HWSD - Hot Water Dom/Potable | 2/29/2000
CAMELOT VILLAGE APTS | 13057 W Center Rd | Omaha | NE | 68144-3748 | Douglas | NE22946 | Exempt 1999 LB-66 |  | 1996 | RHEEM MANUFACTURING CO | AHWH - ANSI/Fired Water Htr | BLDG 2220 | HWSD - Hot Water Dom/Potable | 2/29/2000
CAMELOT VILLAGE APTS | 13057 W Center Rd | Omaha | NE | 68144-3748 | Douglas | NE22947 | Exempt 1999 LB-66 |  | 1987 | AO SMITH | AHWH - ANSI/Fired Water Htr | BLDG 2220 | HWSD - Hot Water Dom/Potable | 2/29/2000
CAMELOT VILLAGE APTS | 13057 W Center Rd | Omaha | NE | 68144-3748 | Douglas | NE22948 | Exempt 1999 LB-66 |  | 1988 | RUUD | AHWH - ANSI/Fired Water Htr | BLDG 2340 | HWSD - Hot Water Dom/Potable | 2/29/2000
CAMELOT VILLAGE APTS | 13057 W Center Rd | Omaha | NE | 68144-3748 | Douglas | NE22949 | Exempt 1999 LB-66 |  | 1988 | BRADFORD-WHITE | AHWH - ANSI/Fired Water Htr | BLDG 2340 | HWSD - Hot Water Dom/Potable | 2/29/2000
CAMELOT VILLAGE APTS | 13057 W Center Rd | Omaha | NE | 68144-3748 | Douglas | NE22950 | Exempt 1999 LB-66 |  | 1994 | STATE INDUSTRIES | AHWH - ANSI/Fired Water Htr | BLDG 9261 | HWSD - Hot Water Dom/Potable | 2/29/2000
CAMELOT VILLAGE APTS | 13057 W Center Rd | Omaha | NE | 68144-3748 | Douglas | NE22951 | Exempt 1999 LB-66 |  | 1994 | STATE INDUSTRIES | AHWH - ANSI/Fired Water Htr | BLDG 9261 | HWSD - Hot Water Dom/Potable | 2/29/2000
CAMELOT VILLAGE APTS | 13057 W Center Rd | Omaha | NE | 68144-3748 | Douglas | NE22952 | Exempt 1999 LB-66 |  | 1993 | MOR FLO | AHWH - ANSI/Fired Water Htr | BLDG 9255 | HWSD - Hot Water Dom/Potable | 2/29/2000
CAMELOT VILLAGE APTS | 13057 W Center Rd | Omaha | NE | 68144-3748 | Douglas | NE22953 | Exempt 1999 LB-66 |  | 1990 | MOR FLO | AHWH - ANSI/Fired Water Htr | BLDG 9255 | HWSD - Hot Water Dom/Potable | 2/29/2000
CAMELOT VILLAGE APTS | 13057 W Center Rd | Omaha | NE | 68144-3748 | Douglas | NE22954 | Exempt 1999 LB-66 |  | 1989 | AO SMITH | AHWH - ANSI/Fired Water Htr | BLDG 2360 | HWSD - Hot Water Dom/Potable | 2/29/2000
CAMELOT VILLAGE APTS | 13057 W Center Rd | Omaha | NE | 68144-3748 | Douglas | NE22955 | Exempt 1999 LB-66 |  | 1989 | BRADFORD-WHITE | AHWH - ANSI/Fired Water Htr | BLDG 2360 | HWSD - Hot Water Dom/Potable | 2/29/2000
CAMELOT VILLAGE APTS | 13057 W Center Rd | Omaha | NE | 68144-3748 | Douglas | NE22956 | Exempt 1999 LB-66 |  | 1988 | RUUD | AHWH - ANSI/Fired Water Htr | BLDG 2506 | HWSD - Hot Water Dom/Potable | 2/29/2000
CAMELOT VILLAGE APTS | 13057 W Center Rd | Omaha | NE | 68144-3748 | Douglas | NE22957 | Exempt 1999 LB-66 |  | 1991 | AO SMITH | AHWH - ANSI/Fired Water Htr | BLDG 2506 | HWSD - Hot Water Dom/Potable | 2/29/2000
CAMELOT VILLAGE APTS | 13057 W Center Rd | Omaha | NE | 68144-3748 | Douglas | NE22958 | Exempt 1999 LB-66 |  | 1988 | RUUD | AHWH - ANSI/Fired Water Htr | BLDG 2515 | HWSD - Hot Water Dom/Potable | 2/29/2000
CAMELOT VILLAGE APTS | 13057 W Center Rd | Omaha | NE | 68144-3748 | Douglas | NE22959 | Exempt 1999 LB-66 |  | 1988 | RUUD | AHWH - ANSI/Fired Water Htr | BLDG 2515 | HWSD - Hot Water Dom/Potable | 2/29/2000
CAMELOT VILLAGE APTS | 13057 W Center Rd | Omaha | NE | 68144-3748 | Douglas | NE22960 | Exempt 1999 LB-66 |  | 1997 | STATE INDUSTRIES | AHWH - ANSI/Fired Water Htr | BLDG 2425 | HWSD - Hot Water Dom/Potable | 2/29/2000
CAMELOT VILLAGE APTS | 13057 W Center Rd | Omaha | NE | 68144-3748 | Douglas | NE22961 | Exempt 1999 LB-66 |  | 1997 | STATE INDUSTRIES | AHWH - ANSI/Fired Water Htr | BLDG 2425 | HWSD - Hot Water Dom/Potable | 2/29/2000
CAMELOT VILLAGE APTS | 13057 W Center Rd | Omaha | NE | 68144-3748 | Douglas | NE22962 | Exempt 1999 LB-66 |  | 1998 | RUUD | AHWH - ANSI/Fired Water Htr | BLDG 2405 | HWSD - Hot Water Dom/Potable | 2/29/2000
CAMELOT VILLAGE APTS | 13057 W Center Rd | Omaha | NE | 68144-3748 | Douglas | NE22963 | Exempt 1999 LB-66 |  | 1992 | STATE INDUSTRIES | AHWH - ANSI/Fired Water Htr | BLDG 2411 | HWSD - Hot Water Dom/Potable | 2/29/2000
CAMELOT VILLAGE APTS | 13057 W Center Rd | Omaha | NE | 68144-3748 | Douglas | NE22964 | Exempt 1999 LB-66 |  | 1992 | AO SMITH | AHWH - ANSI/Fired Water Htr | BLDG 2411 | HWSD - Hot Water Dom/Potable | 2/29/2000
CAMELOT VILLAGE APTS | 13057 W Center Rd | Omaha | NE | 68144-3748 | Douglas | NE24731 | Exempt 1999 LB-66 |  | 1998 | STATE INDUSTRIES | AHWH - ANSI/Fired Water Htr | BLDG 2120 | HWSD - Hot Water Dom/Potable | 2/29/2000
CAMELOT VILLAGE APTS | 13057 W Center Rd | Omaha | NE | 68144-3748 | Douglas | NE24732 | Exempt 1999 LB-66 |  | 1999 | STATE INDUSTRIES | AHWH - ANSI/Fired Water Htr | BLDG 2235 | HWSD - Hot Water Dom/Potable | 2/29/2000
CAMELOT VILLAGE APTS | 13057 W Center Rd | Omaha | NE | 68144-3748 | Douglas | NE24733 | Exempt 1999 LB-66 |  | 1998 | STATE INDUSTRIES | AHWH - ANSI/Fired Water Htr | BLDG 2235 | HWSD - Hot Water Dom/Potable | 2/29/2000
J.P. Cooke Company | 1307 Howard St | Omaha | NE | 68102-2820 | Douglas | NE04656 | Scrapped/Junked |  | 1965 | KEWANEE | FTFB - Firetube-Firebox Boiler | BASEMENT | STHT - Steam-Heat | 7/31/2008
J.P. Cooke Company | 1307 Howard St | Omaha | NE | 68102-2820 | Douglas | NE04657 | Scrapped/Junked |  | 1965 | KEWANEE | FTFB - Firetube-Firebox Boiler | BASEMENT | STHT - Steam-Heat | 7/31/2008
J.P. Cooke Company | 1307 Howard St | Omaha | NE | 68102-2820 | Douglas | NE13801 | Active | 17006 | 2008 | Aldrich/LES | FTFB - Firetube-Firebox Boiler | BLRM-BSMT | STHT - Steam-Heat | 1/31/2027
J.P. Cooke Company | 1307 Howard St | Omaha | NE | 68102-2820 | Douglas | NE13802 | Active | 17005 | 2008 | Aldrich/LES | FTFB - Firetube-Firebox Boiler | BLRM-BSMT | STHT - Steam-Heat | 1/31/2027
PACIFIC GARDEN APARTMENTS | 1307-09 MARBEE DR | OMAHA | NE | 68124-1543 | Douglas | NE14514 | Scrapped/Junked |  | 1956 | NATIONAL CRANE |  |  | HWHT - Hot Water Heat | 11/30/2005
Rabe's Quality Meats | 13075 Renfro Cir | Omaha | NE | 68137-3118 | Douglas | NE02293 | Scrapped/Junked | 4548 | 1987 | INDB | FTVT - Firetube Vertical TB | BOILER ROOM | PROC - Process Steam | 1/31/2009
Rabe's Quality Meats | 13075 Renfro Cir | Omaha | NE | 68137-3118 | Douglas | NE12396 | Scrapped/Junked | 4902 | 1998 | Hurst | FTNT - FT Vertical Tubeless | BOILER ROOM | PROC - Process Steam | 1/31/2023
Rabe's Quality Meats | 13075 Renfro Cir | Omaha | NE | 68137-3118 | Douglas | NE12618 | Active | 14422 | 2008 | Hurst | FTVT - Firetube Vertical TB | BOILER ROOM #1 | PROC - Process Steam | 1/31/2027
Rabe's Quality Meats | 13075 Renfro Cir | Omaha | NE | 68137-3118 | Douglas | NE43449 | Active | 26277 | 2023 | Hurst | FTNT - FT Vertical Tubeless | BOILER ROOM | PROC - Process Steam | 1/31/2027
Tyson Omaha Bacon Plant | 13076 Renfro Cir | Omaha | NE | 68137-3119 | Douglas | NE03712 | Active | 3369 | 1978 | Kewanee | FTWB - FTS Marine Wet Back | Boiler Room - D | PROC - Process Steam | 10/31/2026
Tyson Omaha Bacon Plant | 13076 Renfro Cir | Omaha | NE | 68137-3119 | Douglas | NE11519 | Active | 43304 | 1991 | Kewanee | FTWB - FTS Marine Wet Back | Boiler Room - C | PROC - Process Steam | 10/31/2026
Tyson Omaha Bacon Plant | 13076 Renfro Cir | Omaha | NE | 68137-3119 | Douglas | NE13701 | Active | 38949 | 1986 | Kewanee | FTWB - FTS Marine Wet Back | Boiler Room - E | PROC - Process Steam | 10/31/2026
Tyson Omaha Bacon Plant | 13076 Renfro Cir | Omaha | NE | 68137-3119 | Douglas | NE21356 | Active | 3861 | 1997 | Hurst Boiler & Welding | FTWB - FTS Marine Wet Back | Boiler Room - F | PROC - Process Steam | 10/31/2026
Tyson Omaha Bacon Plant | 13076 Renfro Cir | Omaha | NE | 68137-3119 | Douglas | NE22219 | Active | 17084 | 2010 | GEA FES | UFPV - Unfired Pressure Vessel | Compressor Room #2 | 0033 - Oil Seperator | 7/31/2026
Tyson Omaha Bacon Plant | 13076 Renfro Cir | Omaha | NE | 68137-3119 | Douglas | NE22220 | Active | 17081 | 2010 | GEA FES | UFPV - Unfired Pressure Vessel | New Compressor Room #2 | 0033 - Oil Seperator | 7/31/2026
Tyson Omaha Bacon Plant | 13076 Renfro Cir | Omaha | NE | 68137-3119 | Douglas | NE22221 | Active | 17082 | 2010 | GEA FES | UFPV - Unfired Pressure Vessel | Compressor Room #2 | 0033 - Oil Seperator | 7/31/2026
Tyson Omaha Bacon Plant | 13076 Renfro Cir | Omaha | NE | 68137-3119 | Douglas | NE22222 | Active | 10315 | 1998 | Fes | UFPV - Unfired Pressure Vessel | Compressor Room #1 | 0033 - Oil Seperator | 7/31/2026
Tyson Omaha Bacon Plant | 13076 Renfro Cir | Omaha | NE | 68137-3119 | Douglas | NE22223 | Active | 10477 | 1998 | Fes | UFPV - Unfired Pressure Vessel | Compressor Room #1 | 0033 - Oil Seperator | 7/31/2026
Tyson Omaha Bacon Plant | 13076 Renfro Cir | Omaha | NE | 68137-3119 | Douglas | NE22224 | Active | 10314 | 1998 | Fes | UFPV - Unfired Pressure Vessel | Compressor Room #1 | 0033 - Oil Seperator | 7/31/2026
Tyson Omaha Bacon Plant | 13076 Renfro Cir | Omaha | NE | 68137-3119 | Douglas | NE22225 | Active | 9637 | 1997 | Fes | UFPV - Unfired Pressure Vessel | Compressor Room #1 | 0033 - Oil Seperator | 7/31/2026
Tyson Omaha Bacon Plant | 13076 Renfro Cir | Omaha | NE | 68137-3119 | Douglas | NE22726 | Active | 3097 | 1987 | Fes | UFPV - Unfired Pressure Vessel | Compressor Room #1 | 0033 - Oil Seperator | 7/31/2026
Tyson Omaha Bacon Plant | 13076 Renfro Cir | Omaha | NE | 68137-3119 | Douglas | NE24904 | Active | 5418 | 1998 | Hurst Boiler & Welding | FTWB - FTS Marine Wet Back | Boiler Room - G | PROC - Process Steam | 10/31/2026
Tudor Arms Apartments | 131 S 39th St | Omaha | NE | 68131-3035 | Douglas | NE02269 | Scrapped/Junked |  | 1987 | RHEEM MANUFACTURING CO | AHWH - ANSI/Fired Water Htr |  | HWSD - Hot Water Dom/Potable | 8/31/1999
Tudor Arms Apartments | 131 S 39th St | Omaha | NE | 68131-3035 | Douglas | NE04862 | Scrapped/Junked | 8061 | 1990 | Rite | WT - Water Tube Boiler | BOILER ROOM | STHT - Steam-Heat | 3/31/2022
Tudor Arms Apartments | 131 S 39th St | Omaha | NE | 68131-3035 | Douglas | NE24798 | Scrapped/Junked | 48325 | 1998 | AOSM | COBL - Coil Type Boiler | BOILER ROOM | HWSD - Hot Water Dom/Potable | 3/31/2023
Tudor Arms Apartments | 131 S 39th St | Omaha | NE | 68131-3035 | Douglas | NE35319 | Scrapped/Junked |  | 1930 | FROST | FT - Firetube Boiler |  | STHT - Steam-Heat | 8/31/1990
Tudor Arms Apartments | 131 S 39th St | Omaha | NE | 68131-3035 | Douglas | NE42186 | Active | 156190 | 2022 | Columbia | FT - Firetube Boiler | BOILER ROOM | STHT - Steam-Heat | 3/31/2027
Tudor Arms Apartments | 131 S 39th St | Omaha | NE | 68131-3035 | Douglas | NE42187 | Active | 545377 | 2022 | Lochinvar | CHWH - ASME/Fired Water Heater | BOILER ROOM | HWSD - Hot Water Dom/Potable | 3/31/2027
Hamilton Street LLC | 1310 N 29th St | Omaha | NE | 68131-1500 | Douglas | NE16440 | Scrapped/Junked | N/A | 1979 | PEER | CI - Cast Iron | BACK PORCH | HWHT - Hot Water Heat | 2/28/2013
Hamilton Street LLC | 1310 N 29th St | Omaha | NE | 68131-1500 | Douglas | NE16441 | Inactive |  | 1968 | PEERLESS HEATER COMPANY |  | BASEMENT | STHT - Steam-Heat | 10/31/1995
SISTERS OF GOOD SHEPERD | 1310 N 29th St | Omaha | NE | 68131-1500 | Douglas | NE37679 | Inactive |  | 1965 | PEERLESS HEATER COMPANY |  | BOILER ROOM | STHT - Steam-Heat | 1/31/1990
HAMILTON APARTMENTS | 1310 N 49th St | Omaha | NE | 68132-1658 | Douglas | NE21785 | Exempt 1999 LB-66 |  | 1991 | STATE INDUSTRIES | AHWH - ANSI/Fired Water Htr |  | HWSD - Hot Water Dom/Potable | 5/31/2000
HAMILTON APARTMENTS | 1310 N 49th St | Omaha | NE | 68132-1658 | Douglas | NE21786 | Exempt 1999 LB-66 |  | 1982 | RUUD | AHWH - ANSI/Fired Water Htr |  | HWSD - Hot Water Dom/Potable | 5/31/2000
BORDERS BOOKS | 13105 Birch Dr | Omaha | NE | 68164-5222 | Douglas | NE12940 | Exempt 1999 LB-66 |  | 1994 | LOCHINVAR | AHWH - ANSI/Fired Water Htr | KITCHEN | HWSD - Hot Water Dom/Potable | 12/31/1999
Kellom Elementary | 1311 N 24th St | Omaha | NE | 68102-4010 | Douglas | NE28095 | Active | 20284 | 2019 | Aldrich | FT - Firetube Boiler | boiler room | STHT - Steam-Heat | 12/31/2026
Kellom Elementary | 1311 N 24th St | Omaha | NE | 68102-4010 | Douglas | NE31209 | Active | n/a | 1968 | Kewanee | FTFB - Firetube-Firebox Boiler | BOILER ROOM | STHT - Steam-Heat | 12/31/2026
Kellom Elementary | 1311 N 24th St | Omaha | NE | 68102-4010 | Douglas | NE31210 | Scrapped/Junked | n/a | 1968 | Kewanee | FTFB - Firetube-Firebox Boiler | BOILER ROOM | STHT - Steam-Heat | 12/31/2019
Kellom Elementary | 1311 N 24th St | Omaha | NE | 68102-4010 | Douglas | NE31233 | Scrapped/Junked |  | 1975 | Sellers Engineering | FT - Firetube Boiler |  | HWHT - Hot Water Heat | 6/30/2000
Grace UniversityAdminstration Bldg | 1311 S 9th St | Omaha | NE | 68108-3629 | Douglas | NE03970 | Scrapped/Junked | 1090 | 1950 | Cleaver Brooks | FTSM - FTS Marine Dry Back | BOILER ROOM | STHT - Steam-Heat | 9/30/2018
Grace UniversityAdminstration Bldg | 1311 S 9th St | Omaha | NE | 68108-3629 | Douglas | NE23161 | Scrapped/Junked | 310 | 2006 | RUSC | WT - Water Tube Boiler | BOILER ROOM | HWSD - Hot Water Dom/Potable | 9/30/2018
Grace UniversityAdminstration Bldg | 1311 S 9th St | Omaha | NE | 68108-3629 | Douglas | NE25513 | Out of Service | 10645 | 1999 | Aldrich | FTFB - Firetube-Firebox Boiler | BOILER ROOM | STHT - Steam-Heat | 9/30/2018
Grace UniversityAdminstration Bldg | 1311 S 9th St | Omaha | NE | 68108-3629 | Douglas | NE33073 | Inactive |  | 1949 | PACIFIC | FT - Firetube Boiler | ADMIN BLDG. | STHT - Steam-Heat | 7/31/1996
BEBOS | 13110 Birch Dr | Omaha | NE | 68164-4160 | Douglas | NE21733 | Exempt 1999 LB-66 |  | 1996 | AO SMITH | AHWH - ANSI/Fired Water Htr | KITCHEN | HWSD - Hot Water Dom/Potable | 12/31/1999
Old Chicago Restaurant #36 | 13110 Birch Dr Ste 180 | Omaha | NE | 68164-4160 | Douglas | NE13803 | Scrapped/Junked | 130980 | 2008 | AO SMITH | CHWH - ASME/Fired Water Heater | KITCHEN | HWSD - Hot Water Dom/Potable | 8/31/2024
Old Chicago Restaurant #36 | 13110 Birch Dr Ste 180 | Omaha | NE | 68164-4160 | Douglas | NE21729 | Scrapped/Junked | 34872 | 1996 | AOSM | CHWH - ASME/Fired Water Heater | KITCHEN | HWSD - Hot Water Dom/Potable | 12/31/2008
Avidor - Omaha | 13110 Sterling Ridge Dr | Omaha | NE | 68144-1296 | Douglas | NE28855 | Active | 263822 | 2019 | AO SMITH | CHWH - ASME/Fired Water Heater | equip room/garage | HWSD - Hot Water Dom/Potable | 8/31/2026
Avidor - Omaha | 13110 Sterling Ridge Dr | Omaha | NE | 68144-1296 | Douglas | NE28856 | Active | 263982 | 2019 | AO SMITH | CHWH - ASME/Fired Water Heater | equip room/garage | HWSD - Hot Water Dom/Potable | 8/31/2026
Avidor - Omaha | 13110 Sterling Ridge Dr | Omaha | NE | 68144-1296 | Douglas | NE28857 | Active | 263501 | 2019 | AO SMITH | CHWH - ASME/Fired Water Heater | equip room/garage | HWSD - Hot Water Dom/Potable | 8/31/2026
Avidor - Omaha | 13110 Sterling Ridge Dr | Omaha | NE | 68144-1296 | Douglas | NE28858 | Active | 263981 | 2019 | AO SMITH | CHWH - ASME/Fired Water Heater | equip room/garage | HWSD - Hot Water Dom/Potable | 8/31/2026
Congregation Temple Israel | 13111 Sterling Ridge Dr | Omaha | NE | 68144-1206 | Douglas | NE23931 | Active | 173545 | 2012 | AO SMITH | CHWH - ASME/Fired Water Heater | basement | HWSD - Hot Water Dom/Potable | 8/31/2026
Congregation Temple Israel | 13111 Sterling Ridge Dr | Omaha | NE | 68144-1206 | Douglas | NE23932 | Active | 170094 | 2012 | AO SMITH | CHWH - ASME/Fired Water Heater | basement | HWSD - Hot Water Dom/Potable | 8/31/2026
Congregation Temple Israel | 13111 Sterling Ridge Dr | Omaha | NE | 68144-1206 | Douglas | NE23933 | Active | 53419 | 2012 | Lochinvar | WTSS - Watertube SS Steel | basement | HWHT - Hot Water Heat | 8/31/2026
Congregation Temple Israel | 13111 Sterling Ridge Dr | Omaha | NE | 68144-1206 | Douglas | NE23934 | Active | 53506 | 2012 | Lochinvar | WTSS - Watertube SS Steel | basement | HWHT - Hot Water Heat | 8/31/2026
Dundee Creek Apartments | 1312 N 49th Ave | Omaha | NE | 68132-1543 | Douglas | NE12825 | Out of Service | n/a | 1950 | Kewanee | FTFB - Firetube-Firebox Boiler | BASEMENT | HWHT - Hot Water Heat | 3/31/2019
Dundee Creek Apartments | 1312 N 49th Ave | Omaha | NE | 68132-1543 | Douglas | NE27744 | Active | 435007 | 2018 | Sermeta/Lochinvar | FT - Firetube Boiler | basement | HWHT - Hot Water Heat | 12/31/2026
Westbrook Elementary | 1312 Robertson Dr | Omaha | NE | 68114-1520 | Douglas | NE26627 | Active | 73917 | 2016 | Aerco | COND - Condenser | boiler room | HWHT - Hot Water Heat | 7/31/2026
Westbrook Elementary | 1312 Robertson Dr | Omaha | NE | 68114-1520 | Douglas | NE26628 | Active | 73918 | 2016 | Aerco | COND - Condenser | boiler room | HWHT - Hot Water Heat | 7/31/2026
Westbrook Elementary | 1312 Robertson Dr | Omaha | NE | 68114-1520 | Douglas | NE33351 | Scrapped/Junked | n/a | 1959 | Kewanee | FT - Firetube Boiler | BOILER ROOM | STHT - Steam-Heat | 7/31/2016
Westbrook Elementary | 1312 Robertson Dr | Omaha | NE | 68114-1520 | Douglas | NE33352 | Scrapped/Junked | n/a | 1959 | Kewanee | FTSM - FTS Marine Dry Back | BOILER ROOM | STHT - Steam-Heat | 7/31/2016
Bethel Lutheran Church- BMIC #357985 | 1312 S 45th St | Omaha | NE | 68106-2035 | Douglas | NE16442 | Scrapped/Junked | 22481 | 1991 | Lochinvar | CPFT - Horiz Cpr Fin Boiler | BOILER ROOM | HWHT - Hot Water Heat | 11/30/2016
Bethel Lutheran Church- BMIC #357985 | 1312 S 45th St | Omaha | NE | 68106-2035 | Douglas | NE26620 | Active | 278692 | 2015 | Lochinvar | CPFT - Horiz Cpr Fin Boiler | BOILER ROOM | HWHT - Hot Water Heat | 11/30/2026
Centris Federal Credit Union | 13120 Pierce St | Omaha | NE | 68144-1131 | Douglas | NE29003 | Active | 85406 | 2019 | Aerco | FT - Firetube Boiler | penthouse | GLYC - Glycol Bldg Heat Sys | 1/31/2027
Centris Federal Credit Union | 13120 Pierce St | Omaha | NE | 68144-1131 | Douglas | NE29004 | Active | 87907 | 2020 | Aerco | FT - Firetube Boiler | penthouse | GLYC - Glycol Bldg Heat Sys | 1/31/2027
Centris Federal Credit Union | 13120 Pierce St | Omaha | NE | 68144-1131 | Douglas | NE29005 | Active | 85404 | 2019 | Aerco | FT - Firetube Boiler | penthouse | GLYC - Glycol Bldg Heat Sys | 1/31/2027
NE State Office Building | 1313 Farnam St | Omaha | NE | 68102-1881 | Douglas | NE10388 | Scrapped/Junked | 71513 | 2002 | AO SMITH | CHWH - ASME/Fired Water Heater | Boiler Room | HWSD - Hot Water Dom/Potable | 3/31/2022
NE State Office Building | 1313 Farnam St | Omaha | NE | 68102-1881 | Douglas | NE15788 | Active | 17645 | 2009 | Les Inc/Aldrich Co | FTHT - Firetube Horizontal | Boiler Room | HWHT - Hot Water Heat | 3/31/2026
NE State Office Building | 1313 Farnam St | Omaha | NE | 68102-1881 | Douglas | NE15789 | Active | 17644 | 2009 | Les Inc/Aldrich Co | FTHT - Firetube Horizontal | Boiler Room | HWHT - Hot Water Heat | 3/31/2026
NE State Office Building | 1313 Farnam St | Omaha | NE | 68102-1881 | Douglas | NE26254 | Active | 148406 | 2015 | State Industries | ELWH - Electric Water Heater | BOILER RM | HWSD - Hot Water Dom/Potable | 3/31/2026
NE State Office Building | 1313 Farnam St | Omaha | NE | 68102-1881 | Douglas | NE30043 | Scrapped/Junked | 31889 | 1979 | KEWA | FTFB - Firetube-Firebox Boiler | BOILER ROOM | HWHT - Hot Water Heat | 3/31/2010
NE State Office Building | 1313 Farnam St | Omaha | NE | 68102-1881 | Douglas | NE30044 | Active | 31774 | 1978 | Kewanee | FTFB - Firetube-Firebox Boiler | BOILER ROOM | HWHT - Hot Water Heat | 3/31/2026
NE State Office Building | 1313 Farnam St | Omaha | NE | 68102-1881 | Douglas | NE30045 | Scrapped/Junked | 31000 | 1978 | KEWA | FTFB - Firetube-Firebox Boiler | BOILER ROOM | HWHT - Hot Water Heat | 3/31/2010
NE State Office Building | 1313 Farnam St | Omaha | NE | 68102-1881 | Douglas | NE30046 | Scrapped/Junked | 20592 | 1982 | AO SMITH | CHWH - ASME/Fired Water Heater | BOILER ROOM | HWSD - Hot Water Dom/Potable | 12/31/2002
NORMAN RIPS | 1313 Jackson St | Omaha | NE | 68102-2828 | Douglas | NE03441 | Inactive | 12583 | 1980 | BURNHAM COMM/INDUST | FT - Firetube Boiler | BOILER ROOM | STHT - Steam-Heat | 9/30/1993
Grace Abbott Elementary | 1313 N 156th St | Omaha | NE | 68118-2371 | Douglas | NE32806 | Scrapped/Junked | 24814 | 1982 | Teledyne Laars | CPFT - Horiz Cpr Fin Boiler | BOILER ROOM | HWSD - Hot Water Dom/Potable | 7/31/2020
Grace Abbott Elementary | 1313 N 156th St | Omaha | NE | 68118-2371 | Douglas | NE32816 | Scrapped/Junked | 34578 | 1980 | Kewanee | FTFB - Firetube-Firebox Boiler | BOILER ROOM | HWHT - Hot Water Heat | 8/31/2023
Grace Abbott Elementary | 1313 N 156th St | Omaha | NE | 68118-2371 | Douglas | NE32817 | Scrapped/Junked | 34565 | 1980 | Kewanee | FTFB - Firetube-Firebox Boiler | BOILER ROOM | HWHT - Hot Water Heat | 8/31/2023
Grace Abbott Elementary | 1313 N 156th St | Omaha | NE | 68118-2371 | Douglas | NE43413 | Active | 16846 | 2021 | Riello | WT - Water Tube Boiler | Boiler Room | HWHT - Hot Water Heat | 8/31/2026
Grace Abbott Elementary | 1313 N 156th St | Omaha | NE | 68118-2371 | Douglas | NE43414 | Active | 16869 | 2021 | Riello | WT - Water Tube Boiler | Boiler Room | HWHT - Hot Water Heat | 8/31/2026
Grace Abbott Elementary | 1313 N 156th St | Omaha | NE | 68118-2371 | Douglas | NE43415 | Active | 16867 | 2021 | Riello | WT - Water Tube Boiler | Boiler Room | HWHT - Hot Water Heat | 8/31/2026
Grace Abbott Elementary | 1313 N 156th St | Omaha | NE | 68118-2371 | Douglas | NE43416 | Active | 16868 | 2021 | Riello | WT - Water Tube Boiler | Boiler Room | HWHT - Hot Water Heat | 8/31/2026
KELLEY'S HILLTOP LANES | 1313 N 48th Ave | Omaha | NE | 68132-1612 | Douglas | NE07773 | Inactive | 4289 | 1965 | RITE ENGINEERING | WT - Water Tube Boiler | BOILER ROOM | HWHT - Hot Water Heat | 4/30/2006
Elkhorn Valley View Middle School | 1313 S 208th St | Elkhorn | NE | 68022-2022 | Douglas | NE20729 | Active | 129882 | 2010 | PVI Industries | CHWH - ASME/Fired Water Heater | mech room | HWSD - Hot Water Dom/Potable | 7/31/2024
Armbrust Apartments | 1313 S 31st St | Omaha | NE | 68105-2039 | Douglas | NE18097 | Inactive |  | 1994 | PEER | CI - Cast Iron | BASEMENT | STHT - Steam-Heat | 3/31/2009
Pacific Garden Apartments | 1313-1315 Marbee Dr #20 | Omaha | NE | 68124 | Douglas | NE09949 | Inactive | n/a | 2002 | Burnham | CI - Cast Iron | EQUIP ROOM | HWHT - Hot Water Heat | 11/30/2017
Koala Carwash | 13131 Fort St | Omaha | NE | 68164-1602 | Douglas | NE43551 | Active | 299657 | 2021 | AIC GDYNIA | FTVT - Firetube Vertical TB | Mechanical Room | HWFG - Hotwater Heat Floor-Glycl | 7/31/2026
Holiday Inn Express | 13131 I St | Omaha | NE | 68137-1261 | Douglas | NE26358 | Scrapped/Junked | 22698 | 2015 | PENTAIR | WT - Water Tube Boiler | pool area | IPHT - Indoor Pool Heater | 5/31/2019
Holiday Inn Express | 13131 I St | Omaha | NE | 68137-1261 | Douglas | NE28020 | Active | 31805 | 2018 | PENTAIR | WT - Water Tube Boiler | pool area | IPHT - Indoor Pool Heater | 4/30/2027
Homewood Suites | 1314 Cuming St | Omaha | NE | 68102-4414 | Douglas | NE09283 | Scrapped/Junked | 114674 | 2007 | A O Smith | CHWH - ASME/Fired Water Heater | 1ST FL MECH ROOM | HWSD - Hot Water Dom/Potable | 12/31/2023
Homewood Suites | 1314 Cuming St | Omaha | NE | 68102-4414 | Douglas | NE09284 | Scrapped/Junked | 114675 | 2007 | A O Smith | CHWH - ASME/Fired Water Heater | 1ST FL MECH ROOM | HWDP - Hotwater Heat & Dom Supply | 12/31/2012
Homewood Suites | 1314 Cuming St | Omaha | NE | 68102-4414 | Douglas | NE09285 | Scrapped/Junked | 114676 | 2007 | A O Smith | CHWH - ASME/Fired Water Heater | 1ST FL MECH ROOM | HWSD - Hot Water Dom/Potable | 12/31/2023
Homewood Suites | 1314 Cuming St | Omaha | NE | 68102-4414 | Douglas | NE23770 | Scrapped/Junked | 143006 | 2009 | AO SMITH | CHWH - ASME/Fired Water Heater | boiler room | HWDP - Hotwater Heat & Dom Supply | 12/31/2013
Homewood Suites | 1314 Cuming St | Omaha | NE | 68102-4414 | Douglas | NE25983 | Active | 180942 | 2013 | AO SMITH | CHWH - ASME/Fired Water Heater | boiler room | HWDP - Hotwater Heat & Dom Supply | 12/31/2026
Homewood Suites | 1314 Cuming St | Omaha | NE | 68102-4414 | Douglas | NE43030 | Active | 24663 | 2023 | Intellihot | WTHW - Watertube Wtr Heater | Mechanical Room | HWSD - Hot Water Dom/Potable | 12/31/2026
Homewood Suites | 1314 Cuming St | Omaha | NE | 68102-4414 | Douglas | NE43031 | Active | 26501 | 2023 | Intellihot | WTHW - Watertube Wtr Heater | Mechanical Room | HWSD - Hot Water Dom/Potable | 12/31/2026
Douglas Street Office Building | 1314 Douglas St | Omaha | NE | 68102-1939 | Douglas | NE11457 | Scrapped/Junked | 15924 | 1978 | COATES | ELBL - Electric Boiler |  | HWHT - Hot Water Heat | 8/31/1999
Douglas Street Office Building | 1314 Douglas St | Omaha | NE | 68102-1939 | Douglas | NE11458 | Scrapped/Junked | 15925 | 1978 | COATES | ELBL - Electric Boiler |  | HWHT - Hot Water Heat | 8/31/1998
Douglas Street Office Building | 1314 Douglas St | Omaha | NE | 68102-1939 | Douglas | NE16810 | Scrapped/Junked | 35424 | 1978 | PVI INDUSTRIES | ELBL - Electric Boiler |  | HWSD - Hot Water Dom/Potable | 9/30/1999
Douglas Street Office Building | 1314 Douglas St | Omaha | NE | 68102-1939 | Douglas | NE20701 | Scrapped/Junked |  | 1997 | PVI INDUSTRIES | ELBL - Electric Boiler | BASEMENT | HWHT - Hot Water Heat | 10/31/2001
Douglas Street Office Building | 1314 Douglas St | Omaha | NE | 68102-1939 | Douglas | NE20702 | Scrapped/Junked |  | 1997 | PVI INDUSTRIES | ELBL - Electric Boiler | BASEMENT | HWHT - Hot Water Heat | 10/31/2001
Douglas Street Office Building | 1314 Douglas St | Omaha | NE | 68102-1939 | Douglas | NE27174 | Exempt | n/a | 2016 | Lochinvar | COBL - Coil Type Boiler | Penthouse Boiler Room | HWSD - Hot Water Dom/Potable | 9/30/2020
Douglas Street Office Building | 1314 Douglas St | Omaha | NE | 68102-1939 | Douglas | NE40136 | Scrapped/Junked | 9972 | 1998 | Aldrich | FTVT - Firetube Vertical TB | Boiler Room | HWHT - Hot Water Heat | 9/30/2020
Douglas Street Office Building | 1314 Douglas St | Omaha | NE | 68102-1939 | Douglas | NE40137 | Scrapped/Junked | 9941 | 1998 | Aldrich | FTVT - Firetube Vertical TB | Boiler Room | HWHT - Hot Water Heat | 9/30/2020
Douglas Street Office Building | 1314 Douglas St | Omaha | NE | 68102-1939 | Douglas | NE40138 | Scrapped/Junked | 9939 | 1998 | Aldrich | FTVT - Firetube Vertical TB | Boiler Room | HWHS - Hotwater Heat Sidewalks | 9/30/2020
Douglas Street Office Building | 1314 Douglas St | Omaha | NE | 68102-1939 | Douglas | NE42583 | Active | 17006 | 2021 | Riello | WTSS - Watertube SS Steel | Penthouse Boiler Room | HWHT - Hot Water Heat | 2/28/2027
Douglas Street Office Building | 1314 Douglas St | Omaha | NE | 68102-1939 | Douglas | NE42584 | Active | 17020 | 2021 | Riello | WTSS - Watertube SS Steel | Penthouse Boiler Room | HWHT - Hot Water Heat | 2/28/2027
Douglas Street Office Building | 1314 Douglas St | Omaha | NE | 68102-1939 | Douglas | NE42585 | Active | 17025 | 2021 | Riello | WTSS - Watertube SS Steel | Penthouse Boiler Room | HWHT - Hot Water Heat | 2/28/2027
Douglas Street Office Building | 1314 Douglas St | Omaha | NE | 68102-1939 | Douglas | NE42586 | Active | 17045 | 2021 | Riello | WTSS - Watertube SS Steel | Penthouse Boiler Room | HWHT - Hot Water Heat | 2/28/2027
Douglas Street Office Building | 1314 Douglas St | Omaha | NE | 68102-1939 | Douglas | NE42587 | Active | 17052 | 2021 | Riello | WTSS - Watertube SS Steel | Penthouse Boiler Room | HWHT - Hot Water Heat | 2/28/2027
Douglas Street Office Building | 1314 Douglas St | Omaha | NE | 68102-1939 | Douglas | NE42588 | Active | 17017 | 2021 | Riello | WTSS - Watertube SS Steel | Penthouse Boiler Room | HWHT - Hot Water Heat | 2/28/2027
Douglas Street Office Building | 1314 Douglas St | Omaha | NE | 68102-1939 | Douglas | NE42589 | Active | 17018 | 2021 | Riello | WTSS - Watertube SS Steel | Penthouse Boiler Room | HWHT - Hot Water Heat | 2/28/2027
Douglas Street Office Building | 1314 Douglas St | Omaha | NE | 68102-1939 | Douglas | NE42590 | Active | 17019 | 2021 | Riello | WTSS - Watertube SS Steel | Penthouse Boiler Room | HWHT - Hot Water Heat | 2/28/2027
Douglas Street Office Building | 1314 Douglas St | Omaha | NE | 68102-1939 | Douglas | NE42591 | Active | 16685 | 2021 | Riello | WTSS - Watertube SS Steel | Penthouse Boiler Room | HWHT - Hot Water Heat | 2/28/2027
Douglas Street Office Building | 1314 Douglas St | Omaha | NE | 68102-1939 | Douglas | NE42592 | Active | 16783 | 2021 | Riello | WTSS - Watertube SS Steel | Penthouse Boiler Room | HWHT - Hot Water Heat | 2/28/2027
Douglas Street Office Building | 1314 Douglas St | Omaha | NE | 68102-1939 | Douglas | NE42593 | Active | 16788 | 2021 | Riello | WTSS - Watertube SS Steel | Penthouse Boiler Room | HWHT - Hot Water Heat | 2/28/2027
Douglas Street Office Building | 1314 Douglas St | Omaha | NE | 68102-1939 | Douglas | NE42594 | Active | 16784 | 2021 | Riello | WTSS - Watertube SS Steel | Penthouse Boiler Room | HWHT - Hot Water Heat | 2/28/2027
Douglas Street Office Building | 1314 Douglas St | Omaha | NE | 68102-1939 | Douglas | NE42595 | Active | 16681 | 2021 | Riello | WTSS - Watertube SS Steel | Penthouse Boiler Room | HWHT - Hot Water Heat | 2/28/2027
Douglas Street Office Building | 1314 Douglas St | Omaha | NE | 68102-1939 | Douglas | NE42596 | Active | 16679 | 2021 | Riello | WTSS - Watertube SS Steel | Penthouse Boiler Room | HWHT - Hot Water Heat | 2/28/2027
Douglas Street Office Building | 1314 Douglas St | Omaha | NE | 68102-1939 | Douglas | NE42597 | Active | 16682 | 2021 | Riello | WTSS - Watertube SS Steel | Penthouse Boiler Room | HWHT - Hot Water Heat | 2/28/2027
Douglas Street Office Building | 1314 Douglas St | Omaha | NE | 68102-1939 | Douglas | NE42598 | Active | 16683 | 2021 | Riello | WTSS - Watertube SS Steel | Penthouse Boiler Room | HWHT - Hot Water Heat | 2/28/2027
Douglas Street Office Building | 1314 Douglas St | Omaha | NE | 68102-1939 | Douglas | NE42599 | Active | 144775 | 2017 | PVI Industries | ELWH - Electric Water Heater | Dock Mech Room | HWSD - Hot Water Dom/Potable | 2/28/2027
Urbana Aprtments | 1317 Park Ave | Omaha | NE | 68105-2259 | Douglas | NE04046 | Inactive |  | 1974 | Peerless | CI - Cast Iron | Boiler Room | STHT - Steam-Heat | 1/31/2010
Creating Homes Apartments | 132 N 38th Ave | Omaha | NE | 68131-2302 | Douglas | NE19257 | Active | n/a | 1975 | Crane | CI - Cast Iron | BASEMENT | HWHT - Hot Water Heat | 9/30/2020
Creating Homes Apartments | 132 N 38th Ave | Omaha | NE | 68131-2302 | Douglas | NE19287 | Scrapped/Junked |  | 1975 | CRANE |  | BOILER ROOM | HWSD - Hot Water Dom/Potable | 5/31/1997
Sovereign & Sons, LLC | 13205 N 192nd St | Bennington | NE | 68007-6311 | Douglas | NE27410 | Inactive | n/a | 1899 | Locomobile | FT - Firetube Boiler | Garage | STMG - Steam Generator | 5/31/2020
Max I Walkers | 13205 Q St | Omaha | NE | 68137-3114 | Douglas | NE11677 | Scrapped/Junked | 17014 | 1983 | BRYA | WT - Water Tube Boiler | 1ST FLOOR | PROC - Process Steam | 11/30/2006
Max I Walkers | 13205 Q St | Omaha | NE | 68137-3114 | Douglas | NE17755 | Inactive | 1815 | 1989 | WILLIAM & DAVIS | FT - Firetube Boiler | Boiler Room | PROC - Process Steam | 5/31/2021
APPLEBEE'S BAR & GRILL | 13208 W Maple Rd | Omaha | NE | 68164-2416 | Douglas | NE21652 | Scrapped/Junked | 35606 | 1995 | BRADFORD-WHITE | AHWH - ANSI/Fired Water Htr |  | HWSD - Hot Water Dom/Potable | 7/31/2000
Ameritex Services | 1321 S 20th St | Omaha | NE | 68108-3406 | Douglas | NE15432 | Active | 43830 | 1991 | Kewanee | FTSM - FTS Marine Dry Back | Boiler Room | PROC - Process Steam | 3/31/2027
Ameritex Services | 1321 S 20th St | Omaha | NE | 68108-3406 | Douglas | NE20761 | Active | 3196 | 1998 | Cleaver Brooks | FTSM - FTS Marine Dry Back | Boiler room | PROC - Process Steam | 2/28/2027
City of Omaha-Millard Library | 13214 Westwood Ln | Omaha | NE | 68144-3556 | Douglas | NE20709 | Active | 9611 | 1998 | ALES | FTVT - Firetube Vertical TB | BASEMENT | HWHT - Hot Water Heat | 9/30/2026
City of Omaha-Millard Library | 13214 Westwood Ln | Omaha | NE | 68144-3556 | Douglas | NE20710 | Active | 9609 | 1998 | ALES | FTVT - Firetube Vertical TB | BASEMENT | HWHT - Hot Water Heat | 9/30/2026
City of Omaha-Millard Library | 13214 Westwood Ln | Omaha | NE | 68144-3556 | Douglas | NE20711 | Active | 9610 | 1998 | ALES | FTVT - Firetube Vertical TB | BASEMENT | HWHT - Hot Water Heat | 9/30/2026
Aldi Store #42 | 13215 W Center Rd | Omaha | NE | 68144-3466 | Douglas | NE05641 | Exempt 1999 LB-66 |  | 1992 | AO SMITH | AHWH - ANSI/Fired Water Htr |  | HWSD - Hot Water Dom/Potable | 1/31/2000
Aldi Store #42 | 13215 W Center Rd | Omaha | NE | 68144-3466 | Douglas | NE05799 | Exempt 1999 LB-66 |  | 1997 | AO SMITH | AHWH - ANSI/Fired Water Htr |  | HWSD - Hot Water Dom/Potable | 1/31/2000
Aldi Store #42 | 13215 W Center Rd | Omaha | NE | 68144-3466 | Douglas | NE26644 | Scrapped/Junked | 218622 | 2016 | AO SMITH | CHWH - ASME/Fired Water Heater | back room | HWSD - Hot Water Dom/Potable | 1/31/2022
BMO | 13220 California St | Omaha | NE | 68154-5228 | Douglas | NE00617 | Active | 10909 | 2000 | Aldrich | FTVT - Firetube Vertical TB | Blr Rm | HWHT - Hot Water Heat | 2/28/2027
BMO | 13220 California St | Omaha | NE | 68154-5228 | Douglas | NE00618 | Scrapped/Junked | 11911 | 2000 | Aldrich | FTVT - Firetube Vertical TB | Boiler Rm | HWHT - Hot Water Heat | 2/28/2015
BMO | 13220 California St | Omaha | NE | 68154-5228 | Douglas | NE00619 | Active | 11913 | 2000 | Aldrich | FTVT - Firetube Vertical TB | Boiler Rm | HWHT - Hot Water Heat | 2/28/2027
BMO | 13220 California St | Omaha | NE | 68154-5228 | Douglas | NE26341 | Active | 19343 | 2015 | Aldrich | FTVT - Firetube Vertical TB | penthouse | HWHT - Hot Water Heat | 2/28/2027
Skinner Macaroni Lofts | 1323 Jackson St | Omaha | NE | 68102-2886 | Douglas | NE25901 | Scrapped/Junked | 363456 | 2013 | Raypak | CPFH - Copper Fin Water Heater | 1st Floor Mech Room | HWSD - Hot Water Dom/Potable | 8/31/2022
Skinner Macaroni Lofts | 1323 Jackson St | Omaha | NE | 68102-2886 | Douglas | NE25902 | Active | 352649 | 2013 | Raypak | CPFH - Copper Fin Water Heater | 3rd Floor Mech Room | HWSD - Hot Water Dom/Potable | 8/31/2026
Skinner Macaroni Lofts | 1323 Jackson St | Omaha | NE | 68102-2886 | Douglas | NE25903 | Active | 373095 | 2014 | Raypak | CPFH - Copper Fin Water Heater | 5th Floor Mech Room | HWSD - Hot Water Dom/Potable | 8/31/2026
Skinner Macaroni Lofts | 1323 Jackson St | Omaha | NE | 68102-2886 | Douglas | NE43579 | Active | 63228 | 2001 | AO SMITH | CHWH - ASME/Fired Water Heater | First Floor Mechanical Room | HWSD - Hot Water Dom/Potable | 8/31/2025
St Michael Lutheran Church-BMIC#418710 | 13232 Blondo St | Omaha | NE | 68164-3313 | Douglas | NE09622 | Active | 12435 | 2001 | Precision | ELBL - Electric Boiler | EQUIPMENT ROOM | HWHT - Hot Water Heat | 3/31/2027
Chicago Lumber Co | 1324 Pierce St | Omaha | NE | 68108-3123 | Douglas | NE04778 | Scrapped/Junked |  | 1984 | Peerless | CI - Cast Iron | Basement Boiler Room | STHT - Steam-Heat | 2/28/2007
Chicago Lumber Co | 1324 Pierce St | Omaha | NE | 68108-3123 | Douglas | NE07455 | Out of Service | NA | 2006 | PB Heat | CI - Cast Iron | Basement | STHT - Steam-Heat | 3/31/2024
Chicago Lumber Co | 1324 Pierce St | Omaha | NE | 68108-3123 | Douglas | NE42815 | Active | N/A | 2022 | Peerless | CI - Cast Iron | Basement | STHT - Steam-Heat | 3/31/2027
HAMILTON APARTMENTS | 1325 N 49th St | Omaha | NE | 68132-1618 | Douglas | NE21784 | Exempt 1999 LB-66 |  | 1991 | STATE INDUSTRIES | AHWH - ANSI/Fired Water Htr |  | HWSD - Hot Water Dom/Potable | 5/31/2000
MARYLAND PLAZA SUITES | 1325 N 72nd St | Omaha | NE | 68114-1903 | Douglas | NE04445 | Scrapped/Junked |  | 1974 | KEWANEE | FT - Firetube Boiler |  | HWHT - Hot Water Heat | 5/31/1998
Baker's Supermarket | 13250 W Maple Rd | Omaha | NE | 68164-2462 | Douglas | NE05586 | Scrapped/Junked | 24679 | 1994 | A. O. Smith | CHWH - ASME/Fired Water Heater | Above Dairy Cooler | HWSD - Hot Water Dom/Potable | 9/30/2013
Baker's Supermarket | 13250 W Maple Rd | Omaha | NE | 68164-2462 | Douglas | NE05587 | Scrapped/Junked | 24681 | 1994 | A. O. Smith | CHWH - ASME/Fired Water Heater | Above Dairy Cooler | HWSD - Hot Water Dom/Potable | 11/30/2011
Baker's Supermarket | 13250 W Maple Rd | Omaha | NE | 68164-2462 | Douglas | NE20745 | Active | 92701 | 2010 | Bradford White | CHWH - ASME/Fired Water Heater | mezzanine | HWSD - Hot Water Dom/Potable | 9/30/2024
Baker's Supermarket | 13250 W Maple Rd | Omaha | NE | 68164-2462 | Douglas | NE23948 | Active | 174767 | 2012 | AO SMITH | CHWH - ASME/Fired Water Heater | Stock room | HWSD - Hot Water Dom/Potable | 9/30/2026
Wells Fargo Retail BE 100814 | 13259 Millard Ave | Omaha | NE | 68137-1781 | Douglas | NE17785 | Scrapped/Junked | 35384 | 1993 | Lochinvar | FTHT - Firetube Horizontal | basement | HWHT - Hot Water Heat | 10/31/2016
Wells Fargo Retail BE 100814 | 13259 Millard Ave | Omaha | NE | 68137-1781 | Douglas | NE26638 | Active | 234283 | 2016 | Lochinvar | WT - Water Tube Boiler | basement Mech Rm | HWHT - Hot Water Heat | 12/31/2025
Grace Lutheran Church-BMIC#412970 | 1326 S 26th St | Omaha | NE | 68105-2316 | Douglas | NE07061 | Scrapped/Junked | 16009 | 2006 | Trinity | WT - Water Tube Boiler | EQUIPMENT ROOM | HWHT - Hot Water Heat | 1/31/2018
Grace Lutheran Church-BMIC#412970 | 1326 S 26th St | Omaha | NE | 68105-2316 | Douglas | NE14547 | Scrapped/Junked |  | 1957 | Penn Range Boiler | CI - Cast Iron | BASEMENT | HWHT - Hot Water Heat | 1/31/2007
Grace Lutheran Church-BMIC#412970 | 1326 S 26th St | Omaha | NE | 68105-2316 | Douglas | NE27160 | Active | 82163 | 2008 | Giannoni France | COND - Condenser | boiler room | HWHT - Hot Water Heat | 1/31/2027
Gerald R Ford Center | 1326 S 32nd St | Omaha | NE | 68105-2044 | Douglas | NE27750 | Active | 437236 | 2018 | Laars | WT - Water Tube Boiler | BASEMENT MECH ROOM | HWHT - Hot Water Heat | 1/31/2027
Gerald R Ford Center | 1326 S 32nd St | Omaha | NE | 68105-2044 | Douglas | NE27751 | Active | 439425 | 2018 | Laars | WT - Water Tube Boiler | BASEMENT MECH ROOM | HWHT - Hot Water Heat | 1/31/2027
Gerald R Ford Center | 1326 S 32nd St | Omaha | NE | 68105-2044 | Douglas | NE30720 | Scrapped/Junked | 8071 | 1994 | ALDR | FTVT - Firetube Vertical TB | BOILER ROOM | HWHT - Hot Water Heat | 12/31/2018
Gerald R Ford Center | 1326 S 32nd St | Omaha | NE | 68105-2044 | Douglas | NE30721 | Scrapped/Junked | 8068 | 1994 | ALDR | FTVT - Firetube Vertical TB | BOILER ROOM | HWHT - Hot Water Heat | 12/31/2018
Gerald R Ford Center | 1326 S 32nd St | Omaha | NE | 68105-2044 | Douglas | NE30722 | Scrapped/Junked | 8070 | 1994 | ALDR | FTVT - Firetube Vertical TB | BOILER ROOM | HWHT - Hot Water Heat | 12/31/2018
Aksarben Village Retirement | 1330 S 70th St | Omaha | NE | 68106-2292 | Douglas | NE26108 | Active | 57751 | 2014 | PVI Industries | CHWH - ASME/Fired Water Heater | boiler room | HWSD - Hot Water Dom/Potable | 10/31/2026
Aksarben Village Retirement | 1330 S 70th St | Omaha | NE | 68106-2292 | Douglas | NE26109 | Active | 58868 | 2014 | PVI Industries | CHWH - ASME/Fired Water Heater | boiler room | HWSD - Hot Water Dom/Potable | 10/31/2026
Aksarben Village Retirement | 1330 S 70th St | Omaha | NE | 68106-2292 | Douglas | NE26110 | Active | 58199 | 2014 | PVI Industries | CHWH - ASME/Fired Water Heater | boiler room | HWSD - Hot Water Dom/Potable | 10/31/2026
Aksarben Village Retirement | 1330 S 70th St | Omaha | NE | 68106-2292 | Douglas | NE26111 | Active | 69297 | 2014 | Aerco | COND - Condenser | boiler room | HWHT - Hot Water Heat | 10/31/2026
Aksarben Village Retirement | 1330 S 70th St | Omaha | NE | 68106-2292 | Douglas | NE26112 | Active | 69294 | 2014 | Aerco | COND - Condenser | boiler room | HWHT - Hot Water Heat | 10/31/2026
Aksarben Village Retirement | 1330 S 70th St | Omaha | NE | 68106-2292 | Douglas | NE26359 | Active | 196927 | 2014 | AO SMITH | CHWH - ASME/Fired Water Heater | Garage | HWSD - Hot Water Dom/Potable | 10/31/2026
Aksarben Village Retirement | 1330 S 70th St | Omaha | NE | 68106-2292 | Douglas | NE26360 | Active | 196932 | 2014 | AO SMITH | CHWH - ASME/Fired Water Heater | Garage | HWSD - Hot Water Dom/Potable | 10/31/2026
Taylor Properties | 1331 Park Ave | Omaha | NE | 68105-2213 | Douglas | NE07324 | Inactive | n/a | 1986 | Peerless | CI - Cast Iron | BASEMENT | HWHT - Hot Water Heat | 12/31/2011
FNBO - 702110H | 13310 W Maple Rd | Omaha | NE | 68197-0015 | Douglas | NE20329 | Active | 7885 | 1994 | ALES | FTVT - Firetube Vertical TB | BASEMENT | HWHT - Hot Water Heat | 2/28/2027
CHI Bakers Square Clinic | 13315 W Center Rd | Omaha | NE | 68144-3449 | Douglas | NE22729 | Scrapped/Junked | 196996 | 2011 | Lochinvar | COBL - Coil Type Boiler | equip room | HWHT - Hot Water Heat | 7/31/2020
CHI Bakers Square Clinic | 13315 W Center Rd | Omaha | NE | 68144-3449 | Douglas | NE22730 | Scrapped/Junked | 187498 | 2011 | Lochinvar | COBL - Coil Type Boiler | equip room | HWHT - Hot Water Heat | 7/31/2020
CHI Bakers Square Clinic | 13315 W Center Rd | Omaha | NE | 68144-3449 | Douglas | NE41011 | Active | 223563 | 2016 | Lochinvar | FTVT - Firetube Vertical TB | Boiler Room | HWHT - Hot Water Heat | 8/31/2026
CHI Bakers Square Clinic | 13315 W Center Rd | Omaha | NE | 68144-3449 | Douglas | NE41012 | Active | 213184 | 2016 | Lochinvar | FTVT - Firetube Vertical TB | Boiler Room | HWHT - Hot Water Heat | 8/31/2026
KUPPENHEIMER'S | 13322 W Center Rd | Omaha | NE | 68144-3450 | Douglas | NE11865 | Inactive | 124893 | 1984 | HOT SHOT | WT - Water Tube Boiler | TAILOR SECTION | PROC - Process Steam | 7/31/1986
Home Instead Senior Care | 13323 California St | Omaha | NE | 68154-5240 | Douglas | NE14645 | Active | 91199 | 2008 | Lochinvar | WT - Water Tube Boiler | BOILER ROOM | HWFG - Hotwater Heat Floor-Glycl | 12/31/2026
Home Instead Senior Care | 13323 California St | Omaha | NE | 68154-5240 | Douglas | NE14646 | Active | 91200 | 2008 | Lochinvar | WT - Water Tube Boiler | BOILER ROOM | GLFH - Glycol Floor Heat System | 12/31/2026
California Place | 13330 California St | Omaha | NE | 68154-5241 | Douglas | NE06788 | Active | 13422 | 2004 | ALES | FTVT - Firetube Vertical TB | PENTHOUSE | GLYC - Glycol Bldg Heat Sys | 12/31/2026
California Place | 13330 California St | Omaha | NE | 68154-5241 | Douglas | NE06789 | Active | 13421 | 2004 | ALES | FTVT - Firetube Vertical TB | PENTHOUSE | GLYC - Glycol Bldg Heat Sys | 12/31/2026
California Place | 13330 California St | Omaha | NE | 68154-5241 | Douglas | NE06790 | Active | 00165671 | 2004 | Lochinvar | CPFT - Horiz Cpr Fin Boiler | PENTHOUSE | GLFH - Glycol Floor Heat System | 12/31/2026
Bridges Trust | 13333 California St | Omaha | NE | 68154-5237 | Douglas | NE41718 | Active | 154625 | 2020 | Lochinvar | FT - Firetube Boiler | Equip room/Garage | HWHT - Hot Water Heat | 5/31/2027
OMAHA WORLD HERALD | 1334 Dodge St | Omaha | NE | 68102-1126 | Douglas | NE20684 | Inactive | 10942 | 1996 | RITE ENGINEERING | WT - Water Tube Boiler | BASEMENT | HWSP - Hot Water Non Potable Supply | 11/30/2007
All Saints Catholic School | 1335 S 10th St | Omaha | NE | 68108-3603 | Douglas | NE41261 | Active | 344072 | 2015 | Laars | WT - Water Tube Boiler | Mech Room | HWHT - Hot Water Heat | 2/28/2027
All Saints Catholic School | 1335 S 10th St | Omaha | NE | 68108-3603 | Douglas | NE41262 | Active | 344075 | 2015 | Laars | WT - Water Tube Boiler | Mech Room | HWHT - Hot Water Heat | 2/28/2027
All Saints Catholic School | 1335 S 10th St | Omaha | NE | 68108-3603 | Douglas | NE41263 | Active | 344074 | 2015 | Laars | WT - Water Tube Boiler | Mech Room | HWHT - Hot Water Heat | 2/28/2027
Sunridge Village | 13410 Blondo St | Omaha | NE | 68164-3301 | Douglas | NE07811 | Active | 58818 | 1998 | STAT | CHWH - ASME/Fired Water Heater | 1ST FLOOR NE ROOM | HWSD - Hot Water Dom/Potable | 11/30/2027
Sunridge Village | 13410 Blondo St | Omaha | NE | 68164-3301 | Douglas | NE07812 | Scrapped/Junked | n/a | 1998 | STAT | CHWH - ASME/Fired Water Heater | KITCHEN MECH ROOM | HWSD - Hot Water Dom/Potable | 11/30/2017
Sunridge Village | 13410 Blondo St | Omaha | NE | 68164-3301 | Douglas | NE28982 | Active | 223594 | 2016 | AO SMITH | CHWH - ASME/Fired Water Heater | Equip room | HWSD - Hot Water Dom/Potable | 11/30/2027
Malnove Inc | 13434 F St | Omaha | NE | 68137-1118 | Douglas | NE07785 | Inactive | 10038 | 1998 | ALDR | FTFB - Firetube-Firebox Boiler | BOILER ROOM | PROC - Process Steam | 12/31/2012
LYMAN RICHEY CORPORATION | 135 N 46th St | Omaha | NE | 68132-3200 | Douglas | NE34192 | Inactive |  | 1964 | Bryant Boiler | CI - Cast Iron |  | HWHT - Hot Water Heat | 8/31/1999
LYMAN RICHEY CORPORATION | 135 N 46th St | Omaha | NE | 68132-3200 | Douglas | NE34193 | Inactive |  | 1960 | HYDROTHERM/ADV THER HYD |  |  | HWHT - Hot Water Heat | 8/31/1999
Brother Sebastian's | 1350 S 119th St | Omaha | NE | 68144-1606 | Douglas | NE16052 | Scrapped/Junked | 78846 | 2003 | AO SMITH | CHWH - ASME/Fired Water Heater | Kitchen closet | HWSD - Hot Water Dom/Potable | 1/31/2024
Brother Sebastian's | 1350 S 119th St | Omaha | NE | 68144-1606 | Douglas | NE21660 | Scrapped/Junked | 30657 | 1995 | AO SMITH | CHWH - ASME/Fired Water Heater | EQUIP ROOM | HWSD - Hot Water Dom/Potable | 9/30/2004
Brother Sebastian's | 1350 S 119th St | Omaha | NE | 68144-1606 | Douglas | NE43565 | Active | 256211 | 2019 | AO SMITH | CHWH - ASME/Fired Water Heater | Mechanical Room | HWSD - Hot Water Dom/Potable | 7/31/2027
Midwest Laboratories | 13505 B St | Omaha | NE | 68144-3615 | Douglas | NE05890 | Active | 9405 | 1997 | Aldrich | FTFB - Firetube-Firebox Boiler | BOILER ROOM | STHT - Steam-Heat | 4/30/2027
Midwest Laboratories | 13505 B St | Omaha | NE | 68144-3615 | Douglas | NE17337 | Active | 6966 | 1991 | Aldrich | FTFB - Firetube-Firebox Boiler | Boiler Room | HWHT - Hot Water Heat | 4/30/2027
BMO | 13505 California St | Omaha | NE | 68154-5247 | Douglas | NE02414 | Active | 12980 | 2004 | Triad Boiler Systems Inc | FTVT - Firetube Vertical TB | Penthouse East | HWHT - Hot Water Heat | 2/28/2027
BMO | 13505 California St | Omaha | NE | 68154-5247 | Douglas | NE02415 | Active | 12981 | 2004 | Triad Boiler Systems Inc | FTVT - Firetube Vertical TB | Penthouse East | HWHT - Hot Water Heat | 2/28/2027
BMO | 13505 California St | Omaha | NE | 68154-5247 | Douglas | NE02416 | Active | 12982 | 2004 | Triad Boiler Systems Inc | FTVT - Firetube Vertical TB | Penthouse East | HWHT - Hot Water Heat | 2/28/2027
Midwest Laboratories Inc | 13516 C St | Omaha | NE | 68144-3668 | Douglas | NE09619 | Scrapped/Junked | 11790 | 2001 | ALES | FTVT - Firetube Vertical TB | BASEMENT EQUIPMENT RM | HWHT - Hot Water Heat | 10/31/2013
Midwest Laboratories Inc | 13516 C St | Omaha | NE | 68144-3668 | Douglas | NE10883 | Scrapped/Junked | 52646 | 2002 | R & R Metal Fabricators | ELBL - Electric Boiler | AUTOCLAVE ROOM | PROC - Process Steam | 10/31/2018
Midwest Laboratories Inc | 13516 C St | Omaha | NE | 68144-3668 | Douglas | NE10884 | Scrapped/Junked | 56044 | 2002 | Primus | ELBL - Electric Boiler | BASEMENT | PROC - Process Steam | 10/31/2016
Midwest Laboratories Inc | 13516 C St | Omaha | NE | 68144-3668 | Douglas | NE25973 | Active | 19034 | 2012 | Aldrich | FTVT - Firetube Vertical TB | Boiler Room | HHHP - Hotwater Heat & Heat Pump | 10/31/2026
BMO | 13525 California St | Omaha | NE | 68154-5247 | Douglas | NE06712 | Active | 14103 | 2005 | L.E.S., Inc./Aldrich Co. | FTVT - Firetube Vertical TB | Penthouse West | HWHT - Hot Water Heat | 2/28/2027
BMO | 13525 California St | Omaha | NE | 68154-5247 | Douglas | NE06713 | Active | 14105 | 2005 | L.E.S., Inc./Aldrich Co. | FTVT - Firetube Vertical TB | Penthouse West | HWHT - Hot Water Heat | 2/28/2027
BMO | 13525 California St | Omaha | NE | 68154-5247 | Douglas | NE06714 | Active | 14104 | 2005 | L.E.S., Inc./Aldrich Co. | FTVT - Firetube Vertical TB | Penthouse West | HWHT - Hot Water Heat | 2/28/2027
Midwest Laboratories Inc. | 13606 B St | Omaha | NE | 68144-3618 | Douglas | NE26392 | Active | 21205 | 2016 | Hurst | FTNT - FT Vertical Tubeless | boiler room | STER - Sterilizer | 10/31/2026
Midwest Laboratories Inc. | 13606 B St | Omaha | NE | 68144-3618 | Douglas | NE26393 | Active | 21206 | 2016 | Hurst | FTNT - FT Vertical Tubeless | boiler room | STER - Sterilizer | 10/31/2026
13609 California Street LLC | 13609 California St | Omaha | NE | 68154-5260 | Douglas | NE07627 | Active | 5517 | 2005 | Lochinvar | WT - Water Tube Boiler | GARAGE | HWHS - Hotwater Heat Sidewalks | 1/31/2026
13609 California Street LLC | 13609 California St | Omaha | NE | 68154-5260 | Douglas | NE07628 | Active | 15737 | 2006 | ALES | FTVT - Firetube Vertical TB | PENTHOUSE | HWHT - Hot Water Heat | 1/31/2026
13609 California Street LLC | 13609 California St | Omaha | NE | 68154-5260 | Douglas | NE07629 | Active | 15738 | 2006 | ALES | FTVT - Firetube Vertical TB | PENTHOUSE | HWHT - Hot Water Heat | 1/31/2026
13609 California Street LLC | 13609 California St | Omaha | NE | 68154-5260 | Douglas | NE07630 | Active | 15739 | 2006 | ALES | FTVT - Firetube Vertical TB | PENTHOUSE | HWHT - Hot Water Heat | 1/31/2026
Midwest Laboratories Inc | 13611 B St | Omaha | NE | 68144-3617 | Douglas | NE15535 | Scrapped/Junked | 8108 | 1987 | WEBEN JARCO | COBL - Coil Type Boiler | BASEMENT BOILER RM | HWSP - Hot Water Non Potable Supply | 2/28/2004
Midwest Laboratories Inc | 13611 B St | Omaha | NE | 68144-3617 | Douglas | NE15536 | Active | 7042 | 1989 | Burnham | FTVT - Firetube Vertical TB | BASEMENT BOILER RM | HWHT - Hot Water Heat | 10/31/2026
Midwest Laboratories Inc | 13611 B St | Omaha | NE | 68144-3617 | Douglas | NE15537 | Active | 7036 | 1989 | Burnham | FTVT - Firetube Vertical TB | BASEMENT BOILER RM | HWHT - Hot Water Heat | 10/31/2026
Midwest Laboratories Inc | 13611 B St | Omaha | NE | 68144-3617 | Douglas | NE15538 | Active | 7047 | 1989 | Burnham | FTVT - Firetube Vertical TB | BASEMENT BOILER RM | HWHT - Hot Water Heat | 10/31/2026
Midwest Laboratories Inc | 13611 B St | Omaha | NE | 68144-3617 | Douglas | NE15539 | Active | 7048 | 1989 | Burnham | FTVT - Firetube Vertical TB | BASEMENT BOILER RM | HWHT - Hot Water Heat | 10/31/2026
Midwest Laboratories Inc | 13611 B St | Omaha | NE | 68144-3617 | Douglas | NE15575 | Scrapped/Junked | 17812 | 1992 | WEBEN JARCO | COBL - Coil Type Boiler | BASEMENT BOILER RM | HWSD - Hot Water Dom/Potable | 2/28/2004
One California | 13625 California St | Omaha | NE | 68154-5304 | Douglas | NE06137 | Active | 13448 | 2004 | Aldrich Co./L.E.S. Inc. | FTVT - Firetube Vertical TB | Penthouse BLRM | HWHT - Hot Water Heat | 11/30/2026
One California | 13625 California St | Omaha | NE | 68154-5304 | Douglas | NE06138 | Active | 13449 | 2004 | Aldrich Co./L.E.S. Inc. | FTVT - Firetube Vertical TB | Penthouse BLRM | HWHT - Hot Water Heat | 11/30/2026
One California | 13625 California St | Omaha | NE | 68154-5304 | Douglas | NE06139 | Scrapped/Junked | 146340 | 2004 | WTRP | COBL - Coil Type Boiler | BASEMENT | HWHT - Hot Water Heat | 5/31/2008
One California | 13625 California St | Omaha | NE | 68154-5304 | Douglas | NE13808 | Scrapped/Junked | 67520 | 2008 | Laar Heating System Co. | WT - Water Tube Boiler | Fire Service Mechanical Room | HWHT - Hot Water Heat | 11/30/2021
One California | 13625 California St | Omaha | NE | 68154-5304 | Douglas | NE41649 | Active | 452457 | 2020 | Laar Heating System Co. | WT - Water Tube Boiler | Fire Service Mechanical Room | HWHT - Hot Water Heat | 11/30/2026
One Pacific Place Apt | 1365 S 101st St | Omaha | NE | 68124-1078 | Douglas | NE21656 | Scrapped/Junked | 324741 | 1996 | Raypak | CPFT - Horiz Cpr Fin Boiler | Pool Room | OPHT - Outdoor Pool Heater | 7/31/2024
One Pacific Place Apt | 1365 S 101st St | Omaha | NE | 68124-1078 | Douglas | NE43289 | Active | 570447 | 2023 | Raypak | CPPH - Ansi Cpr Fin Pool Heater | Pool shack | OPHT - Outdoor Pool Heater | 5/31/2026
Scoular | 13660 California St | Omaha | NE | 68154-5233 | Douglas | NE08099 | Scrapped/Junked |  |  | PENNCO |  | ATTIC | HWHT - Hot Water Heat | 8/31/2008
Scoular | 13660 California St | Omaha | NE | 68154-5233 | Douglas | NE08123 | Active | 193943 | 2007 | Lochinvar | WT - Water Tube Boiler | EQUIP ROOM | HWHT - Hot Water Heat | 10/31/2026
Scoular | 13660 California St | Omaha | NE | 68154-5233 | Douglas | NE08124 | Active | 193942 | 2007 | Lochinvar | WT - Water Tube Boiler | EQUIP ROOM | HWHT - Hot Water Heat | 10/31/2026
Scoular | 13660 California St | Omaha | NE | 68154-5233 | Douglas | NE08125 | Active | 8114 | 2005 | Lochinvar | WT - Water Tube Boiler | EQUIP ROOM | HWHT - Hot Water Heat | 10/31/2026
Scoular | 13660 California St | Omaha | NE | 68154-5233 | Douglas | NE08126 | Active | 21722 | 2006 | Lochinvar | WT - Water Tube Boiler | EQUIP ROOM | HWHT - Hot Water Heat | 10/31/2024
Noddle Development Co | 13710 FNB Pkwy | Omaha | NE | 68154-5200 | Douglas | NE05870 | Scrapped/Junked | 9454 | 1997 | ALES | FTVT - Firetube Vertical TB | PENTHOUSE | HWHT - Hot Water Heat | 11/30/2017
Noddle Development Co | 13710 FNB Pkwy | Omaha | NE | 68154-5200 | Douglas | NE05871 | Scrapped/Junked | 9457 | 1997 | ALES | FTVT - Firetube Vertical TB | PENTHOUSE | HWHT - Hot Water Heat | 11/30/2018
Noddle Development Co | 13710 FNB Pkwy | Omaha | NE | 68154-5200 | Douglas | NE05872 | Scrapped/Junked | 9459 | 1997 | ALES | FTVT - Firetube Vertical TB | PENTHOUSE | HWHT - Hot Water Heat | 11/30/2017
Noddle Development Co | 13710 FNB Pkwy | Omaha | NE | 68154-5200 | Douglas | NE26274 | Active | 271190 | 2014 | Lochinvar | WTSS - Watertube SS Steel | Penthouse | HWHT - Hot Water Heat | 11/30/2026
Noddle Development Co | 13710 FNB Pkwy | Omaha | NE | 68154-5200 | Douglas | NE28018 | Active | 435485 | 2018 | Lochinvar | WT - Water Tube Boiler | PENTHOUSE | HWHT - Hot Water Heat | 11/30/2026
Noddle Development Co | 13710 FNB Pkwy | Omaha | NE | 68154-5200 | Douglas | NE28019 | Active | 435486 | 2018 | Lochinvar | WT - Water Tube Boiler | PENTHOUSE | HWHT - Hot Water Heat | 11/30/2026
Ron Witt Support Services Bldg | 13737 Industrial Rd | Omaha | NE | 68137-1129 | Douglas | NE17797 | Active | 124590 | 2009 | GIANNONI | WT - Water Tube Boiler | boiler room | HWHT - Hot Water Heat | 8/31/2026
Ron Witt Support Services Bldg | 13737 Industrial Rd | Omaha | NE | 68137-1129 | Douglas | NE17798 | Active | 123632 | 2009 | GIANNONI | WT - Water Tube Boiler | boiler room | HWHT - Hot Water Heat | 8/31/2026
Amoco Anderson Service | 13746 Q St | Omaha | NE | 68137-3144 | Douglas | NE23243 | Scrapped/Junked | 141719 | 1997 | Raytherm/Raypak | CPFT - Horiz Cpr Fin Boiler | Center | HWSP - Hot Water Non Potable Supply | 6/30/2006
Amoco Anderson Service | 13746 Q St | Omaha | NE | 68137-3144 | Douglas | NE23245 | Scrapped/Junked |  | 1997 | EIM Aquastar, France | WT - Water Tube Boiler | Center | HWHF - Hot Water Heat-Floor | 6/30/2006
Apartment Building | 138 N 38th Ave | Omaha | NE | 68131-2382 | Douglas | NE05061 | Active | n/a | 1978 | Burnham | CI - Cast Iron | BOILER ROOM | HWHT - Hot Water Heat | 4/30/2027
FOREMAN & CLARK | 138 WESTMINSTER | OMAHA | NE | 68114 | Douglas | NE12728 | Inactive | 28963 | 1970 | PM LATTNER MFR COMPANY | FT - Firetube Boiler | ALTERATIONS | PROC - Process Steam | 9/30/1990
The Champions Club | 13800 Eagle Run Dr | Omaha | NE | 68164-5412 | Douglas | NE21811 | Exempt 1999 LB-66 |  | 1994 | A. O. Smith | AHWH - ANSI/Fired Water Htr | EQUIPMENT ROOM | HWSD - Hot Water Dom/Potable | 7/31/2000
Champions Run | 13800 Eagle Run Dr | Omaha | NE | 68164-5412 | Douglas | NE12880 | Exempt 1999 LB-66 |  | 1994 | AO SMITH | AHWH - ANSI/Fired Water Htr | EQUIPMENT ROOM | HWSD - Hot Water Dom/Potable | 7/31/2000
Champions Run | 13800 Eagle Run Dr | Omaha | NE | 68164-5412 | Douglas | NE12881 | Exempt 1999 LB-66 |  | 1994 | AO SMITH | AHWH - ANSI/Fired Water Htr | EQUIPMENT ROOM | HWSD - Hot Water Dom/Potable | 7/31/2000
Champions Run | 13800 Eagle Run Dr | Omaha | NE | 68164-5412 | Douglas | NE12882 | Scrapped/Junked | 38881 | 1994 | TELE | CPFT - Horiz Cpr Fin Boiler | EQUIPMENT ROOM | OPHT - Outdoor Pool Heater | 7/31/2010
Champions Run | 13800 Eagle Run Dr | Omaha | NE | 68164-5412 | Douglas | NE18873 | Scrapped/Junked | 220900 | 2010 | Laars | CPFT - Horiz Cpr Fin Boiler | pool bldg | IPHT - Indoor Pool Heater | 7/31/2021
Champions Run | 13800 Eagle Run Dr | Omaha | NE | 68164-5412 | Douglas | NE41719 | Active | 355208 | 2020 | Lochinvar | CPPH - Ansi Cpr Fin Pool Heater | POOL BOILER ROOM | OPHT - Outdoor Pool Heater | 5/31/2027
Pivot 138 | 13801 FNB Pkwy | Omaha | NE | 68154-5203 | Douglas | NE07831 | Scrapped/Junked | 9681 | 1998 | ALES | FTVT - Firetube Vertical TB | PENTHOUSE A | HWHT - Hot Water Heat | 11/30/2014
Pivot 138 | 13801 FNB Pkwy | Omaha | NE | 68154-5203 | Douglas | NE07832 | Scrapped/Junked | 9685 | 1998 | ALES | FTVT - Firetube Vertical TB | PENTHOUSE A | HWHT - Hot Water Heat | 11/30/2014
Pivot 138 | 13801 FNB Pkwy | Omaha | NE | 68154-5203 | Douglas | NE07833 | Scrapped/Junked | 9688 | 1998 | ALES | FTVT - Firetube Vertical TB | PENTHOUSE C | HWHT - Hot Water Heat | 5/31/2009
Pivot 138 | 13801 FNB Pkwy | Omaha | NE | 68154-5203 | Douglas | NE07837 | Scrapped/Junked | 9686 | 1998 | ALES | FTVT - Firetube Vertical TB | BLDG C EAST | HWHT - Hot Water Heat | 5/31/2009
Pivot 138 | 13801 FNB Pkwy | Omaha | NE | 68154-5203 | Douglas | NE17768 | Active | 17791 | 2009 | Aldrich | FTVT - Firetube Vertical TB | Penthouse | HWHT - Hot Water Heat | 11/30/2026
Pivot 138 | 13801 FNB Pkwy | Omaha | NE | 68154-5203 | Douglas | NE17769 | Active | 17694 | 2009 | Aldrich | FTVT - Firetube Vertical TB | Penthouse | HWHT - Hot Water Heat | 11/30/2026
NDC Building West | 13810 FNB Pkwy | Omaha | NE | 68154-5202 | Douglas | NE21823 | Inactive | 28886 | 1996 | Aerco International | WT - Water Tube Boiler | Upper Boiler Room | HWHT - Hot Water Heat | 8/31/2019
NDC Building West | 13810 FNB Pkwy | Omaha | NE | 68154-5202 | Douglas | NE21824 | Inactive | 28909 | 1996 | Aerco International | WT - Water Tube Boiler | Upper Boiler Room | HWHT - Hot Water Heat | 8/31/2019
NDC Building West | 13810 FNB Pkwy | Omaha | NE | 68154-5202 | Douglas | NE21825 | Inactive | 28908 | 1996 | Aerco International | WT - Water Tube Boiler | Upper Boiler Room | HWHT - Hot Water Heat | 8/31/2019
NDC Building West | 13810 FNB Pkwy | Omaha | NE | 68154-5202 | Douglas | NE21826 | Inactive | 28885 | 1996 | Aerco International | WT - Water Tube Boiler | Upper Boiler Room | HWHT - Hot Water Heat | 8/31/2019
NDC Building West | 13810 FNB Pkwy | Omaha | NE | 68154-5202 | Douglas | NE21827 | Inactive | 28907 | 1996 | Aerco International | WT - Water Tube Boiler | Upper Boiler Room | HWHT - Hot Water Heat | 8/31/2018
NDC Building West | 13810 FNB Pkwy | Omaha | NE | 68154-5202 | Douglas | NE21828 | Inactive | 28887 | 1996 | Aerco International | WT - Water Tube Boiler | Upper Boiler Room | HWHT - Hot Water Heat | 8/31/2019
NDC Building West | 13810 FNB Pkwy | Omaha | NE | 68154-5202 | Douglas | NE41746 | Active | 88449 | 2020 | Aerco | FT - Firetube Boiler | penthouse | HWHT - Hot Water Heat | 3/31/2027
NDC Building West | 13810 FNB Pkwy | Omaha | NE | 68154-5202 | Douglas | NE41747 | Active | 88450 | 2020 | Aerco | FT - Firetube Boiler | penthouse | HWHT - Hot Water Heat | 3/31/2027
NDC Building West | 13810 FNB Pkwy | Omaha | NE | 68154-5202 | Douglas | NE41748 | Active | 88448 | 2020 | Aerco | FT - Firetube Boiler | penthouse | HWHT - Hot Water Heat | 3/31/2027
FITZGERALD RAIL CAR SERV | 13810 L St | Omaha | NE | 68137-1509 | Douglas | NE19737 | Inactive | 25537 | 1980 | PARKER BOILER CO | WT - Water Tube Boiler | BOILER ROOM | PROC - Process Steam | 9/30/2004
Pivot 138 | 13815 FNB Pkwy | Omaha | NE | 68154-5227 | Douglas | NE27439 | Active | 19268 | 2014 | ALES | FTVT - Firetube Vertical TB | Penthouse A | HWHT - Hot Water Heat | 11/30/2026
Pivot 138 | 13815 FNB Pkwy | Omaha | NE | 68154-5227 | Douglas | NE27440 | Active | 19269 | 2014 | ALES | FTVT - Firetube Vertical TB | Penthouse A | HWHT - Hot Water Heat | 11/30/2026
VMI CORP | 13838 Industrial Rd | Omaha | NE | 68137-1104 | Douglas | NE20699 | Inactive | 74263 | 1998 | RHEEM MANUFACTURING CO | CHWH - ASME/Fired Water Heater | 1ST FLOOR | HWSD - Hot Water Dom/Potable | 5/31/2001
VMI CORP | 13838 Industrial Rd | Omaha | NE | 68137-1104 | Douglas | NE20700 | Inactive | 74655 | 1998 | RHEEM MANUFACTURING CO | CHWH - ASME/Fired Water Heater | 1ST FLOOR | HWSD - Hot Water Dom/Potable | 5/31/2001
Charlestons | 13851 Fnb Pkwy | Omaha | NE | 68154-5203 | Douglas | NE00125 | Scrapped/Junked | .64539 | 1999 | STATE INDUSTRIES | CHWH - ASME/Fired Water Heater | KITCHEN | HWSD - Hot Water Dom/Potable | 5/31/2007
Charlestons | 13851 Fnb Pkwy | Omaha | NE | 68154-5203 | Douglas | NE07623 | Scrapped/Junked | 111595 | 2007 | AOSM | CHWH - ASME/Fired Water Heater | EQUIP ROOM | HWSD - Hot Water Dom/Potable | 5/31/2014
Charlestons | 13851 Fnb Pkwy | Omaha | NE | 68154-5203 | Douglas | NE25970 | Scrapped/Junked | 184193 | 2013 | State Industries | CHWH - ASME/Fired Water Heater | Closet | HWSD - Hot Water Dom/Potable | 7/31/2023
Apartment Bldg | 139 N 31st Ave | Omaha | NE | 68131-2921 | Douglas | NE18420 | Active | n/a | 1950 | AMST | CI - Cast Iron | BOILER ROOM | HWHT - Hot Water Heat | 11/30/2025
ONE HOUR MARTINIZING | 13919 S PLAZA BLVD | OMAHA | NE | 68126 | Douglas | NE12756 | Scrapped/Junked |  | 1978 | BRYAN STEAM LLC | WT - Water Tube Boiler | BOILER ROOM | PROC - Process Steam | 5/31/2001
Amazing Pizza Machine | 13955 S Plz | Omaha | NE | 68137-2916 | Douglas | NE06779 | Scrapped/Junked | 110825 | 2006 | A. O. Smith | CHWH - ASME/Fired Water Heater | LOADING DOCK | HWSD - Hot Water Dom/Potable | 5/31/2007
Amazing Pizza Machine | 13955 S Plz | Omaha | NE | 68137-2916 | Douglas | NE06780 | Exempt | 109270 | 2005 | State Industries | CHWH - ASME/Fired Water Heater | Loading Dock | HWSD - Hot Water Dom/Potable | 5/31/2023
Amazing Pizza Machine | 13955 S Plz | Omaha | NE | 68137-2916 | Douglas | NE07494 | Scrapped/Junked | 116604 | 2007 | State | CHWH - ASME/Fired Water Heater | Loading Dock | HWSD - Hot Water Dom/Potable | 5/31/2009
Amazing Pizza Machine | 13955 S Plz | Omaha | NE | 68137-2916 | Douglas | NE17762 | Out of Service | 119576 | 2008 | RHEEM | CHWH - ASME/Fired Water Heater | loading dock | HWSD - Hot Water Dom/Potable | 5/31/2018
Amazing Pizza Machine | 13955 S Plz | Omaha | NE | 68137-2916 | Douglas | NE17763 | Scrapped/Junked | 119615 | 2008 | RHEEM | CHWH - ASME/Fired Water Heater | loading dock | HWSD - Hot Water Dom/Potable | 5/31/2023
Amazing Pizza Machine | 13955 S Plz | Omaha | NE | 68137-2916 | Douglas | NE17764 | Scrapped/Junked | 117803 | 2008 | RHEEM | CHWH - ASME/Fired Water Heater | loading dock | HWSD - Hot Water Dom/Potable | 5/31/2018
St. Barnabas Rectory | 140 N 39th St | Omaha | NE | 68131-2307 | Douglas | NE34048 | Exempt | n/a | 1974 | WEIL | CI - Cast Iron | BOILER ROOM | HWHT - Hot Water Heat | 2/28/2018
Fleming's Prime Steakhouse #F3801 | 140 Regency Pkwy | Omaha | NE | 68114-4303 | Douglas | NE02384 | Scrapped/Junked | 90383 | 2004 | AO SMITH | CHWH - ASME/Fired Water Heater | Boiler room | HWSD - Hot Water Dom/Potable | 11/30/2014
Fleming's Prime Steakhouse #F3801 | 140 Regency Pkwy | Omaha | NE | 68114-4303 | Douglas | NE25996 | Scrapped/Junked | 193268 | 2014 | AO SMITH | CHWH - ASME/Fired Water Heater | Boiler Room | HWSD - Hot Water Dom/Potable | 7/31/2022
Fleming's Prime Steakhouse #F3801 | 140 Regency Pkwy | Omaha | NE | 68114-4303 | Douglas | NE43505 | Active | 310666 | 2023 | State Industries | CHWH - ASME/Fired Water Heater | Outside Mechanical Room | HWSD - Hot Water Dom/Potable | 5/31/2027
Union Pacific Center | 1400 Douglas St | Omaha | NE | 68179-1001 | Douglas | NE01693 | Active | 97474 | 2002 | A O Smith | ELWH - Electric Water Heater | BSMT WEST MECH RM | HWSD - Hot Water Dom/Potable | 5/31/2026
Union Pacific Center | 1400 Douglas St | Omaha | NE | 68179-1001 | Douglas | NE01694 | Active | 97473 | 2002 | A O Smith | ELWH - Electric Water Heater | BSMT WEST MECH RM | HWSD - Hot Water Dom/Potable | 5/31/2026
Boys Town Research Hospital West | 14000 Hospital Rd | Boys Town | NE | 68010 | Douglas | NE01994 | Active | 3211 | 2006 | Hurst | FTFB - Firetube-Firebox Boiler | MECHANICAL ROOM | HWHT - Hot Water Heat | 2/28/2027
Boys Town Research Hospital West | 14000 Hospital Rd | Boys Town | NE | 68010 | Douglas | NE01995 | Active | 3210 | 2006 | Hurst | FTVT - Firetube Vertical TB | MECHANICAL ROOM | HWHT - Hot Water Heat | 2/28/2027
Boys Town Research Hospital West | 14000 Hospital Rd | Boys Town | NE | 68010 | Douglas | NE19084 | Scrapped/Junked | 2682 | 2006 | Ogden | ELBL - Electric Boiler | Sterilizer | STER - Sterilizer | 2/28/2024
Boys Town Research Hospital West | 14000 Hospital Rd | Boys Town | NE | 68010 | Douglas | NE19085 | Scrapped/Junked | 2799 | 2006 | Ogden | ELBL - Electric Boiler | Sterilizer Room | STER - Sterilizer | 2/28/2024
Boys Town Research Hospital West | 14000 Hospital Rd | Boys Town | NE | 68010 | Douglas | NE42173 | Active | 31451 | 2022 | Steris Corp | ELBL - Electric Boiler | Sterile Area | STER - Sterilizer | 2/28/2027
Boys Town Research Hospital West | 14000 Hospital Rd | Boys Town | NE | 68010 | Douglas | NE42175 | Active | 31501 | 2022 | Steris Corp | ELBL - Electric Boiler | Sterile Area | STER - Sterilizer | 2/28/2027
APARTMENT SERVICES CO | 1401 Farnam St | Omaha | NE | 68102-2202 | Douglas | NE32936 | Inactive |  | 1966 | PEERLESS HEATER COMPANY |  | 3202 HARNEY | STHT - Steam-Heat | 4/30/1989
Hampton Inn | 1401 S 72nd St | Omaha | NE | 68124-1601 | Douglas | NE25759 | Active | 54209 | 2014 | PVI Industries | CHWH - ASME/Fired Water Heater | mech room | HWSD - Hot Water Dom/Potable | 3/31/2027
Hampton Inn | 1401 S 72nd St | Omaha | NE | 68124-1601 | Douglas | NE25760 | Active | 54153 | 2014 | PVI Industries | CHWH - ASME/Fired Water Heater | mech room | HWSD - Hot Water Dom/Potable | 3/31/2027
Hampton Inn | 1401 S 72nd St | Omaha | NE | 68124-1601 | Douglas | NE25761 | Active | 54178 | 2014 | PVI Industries | CHWH - ASME/Fired Water Heater | mech room | HWSD - Hot Water Dom/Potable | 3/31/2027
Hampton Inn | 1401 S 72nd St | Omaha | NE | 68124-1601 | Douglas | NE25762 | Exempt | 391436 | 2014 | Raypak | CPPH - Ansi Cpr Fin Pool Heater | pool area | IPHT - Indoor Pool Heater | 3/31/2016
Hampton Inn | 1401 S 72nd St | Omaha | NE | 68124-1601 | Douglas | NE25763 | Exempt | 392486 | 2014 | Raypak | CPPH - Ansi Cpr Fin Pool Heater | pool area | IPHT - Indoor Pool Heater | 3/31/2016
Elkhorn High School | 1401 Veterans Dr | Elkhorn | NE | 68022-2593 | Douglas | NE05753 | Active | 47719 | 1996 | Kewanee | FTFB - Firetube-Firebox Boiler | BOILER ROOM | HWHT - Hot Water Heat | 1/31/2026
Elkhorn High School | 1401 Veterans Dr | Elkhorn | NE | 68022-2593 | Douglas | NE17778 | Active | 8753 | 2003 | Rbi | CPFT - Horiz Cpr Fin Boiler | north mech room | GLYC - Glycol Bldg Heat Sys | 1/31/2025
Elkhorn High School | 1401 Veterans Dr | Elkhorn | NE | 68022-2593 | Douglas | NE17779 | Active | 8754 | 2003 | Rbi | CPFT - Horiz Cpr Fin Boiler | north mech room | GLYC - Glycol Bldg Heat Sys | 1/31/2025
Elkhorn High School | 1401 Veterans Dr | Elkhorn | NE | 68022-2593 | Douglas | NE17780 | Active | 131560 | 1996 | Raypak | CPFT - Horiz Cpr Fin Boiler | north mech room | HWSD - Hot Water Dom/Potable | 1/31/2027
Elkhorn High School | 1401 Veterans Dr | Elkhorn | NE | 68022-2593 | Douglas | NE25791 | Active | 59424 | 2014 | PVI Industries | COND - Condenser | boiler room | COND - Condenser | 1/31/2027
Elkhorn High School | 1401 Veterans Dr | Elkhorn | NE | 68022-2593 | Douglas | NE25792 | Active | 59423 | 2014 | PVI Industries | COND - Condenser | boiler room | COND - Condenser | 1/31/2027
Elkhorn High School | 1401 Veterans Dr | Elkhorn | NE | 68022-2593 | Douglas | NE32324 | Active | 30740 | 1978 | Kewanee | FTFB - Firetube-Firebox Boiler | BOILER ROOM | HWHT - Hot Water Heat | 1/31/2027
Elkhorn High School | 1401 Veterans Dr | Elkhorn | NE | 68022-2593 | Douglas | NE32325 | Active | 32316 | 1979 | Kewanee | FTFB - Firetube-Firebox Boiler | BOILER ROOM | HWHT - Hot Water Heat | 1/31/2027
Elkhorn High School | 1401 Veterans Dr | Elkhorn | NE | 68022-2593 | Douglas | NE32326 | Active | 32277 | 1979 | Kewanee | FTFB - Firetube-Firebox Boiler | BOILER ROOM | HWHT - Hot Water Heat | 1/31/2026
Pacific Garden Apartments Unit #19 | 1401-03 Marbee Cir | Omaha | NE | 68124-1670 | Douglas | NE14516 | Scrapped/Junked | 9999 | 1956 | NATI | CI - Cast Iron | BOILER ROOM | HWHT - Hot Water Heat | 11/30/2011
FNBO - 702110H | 14010 FNB Pkwy | Omaha | NE | 68154-5206 | Douglas | NE23184 | Active | 5525 | 1996 | Cleaver & Brooks | WT - Water Tube Boiler | Basement | HWHT - Hot Water Heat | 3/31/2027
FNBO - 702110H | 14010 FNB Pkwy | Omaha | NE | 68154-5206 | Douglas | NE23185 | Active | 5524 | 1996 | Cleaver & Brooks | WT - Water Tube Boiler | Basement | HWHT - Hot Water Heat | 3/31/2027
Korean Presbyterian Church | 14015 Q St | Omaha | NE | 68137-2616 | Douglas | NE16846 | Active | n/a | 1975 | Peerless | CI - Cast Iron | BOILER ROOM | HWHT - Hot Water Heat | 11/30/2026
Elevator | 1402 Jones St | Omaha | NE | 68102-3218 | Douglas | NE23236 | Active | 9427 | 1997 | Les Inc/Aldrich Co | FTFB - Firetube-Firebox Boiler | BOILER ROOM | HWHT - Hot Water Heat | 2/28/2027
Elevator | 1402 Jones St | Omaha | NE | 68102-3218 | Douglas | NE23237 | Active | 9416 | 1997 | Les Inc/Aldrich Co | FTFB - Firetube-Firebox Boiler | BOILER ROOM | HWHT - Hot Water Heat | 2/28/2027
Pacific Garden Apartments | 1402-04 Marbee Cir | Omaha | NE | 68124-1561 | Douglas | NE07310 | Inactive | n/a | 2005 | Burnham | CI - Cast Iron | EQUIP ROOM | HWHT - Hot Water Heat | 11/30/2018
PACIFIC GARDEN APARTMENTS | 1402-04 MARBEE DR | OMAHA | NE | 68124-1561 | Douglas | NE11999 | Scrapped/Junked |  | 1956 | NATIONAL CRANE |  |  | HWHT - Hot Water Heat | 11/30/2005
St Patricks Church | 1404 Castelar St | Omaha | NE | 68108-1038 | Douglas | NE14728 | Scrapped/Junked | n/a | 1971 | American Standard | CI - Cast Iron | BOILER ROOM | STHT - Steam-Heat | 4/30/2012
St Patricks Church | 1404 Castelar St | Omaha | NE | 68108-1038 | Douglas | NE22754 | Out of Service | 13975 | 2012 | Triad Boiler | FTVT - Firetube Vertical TB | boiler room | STHT - Steam-Heat | 4/30/2015
Flint Hills Resources | 1404 Grace St | Omaha | NE | 68110-2549 | Douglas | NE00000 | Inactive |  | 1978 | Buckeye Boiler co. |  |  |  | 1/11/2003
Flint Hills Resources | 1404 Grace St | Omaha | NE | 68110-2549 | Douglas | NE00000 | Inactive |  | 1998 | Manchester |  |  |  | 1/11/2003
Flint Hills Resources | 1404 Grace St | Omaha | NE | 68110-2549 | Douglas | NE00000 | Inactive |  | 1999 | Manchester |  |  |  | 1/11/2003
Flint Hills Resources | 1404 Grace St | Omaha | NE | 68110-2549 | Douglas | NE11863 | Inactive | 51265 | 1981 | CLEAVER BROOKS | FTSM - FTS Marine Dry Back | BOILER HOUSE | PROC - Process Steam | 1/31/1997
Flint Hills Resources | 1404 Grace St | Omaha | NE | 68110-2549 | Douglas | NE21271 | Scrapped/Junked | 23384 | 1997 | Clayton Industries | COBL - Coil Type Boiler | Boiler House | PROC - Process Steam | 1/31/2010
Boys Town Medical Office Building | 14040 Hospital Rd | Boys Town | NE | 68010-7521 | Douglas | NE07227 | Active | 3601 | 2006 | Hurst | FTFB - Firetube-Firebox Boiler | MECH ROOM 102 | HWHT - Hot Water Heat | 2/28/2027
Boys Town Medical Office Building | 14040 Hospital Rd | Boys Town | NE | 68010-7521 | Douglas | NE07228 | Active | 3602 | 2006 | Hurst | FTFB - Firetube-Firebox Boiler | MECH ROOM 102 | HWHT - Hot Water Heat | 2/28/2027
Boys Town Medical Office Building | 14040 Hospital Rd | Boys Town | NE | 68010-7521 | Douglas | NE13393 | Active | 14886 | 2008 | HURST BOILER & WELDING CO | FTFB - Firetube-Firebox Boiler | NORTH BOILER ROOM | HWHT - Hot Water Heat | 2/28/2027
Boys Town Medical Office Building | 14040 Hospital Rd | Boys Town | NE | 68010-7521 | Douglas | NE13394 | Scrapped/Junked | 105518 | 2006 | AO SMITH | CHWH - ASME/Fired Water Heater | NORTH BOILER ROOM | HWDP - Hotwater Heat & Dom Supply | 2/28/2022
Boys Town Medical Office Building | 14040 Hospital Rd | Boys Town | NE | 68010-7521 | Douglas | NE13395 | Scrapped/Junked | 105516 | 2006 | AO SMITH | CHWH - ASME/Fired Water Heater | NORTH BOILER ROOM | HWDP - Hotwater Heat & Dom Supply | 2/28/2022
Boys Town Medical Office Building | 14040 Hospital Rd | Boys Town | NE | 68010-7521 | Douglas | NE41534 | Active | 221012 | 2021 | PVI Industries | CHWH - ASME/Fired Water Heater | Boiler Room | HWSD - Hot Water Dom/Potable | 2/28/2027
Boys Town Medical Office Building | 14040 Hospital Rd | Boys Town | NE | 68010-7521 | Douglas | NE41535 | Active | 193692 | 2021 | PVI Industries | CHWH - ASME/Fired Water Heater | Boiler Room | HWSD - Hot Water Dom/Potable | 2/28/2027
Max I Walker | 1405 S 204th St | Elkhorn | NE | 68022-3250 | Douglas | NE27134 | Active | 122817 | 2017 | Fulton | VTNT - Vertical Tubeless | boiler room | PROC - Process Steam | 11/30/2026
vacant building | 1406 S 13th St | Omaha | NE | 68108-3504 | Douglas | NE04771 | Scrapped/Junked | NA | 1992 | Peerless | CI - Cast Iron | Basement Boiler Room | STHT - Steam-Heat | 2/28/2017
vacant building | 1406 S 13th St | Omaha | NE | 68108-3504 | Douglas | NE07834 | Scrapped/Junked | 65702 | 1999 | State | CHWH - ASME/Fired Water Heater | Basement Boiler Room | HWSD - Hot Water Dom/Potable | 2/28/2009
vacant building | 1406 S 13th St | Omaha | NE | 68108-3504 | Douglas | NE17862 | Scrapped/Junked |  | 1993 | State Ind. | AHWH - ANSI/Fired Water Htr | BASEMENT | HWSD - Hot Water Dom/Potable | 3/31/1999
vacant building | 1406 S 13th St | Omaha | NE | 68108-3504 | Douglas | NE17863 | Inactive | 44563 | 1993 | State Ind. | CHWH - ASME/Fired Water Heater | BASEMENT | HWSD - Hot Water Dom/Potable | 2/28/2004
Pacific Garden Apartments Unit #18 | 1407-09 Marbee Cir | Omaha | NE | 68124-1540 | Douglas | NE11991 | Scrapped/Junked | n/a | 1956 | NATI | CI - Cast Iron | BOILER ROOM | HWHT - Hot Water Heat | 11/30/2012
Pacific Garden Apartments Unit #11 | 1408-10 Marbee Dr | Omaha | NE | 68124-1533 | Douglas | NE07311 | Scrapped/Junked | N/A | 2001 | Peerless | CI - Cast Iron | EQUIP ROOM | HWHT - Hot Water Heat | 11/30/2014
Pacific Garden Apartments Unit #11 | 1408-10 Marbee Dr | Omaha | NE | 68124-1533 | Douglas | NE07312 | Scrapped/Junked | N/A | 2001 | Peerless | CI - Cast Iron | EQUIP ROOM | HWHT - Hot Water Heat | 11/30/2013
PACIFIC GARDEN APARTMENTS | 1408-10 MARBEE DR | OMAHA | NE | 68124-1533 | Douglas | NE11998 | Scrapped/Junked |  | 1966 | NATIONAL CRANE |  | UNIT 11 | HWHT - Hot Water Heat | 11/30/2001
Boys Town Residential Treatment Center | 14092 Hospital Rd | Boys Town | NE | 68010-7513 | Douglas | NE22894 | Out of Service | 18546 | 2012 | Hurst | FTHT - Firetube Horizontal | New Wing Boiler Room | HWHT - Hot Water Heat | 2/28/2020
Boys Town Residential Treatment Center | 14092 Hospital Rd | Boys Town | NE | 68010-7513 | Douglas | NE22895 | Out of Service | 18545 | 2012 | Hurst | FTHT - Firetube Horizontal | New Wing Boiler Room | HWHT - Hot Water Heat | 2/28/2020
Boys Town Residential Treatment Center | 14092 Hospital Rd | Boys Town | NE | 68010-7513 | Douglas | NE24632 | Inactive | 140541 | 2012 | AO SMITH | CHWH - ASME/Fired Water Heater | New Wing Boiler Room | HWSD - Hot Water Dom/Potable | 2/28/2026
Boys Town Residential Treatment Center | 14092 Hospital Rd | Boys Town | NE | 68010-7513 | Douglas | NE24633 | Inactive | 140542 | 2012 | AO SMITH | CHWH - ASME/Fired Water Heater | New Wing Boiler Room | HWSD - Hot Water Dom/Potable | 2/28/2026
Boys Town Residential Treatment Center | 14092 Hospital Rd | Boys Town | NE | 68010-7513 | Douglas | NE28681 | Active | 20153 | 2018 | Aldrich | FTHT - Firetube Horizontal | New Wing Boiler Room | HWHT - Hot Water Heat | 2/28/2027
Boys Town Residential Treatment Center | 14092 Hospital Rd | Boys Town | NE | 68010-7513 | Douglas | NE28682 | Active | 20152 | 2018 | Aldrich | FTHT - Firetube Horizontal | New Wing Boiler Room | HWHT - Hot Water Heat | 2/28/2027
Eap/Warehouse | 1410 N 47Th St | Omaha | NE | 68132-1743 | Douglas | NE31135 | Scrapped/Junked |  | 1950 | National U.S. Radiator | CI - Cast Iron |  | HWHT - Hot Water Heat | 6/30/2000
Boys Town | 14100 Crawford St | Boys Town | NE | 68010-7520 | Douglas | NE13396 | Active | 16702 | 2007 | ALDRICH/LES | FTFB - Firetube-Firebox Boiler | BOILER ROOM | STHT - Steam-Heat | 12/31/2026
Boys Town | 14100 Crawford St | Boys Town | NE | 68010-7520 | Douglas | NE13397 | Active | 16703 | 2007 | ALDRICH/LES | FTFB - Firetube-Firebox Boiler | BOILER ROOM | STHT - Steam-Heat | 12/31/2026
Boys Town | 14100 Crawford St | Boys Town | NE | 68010-7520 | Douglas | NE18059 | Inactive | 33824 | 1993 | LOCHINVAR | CPFT - Horiz Cpr Fin Boiler | BASEMENT | HWHT - Hot Water Heat | 6/30/2005
Boys Town | 14100 Crawford St | Boys Town | NE | 68010-7520 | Douglas | NE18060 | Inactive | 33823 | 1993 | LOCHINVAR | CPFT - Horiz Cpr Fin Boiler | BASEMENT | HWHT - Hot Water Heat | 6/30/2005
Boys Town | 14100 Crawford St | Boys Town | NE | 68010-7520 | Douglas | NE18061 | Scrapped/Junked | 2942 | 1993 | CLEA | WT - Water Tube Boiler | BASEMENT | BSUP - Bldg Heat & Process | 6/30/2007
Boys Town | 14100 Crawford St | Boys Town | NE | 68010-7520 | Douglas | NE18062 | Scrapped/Junked | 2943 | 1993 | CLEAVER BROOKS | WT - Water Tube Boiler | BASEMENT | STHT - Steam-Heat | 10/31/2006
Boys Town | 14100 Crawford St | Boys Town | NE | 68010-7520 | Douglas | NE18063 | Inactive | 2941 | 1993 | Cleaver Brooks | WT - Water Tube Boiler | Basement | STHT - Steam-Heat | 12/31/2021
Buffett Middle School | 14101 Larimore Ave | Omaha | NE | 68164-5135 | Douglas | NE01700 | Active | 204758 | 2003 | RAYP | CPFT - Horiz Cpr Fin Boiler | EQUIP ROOM | HWHT - Hot Water Heat | 12/31/2026
Buffett Middle School | 14101 Larimore Ave | Omaha | NE | 68164-5135 | Douglas | NE01701 | Scrapped/Junked | 73501 | 2002 | AOSM | CHWH - ASME/Fired Water Heater | EQUIP ROOM | HWSD - Hot Water Dom/Potable | 12/31/2010
Buffett Middle School | 14101 Larimore Ave | Omaha | NE | 68164-5135 | Douglas | NE01702 | Scrapped/Junked | 73502 | 2002 | AOSM | CHWH - ASME/Fired Water Heater | EQUIP ROOM | HWSD - Hot Water Dom/Potable | 12/31/2014
Buffett Middle School | 14101 Larimore Ave | Omaha | NE | 68164-5135 | Douglas | NE01703 | Scrapped/Junked | 73504 | 2002 | AOSM | CHWH - ASME/Fired Water Heater | EQUIP ROOM | HWSD - Hot Water Dom/Potable | 12/31/2014
Ezra Elementary School | 14111 Blondo St | Omaha | NE | 68164-3046 | Douglas | NE03408 | Scrapped/Junked | 40957 | 1988 | Kewanee | FTFB - Firetube-Firebox Boiler | BOILER ROOM | HWHT - Hot Water Heat | 8/31/2023
Ezra Elementary School | 14111 Blondo St | Omaha | NE | 68164-3046 | Douglas | NE03409 | Scrapped/Junked | 40956 | 1988 | Kewanee | FTFB - Firetube-Firebox Boiler | BOILER ROOM | HWHT - Hot Water Heat | 8/31/2023
Ezra Elementary School | 14111 Blondo St | Omaha | NE | 68164-3046 | Douglas | NE03410 | Scrapped/Junked | 8267 | 1987 | WEBEN JARCO | COBL - Coil Type Boiler | BOILER ROOM | HWSD - Hot Water Dom/Potable | 8/31/2021
Ezra Elementary School | 14111 Blondo St | Omaha | NE | 68164-3046 | Douglas | NE03411 | Scrapped/Junked | 9354 | 1988 | WEBJ | COBL - Coil Type Boiler | BOILER ROOM | HWSD - Hot Water Dom/Potable | 8/31/2010
Ezra Elementary School | 14111 Blondo St | Omaha | NE | 68164-3046 | Douglas | NE14858 | Scrapped/Junked | 220876 | 2009 | Lochinvar | CPFT - Horiz Cpr Fin Boiler | boiler room | HWDP - Hotwater Heat & Dom Supply | 8/31/2021
Ezra Elementary School | 14111 Blondo St | Omaha | NE | 68164-3046 | Douglas | NE43417 | Active | 16717 | 2021 | Riello | WTSS - Watertube SS Steel | Boiler Room | HWHT - Hot Water Heat | 8/31/2026
Ezra Elementary School | 14111 Blondo St | Omaha | NE | 68164-3046 | Douglas | NE43418 | Active | 16718 | 2021 | Riello | WTSS - Watertube SS Steel | Boiler Room | HWHT - Hot Water Heat | 8/31/2026
Ezra Elementary School | 14111 Blondo St | Omaha | NE | 68164-3046 | Douglas | NE43419 | Active | 16715 | 2021 | Riello | WTSS - Watertube SS Steel | Boiler Room | HWHT - Hot Water Heat | 8/31/2026
Ezra Elementary School | 14111 Blondo St | Omaha | NE | 68164-3046 | Douglas | NE43420 | Active | 16702 | 2021 | Riello | WTSS - Watertube SS Steel | Boiler Room | HWHT - Hot Water Heat | 8/31/2026
PACIFIC WEST APARTMENTS | 14121 Pierce Plz | Omaha | NE | 68144-1035 | Douglas | NE21837 | Exempt 1999 LB-66 |  | 1996 | AO SMITH | AHWH - ANSI/Fired Water Htr |  | HWSD - Hot Water Dom/Potable | 9/30/1999
PACIFIC WEST APARTMENTS | 14121 Pierce Plz | Omaha | NE | 68144-1035 | Douglas | NE21838 | Exempt 1999 LB-66 |  | 1996 | AO SMITH | AHWH - ANSI/Fired Water Htr |  | HWSD - Hot Water Dom/Potable | 9/30/1999
PACIFIC WEST APARTMENTS | 14121 Pierce Plz | Omaha | NE | 68144-1035 | Douglas | NE21839 | Exempt 1999 LB-66 |  | 1988 | RUUD | AHWH - ANSI/Fired Water Htr |  | HWSD - Hot Water Dom/Potable | 9/30/1999
PACIFIC WEST APARTMENTS | 14121 Pierce Plz | Omaha | NE | 68144-1035 | Douglas | NE21840 | Exempt 1999 LB-66 |  | 1992 | AO SMITH | AHWH - ANSI/Fired Water Htr |  | HWSD - Hot Water Dom/Potable | 9/30/1999
PACIFIC WEST APARTMENTS | 14121 Pierce Plz | Omaha | NE | 68144-1035 | Douglas | NE21841 | Exempt 1999 LB-66 |  | 1988 | RHEEM MANUFACTURING CO | AHWH - ANSI/Fired Water Htr |  | HWSD - Hot Water Dom/Potable | 9/30/1999
PACIFIC WEST APARTMENTS | 14121 Pierce Plz | Omaha | NE | 68144-1035 | Douglas | NE21842 | Exempt 1999 LB-66 |  | 1993 | AO SMITH | AHWH - ANSI/Fired Water Htr |  | HWSD - Hot Water Dom/Potable | 9/30/1999
PACIFIC WEST APARTMENTS | 14121 Pierce Plz | Omaha | NE | 68144-1035 | Douglas | NE21843 | Exempt 1999 LB-66 |  | 1996 | AO SMITH | AHWH - ANSI/Fired Water Htr |  | HWSD - Hot Water Dom/Potable | 9/30/1999
PACIFIC WEST APARTMENTS | 14121 Pierce Plz | Omaha | NE | 68144-1035 | Douglas | NE21844 | Exempt 1999 LB-66 |  | 1975 | RHEEM MANUFACTURING CO | AHWH - ANSI/Fired Water Htr |  | HWSD - Hot Water Dom/Potable | 9/30/1999
PACIFIC WEST APARTMENTS | 14121 Pierce Plz | Omaha | NE | 68144-1035 | Douglas | NE21845 | Exempt 1999 LB-66 |  | 1998 | AO SMITH | AHWH - ANSI/Fired Water Htr |  | HWSD - Hot Water Dom/Potable | 9/30/1999
Pacific Garden Apartments | 1413-15 Marbee Dr Unit 17 | Omaha | NE | 68124-1539 | Douglas | NE07330 | Inactive | n/a | 2006 | Burnham | CI - Cast Iron | BASEMENT | HWHT - Hot Water Heat | 11/30/2018
Pacific Garden Apartments | 1414 Marbee Dr # 17 | Omaha | NE | 68124-1669 | Douglas | NE10535 | Inactive | n/a | 2002 | Burnham | CI - Cast Iron | EQUIP ROOM | HWHT - Hot Water Heat | 11/30/2017
PACIFIC GARDEN APARTMENTS | 1414-16 MARBEE DR | OMAHA | NE | 68124-1669 | Douglas | NE11992 | Scrapped/Junked |  | 1956 | NATIONAL CRANE |  | UNIT 17 | HWHT - Hot Water Heat | 11/30/2003
PACIFIC GARDEN APARTMENTS | 1414-16 MARBEE DR | OMAHA | NE | 68124-1669 | Douglas | NE11997 | Scrapped/Junked |  | 1982 | BRYANT-DUNKIRK |  | BOILER ROOM | HWHT - Hot Water Heat | 11/30/2006
TRETIAKS | 1414-24 DAVENPORT | OMAHA | NE | 68102 | Douglas | NE14519 | Inactive |  | 1976 | PEERLESS HEATER COMPANY |  | BASEMENT | STHT - Steam-Heat | 12/31/1997
Werner Enterprises | 14150 Prairie Corner #B | Omaha | NE | 68137 | Douglas | NE24343 | Active | 3089 | 1999 | Fulton | FTUT - Firetube U-Tube Vert | 2ND FLR EAST #8 | HWHT - Hot Water Heat | 2/28/2027
Werner Enterprises | 14150 Prairie Corner #B | Omaha | NE | 68137 | Douglas | NE24344 | Active | 3227 | 1999 | Fulton | FTUT - Firetube U-Tube Vert | 2ND FLR EAST #7 | HWHT - Hot Water Heat | 2/28/2027
Werner Enterprises | 14150 Prairie Corner #B | Omaha | NE | 68137 | Douglas | NE24345 | Active | 3230 | 1999 | Fulton | FTUT - Firetube U-Tube Vert | 2ND FLR EAST #6 | HWHT - Hot Water Heat | 2/28/2027
Werner Enterprises | 14150 Prairie Corner #B | Omaha | NE | 68137 | Douglas | NE24346 | Active | 3093 | 1999 | Fulton | FTUT - Firetube U-Tube Vert | 2ND FLR EAST #5 | HWHT - Hot Water Heat | 2/28/2027
Union Pacific Railroad | 1416 Dodge St | Omaha | NE | 68179-0001 | Douglas | NE12729 | Inactive | 2775 | 1963 | Wickes Boiler Co | WT - Water Tube Boiler | MATERIALS DEPT | POWR - Power Generation | 6/30/1990
Union Pacific Railroad | 1416 Dodge St | Omaha | NE | 68179-0001 | Douglas | NE12730 | Inactive |  | 1963 | Wickes Boiler Co | WT - Water Tube Boiler | MATERIALS DEPT | STHT - Steam-Heat | 6/30/1990
Union Pacific Railroad | 1416 Dodge St | Omaha | NE | 68179-0001 | Douglas | NE12731 | Inactive |  | 1963 | Wickes Boiler Co | WT - Water Tube Boiler | MATERIALS DEPT | STHT - Steam-Heat | 6/30/1989
RETAIL STORE | 1416 Harney St | Omaha | NE | 68102-2206 | Douglas | NE03461 | Scrapped/Junked |  | 1979 | PEERLESS HEATER COMPANY |  | BOILER ROOM | STHT - Steam-Heat | 12/31/2003
APARTMENT BUILDING | 1416 S 16th St | Omaha | NE | 68108-3575 | Douglas | NE17332 | Inactive |  | 1992 | PEERLESS HEATER COMPANY |  |  | STHT - Steam-Heat | 2/28/1995
Fusion Lounge | 1417 Farnam St | Omaha | NE | 68102-2239 | Douglas | NE34201 | Inactive |  | 1975 | Peerless Heater Company | CI - Cast Iron | BASEMENT | STHT - Steam-Heat | 3/31/2002
vacant | 1417 S 13th St | Omaha | NE | 68108-3503 | Douglas | NE04984 | Scrapped/Junked |  | 1990 | DUNKIRK |  | BOILER ROOM | HWHT - Hot Water Heat | 3/31/2002
vacant | 1417 S 13th St | Omaha | NE | 68108-3503 | Douglas | NE09604 | Scrapped/Junked | n/a | 1999 | Peerless | CI - Cast Iron | EQUIPMENT ROOM | HWHT - Hot Water Heat | 3/31/2017
vacant | 1417 S 13th St | Omaha | NE | 68108-3503 | Douglas | NE37684 | Inactive |  | 1975 | BRYANT |  | BASEMENT | STHT - Steam-Heat | 2/28/1991
DEEP ROCK WATER CO | 1419 S Saddle Creek Rd | Omaha | NE | 68106-2408 | Douglas | NE03473 | Inactive | 1238 | 1965 | SUPERIOR BOILERWORKS | FT - Firetube Boiler | BOILER ROOM | STHT - Steam-Heat | 9/30/1991
Pacific Garden Apartments Unit #16 | 1419-21 Marbee Cir | Omaha | NE | 68124-1538 | Douglas | NE11993 | Scrapped/Junked | n/a | 1956 | national crane | CI - Cast Iron | BOILER ROOM | HWHT - Hot Water Heat | 11/30/2016
Downtown Holiday Inn | 1420 Cuming St | Omaha | NE | 68102-4415 | Douglas | NE13826 | Scrapped/Junked | 284628 | 2008 | RAYPAK INC, CALIFORNIA | CPFH - Copper Fin Water Heater | BOILER ROOM | IPHT - Indoor Pool Heater | 2/28/2017
Downtown Holiday Inn | 1420 Cuming St | Omaha | NE | 68102-4415 | Douglas | NE13827 | Scrapped/Junked | 278075 | 2008 | RAYPAK INC, CALIFORNIA | CPFH - Copper Fin Water Heater | BOILER ROOM | IPHT - Indoor Pool Heater | 2/28/2017
Downtown Holiday Inn | 1420 Cuming St | Omaha | NE | 68102-4415 | Douglas | NE16057 | Out of Service | 285971 | 2008 | Raypak | CPFH - Copper Fin Water Heater | boiler room | SPAJ - Spa/Jacuzzi Heater | 2/28/2018
Downtown Holiday Inn | 1420 Cuming St | Omaha | NE | 68102-4415 | Douglas | NE27178 | Scrapped/Junked | 381606 | 2008 | Raypak | CPFT - Horiz Cpr Fin Boiler | pool area | IPHT - Indoor Pool Heater | 4/30/2023
Downtown Holiday Inn | 1420 Cuming St | Omaha | NE | 68102-4415 | Douglas | NE27179 | Scrapped/Junked | 402652 | 2015 | Raypak | CPFT - Horiz Cpr Fin Boiler | pool area | IPHT - Indoor Pool Heater | 4/30/2023
Downtown Holiday Inn | 1420 Cuming St | Omaha | NE | 68102-4415 | Douglas | NE43543 | Inactive | N/A | 2022 | Raypak | CPPH - Ansi Cpr Fin Pool Heater | Pool Area | IPHT - Indoor Pool Heater | 6/30/2025
Downtown Holiday Inn | 1420 Cuming St | Omaha | NE | 68102-4415 | Douglas | NE43544 | Inactive | N/A | 2022 | Raypak | CPPH - Ansi Cpr Fin Pool Heater | Pool Area | IPHT - Indoor Pool Heater | 6/30/2025
Pacific Garden Apartments Unit #13 | 1420-22 Marbee Cir | Omaha | NE | 68124 | Douglas | NE11996 | Scrapped/Junked | 9999 | 1956 | NATI | CI - Cast Iron | BOILER ROOM | HWHT - Hot Water Heat | 11/30/2010
Pacific Garden Apartments Unit #13 | 1420-22 Marbee Cir | Omaha | NE | 68124 | Douglas | NE19447 | Inactive | 152591 | 2010 | GIANNONI | WT - Water Tube Boiler | bldg #13 | HWHT - Hot Water Heat | 11/30/2016
Church of Jesus Christ Whole Truth | 1423 Ogden St | Omaha | NE | 68110-1154 | Douglas | NE14836 | Scrapped/Junked | 17313 | 2008 | Aldrich | FTFB - Firetube-Firebox Boiler | boiler room | STHT - Steam-Heat | 2/28/2018
Church of Jesus Christ Whole Truth | 1423 Ogden St | Omaha | NE | 68110-1154 | Douglas | NE32102 | Scrapped/Junked |  | 1958 | PACI | FT - Firetube Boiler | BOILER ROOM | STHT - Steam-Heat | 8/31/2008
Church of Jesus Christ Whole Truth | 1423 Ogden St | Omaha | NE | 68110-1154 | Douglas | NE42195 | Active | 20329 | 2019 | Aldrich | FTHT - Firetube Horizontal | Boiler Room | STHT - Steam-Heat | 4/30/2027
A-1 DISCOUNT CLEANER | 14234 U St | Omaha | NE | 68137-2633 | Douglas | NE03443 | Inactive | 25073 | 1979 | PARKER BOILER CO | WT - Water Tube Boiler | BOILER ROOM | PROC - Process Steam | 11/30/1994
Aqua Tots | 14242 Fort St Ste 110 | Omaha | NE | 68164-2417 | Douglas | NE22732 | Scrapped/Junked | 320107 | 2011 | Raypak | CHWH - ASME/Fired Water Heater | pool area | IPHT - Indoor Pool Heater | 8/31/2021
Aqua Tots | 14242 Fort St Ste 110 | Omaha | NE | 68164-2417 | Douglas | NEW | Exempt | N/A | 2020 | Zodiac | CPPH - Ansi Cpr Fin Pool Heater | Pool Area | SPAJ - Spa/Jacuzzi Heater | 12/3/2021
FNBO/Child Care 702130A | 1425 Chicago St | Omaha | NE | 68102-1000 | Douglas | NE00573 | Scrapped/Junked | 169844 | 2000 | Raytherm/Raypak | WT - Water Tube Boiler | Equip Rm | HWHT - Hot Water Heat | 11/30/2020
FNBO/Child Care 702130A | 1425 Chicago St | Omaha | NE | 68102-1000 | Douglas | NE00574 | Scrapped/Junked | 118072 | 2000 | Lochinvar | WT - Water Tube Boiler | Equipment Room | HWSD - Hot Water Dom/Potable | 11/30/2014
FNBO/Child Care 702130A | 1425 Chicago St | Omaha | NE | 68102-1000 | Douglas | NE25905 | Scrapped/Junked | 268591 | 2014 | Lochinvar | WT - Water Tube Boiler | Equipment Room | HWSD - Hot Water Dom/Potable | 11/30/2025
FNBO/Child Care 702130A | 1425 Chicago St | Omaha | NE | 68102-1000 | Douglas | NE41724 | Active | 131224 | 2019 | Lochinvar | FT - Firetube Boiler | EQUIPMENT ROOM | HWHT - Hot Water Heat | 11/30/2026
FNBO/Child Care 702130A | 1425 Chicago St | Omaha | NE | 68102-1000 | Douglas | NE41725 | Active | 131229 | 2019 | Lochinvar | FT - Firetube Boiler | EQUIPMENT ROOM | HWHT - Hot Water Heat | 11/30/2026
FNBO/Child Care 702130A | 1425 Chicago St | Omaha | NE | 68102-1000 | Douglas | NE43911 | Active | 628911 | 2024 | Sermeta | CHWH - ASME/Fired Water Heater | EQUIP ROOM | HWSD - Hot Water Dom/Potable | 11/30/2026
New Visions Omaha | 1425 N 18th St | Omaha | NE | 68102-4103 | Douglas | NE20771 | Scrapped/Junked | 161443 | 2011 | A O Smith | CHWH - ASME/Fired Water Heater | equip room | HWSD - Hot Water Dom/Potable | 4/30/2021
New Visions Omaha | 1425 N 18th St | Omaha | NE | 68102-4103 | Douglas | NE20772 | Active | 158954 | 2011 | A O Smith | CHWH - ASME/Fired Water Heater | 1417 equip rm | HWSD - Hot Water Dom/Potable | 4/30/2027
New Visions Omaha | 1425 N 18th St | Omaha | NE | 68102-4103 | Douglas | NE41084 | Active | 276218 | 2020 | State Industries | CHWH - ASME/Fired Water Heater | equip rm | HWSD - Hot Water Dom/Potable | 4/30/2027
Pacific Garden Apartments | 1425-27 Marbee Dr | Omaha | NE | 68124-1537 | Douglas | NE07313 | Inactive | n/a | 2004 | Burnham | CI - Cast Iron | EQUIP ROOM | HWHT - Hot Water Heat | 11/30/2018
PACIFIC GARDEN APARTMENTS | 1425-27 MARBEE DR | OMAHA | NE | 68124-1537 | Douglas | NE11994 | Scrapped/Junked |  | 1956 | NATIONAL CRANE |  | UNIT 15 | HWHT - Hot Water Heat | 11/30/2004
Pacific Garden Apartments | 1426-28 Marbee Dr # 14 | Omaha | NE | 68124-1536 | Douglas | NE07305 | Scrapped/Junked | n/a | 2000 | Peerless | CI - Cast Iron | EQUIP ROOM | HWHT - Hot Water Heat | 11/30/2014
Pacific Garden Apartments | 1426-28 Marbee Dr # 14 | Omaha | NE | 68124-1536 | Douglas | NE07306 | Scrapped/Junked | n/a | 2001 | Peerless | CI - Cast Iron | EQUIP ROOM | HWHT - Hot Water Heat | 11/30/2014
Pacific Garden Apartments | 1426-28 Marbee Dr # 14 | Omaha | NE | 68124-1536 | Douglas | NE11995 | Scrapped/Junked | n/a | 1956 | NATI | CI - Cast Iron | BOILER ROOM | HWHT - Hot Water Heat | 11/30/2012
Southridge Church | 1430 S 14th St | Omaha | NE | 68108-3509 | Douglas | NE43056 | Active | 361637 | 2022 | Lochinvar AIC Gdynia | FTVT - Firetube Vertical TB | Basement | HWHT - Hot Water Heat | 2/28/2027
Linden Place LMT | 14301 Fnb Pkwy Ste 100 | Omaha | NE | 68154-7200 | Douglas | NE25106 | Out of Service | 91828 | 1997 | PVI Industries, Inc. | FTHT - Firetube Horizontal | Boiler Room | HWHT - Hot Water Heat | 6/30/2024
Linden Place LMT | 14301 Fnb Pkwy Ste 100 | Omaha | NE | 68154-7200 | Douglas | NE25107 | Scrapped/Junked | 91827 | 1997 | PVI Industries, Inc. | FTHT - Firetube Horizontal | Boiler Room | HWHT - Hot Water Heat | 6/30/2025
Linden Place LMT | 14301 Fnb Pkwy Ste 100 | Omaha | NE | 68154-7200 | Douglas | NE43088 | Active | 97271 | 2023 | Aerco | FTVT - Firetube Vertical TB | Mechanical Room | HWHT - Hot Water Heat | 3/31/2027
Linden Place LMT | 14301 Fnb Pkwy Ste 100 | Omaha | NE | 68154-7200 | Douglas | NE43089 | Active | 97035 | 2023 | Aerco | FTVT - Firetube Vertical TB | Mechanical Room | HWHT - Hot Water Heat | 3/31/2027
Linden Place LMT | 14301 Fnb Pkwy Ste 100 | Omaha | NE | 68154-7200 | Douglas | NE43090 | Active | 96879 | 2023 | Aerco | FTVT - Firetube Vertical TB | Mechanical Room | HWHT - Hot Water Heat | 3/31/2027
Tenaska Inc | 14302 FNB Pkwy | Omaha | NE | 68154-5212 | Douglas | NE24828 | Active | 65969 | 2013 | Aerco | COND - Condenser | penthouse | HWHT - Hot Water Heat | 1/31/2027
Tenaska Inc | 14302 FNB Pkwy | Omaha | NE | 68154-5212 | Douglas | NE24829 | Active | 65766 | 2013 | Aerco | COND - Condenser | penthouse | HWHT - Hot Water Heat | 1/31/2027
Majestic Theatre | 14304 W Maple Rd | Omaha | NE | 68164-2438 | Douglas | NE21731 | Active | 62678 | 1996 | Lochinvar | CPFT - Horiz Cpr Fin Boiler | 2ND FL/EQUIP ROOM | HWHT - Hot Water Heat | 12/31/2026
Majestic Theatre | 14304 W Maple Rd | Omaha | NE | 68164-2438 | Douglas | NE21732 | Active | 62887 | 1996 | Lochinvar | CPFT - Horiz Cpr Fin Boiler | 2ND FL/EQUIP ROOM | HWHT - Hot Water Heat | 12/31/2026
DWYERLAND COMPANY | 14306 Industrial Rd | Omaha | NE | 68144-3334 | Douglas | NE16883 | Scrapped/Junked | 33752 | 1980 | REIMERS ELECTRA STEAM | ELBL - Electric Boiler | STERILIZING | 0020 - Supp to Sterlizer/Autoclave | 8/31/1993
DWYERLAND COMPANY | 14306 Industrial Rd | Omaha | NE | 68144-3334 | Douglas | NE16910 | Scrapped/Junked | 34089 | 1986 | REIMERS ELECTRA STEAM | ELBL - Electric Boiler | PRODUCTION | 0020 - Supp to Sterlizer/Autoclave | 8/31/2000
DWYERLAND COMPANY | 14306 Industrial Rd | Omaha | NE | 68144-3334 | Douglas | NE37424 | Inactive | 40396 | 1989 | PM LATTNER MFR COMPANY | FT - Firetube Boiler | BOILER ROOM | PROC - Process Steam | 8/31/2000
DWYERLAND COMPANY | 14306 Industrial Rd | Omaha | NE | 68144-3334 | Douglas | NE37425 | Inactive |  | 1988 | PM LATTNER MFR COMPANY | FT - Firetube Boiler | BOILER ROOM | PROC - Process Steam | 8/31/2000
Parsons House on Eagle Run | 14325 Eagle Run Dr | Omaha | NE | 68164-5435 | Douglas | NE21897 | Active | 158910 | 1999 | Raypak, Inc. | CPFT - Horiz Cpr Fin Boiler | BSMT-BLRM | HWSD - Hot Water Dom/Potable | 11/30/2025
Parsons House on Eagle Run | 14325 Eagle Run Dr | Omaha | NE | 68164-5435 | Douglas | NE21898 | Active | 158909 | 1999 | Raypak, Inc. | CPFT - Horiz Cpr Fin Boiler | BSMT-BLRM | HWSD - Hot Water Dom/Potable | 11/30/2025
Parsons House on Eagle Run | 14325 Eagle Run Dr | Omaha | NE | 68164-5435 | Douglas | NE21899 | Active | 158908 | 1999 | Raypak, Inc. | CPFT - Horiz Cpr Fin Boiler | BSMT-BLRM | HWSD - Hot Water Dom/Potable | 11/30/2025
St Vincent Depaul School | 14330 Eagle Run Dr | Omaha | NE | 68164-5425 | Douglas | NE15610 | Active | 7614 | 1993 | ALES | FTVT - Firetube Vertical TB | BOILER ROOM | HWHT - Hot Water Heat | 12/31/2026
St Vincent Depaul School | 14330 Eagle Run Dr | Omaha | NE | 68164-5425 | Douglas | NE15611 | Active | 7615 | 1993 | ALES | FTVT - Firetube Vertical TB | BASEMENT | HWHT - Hot Water Heat | 12/31/2026
St Vincent Depaul School | 14330 Eagle Run Dr | Omaha | NE | 68164-5425 | Douglas | NE21903 | Active | 8478 | 1995 | ALES | FTVT - Firetube Vertical TB | BOILER ROOM | HWHT - Hot Water Heat | 12/31/2026
St Vincent Depaul School | 14330 Eagle Run Dr | Omaha | NE | 68164-5425 | Douglas | NE22650 | Active | 9060 | 1996 | ALES | FTVT - Firetube Vertical TB | BOILER ROOM | HWHT - Hot Water Heat | 12/31/2026
St Vincent Depaul School | 14330 Eagle Run Dr | Omaha | NE | 68164-5425 | Douglas | NE28026 | Active | 13338 | 2017 | RBI/Cosmogas | COND - Condenser | BASEMENT MECH ROOM | HWHT - Hot Water Heat | 12/31/2026
St Vincent Depaul School | 14330 Eagle Run Dr | Omaha | NE | 68164-5425 | Douglas | NE28027 | Active | 13339 | 2017 | RBI/Cosmogas | COND - Condenser | BASEMENT MECH ROOM | HWHT - Hot Water Heat | 12/31/2026
St Vincent Depaul School | 14330 Eagle Run Dr | Omaha | NE | 68164-5425 | Douglas | NE28028 | Active | 13340 | 2017 | RBI/Cosmogas | COND - Condenser | BASEMENT MECH ROOM | HWHT - Hot Water Heat | 12/31/2026
St Vincent Depaul School | 14330 Eagle Run Dr | Omaha | NE | 68164-5425 | Douglas | NE28029 | Active | 13341 | 2017 | RBI/Cosmogas | COND - Condenser | BASEMENT MECH ROOM | HWHT - Hot Water Heat | 12/31/2026
Casey's General Store | 14330 Hillsdale Ave | Omaha | NE | 68137-5565 | Douglas | NE22774 | Inactive | unk | 1899 | Teledyne Laars | CPFT - Horiz Cpr Fin Boiler | equip room | HWDP - Hotwater Heat & Dom Supply | 2/28/2013
Casey's General Store | 14330 Hillsdale Ave | Omaha | NE | 68137-5565 | Douglas | NE22775 | Inactive | unk | 1998 | Teledyne Laars | CPFT - Horiz Cpr Fin Boiler | equip room | HWHF - Hot Water Heat-Floor | 2/28/2013
Colonial Hotel | 144 S 38th St | Omaha | NE | 68131-3146 | Douglas | NE09576 | Scrapped/Junked | 11711 | 2001 | ALES | FTFB - Firetube-Firebox Boiler | BOILER ROOM | STHT - Steam-Heat | 10/31/2016
Boys Town | 14409 Giannelli Cir | Boys Town | NE | 68010-7522 | Douglas | NE20369 | Inactive | 47925 | 1996 | Kewanee | FTFB - Firetube-Firebox Boiler | 1ST FLOOR | STHT - Steam-Heat | 6/30/2013
One Hour Martinizing | 14430 W Center Rd | Omaha | NE | 68144-3217 | Douglas | NE04590 | Inactive | 1155 | 1981 | W&D | FTNF - Firetube Flueless | BOILER ROOM | PROC - Process Steam | 5/31/2008
Nox-Crete Chemicals | 1444 S 20th St | Omaha | NE | 68108-3443 | Douglas | NE11803 | Scrapped/Junked | 22603 | 1961 | ORRS | FT - Firetube Boiler | BOILER ROOM | STHT - Steam-Heat | 11/30/2008
Nox-Crete Chemicals | 1444 S 20th St | Omaha | NE | 68108-3443 | Douglas | NE14601 | Scrapped/Junked | 7466 | 1967 | Kewanee | FTFB - Firetube-Firebox Boiler | Boiler Room | STHT - Steam-Heat | 5/31/2024
Nox-Crete Chemicals | 1444 S 20th St | Omaha | NE | 68108-3443 | Douglas | NE24256 | Inactive | 29715 | 1977 | Kewannee | FTFB - Firetube-Firebox Boiler | Boiler Room | STHT - Steam-Heat | 5/31/2022
Nox-Crete Chemicals | 1444 S 20th St | Omaha | NE | 68108-3443 | Douglas | NE41223 | Active | 32790 | 1979 | Kewanee | FTFB - Firetube-Firebox Boiler | mech room | STHT - Steam-Heat | 5/31/2027
Nox-Crete Chemicals | 1444 S 20th St | Omaha | NE | 68108-3443 | Douglas | NE43940 | Active | 21897 | 2025 | Aldrich | FTFB - Firetube-Firebox Boiler | Boiler Room | PROC - Process Steam | 5/31/2027
Ash Grove Cement Company | 14441 Dupont Ct Ste 304 | Omaha | NE | 68144-2107 | Douglas | NE36488 | Inactive | 36488 |  | G/D |  | 2nd Story Clay Crusher |  | 5/17/2002
Bag N Save | 14444 W Center Rd | Omaha | NE | 68144-3217 | Douglas | NE12962 | Scrapped/Junked | 7152 | 1989 | A. O. Smith | CHWH - ASME/Fired Water Heater | EQUIP ROOM | HWSD - Hot Water Dom/Potable | 2/28/2003
Vasa Fitness | 14445 W Center Rd | Omaha | NE | 68144-5401 | Douglas | NE42710 | Active | 405725 | 2023 | Lochinvar | CPPH - Ansi Cpr Fin Pool Heater | Pool Mechanical Room | IPHT - Indoor Pool Heater | 7/31/2024
Vasa Fitness | 14445 W Center Rd | Omaha | NE | 68144-5401 | Douglas | NE42711 | Active | 410489 | 2023 | Lochinvar | CPPH - Ansi Cpr Fin Pool Heater | Pool Mechanical Room | IPHT - Indoor Pool Heater | 7/31/2024
CG JOHNSON BOILER CO | 1445 N 11th St | Omaha | NE | 68102-4202 | Douglas | NE21685 | Inactive | 7317 | 1975 | SUPERIOR BOILERWORKS | FT - Firetube Boiler | PORTABLE | POWR - Power Generation | 2/28/2000
CG JOHNSON BOILER CO | 1445 N 11th St | Omaha | NE | 68102-4202 | Douglas | NE30863 | Inactive | 40297 | 1987 | KEWANEE | FTSM - FTS Marine Dry Back | PORTABLE | PHPS - Portable High PSI Steam | 2/28/1999
CG JOHNSON BOILER CO | 1445 N 11th St | Omaha | NE | 68102-4202 | Douglas | NE40126 | Inactive | 9062 | 1995 | JOHNSTON BOILER COMP | FTSM - FTS Marine Dry Back | PORTABLE BOILER | POWR - Power Generation | 6/30/2000
Blue Sushi Sake Grill | 14450 Eagle Run Dr Ste 240 | Omaha | NE | 68116-8412 | Douglas | NE09940 | Scrapped/Junked | 72428 | 2002 | AO SMITH | CHWH - ASME/Fired Water Heater | EQUIP ROOM | HWSD - Hot Water Dom/Potable | 12/31/2010
Storm Bath & Beauty | 14455 W Center Rd | Omaha | NE | 68144-5401 | Douglas | NE04217 | Scrapped/Junked | 38472 | 1986 | PM LATTNER MFR COMPANY | FTVT - Firetube Vertical TB | BOILER ROOM | PROC - Process Steam | 2/28/2005
Storm Bath & Beauty | 14455 W Center Rd | Omaha | NE | 68144-5401 | Douglas | NE06133 | Scrapped/Junked | 52652 | 2004 | Lattner Boiler Co | FTNT - FT Vertical Tubeless | EQUIPMENT ROOM | PROC - Process Steam | 4/30/2021
Red Robin Restaurant | 14455 W Maple Rd | Omaha | NE | 68116-5164 | Douglas | NE06455 | Scrapped/Junked | 63795 | 2004 | BRDW | CHWH - ASME/Fired Water Heater | EQUIPMENT ROOM | HWSD - Hot Water Dom/Potable | 2/28/2007
Red Robin Restaurant | 14455 W Maple Rd | Omaha | NE | 68116-5164 | Douglas | NE09943 | Scrapped/Junked | 68552 | 2002 | AO SMITH | CPFT - Horiz Cpr Fin Boiler | EQUIP ROOM | HWSD - Hot Water Dom/Potable | 2/28/2006
Red Robin Restaurant | 14455 W Maple Rd | Omaha | NE | 68116-5164 | Douglas | NE14619 | Scrapped/Junked | 82207 | 2009 | BRADFORD-WHITE | CHWH - ASME/Fired Water Heater | EQUIP ROOM | HWSD - Hot Water Dom/Potable | 7/31/2016
Timber Lodge Steakhouse | 14460 W Maple Rd | Omaha | NE | 68116-5163 | Douglas | NE09938 | Inactive | 72482 | 2002 | AOSM | CHWH - ASME/Fired Water Heater | EQUIP ROOM | HWSD - Hot Water Dom/Potable | 12/31/2008
Timber Lodge Steakhouse | 14460 W Maple Rd | Omaha | NE | 68116-5163 | Douglas | NE09939 | Inactive | 69837 | 2002 | AOSM | CHWH - ASME/Fired Water Heater | EQUIP ROOM | HWSD - Hot Water Dom/Potable | 12/31/2008
TOUREK ENGRAVING CO | 1449 S 13th St | Omaha | NE | 68108-3503 | Douglas | NE17861 | Inactive |  | 1920 | NATIONAL CRANE | FT - Firetube Boiler | BASEMENT | STHT - Steam-Heat | 6/30/1998
145 APARTMENTS | 145 N 34th St | Omaha | NE | 68131-2543 | Douglas | NE12802 | Scrapped/Junked |  | 1935 | AMERICAN RADIATOR |  | EQUIPMENT ROOM | STHT - Steam-Heat | 8/31/2003
OFFICE/RETAIL SPACE | 14505 W Center Rd | Omaha | NE | 68144-3276 | Douglas | NE15474 | Inactive |  | 1993 | PEERLESS HEATER COMPANY |  |  | HWHT - Hot Water Heat | 8/31/1998
OFFICE/RETAIL SPACE | 14505 W Center Rd | Omaha | NE | 68144-3276 | Douglas | NE15475 | Inactive |  | 1993 | PEERLESS HEATER COMPANY |  |  | HWHT - Hot Water Heat | 8/31/1998
OFFICE/RETAIL SPACE | 14505 W Center Rd | Omaha | NE | 68144-3276 | Douglas | NE37482 | Inactive | 9197 | 1991 | AJAX BOILER INC | WT - Water Tube Boiler |  | HWHT - Hot Water Heat | 8/31/1997
Picotte Elementary School | 14506 Ohio St | Omaha | NE | 68116-4192 | Douglas | NE17233 | Active | 20756 | 1991 | Burnham | FTFB - Firetube-Firebox Boiler | BOILER ROOM | HWHT - Hot Water Heat | 12/31/2026
Picotte Elementary School | 14506 Ohio St | Omaha | NE | 68116-4192 | Douglas | NE17234 | Active | 20766 | 1991 | Burnham | FTFB - Firetube-Firebox Boiler | BOILER ROOM | HWHT - Hot Water Heat | 12/31/2026
Carrabba's Italian Grill # C7801 | 14520 W Maple Rd | Omaha | NE | 68116-5165 | Douglas | NE09915 | Scrapped/Junked | 71248 | 2002 | A. O. Smith | CHWH - ASME/Fired Water Heater | Boiler Rm | HWSD - Hot Water Dom/Potable | 9/30/2011
American National Bank | 14545 W Center Rd | Omaha | NE | 68144-3276 | Douglas | NE25797 | Active | 15579 | 1982 | Bryan | WT - Water Tube Boiler | mech room | HWHT - Hot Water Heat | 2/28/2027
American National Bank | 14545 W Center Rd | Omaha | NE | 68144-3276 | Douglas | NE25798 | Active | 15580 | 1982 | Bryan | WT - Water Tube Boiler | mech room | HWHT - Hot Water Heat | 2/28/2027
Midwest Oral & Masillofacial | 14625 California St | Omaha | NE | 68154-1950 | Douglas | NE14637 | Active | 65367 | 2008 | LOCHINVAR | WT - Water Tube Boiler | BOILER ROOM | HWHT - Hot Water Heat | 9/30/2026
Midwest Oral & Masillofacial | 14625 California St | Omaha | NE | 68154-1950 | Douglas | NE14638 | Active | 65376 | 2008 | LOCHINVAR | WT - Water Tube Boiler | BOILER ROOM | HWHT - Hot Water Heat | 9/30/2026
Farmers Dog | 14645 Industrial Rd | Omaha | NE | 68144-3229 | Douglas | NE43275 | Inactive | 4969 | 2024 | Electro-Steam | ELBL - Electric Boiler | Process Room | PROC - Process Steam | 4/30/2026
The Church of Jesus Christ - Omaha FM - Elkhorn, O | 14680 California St | Omaha | NE | 68154-1981 | Douglas | NE16962 | Scrapped/Junked | 22632 | 1982 | A. O. Smith | FT - Firetube Boiler | Mechanical Room | HWDP - Hotwater Heat & Dom Supply | 3/31/2001
Westport Apartments | 14707 F St | Omaha | NE | 68137-1004 | Douglas | NE27194 | Scrapped/Junked | 334218 | 2012 | Raypak | CPPH - Ansi Cpr Fin Pool Heater | Stand alone vessel | OPHT - Outdoor Pool Heater | 6/30/2019
Westport Apartments | 14707 F St | Omaha | NE | 68137-1004 | Douglas | NE43503 | Active | 560223 | 2023 | Raypak | CPPH - Ansi Cpr Fin Pool Heater | Outside Pool Room | OPHT - Outdoor Pool Heater | 5/31/2027
Seville Square II | 14710 W Dodge Rd | Omaha | NE | 68154-2027 | Douglas | NE21814 | Scrapped/Junked | 9008 | 1996 | ALES | FTVT - Firetube Vertical TB | EQUIPMENT ROOM | HWHT - Hot Water Heat | 3/31/2024
Seville Square II | 14710 W Dodge Rd | Omaha | NE | 68154-2027 | Douglas | NE21815 | Scrapped/Junked | 9003 | 1996 | ALES | FTVT - Firetube Vertical TB | EQUIPMENT ROOM | HWHT - Hot Water Heat | 3/31/2024
Seville Square II | 14710 W Dodge Rd | Omaha | NE | 68154-2027 | Douglas | NE21816 | Scrapped/Junked | 9005 | 1996 | ALES | FTVT - Firetube Vertical TB | EQUIPMENT ROOM | HWHT - Hot Water Heat | 3/31/2024
Seville Square II | 14710 W Dodge Rd | Omaha | NE | 68154-2027 | Douglas | NE42351 | Active | 21201 | 2023 | Aldrich | FTVT - Firetube Vertical TB | Penthouse | HWHT - Hot Water Heat | 6/30/2026
Seville Square II | 14710 W Dodge Rd | Omaha | NE | 68154-2027 | Douglas | NE42352 | Active | 21203 | 2023 | Aldrich | FTVT - Firetube Vertical TB | EQUIPMENT ROOM | HWHT - Hot Water Heat | 6/30/2026
Seville Square II | 14710 W Dodge Rd | Omaha | NE | 68154-2027 | Douglas | NE42353 | Active | 21202 | 2023 | Aldrich | FTVT - Firetube Vertical TB | EQUIPMENT ROOM | HWHT - Hot Water Heat | 6/30/2026
West Center Pointe | 14748 W Center Rd | Omaha | NE | 68144-2029 | Douglas | NE12959 | Active | 8514 | 1989 | Ajax | WT - Water Tube Boiler | EQUIPMENT ROOM | HWHT - Hot Water Heat | 10/31/2026
Onyx Automotive | 14800 Davenport St | Omaha | NE | 68154 | Douglas | NE28558 | Active | 459300 | 2019 | Lochinvar/Sermeta | WT - Water Tube Boiler | equipment room | HWHT - Hot Water Heat | 12/31/2026
Onyx Automotive | 14800 Davenport St | Omaha | NE | 68154 | Douglas | NE28559 | Active | 459299 | 2019 | Lochinvar/Sermeta | WT - Water Tube Boiler | equipment room | HWHT - Hot Water Heat | 12/31/2026
Saddlebrook Community School | 14850 Laurel Ave | Omaha | NE | 68116-4530 | Douglas | NE14632 | Active | 207947 | 2008 | LOCHINVAR | CPFT - Horiz Cpr Fin Boiler | MECH ROOM | HWHT - Hot Water Heat | 12/31/2026
Saddlebrook Community School | 14850 Laurel Ave | Omaha | NE | 68116-4530 | Douglas | NE14633 | Active | 207948 | 2008 | LOCHINVAR | CPFT - Horiz Cpr Fin Boiler | MECH ROOM | HWHT - Hot Water Heat | 12/31/2026
Millard South High School | 14905 Q St | Omaha | NE | 68137-2512 | Douglas | NE03956 | Scrapped/Junked | 42472 | 1980 | PVI INDUSTRIES | CHWH - ASME/Fired Water Heater |  | HWSD - Hot Water Dom/Potable | 8/31/2000
Millard South High School | 14905 Q St | Omaha | NE | 68137-2512 | Douglas | NE03957 | Scrapped/Junked | 42471 | 1980 | PVI INDUSTRIES | CHWH - ASME/Fired Water Heater |  | HWSD - Hot Water Dom/Potable | 8/31/2000
Millard South High School | 14905 Q St | Omaha | NE | 68137-2512 | Douglas | NE03958 | Scrapped/Junked | 42470 | 1980 | PVI INDUSTRIES | CHWH - ASME/Fired Water Heater |  | HWSD - Hot Water Dom/Potable | 8/31/2000
Millard South High School | 14905 Q St | Omaha | NE | 68137-2512 | Douglas | NE03959 | Scrapped/Junked | 2469 | 1980 | PVI INDUSTRIES | CHWH - ASME/Fired Water Heater |  | HWSD - Hot Water Dom/Potable | 8/31/2000
Millard South High School | 14905 Q St | Omaha | NE | 68137-2512 | Douglas | NE04805 | Scrapped/Junked | 6129 | 1989 | Teledyne Laars | CPFT - Horiz Cpr Fin Boiler | FIELD HOUSE | HWSD - Hot Water Dom/Potable | 8/31/2020
Millard South High School | 14905 Q St | Omaha | NE | 68137-2512 | Douglas | NE04806 | Scrapped/Junked | 6128 | 1989 | Teledyne Laars | CPFT - Horiz Cpr Fin Boiler | FIELD HOUSE | HWSD - Hot Water Dom/Potable | 8/31/2020
Millard South High School | 14905 Q St | Omaha | NE | 68137-2512 | Douglas | NE07847 | Scrapped/Junked | 156636 | 1999 | RAYPAK | CPFT - Horiz Cpr Fin Boiler | POOL ROOM | IPHT - Indoor Pool Heater | 8/31/2024
Millard South High School | 14905 Q St | Omaha | NE | 68137-2512 | Douglas | NE08637 | Active | 10039 | 1998 | Aldrich | FTVT - Firetube Vertical TB | MECHANICAL ROOM | HWHT - Hot Water Heat | 8/31/2026
Millard South High School | 14905 Q St | Omaha | NE | 68137-2512 | Douglas | NE08638 | Scrapped/Junked | 91056 | 1999 | WBLT | FT - Firetube Boiler | KITCHEN | 0021 - Steam Supp Cooker/Kettle | 8/31/2015
Millard South High School | 14905 Q St | Omaha | NE | 68137-2512 | Douglas | NE08639 | Scrapped/Junked | 91223 | 1999 | WBLT | FT - Firetube Boiler | KITCHEN | 0021 - Steam Supp Cooker/Kettle | 8/31/2011
Millard South High School | 14905 Q St | Omaha | NE | 68137-2512 | Douglas | NE12629 | Scrapped/Junked | 202754 | 2008 | LAARS HEATING SYSTEMS CO | WT - Water Tube Boiler | Chiller Room | HWDP - Hotwater Heat & Dom Supply | 8/31/2023
Millard South High School | 14905 Q St | Omaha | NE | 68137-2512 | Douglas | NE12630 | Scrapped/Junked | 202753 | 2008 | LAARS HEATING SYSTEMS CO | WT - Water Tube Boiler | Chiller Room | HWDP - Hotwater Heat & Dom Supply | 8/31/2023
Millard South High School | 14905 Q St | Omaha | NE | 68137-2512 | Douglas | NE19041 | Scrapped/Junked | 115570 | 2010 | Cleveland Range | FT - Firetube Boiler | KITCHEN | 0021 - Steam Supp Cooker/Kettle | 8/31/2021
Millard South High School | 14905 Q St | Omaha | NE | 68137-2512 | Douglas | NE19791 | Inactive | 27897 | 1996 | AERCO INTERNATIONAL | HCWH - Helical FT-Water Heater | BOILER ROOM | HWSD - Hot Water Dom/Potable | 8/31/2008
Millard South High School | 14905 Q St | Omaha | NE | 68137-2512 | Douglas | NE26015 | Active | 112318 | 2014 | Cleveland | FT - Firetube Boiler | KITCHEN | 0021 - Steam Supp Cooker/Kettle | 8/31/2026
Millard South High School | 14905 Q St | Omaha | NE | 68137-2512 | Douglas | NE32316 | Scrapped/Junked | 2826 | 1969 | MARKET FORGE INDUSTRIES | FT - Firetube Boiler | SOUTH HIGH | 0021 - Steam Supp Cooker/Kettle | 8/31/1999
Millard South High School | 14905 Q St | Omaha | NE | 68137-2512 | Douglas | NE32336 | Active | 34345 | 1980 | Kewanee | FTFB - Firetube-Firebox Boiler | BOILER ROOM | HWHT - Hot Water Heat | 8/31/2026
Millard South High School | 14905 Q St | Omaha | NE | 68137-2512 | Douglas | NE32337 | Active | 34286 | 1980 | Kewanee | FTFB - Firetube-Firebox Boiler | BOILER ROOM | HWHT - Hot Water Heat | 8/31/2026
Millard South High School | 14905 Q St | Omaha | NE | 68137-2512 | Douglas | NE32818 | Scrapped/Junked | 10502 | 1981 | MARKET FORGE INDUSTRIES | FT - Firetube Boiler |  | 0021 - Steam Supp Cooker/Kettle | 8/31/1999
Millard South High School | 14905 Q St | Omaha | NE | 68137-2512 | Douglas | NE41216 | Active | 137972 | 2020 | Cleveland | COOK - Fired Cooker | Kitchen | 0021 - Steam Supp Cooker/Kettle | 8/31/2026
Millard South High School | 14905 Q St | Omaha | NE | 68137-2512 | Douglas | NE42277 | Active | 15349 | 2021 | Riello | WT - Water Tube Boiler | 200 Mech. Room | HWHT - Hot Water Heat | 8/31/2026
Millard South High School | 14905 Q St | Omaha | NE | 68137-2512 | Douglas | NE42278 | Active | 15357 | 2021 | Riello | WT - Water Tube Boiler | 200 Mech. Room | HWHT - Hot Water Heat | 8/31/2026
Millard South High School | 14905 Q St | Omaha | NE | 68137-2512 | Douglas | NE42279 | Active | 15354 | 2021 | Riello | WT - Water Tube Boiler | 200 Mech. Room | HWHT - Hot Water Heat | 8/31/2026
Millard South High School | 14905 Q St | Omaha | NE | 68137-2512 | Douglas | NE42280 | Active | 15355 | 2021 | Riello | WT - Water Tube Boiler | 200 Mech. Room | HWHT - Hot Water Heat | 8/31/2026
Millard South High School | 14905 Q St | Omaha | NE | 68137-2512 | Douglas | NE42281 | Active | 15371 | 2021 | Riello | WT - Water Tube Boiler | 200 Mech. Room | HWHT - Hot Water Heat | 8/31/2026
Millard South High School | 14905 Q St | Omaha | NE | 68137-2512 | Douglas | NE42282 | Active | 15347 | 2021 | Riello | WT - Water Tube Boiler | 200 Mech. Room | HWHT - Hot Water Heat | 8/31/2026
Millard South High School | 14905 Q St | Omaha | NE | 68137-2512 | Douglas | NE42283 | Active | 15352 | 2021 | Riello | WT - Water Tube Boiler | 200 Mech. Room | HWHT - Hot Water Heat | 8/31/2026
Millard South High School | 14905 Q St | Omaha | NE | 68137-2512 | Douglas | NE42284 | Active | 15348 | 2021 | Riello | WT - Water Tube Boiler | 200 Mech. Room | HWHT - Hot Water Heat | 8/31/2026
Millard South High School | 14905 Q St | Omaha | NE | 68137-2512 | Douglas | NE42285 | Active | 15739 | 2021 | Riello | WT - Water Tube Boiler | 200 Mech. Room | HWHT - Hot Water Heat | 8/31/2026
Millard South High School | 14905 Q St | Omaha | NE | 68137-2512 | Douglas | NE42286 | Active | 15919 | 2021 | Riello | WT - Water Tube Boiler | 200 Mech. Room | HWHT - Hot Water Heat | 8/31/2026
Millard South High School | 14905 Q St | Omaha | NE | 68137-2512 | Douglas | NE42287 | Active | 15740 | 2021 | Riello | WT - Water Tube Boiler | 200 Mech. Room | HWHT - Hot Water Heat | 8/31/2026
Millard South High School | 14905 Q St | Omaha | NE | 68137-2512 | Douglas | NE42288 | Active | 15806 | 2021 | Riello | WT - Water Tube Boiler | 200 Mech. Room | HWHT - Hot Water Heat | 8/31/2026
Millard South High School | 14905 Q St | Omaha | NE | 68137-2512 | Douglas | NE42289 | Active | 15726 | 2021 | Riello | WT - Water Tube Boiler | 200 Mech. Room | HWHT - Hot Water Heat | 8/31/2026
Millard South High School | 14905 Q St | Omaha | NE | 68137-2512 | Douglas | NE42290 | Active | 15808 | 2021 | Riello | WT - Water Tube Boiler | 200 Mech. Room | HWHT - Hot Water Heat | 8/31/2026
Millard South High School | 14905 Q St | Omaha | NE | 68137-2512 | Douglas | NE42291 | Active | 15959 | 2021 | Riello | WT - Water Tube Boiler | 200 Mech. Room | HWHT - Hot Water Heat | 8/31/2026
Millard South High School | 14905 Q St | Omaha | NE | 68137-2512 | Douglas | NE42292 | Active | 15807 | 2021 | Riello | WT - Water Tube Boiler | 200 Mech. Room | HWHT - Hot Water Heat | 8/31/2026
Millard South High School | 14905 Q St | Omaha | NE | 68137-2512 | Douglas | NE42293 | Active | 17269 | 2021 | Riello | WT - Water Tube Boiler | 200 Mech. Room | HWHT - Hot Water Heat | 8/31/2026
Millard South High School | 14905 Q St | Omaha | NE | 68137-2512 | Douglas | NE42294 | Active | 17266 | 2021 | Riello | WT - Water Tube Boiler | 200 Mech. Room | HWHT - Hot Water Heat | 8/31/2026
Millard South High School | 14905 Q St | Omaha | NE | 68137-2512 | Douglas | NE42295 | Active | 17220 | 2021 | Riello | WT - Water Tube Boiler | 200 Mech. Room | HWHT - Hot Water Heat | 8/31/2026
Millard South High School | 14905 Q St | Omaha | NE | 68137-2512 | Douglas | NE42296 | Active | 17251 | 2021 | Riello | WT - Water Tube Boiler | 200 Mech. Room | HWHT - Hot Water Heat | 8/31/2026
Millard South High School | 14905 Q St | Omaha | NE | 68137-2512 | Douglas | NE42297 | Active | 17252 | 2021 | Riello | WT - Water Tube Boiler | 200 Mech. Room | HWHT - Hot Water Heat | 8/31/2026
Millard South High School | 14905 Q St | Omaha | NE | 68137-2512 | Douglas | NE42298 | Active | 17249 | 2021 | Riello | WT - Water Tube Boiler | 200 Mech. Room | HWHT - Hot Water Heat | 8/31/2026
Millard South High School | 14905 Q St | Omaha | NE | 68137-2512 | Douglas | NE42299 | Active | 17250 | 2021 | Riello | WT - Water Tube Boiler | 200 Mech. Room | HWHT - Hot Water Heat | 8/31/2026
Millard South High School | 14905 Q St | Omaha | NE | 68137-2512 | Douglas | NE42300 | Active | 17219 | 2021 | Riello | WT - Water Tube Boiler | 200 Mech. Room | HWHT - Hot Water Heat | 8/31/2026
Millard South High School | 14905 Q St | Omaha | NE | 68137-2512 | Douglas | NE43021 | Active | 605434 | 2024 | Lochinvar | WTHW - Watertube Wtr Heater | Chiller Room | HWSD - Hot Water Dom/Potable | 8/31/2026
Millard South High School | 14905 Q St | Omaha | NE | 68137-2512 | Douglas | NE43022 | Active | 605431 | 2024 | Lochinvar | WTHW - Watertube Wtr Heater | Chiller Room | HWSD - Hot Water Dom/Potable | 8/31/2026
Millard South High School | 14905 Q St | Omaha | NE | 68137-2512 | Douglas | NE43023 | Active | 578045 | 2024 | Raypak | CPPH - Ansi Cpr Fin Pool Heater | Pool Mech Room | IPHT - Indoor Pool Heater | 8/31/2026
Vacnat Building | 14949 Evans Plz | Omaha | NE | 68116-6102 | Douglas | NE26355 | Inactive | 214141 | 2016 | AO SMITH | COND - Condenser | warehouse mezzanine | HWSD - Hot Water Dom/Potable | 5/31/2020
OHA/Pine Tower Apts | 1500 Pine St | Omaha | NE | 68108-3576 | Douglas | NE07615 | Scrapped/Junked | 76309 | 2002 | STAT | CHWH - ASME/Fired Water Heater | BOILER ROOM | HWSD - Hot Water Dom/Potable | 3/31/2022
OHA/Pine Tower Apts | 1500 Pine St | Omaha | NE | 68108-3576 | Douglas | NE07616 | Scrapped/Junked | 76306 | 2002 | STAT | CHWH - ASME/Fired Water Heater | BOILER ROOM | HWSD - Hot Water Dom/Potable | 3/31/2024
OHA/Pine Tower Apts | 1500 Pine St | Omaha | NE | 68108-3576 | Douglas | NE07617 | Scrapped/Junked | 71235 | 2001 | STAT | CHWH - ASME/Fired Water Heater | BOILER ROOM | HWSD - Hot Water Dom/Potable | 3/31/2016
OHA/Pine Tower Apts | 1500 Pine St | Omaha | NE | 68108-3576 | Douglas | NE16451 | Scrapped/Junked | 25858 | 1991 | LOCHINVAR | CHWH - ASME/Fired Water Heater | BOILER ROOM | HWSD - Hot Water Dom/Potable | 3/31/2002
OHA/Pine Tower Apts | 1500 Pine St | Omaha | NE | 68108-3576 | Douglas | NE16452 | Scrapped/Junked | 25861 | 1991 | LOCHINVAR | CPFH - Copper Fin Water Heater | BOILER ROOM | HWSD - Hot Water Dom/Potable | 3/31/2001
OHA/Pine Tower Apts | 1500 Pine St | Omaha | NE | 68108-3576 | Douglas | NE16453 | Scrapped/Junked | 25857 | 1991 | LOCHINVAR | CHWH - ASME/Fired Water Heater | BOILER ROOM | HWSD - Hot Water Dom/Potable | 3/31/2002
OHA/Pine Tower Apts | 1500 Pine St | Omaha | NE | 68108-3576 | Douglas | NE17345 | Active | n/a | 1992 | Peerless | CI - Cast Iron | BOILER ROOM | HWHT - Hot Water Heat | 3/31/2027
OHA/Pine Tower Apts | 1500 Pine St | Omaha | NE | 68108-3576 | Douglas | NE17346 | Active | n/a | 1992 | Peerless | CI - Cast Iron | BOILER ROOM | HWHT - Hot Water Heat | 3/31/2027
OHA/Pine Tower Apts | 1500 Pine St | Omaha | NE | 68108-3576 | Douglas | NE26285 | Scrapped/Junked | 108377 | 2014 | Bradford White | CHWH - ASME/Fired Water Heater | BOILER ROOM | HWSD - Hot Water Dom/Potable | 3/31/2024
OHA/Pine Tower Apts | 1500 Pine St | Omaha | NE | 68108-3576 | Douglas | NE42270 | Active | 306800 | 2023 | State Industries | CHWH - ASME/Fired Water Heater | Boiler Room | HWSD - Hot Water Dom/Potable | 3/31/2027
OHA/Pine Tower Apts | 1500 Pine St | Omaha | NE | 68108-3576 | Douglas | NE42271 | Scrapped/Junked | 294964 | 2023 | State Industries | CHWH - ASME/Fired Water Heater | Boiler Room | HWSD - Hot Water Dom/Potable | 3/31/2026
OHA/Pine Tower Apts | 1500 Pine St | Omaha | NE | 68108-3576 | Douglas | NE42272 | Scrapped/Junked | 309401 | 2023 | State Industries | CHWH - ASME/Fired Water Heater | Boiler Room | HWSD - Hot Water Dom/Potable | 3/31/2027
OHA/Pine Tower Apts | 1500 Pine St | Omaha | NE | 68108-3576 | Douglas | NE43961 | Active | 336411 | 2025 | AO SMITH | CHWH - ASME/Fired Water Heater | Boiler Room | HWSD - Hot Water Dom/Potable | 3/31/2026
OHA/Pine Tower Apts | 1500 Pine St | Omaha | NE | 68108-3576 | Douglas | NE43962 | Active | 337784 | 2025 | AO SMITH | CHWH - ASME/Fired Water Heater | Boiler Room | HWSD - Hot Water Dom/Potable | 3/31/2026
Valmont Headquarters | 15000 Valmont Plz | Omaha | NE | 68154-5404 | Douglas | NE29264 | Active | 354732 | 2020 | Lochinvar | FT - Firetube Boiler | basement mech room | HWHT - Hot Water Heat | 6/30/2026
Valmont Headquarters | 15000 Valmont Plz | Omaha | NE | 68154-5404 | Douglas | NE29265 | Active | 354429 | 2020 | Lochinvar | FT - Firetube Boiler | basement mech room | HWHT - Hot Water Heat | 6/30/2026
Valmont Headquarters | 15000 Valmont Plz | Omaha | NE | 68154-5404 | Douglas | NE29266 | Active | 134162 | 2019 | Lochinvar | FT - Firetube Boiler | basement mech room | GLFH - Glycol Floor Heat System | 6/30/2026
Divine Shepherd Lutheran Church-BMIC#434363 | 15005 Q St | Omaha | NE | 68137-2525 | Douglas | NE06708 | Active | 13950 | 2005 | ALES | FTVT - Firetube Vertical TB | EQUIPMENT ROOM | HWHT - Hot Water Heat | 4/30/2027
Divine Shepherd Lutheran Church-BMIC#434363 | 15005 Q St | Omaha | NE | 68137-2525 | Douglas | NE06709 | Active | 13951 | 2005 | ALES | FTVT - Firetube Vertical TB | EQUIPMENT ROOM | HWHT - Hot Water Heat | 4/30/2027
Divine Shepherd Lutheran Church-BMIC#434363 | 15005 Q St | Omaha | NE | 68137-2525 | Douglas | NE24753 | Active | 94001 | 1998 | Pvi | FTVT - Firetube Vertical TB | BOILER ROOM | HWHT - Hot Water Heat | 4/30/2027
Divine Shepherd Lutheran Church-BMIC#434363 | 15005 Q St | Omaha | NE | 68137-2525 | Douglas | NE24754 | Active | 94000 | 1998 | Pvi | FT - Firetube Boiler | BOILER ROOM | HWHT - Hot Water Heat | 4/30/2027
FNBO-Parking Garage 7 | 1501 Dodge St | Omaha | NE | 68102 | Douglas | NE08480 | Scrapped/Junked | 11574 | 2000 | PREC | ELBL - Electric Boiler | EQUIP ROOM | GLFH - Glycol Floor Heat System | 9/30/2018
1501 Howard Building | 1501 Howard St | Omaha | NE | 68102-2703 | Douglas | NE22611 | Inactive | NA | 1996 | Peerless | CI - Cast Iron | Basement | STHT - Steam-Heat | 10/31/2018
Fairfield Inn & Suites | 1501 Nicholas St | Omaha | NE | 68102-4213 | Douglas | NE12565 | Scrapped/Junked | 118725 | 2007 | A. O. Smith | CHWH - ASME/Fired Water Heater | Boiler Room | HWSD - Hot Water Dom/Potable | 4/30/2022
Fairfield Inn & Suites | 1501 Nicholas St | Omaha | NE | 68102-4213 | Douglas | NE12566 | Scrapped/Junked | 122200 | 2008 | A. O. Smith | CHWH - ASME/Fired Water Heater | Mechanical Room | HWDP - Hotwater Heat & Dom Supply | 4/30/2014
Fairfield Inn & Suites | 1501 Nicholas St | Omaha | NE | 68102-4213 | Douglas | NE12567 | Active | 122201 | 2008 | A. O. Smith | CHWH - ASME/Fired Water Heater | Mechanical Room | HWSD - Hot Water Dom/Potable | 4/30/2026
Fairfield Inn & Suites | 1501 Nicholas St | Omaha | NE | 68102-4213 | Douglas | NE12568 | Scrapped/Junked | 122202 | 2008 | A. O. Smith | CHWH - ASME/Fired Water Heater | Mechanical Room | HWDP - Hotwater Heat & Dom Supply | 4/30/2014
Fairfield Inn & Suites | 1501 Nicholas St | Omaha | NE | 68102-4213 | Douglas | NE27114 | Active | 190678 | 2014 | AO SMITH | CHWH - ASME/Fired Water Heater | 1st Fl water room | HWSD - Hot Water Dom/Potable | 4/30/2026
Fairfield Inn & Suites | 1501 Nicholas St | Omaha | NE | 68102-4213 | Douglas | NE27115 | Active | 190342 | 2014 | AO SMITH | CHWH - ASME/Fired Water Heater | 1st Fl water room | HWSD - Hot Water Dom/Potable | 4/30/2026
OHA/Park Tower North | 1501 Park Ave | Omaha | NE | 68105-2553 | Douglas | NE07612 | Scrapped/Junked | 76433 | 2002 | STAT | CHWH - ASME/Fired Water Heater | BASEMENT | HWSD - Hot Water Dom/Potable | 3/31/2022
OHA/Park Tower North | 1501 Park Ave | Omaha | NE | 68105-2553 | Douglas | NE16454 | Scrapped/Junked | 25849 | 1991 | LOCHINVAR | CHWH - ASME/Fired Water Heater | BOILER ROOM | HWSD - Hot Water Dom/Potable | 3/31/2005
OHA/Park Tower North | 1501 Park Ave | Omaha | NE | 68105-2553 | Douglas | NE16455 | Scrapped/Junked | 25845 | 1991 | LOCHINVAR | CHWH - ASME/Fired Water Heater | BOILER ROOM | HWSD - Hot Water Dom/Potable | 3/31/2002
OHA/Park Tower North | 1501 Park Ave | Omaha | NE | 68105-2553 | Douglas | NE16696 | Scrapped/Junked | 25852 | 1991 | LOCHINVAR | CHWH - ASME/Fired Water Heater | BOILER ROOM | HWSD - Hot Water Dom/Potable | 3/31/2005
OHA/Park Tower North | 1501 Park Ave | Omaha | NE | 68105-2553 | Douglas | NE16697 | Scrapped/Junked | 25502 | 1991 | LOCHINVAR | CHWH - ASME/Fired Water Heater | BOILER ROOM | HWSD - Hot Water Dom/Potable | 3/31/2005
OHA/Park Tower North | 1501 Park Ave | Omaha | NE | 68105-2553 | Douglas | NE16698 | Scrapped/Junked | 25496 | 1991 | LOCHINVAR | CHWH - ASME/Fired Water Heater | BOILER ROOM | HWSD - Hot Water Dom/Potable | 3/31/2005
OHA/Park Tower North | 1501 Park Ave | Omaha | NE | 68105-2553 | Douglas | NE17237 | Active | n/a | 1992 | Peerless | CI - Cast Iron | BOILER ROOM N | HWHT - Hot Water Heat | 3/31/2026
OHA/Park Tower North | 1501 Park Ave | Omaha | NE | 68105-2553 | Douglas | NE17238 | Active | n/a | 1992 | Peerless | CI - Cast Iron | BOILER ROOM N | HWHT - Hot Water Heat | 3/31/2026
OHA/Park Tower North | 1501 Park Ave | Omaha | NE | 68105-2553 | Douglas | NE43528 | Scrapped/Junked | N/A | 2024 | Bradford White | CHWH - ASME/Fired Water Heater | Mechanical Room | HWSD - Hot Water Dom/Potable | 3/31/2025
OHA/Park Tower North | 1501 Park Ave | Omaha | NE | 68105-2553 | Douglas | NE43574 | Active | 144699 | 2023 | Bradford White | CHWH - ASME/Fired Water Heater | Boiler Room | HWSD - Hot Water Dom/Potable | 3/31/2025
Shadow Ridge Country Club | 1501 S 188th Plz | Omaha | NE | 68130-2822 | Douglas | NE05726 | Scrapped/Junked | 67434 | 1997 | TELE | CPFT - Horiz Cpr Fin Boiler | Pool Equipment Room | IPHT - Indoor Pool Heater | 10/31/2014
Shadow Ridge Country Club | 1501 S 188th Plz | Omaha | NE | 68130-2822 | Douglas | NE05727 | Exempt 1999 LB-66 | 573032 | 1996 | AO SMITH | AHWH - ANSI/Fired Water Htr | FITNESS CENTER | HWSD - Hot Water Dom/Potable | 10/31/1999
Shadow Ridge Country Club | 1501 S 188th Plz | Omaha | NE | 68130-2822 | Douglas | NE05867 | Scrapped/Junked | 146110 | 1998 | RAYP | CPFT - Horiz Cpr Fin Boiler | Club House Boiler Room | HWSD - Hot Water Dom/Potable | 10/31/2011
Shadow Ridge Country Club | 1501 S 188th Plz | Omaha | NE | 68130-2822 | Douglas | NE05868 | Active | 94979 | 1997 | ALES | FTNF - Firetube Flueless | Club House Boiler Room | HWHT - Hot Water Heat | 10/31/2026
Shadow Ridge Country Club | 1501 S 188th Plz | Omaha | NE | 68130-2822 | Douglas | NE25920 | Active | 258602 | 2014 | Laars | CPFT - Horiz Cpr Fin Boiler | Pool Equipment Room | OPHT - Outdoor Pool Heater | 6/30/2026
Mercy High School | 1501 S 48th St | Omaha | NE | 68106-2504 | Douglas | NE20309 | Exempt 1999 LB-66 |  | 1989 | STATE INDUSTRIES | AHWH - ANSI/Fired Water Htr | BOILER ROOM | HWSD - Hot Water Dom/Potable | 6/30/2000
Mercy High School | 1501 S 48th St | Omaha | NE | 68106-2504 | Douglas | NE34842 | Scrapped/Junked | 16267 | 1985 | Burnham | FTFB - Firetube-Firebox Boiler | BOILER ROOM | STHT - Steam-Heat | 12/31/2016
Mercy High School | 1501 S 48th St | Omaha | NE | 68106-2504 | Douglas | NE34843 | Scrapped/Junked | 16250 | 1985 | Burnham | FTFB - Firetube-Firebox Boiler | BOILER ROOM | STHT - Steam-Heat | 12/31/2016
Greater Beth-El Temple | 1502 N 52nd St | Omaha | NE | 68104-5013 | Douglas | NE20357 | Exempt 1999 LB-66 |  | 1990 | RHEEM MANUFACTURING CO | AHWH - ANSI/Fired Water Htr |  | HWSD - Hot Water Dom/Potable | 9/30/1999
Greater Beth-El Temple | 1502 N 52nd St | Omaha | NE | 68104-5013 | Douglas | NE32008 | Inactive |  | 1949 | PACI | FTFB - Firetube-Firebox Boiler | BOILER ROOM | STHT - Steam-Heat | 9/30/2008
Greater Beth-El Temple | 1502 N 52nd St | Omaha | NE | 68104-5013 | Douglas | NE32009 | Inactive |  | 1958 | KEWA | FTFB - Firetube-Firebox Boiler | BOILER ROOM | STHT - Steam-Heat | 9/30/2008
Holy Cross School | 1502 S 48th St | Omaha | NE | 68106-2505 | Douglas | NE23179 | Exempt 1999 LB-66 |  | 1987 | RUUD | AHWH - ANSI/Fired Water Htr | S BASEMENT | HWSD - Hot Water Dom/Potable | 6/30/1999
Holy Cross School | 1502 S 48th St | Omaha | NE | 68106-2505 | Douglas | NE23180 | Active | 9684 | 1998 | Aldrich | FTFB - Firetube-Firebox Boiler | School boiler room | STHT - Steam-Heat | 6/30/2026
Holy Cross School | 1502 S 48th St | Omaha | NE | 68106-2505 | Douglas | NE32132 | Active | n/a | 1963 | AMRA | CI - Cast Iron | School boiler room | HWHT - Hot Water Heat | 6/30/2026
Holy Cross School | 1502 S 48th St | Omaha | NE | 68106-2505 | Douglas | NE32552 | Scrapped/Junked |  | 1952 | PACIFIC | FT - Firetube Boiler | BOILER ROOM | STHT - Steam-Heat | 6/30/2000
Hotel Deco | 1504 Harney St | Omaha | NE | 68102-2211 | Douglas | NE13845 | Active | 15767 | 2006 | ALDRICH/LES | FTVT - Firetube Vertical TB | BOILER ROOM | HWDP - Hotwater Heat & Dom Supply | 4/30/2027
Hotel Deco | 1504 Harney St | Omaha | NE | 68102-2211 | Douglas | NE13846 | Active | 15765 | 2006 | ALDRICH/LES | FTVT - Firetube Vertical TB | BOILER ROOM | HWDP - Hotwater Heat & Dom Supply | 4/30/2027
Hotel Deco | 1504 Harney St | Omaha | NE | 68102-2211 | Douglas | NE24865 | Active | 168589 | 2012 | AO SMITH | CHWH - ASME/Fired Water Heater | penthouse | HWSD - Hot Water Dom/Potable | 4/30/2027
Hotel Deco | 1504 Harney St | Omaha | NE | 68102-2211 | Douglas | NE24866 | Active | 168591 | 2012 | AO SMITH | CHWH - ASME/Fired Water Heater | penthouse | HWSD - Hot Water Dom/Potable | 4/30/2027
Hotel Deco | 1504 Harney St | Omaha | NE | 68102-2211 | Douglas | NE34127 | Out of Service | 8414 | 1985 | ALDR | FTNF - Firetube Flueless | TOP FLOOR | HWHT - Hot Water Heat | 4/30/2014
Hotel Deco | 1504 Harney St | Omaha | NE | 68102-2211 | Douglas | NE34128 | Out of Service | 8413 | 1985 | Aldrich | FTVT - Firetube Vertical TB | TOP FLOOR | HWHT - Hot Water Heat | 4/30/2018
Hotel Deco | 1504 Harney St | Omaha | NE | 68102-2211 | Douglas | NE34129 | Scrapped/Junked | 8412 | 1985 | Aldrich | FTVT - Firetube Vertical TB | TOP FLOOR | HWHT - Hot Water Heat | 4/30/2022
Hotel Deco | 1504 Harney St | Omaha | NE | 68102-2211 | Douglas | NE34130 | Scrapped/Junked | 8457 | 1985 | ALDRICH | FTNF - Firetube Flueless | TOP FLOOR | HWHT - Hot Water Heat | 5/31/2007
Hotel Deco | 1504 Harney St | Omaha | NE | 68102-2211 | Douglas | NE34131 | Scrapped/Junked | 8458 | 1985 | ALDRICH | FTNF - Firetube Flueless | TOP FLOOR | HWHT - Hot Water Heat | 5/31/2007
Hotel Deco | 1504 Harney St | Omaha | NE | 68102-2211 | Douglas | NE34132 | Out of Service | 8456 | 1985 | ALDR | FTVT - Firetube Vertical TB | PENT HOUSE | HWHT - Hot Water Heat | 4/30/2013
Hotel Deco | 1504 Harney St | Omaha | NE | 68102-2211 | Douglas | NE34133 | Out of Service | 8455 | 1985 | ALDR | FTVT - Firetube Vertical TB | PENT HOUSE | HWHT - Hot Water Heat | 4/30/2013
Westside Baptist Church-BMIC#322692 | 15050 W Dodge Rd | Omaha | NE | 68154-2071 | Douglas | NE20361 | Active | 23095 | 1993 | A O Smith | CHWH - ASME/Fired Water Heater | 1ST FLOOR | HWSD - Hot Water Dom/Potable | 5/31/2026
St Andrews Church-BMIC#544276 | 15050 W Maple Rd | Omaha | NE | 68116-5179 | Douglas | NE02400 | Active | 13290 | 2004 | ALES | FTVT - Firetube Vertical TB | L/L WEST EQUIP ROOM | HWHT - Hot Water Heat | 1/31/2027
St Andrews Church-BMIC#544276 | 15050 W Maple Rd | Omaha | NE | 68116-5179 | Douglas | NE02401 | Active | 13291 | 2004 | ALES | FTVT - Firetube Vertical TB | L/L WEST EQUIP ROOM | HWHT - Hot Water Heat | 1/31/2027
LAKE CANDLEWOOD APTS | 1506 N 120th St | Omaha | NE | 68154-1394 | Douglas | NE22903 | Exempt 1999 LB-66 | 814172 | 1993 | STATE INDUSTRIES | AHWH - ANSI/Fired Water Htr | 10-1518 | HWSD - Hot Water Dom/Potable | 1/31/2000
LAKE CANDLEWOOD APTS | 1506 N 120th St | Omaha | NE | 68154-1394 | Douglas | NE22904 | Exempt 1999 LB-66 |  | 1990 | STATE INDUSTRIES | AHWH - ANSI/Fired Water Htr | 11-1534 | HWSD - Hot Water Dom/Potable | 1/31/2000
LAKE CANDLEWOOD APTS | 1506 N 120th St | Omaha | NE | 68154-1394 | Douglas | NE22905 | Exempt 1999 LB-66 |  | 1993 | STATE INDUSTRIES | AHWH - ANSI/Fired Water Htr | 12-1535 | HWSD - Hot Water Dom/Potable | 1/31/2000
LAKE CANDLEWOOD APTS | 1506 N 120th St | Omaha | NE | 68154-1394 | Douglas | NE22906 | Exempt 1999 LB-66 |  | 1993 | STATE INDUSTRIES | AHWH - ANSI/Fired Water Htr | 9-1519 | HWSD - Hot Water Dom/Potable | 1/31/2000
LAKE CANDLEWOOD APTS | 1506 N 120th St | Omaha | NE | 68154-1394 | Douglas | NE22907 | Exempt 1999 LB-66 |  | 1993 | STATE INDUSTRIES | AHWH - ANSI/Fired Water Htr | 1-12206 | HWSD - Hot Water Dom/Potable | 1/31/2000
LAKE CANDLEWOOD APTS | 1506 N 120th St | Omaha | NE | 68154-1394 | Douglas | NE22908 | Exempt 1999 LB-66 |  | 1993 | STATE INDUSTRIES | AHWH - ANSI/Fired Water Htr | 6-1405 | HWSD - Hot Water Dom/Potable | 1/31/2000
LAKE CANDLEWOOD APTS | 1506 N 120th St | Omaha | NE | 68154-1394 | Douglas | NE22909 | Exempt 1999 LB-66 |  | 1989 | STATE INDUSTRIES | AHWH - ANSI/Fired Water Htr | 3-1311 | HWSD - Hot Water Dom/Potable | 1/31/2000
LAKE CANDLEWOOD APTS | 1506 N 120th St | Omaha | NE | 68154-1394 | Douglas | NE22910 | Exempt 1999 LB-66 |  | 1994 | STATE INDUSTRIES | AHWH - ANSI/Fired Water Htr | 7-12116 | HWSD - Hot Water Dom/Potable | 1/31/2000
LAKE CANDLEWOOD APTS | 1506 N 120th St | Omaha | NE | 68154-1394 | Douglas | NE22911 | Exempt 1999 LB-66 |  | 1993 | STATE INDUSTRIES | AHWH - ANSI/Fired Water Htr | 4-1406 | HWSD - Hot Water Dom/Potable | 1/31/2000
LAKE CANDLEWOOD APTS | 1506 N 120th St | Omaha | NE | 68154-1394 | Douglas | NE22912 | Exempt 1999 LB-66 |  | 1993 | STATE INDUSTRIES | AHWH - ANSI/Fired Water Htr | 2-1306 | HWSD - Hot Water Dom/Potable | 1/31/2000
LAKE CANDLEWOOD APTS | 1506 N 120th St | Omaha | NE | 68154-1394 | Douglas | NE22913 | Exempt 1999 LB-66 |  | 1993 | STATE INDUSTRIES | AHWH - ANSI/Fired Water Htr | 5-1338 | HWSD - Hot Water Dom/Potable | 1/31/2000
LAKE CANDLEWOOD APTS | 1506 N 120th St | Omaha | NE | 68154-1394 | Douglas | NE22914 | Exempt 1999 LB-66 |  | 1993 | STATE INDUSTRIES | AHWH - ANSI/Fired Water Htr | 8-1421 | HWSD - Hot Water Dom/Potable | 1/31/2000
Eco Auto | 1508 N Saddle Creek Rd | Omaha | NE | 68104-5065 | Douglas | NE00552 | Scrapped/Junked | 164807 | 2000 | Raypak | CPFH - Copper Fin Water Heater | EQUIPMENT ROOM | HWSP - Hot Water Non Potable Supply | 12/31/2019
Eco Auto | 1508 N Saddle Creek Rd | Omaha | NE | 68104-5065 | Douglas | NE12841 | Scrapped/Junked | 62713 | 1987 | Raypak | WT - Water Tube Boiler | EQUIP ROOM | HWHT - Hot Water Heat | 12/31/2019
Eco Auto | 1508 N Saddle Creek Rd | Omaha | NE | 68104-5065 | Douglas | NE21644 | Scrapped/Junked |  | 1996 | AO SMITH | AHWH - ANSI/Fired Water Htr |  | HWSD - Hot Water Dom/Potable | 6/30/2000
Neihardt Elementary | 15130 Drexel St | Omaha | NE | 68137-3807 | Douglas | NE04803 | Scrapped/Junked | 1110349 | 1992 | TELE | CPFT - Horiz Cpr Fin Boiler | BOILER ROOM | HWSD - Hot Water Dom/Potable | 8/31/2011
Neihardt Elementary | 15130 Drexel St | Omaha | NE | 68137-3807 | Douglas | NE17796 | Active | 226604 | 2010 | Lochinvar | CPFH - Copper Fin Water Heater | Boiler Room | HWSD - Hot Water Dom/Potable | 8/31/2026
Neihardt Elementary | 15130 Drexel St | Omaha | NE | 68137-3807 | Douglas | NE31235 | Active | 28733 | 1977 | Kewanee | FTFB - Firetube-Firebox Boiler | BOILER ROOM | HWHT - Hot Water Heat | 8/31/2026
Neihardt Elementary | 15130 Drexel St | Omaha | NE | 68137-3807 | Douglas | NE31241 | Active | 23719 | 1977 | Kewanee | FTFB - Firetube-Firebox Boiler | BOILER ROOM | HWHT - Hot Water Heat | 8/31/2026
L.D.M.C. PARTNERSHIP | 1514 Leavenworth St | Omaha | NE | 68102-3113 | Douglas | NE03474 | Inactive |  | 1981 | PEERLESS HEATER COMPANY |  | BOILER ROOM | STHT - Steam-Heat | 1/31/1991
GRACE UNIVERSITY | 1515 S 10th St | Omaha | NE | 68108-3657 | Douglas | NE33076 | Inactive |  | 1966 | US RADIATOR |  |  | STHT - Steam-Heat | 7/31/1996
City of Omaha-Columbus Community Center | 1515 S 24th St | Omaha | NE | 68108-3421 | Douglas | NE15715 | Active | 7944 | 1994 | Aldrich | FTVT - Firetube Vertical TB | BOILER ROOM | HWHT - Hot Water Heat | 9/30/2026
COLUMBUS COMMUNITY CENTER | 1515 S 24th St | Omaha | NE | 68108-3421 | Douglas | NE21308 | Exempt 1999 LB-66 |  | 1995 | AO SMITH | AHWH - ANSI/Fired Water Htr | BOILER ROOM | HWSD - Hot Water Dom/Potable | 7/31/1999
Firespring | 1515 S 75th St | Omaha | NE | 68124-1618 | Douglas | NE16908 | Active | 35336 | 1981 | Kewanee | FTFB - Firetube-Firebox Boiler | BOILER ROOM | HWHT - Hot Water Heat | 12/31/2025
City of Omaha-Fire Division Headquarter | 1516 Jackson St | Omaha | NE | 68102-3110 | Douglas | NE15710 | Scrapped/Junked | 63252 | 1993 | RHEEM | CHWH - ASME/Fired Water Heater | MECH ROOM | HWSD - Hot Water Dom/Potable | 9/30/2014
City of Omaha-Fire Division Headquarter | 1516 Jackson St | Omaha | NE | 68102-3110 | Douglas | NE24201 | Active | 6534 | 1999 | HURST | FTFB - Firetube-Firebox Boiler | MECH ROOM | HWHT - Hot Water Heat | 9/30/2026
City of Omaha-Fire Division Headquarter | 1516 Jackson St | Omaha | NE | 68102-3110 | Douglas | NE24202 | Active | 6533 | 1999 | HURST | FTFB - Firetube-Firebox Boiler | MECH ROOM | HWHT - Hot Water Heat | 9/30/2026
City of Omaha-Fire Division Headquarter | 1516 Jackson St | Omaha | NE | 68102-3110 | Douglas | NE25989 | Active | 190562 | 2014 | AO SMITH | CHWH - ASME/Fired Water Heater | Basement | HWSD - Hot Water Dom/Potable | 9/30/2026
City of Omaha-Fire Division Headquarter | 1516 Jackson St | Omaha | NE | 68102-3110 | Douglas | NE37338 | Scrapped/Junked |  | 1966 | PACIFIC | FT - Firetube Boiler | BASEMENT | HWHT - Hot Water Heat | 7/31/1999
Presbyterian Church of the Cross | 1517 S 114th St | Omaha | NE | 68144-1705 | Douglas | NE13849 | Active | 212561 | 2008 | Lochinvar | WT - Water Tube Boiler | BOILER ROOM | HWHT - Hot Water Heat | 3/31/2027
Presbyterian Church of the Cross | 1517 S 114th St | Omaha | NE | 68144-1705 | Douglas | NE13850 | Active | 212560 | 2008 | Lochinvar | WT - Water Tube Boiler | BOILER ROOM | HWHT - Hot Water Heat | 3/31/2027
Presbyterian Church of the Cross | 1517 S 114th St | Omaha | NE | 68144-1705 | Douglas | NE15240 | Scrapped/Junked | 9990 | 1965 | KEWA | FT - Firetube Boiler | BASEMENT | HWHT - Hot Water Heat | 3/31/2009
Presbyterian Church of the Cross | 1517 S 114th St | Omaha | NE | 68144-1705 | Douglas | NE17751 | Active | 212574 | 2008 | Lochinvar | CPFT - Horiz Cpr Fin Boiler | Basement | HWHT - Hot Water Heat | 3/31/2027
Presbyterian Church of the Cross | 1517 S 114th St | Omaha | NE | 68144-1705 | Douglas | NE17752 | Active | 212585 | 2008 | Lochinvar | CPFT - Horiz Cpr Fin Boiler | Basement | HWHT - Hot Water Heat | 3/31/2027
Ardent Flour Mill | 1521 N 16th St | Omaha | NE | 68110-2406 | Douglas | NE05123 | Exempt | 477 | 1974 | HOT SHOT | ELBL - Electric Boiler |  | HWSP - Hot Water Non Potable Supply | 9/30/1996
Ardent Flour Mill | 1521 N 16th St | Omaha | NE | 68110-2406 | Douglas | NE07856 | Inactive | 37019 | 1999 | SUSSMAN-AUTOMATIC CORP | ELBL - Electric Boiler | LAB | PROC - Process Steam | 10/31/2005
Ardent Flour Mill | 1521 N 16th St | Omaha | NE | 68110-2406 | Douglas | NE07857 | Inactive | 61394 | 1990 | AMSCO | ELBL - Electric Boiler | KITCHEN | PROC - Process Steam | 11/30/2005
Ardent Flour Mill | 1521 N 16th St | Omaha | NE | 68110-2406 | Douglas | NE14924 | Scrapped/Junked | 7433 | 1964 | Continental Boiler Works | FTSM - FTS Marine Dry Back | Boiler Room | PROC - Process Steam | 9/30/2015
Ardent Flour Mill | 1521 N 16th St | Omaha | NE | 68110-2406 | Douglas | NE26347 | Inactive | 20774 | 2015 | Hurst | FT - Firetube Boiler | Boiler Room | PROC - Process Steam | 4/30/2025
Apartment Building | 1522 S 29th St | Omaha | NE | 68105-2579 | Douglas | NE20301 | Exempt | N/A | 1960 | HERC | CI - Cast Iron | BOILER ROOM | HWHT - Hot Water Heat | 12/31/2017
Harvey Oaks Elementary | 15228 Shirley St | Omaha | NE | 68144-1970 | Douglas | NE19773 | Scrapped/Junked |  | 1978 | RUUD | AHWH - ANSI/Fired Water Htr |  | HWSD - Hot Water Dom/Potable | 8/31/2000
Harvey Oaks Elementary | 15228 Shirley St | Omaha | NE | 68144-1970 | Douglas | NE19774 | Exempt 1999 LB-66 |  | 1978 | RUUD | AHWH - ANSI/Fired Water Htr |  | HWSD - Hot Water Dom/Potable | 8/31/2000
Harvey Oaks Elementary | 15228 Shirley St | Omaha | NE | 68144-1970 | Douglas | NE32319 | Active | 31759 | 1978 | Kewanee | FTFB - Firetube-Firebox Boiler | BOILER ROOM | HWHT - Hot Water Heat | 8/31/2026
Harvey Oaks Elementary | 15228 Shirley St | Omaha | NE | 68144-1970 | Douglas | NE32320 | Active | 31192 | 1978 | Kewanee | FTFB - Firetube-Firebox Boiler | BOILER ROOM | HWHT - Hot Water Heat | 8/31/2026
REDSHAW PROPERTIES | 1523 Marcy St | Omaha | NE | 68108-3118 | Douglas | NE03427 | Inactive |  | 1950 | PACIFIC | FTFB - Firetube-Firebox Boiler | BOILER ROOM | STHT - Steam-Heat | 7/31/2001
City of Omaha--Parks & Rec Center | 1523 S 24th St | Omaha | NE | 68108-3421 | Douglas | NE21306 | Active | 8930 | 1996 | ALES | FTFB - Firetube-Firebox Boiler | BASEMENT | STHT - Steam-Heat | 9/30/2026
City of Omaha--Parks & Rec Center | 1523 S 24th St | Omaha | NE | 68108-3421 | Douglas | NE21307 | Active | 8931 | 1996 | ALES | FTFB - Firetube-Firebox Boiler | BASEMENT | STHT - Steam-Heat | 9/30/2026
WALT GRAVES BLDG | 1523 S 24th St | Omaha | NE | 68108-3421 | Douglas | NE15720 | Inactive |  | 1994 | PEERLESS HEATER COMPANY |  | 4020 HOCTOR BD | STHT - Steam-Heat | 7/31/1998
Douglas County Sheriff | 15345 W Maple Rd | Omaha | NE | 68116-5186 | Douglas | NE11036 | Scrapped/Junked | 265 | 1930 | Frost Mfg. | FTSM - FTS Marine Dry Back | Boiler Room | BSUP - Bldg Heat & Process | 9/30/2009
Douglas County Sheriff | 15345 W Maple Rd | Omaha | NE | 68116-5186 | Douglas | NE12514 | Scrapped/Junked | 263 | 1930 | Frost Mfg. | FHRT - FT Horiz Return Tube | Boiler Room | BSUP - Bldg Heat & Process | 9/30/2009
Douglas County Sheriff | 15345 W Maple Rd | Omaha | NE | 68116-5186 | Douglas | NE12520 | Scrapped/Junked | 264 | 1930 | Frost Mfg. | FTSM - FTS Marine Dry Back | Boiler House | BSUP - Bldg Heat & Process | 9/30/2008
Douglas County Sheriff | 15345 W Maple Rd | Omaha | NE | 68116-5186 | Douglas | NE19463 | Scrapped/Junked | 130613 | 2010 | PVI Industries | FTVT - Firetube Vertical TB | lower mech room | HWHT - Hot Water Heat | 6/30/2021
Douglas County Sheriff | 15345 W Maple Rd | Omaha | NE | 68116-5186 | Douglas | NE28014 | Active | 411207 | 2017 | Lochinvar | WT - Water Tube Boiler | LL Mech Room | HWHT - Hot Water Heat | 6/30/2027
Douglas County Sheriff | 15345 W Maple Rd | Omaha | NE | 68116-5186 | Douglas | NE28015 | Active | 411205 | 2017 | Lochinvar | WT - Water Tube Boiler | LL Mech Room | HWHT - Hot Water Heat | 6/30/2027
Douglas County Sheriff | 15345 W Maple Rd | Omaha | NE | 68116-5186 | Douglas | NE29000 | Active | 360992 | 2020 | Lochinvar | WT - Water Tube Boiler | boiler room | HWSD - Hot Water Dom/Potable | 6/30/2027
St Wenceslaus Catholic Church | 15353 Pacific St | Omaha | NE | 68154-2871 | Douglas | NE27111 | Active | 378378 | 2016 | Sermeta/Laars | WT - Water Tube Boiler | second floor | HWHT - Hot Water Heat | 8/31/2026
St Wenceslaus Catholic Church | 15353 Pacific St | Omaha | NE | 68154-2871 | Douglas | NE27112 | Active | 384222 | 2016 | Sermeta/Laars | WT - Water Tube Boiler | second floor | HWHT - Hot Water Heat | 8/31/2026
St Wenceslaus Catholic Church | 15353 Pacific St | Omaha | NE | 68154-2871 | Douglas | NE27113 | Active | 384216 | 2016 | Sermeta/Laars | WT - Water Tube Boiler | second floor | HWHT - Hot Water Heat | 8/31/2026
St Wenceslaus Catholic Church | 15353 Pacific St | Omaha | NE | 68154-2871 | Douglas | NE29226 | Active | 342472 | 2019 | Lochinvar | FTVT - Firetube Vertical TB | 1 fl equip room | GLYC - Glycol Bldg Heat Sys | 8/31/2026
Ambassador Health of Omaha | 1540 N 72nd St | Omaha | NE | 68114-1924 | Douglas | NE00120 | Scrapped/Junked | 684 | 1998 | Ruscio | WT - Water Tube Boiler | BOILER ROOM | HWSD - Hot Water Dom/Potable | 5/31/2023
Ambassador Health of Omaha | 1540 N 72nd St | Omaha | NE | 68114-1924 | Douglas | NE02298 | Scrapped/Junked | 73645 | 1988 | RAYPAK INC, CALIFORNIA | WT - Water Tube Boiler | BOILER ROOM | HWSD - Hot Water Dom/Potable | 5/31/2000
Ambassador Health of Omaha | 1540 N 72nd St | Omaha | NE | 68114-1924 | Douglas | NE05368 | Exempt 1999 LB-66 |  | 1993 | AO SMITH | AHWH - ANSI/Fired Water Htr |  | HWSD - Hot Water Dom/Potable | 5/31/2000
Ambassador Health of Omaha | 1540 N 72nd St | Omaha | NE | 68114-1924 | Douglas | NE05369 | Exempt 1999 LB-66 |  | 1992 | AO SMITH | AHWH - ANSI/Fired Water Htr |  | HWSD - Hot Water Dom/Potable | 5/31/2000
Ambassador Health of Omaha | 1540 N 72nd St | Omaha | NE | 68114-1924 | Douglas | NE35336 | Scrapped/Junked | n/a | 1969 | Kewanee | FTFB - Firetube-Firebox Boiler | BOILER ROOM | HWHT - Hot Water Heat | 4/30/2026
Ambassador Health of Omaha | 1540 N 72nd St | Omaha | NE | 68114-1924 | Douglas | NE35337 | Scrapped/Junked | n/a | 1963 | Kewanee | FTFB - Firetube-Firebox Boiler | BOILER ROOM | HWHT - Hot Water Heat | 4/30/2026
Ambassador Health of Omaha | 1540 N 72nd St | Omaha | NE | 68114-1924 | Douglas | NE43771 | Active | 631392 | 2024 | Sermeta | WTSS - Watertube SS Steel | Boiler Room | HWHT - Hot Water Heat | 12/31/2026
Ambassador Health of Omaha | 1540 N 72nd St | Omaha | NE | 68114-1924 | Douglas | NE43772 | Active | 630755 | 2024 | Sermeta | WTSS - Watertube SS Steel | Boiler Room | HWHT - Hot Water Heat | 12/31/2026
Anderson Middle School | 15404 Adams St | Omaha | NE | 68137-3803 | Douglas | NE03961 | Inactive |  | 1986 | PVI INDUSTRIES | AHWH - ANSI/Fired Water Htr |  | HWSD - Hot Water Dom/Potable | 8/31/1996
Anderson Middle School | 15404 Adams St | Omaha | NE | 68137-3803 | Douglas | NE08640 | Scrapped/Junked | 92257 | 1999 | WBLT | FT - Firetube Boiler | KITCHEN | 0021 - Steam Supp Cooker/Kettle | 8/31/2010
Anderson Middle School | 15404 Adams St | Omaha | NE | 68137-3803 | Douglas | NE12553 | Active | 165927 | 2006 | Teledyne & Laars | CPFT - Horiz Cpr Fin Boiler | BOILER ROOM | HWHT - Hot Water Heat | 8/31/2026
Anderson Middle School | 15404 Adams St | Omaha | NE | 68137-3803 | Douglas | NE15685 | Scrapped/Junked | 73832 | 1995 | WELBILT | FT - Firetube Boiler | BOILER ROOM | PROC - Process Steam | 8/31/2001
Anderson Middle School | 15404 Adams St | Omaha | NE | 68137-3803 | Douglas | NE17364 | Scrapped/Junked | 24062 | 1992 | TELEDYNE LAARS | CPFT - Horiz Cpr Fin Boiler | BOILER ROOM | HWSD - Hot Water Dom/Potable | 8/31/2006
Anderson Middle School | 15404 Adams St | Omaha | NE | 68137-3803 | Douglas | NE17767 | Scrapped/Junked | 114608 | 2009 | Cleveland | FT - Firetube Boiler | Kitchen | COOK - Cooker/Kettle | 7/31/2017
Anderson Middle School | 15404 Adams St | Omaha | NE | 68137-3803 | Douglas | NE19784 | Scrapped/Junked | 62638 | 1996 | Lochinvar | CPFT - Horiz Cpr Fin Boiler | BOILER ROOM | HWSD - Hot Water Dom/Potable | 7/31/2015
Anderson Middle School | 15404 Adams St | Omaha | NE | 68137-3803 | Douglas | NE37009 | Active | 39195 | 1985 | Kewanee | FTFB - Firetube-Firebox Boiler | BOILER ROOM | HWHT - Hot Water Heat | 8/31/2026
Anderson Middle School | 15404 Adams St | Omaha | NE | 68137-3803 | Douglas | NE37010 | Active | 39190 | 1985 | Kewanee | FTFB - Firetube-Firebox Boiler | BOILER ROOM | HWHT - Hot Water Heat | 8/31/2026
Anderson Middle School | 15404 Adams St | Omaha | NE | 68137-3803 | Douglas | NE43027 | Active | 126435 | 2017 | Cleveland | FTFB - Firetube-Firebox Boiler | Kitchen | STMG - Steam Generator | 8/31/2024
AARON FERER & SONS | 155 Ida St | Omaha | NE | 68110-2821 | Douglas | NE15324 | Inactive | 40331 | 1987 | KEWANEE | FTFB - Firetube-Firebox Boiler | UTILITY ROOM | STHT - Steam-Heat | 9/30/2001
Russell Speeders Of Omaha 2 | 15505 Spaulding Plz | Omaha | NE | 68116-6211 | Douglas | NE02399 | Scrapped/Junked | 87621 | 2004 | state | CHWH - ASME/Fired Water Heater | EQUIPMENT ROOM | HWSP - Hot Water Non Potable Supply | 1/31/2022
ENGINEERS OFFICE | 15505 W Maple Rd | Omaha | NE | 68116-5190 | Douglas | NE14518 | Scrapped/Junked |  | 1968 | AMERICAN STANDARD |  | BASEMENT | HWHT - Hot Water Heat | 6/30/2007
ACKERMAN ELEMENTARY | 15600 Q St | Omaha | NE | 68135-1058 | Douglas | NE19787 | Exempt 1999 LB-66 |  | 1982 | STATE INDUSTRIES | AHWH - ANSI/Fired Water Htr |  | HWSD - Hot Water Dom/Potable | 8/31/2000
ACKERMAN ELEMENTARY | 15600 Q St | Omaha | NE | 68135-1058 | Douglas | NE19788 | Exempt 1999 LB-66 |  | 1982 | STATE INDUSTRIES | AHWH - ANSI/Fired Water Htr |  | HWSD - Hot Water Dom/Potable | 8/31/2000
ACKERMAN ELEMENTARY | 15600 Q St | Omaha | NE | 68135-1058 | Douglas | NE32443 | Scrapped/Junked | 35061 | 1981 | KEWANEE | FTFB - Firetube-Firebox Boiler | BOILER ROOM | HWHT - Hot Water Heat | 8/31/2006
ACKERMAN ELEMENTARY | 15600 Q St | Omaha | NE | 68135-1058 | Douglas | NE32444 | Scrapped/Junked | 35074 | 1981 | KEWANEE | FTFB - Firetube-Firebox Boiler | BOILER ROOM | HWHT - Hot Water Heat | 8/31/2006
Kiewit Middle School | 15650 Howard St | Omaha | NE | 68118-2127 | Douglas | NE03950 | Scrapped/Junked | 455 | 1987 | A O Smith | WT - Water Tube Boiler | BOILER ROOM | HWSD - Hot Water Dom/Potable | 8/31/2014
Kiewit Middle School | 15650 Howard St | Omaha | NE | 68118-2127 | Douglas | NE03951 | Scrapped/Junked | 461 | 1987 | A O Smith | COBL - Coil Type Boiler | BOILER ROOM | HWSD - Hot Water Dom/Potable | 8/31/2014
Kiewit Middle School | 15650 Howard St | Omaha | NE | 68118-2127 | Douglas | NE03952 | Scrapped/Junked | 17266 | 1987 | Burnham | FTFB - Firetube-Firebox Boiler | BOILER ROOM | HWHT - Hot Water Heat | 8/31/2023
Kiewit Middle School | 15650 Howard St | Omaha | NE | 68118-2127 | Douglas | NE03953 | Scrapped/Junked | 17268 | 1987 | Burnham | FTFB - Firetube-Firebox Boiler | BOILER ROOM | HWHT - Hot Water Heat | 8/31/2023
Kiewit Middle School | 15650 Howard St | Omaha | NE | 68118-2127 | Douglas | NE03963 | Scrapped/Junked | 12886 | 1987 | CLEVELAND | FT - Firetube Boiler | BOILER ROOM | 0021 - Steam Supp Cooker/Kettle | 8/31/2012
Kiewit Middle School | 15650 Howard St | Omaha | NE | 68118-2127 | Douglas | NE17795 | Scrapped/Junked | 105171 | 2004 | Cleveland | FT - Firetube Boiler | Kitchen | PROC - Process Steam | 8/31/2015
Kiewit Middle School | 15650 Howard St | Omaha | NE | 68118-2127 | Douglas | NE25923 | Scrapped/Junked | 110279 | 2013 | Cleveland | FT - Firetube Boiler | Kitchen | PROC - Process Steam | 8/31/2022
Kiewit Middle School | 15650 Howard St | Omaha | NE | 68118-2127 | Douglas | NE42555 | Active | 17794 | 2021 | Riello | WT - Water Tube Boiler | Boiler Room | HWHT - Hot Water Heat | 8/31/2026
Kiewit Middle School | 15650 Howard St | Omaha | NE | 68118-2127 | Douglas | NE42556 | Active | 17792 | 2021 | Riello | WT - Water Tube Boiler | Boiler Room | HWHT - Hot Water Heat | 8/31/2026
Kiewit Middle School | 15650 Howard St | Omaha | NE | 68118-2127 | Douglas | NE42557 | Active | 17791 | 2021 | Riello | WT - Water Tube Boiler | Boiler Room | HWHT - Hot Water Heat | 8/31/2026
Kiewit Middle School | 15650 Howard St | Omaha | NE | 68118-2127 | Douglas | NE42558 | Active | 17790 | 2021 | Riello | WT - Water Tube Boiler | Boiler Room | HWHT - Hot Water Heat | 8/31/2026
Kiewit Middle School | 15650 Howard St | Omaha | NE | 68118-2127 | Douglas | NE42559 | Active | 16727 | 2021 | Riello | WT - Water Tube Boiler | Boiler Room | HWHT - Hot Water Heat | 8/31/2026
Kiewit Middle School | 15650 Howard St | Omaha | NE | 68118-2127 | Douglas | NE42560 | Active | 16728 | 2021 | Riello | WT - Water Tube Boiler | Boiler Room | HWHT - Hot Water Heat | 8/31/2026
Kiewit Middle School | 15650 Howard St | Omaha | NE | 68118-2127 | Douglas | NE42561 | Active | 16726 | 2021 | Riello | WT - Water Tube Boiler | Boiler Room | HWHT - Hot Water Heat | 8/31/2026
Kiewit Middle School | 15650 Howard St | Omaha | NE | 68118-2127 | Douglas | NE42562 | Active | 16730 | 2021 | Riello | WT - Water Tube Boiler | Boiler Room | HWHT - Hot Water Heat | 8/31/2026
Kiewit Middle School | 15650 Howard St | Omaha | NE | 68118-2127 | Douglas | NE43424 | Active | 74871 | 2021 | Cleveland | FT - Firetube Boiler | Kitchen | 0021 - Steam Supp Cooker/Kettle | 8/31/2024
Concordia Lutheran High-BMIC#439602 | 15656 Fort St | Omaha | NE | 68116-3201 | Douglas | NE08462 | Scrapped/Junked | 51482 | 2001 | Kewanee | FTFB - Firetube-Firebox Boiler | BOILER ROOM | HWHT - Hot Water Heat | 9/30/2020
Concordia Lutheran High-BMIC#439602 | 15656 Fort St | Omaha | NE | 68116-3201 | Douglas | NE23754 | Active | 174517 | 2012 | AO SMITH | CHWH - ASME/Fired Water Heater | 2nd fl mech room | HWDP - Hotwater Heat & Dom Supply | 9/30/2026
Concordia Lutheran High-BMIC#439602 | 15656 Fort St | Omaha | NE | 68116-3201 | Douglas | NE23755 | Active | 174513 | 2012 | AO SMITH | CHWH - ASME/Fired Water Heater | 2nd fl mech room | HWDP - Hotwater Heat & Dom Supply | 9/30/2026
Concordia Lutheran High-BMIC#439602 | 15656 Fort St | Omaha | NE | 68116-3201 | Douglas | NE23756 | Active | 174515 | 2012 | AO SMITH | CHWH - ASME/Fired Water Heater | 2nd fl mech room | HWDP - Hotwater Heat & Dom Supply | 9/30/2026
Concordia Lutheran High-BMIC#439602 | 15656 Fort St | Omaha | NE | 68116-3201 | Douglas | NE28889 | Active | 10416 | 2020 | Riello | WT - Water Tube Boiler | boiler room | HWHT - Hot Water Heat | 9/30/2026
Concordia Lutheran High-BMIC#439602 | 15656 Fort St | Omaha | NE | 68116-3201 | Douglas | NE28890 | Active | 10415 | 2020 | Riello | WT - Water Tube Boiler | boiler room | HWHT - Hot Water Heat | 9/30/2026
Concordia Lutheran High-BMIC#439602 | 15656 Fort St | Omaha | NE | 68116-3201 | Douglas | NE28891 | Active | 10412 | 2020 | Riello | WT - Water Tube Boiler | boiler room | HWHT - Hot Water Heat | 9/30/2026
Concordia Lutheran High-BMIC#439602 | 15656 Fort St | Omaha | NE | 68116-3201 | Douglas | NE28892 | Active | 10414 | 2020 | Riello | WT - Water Tube Boiler | boiler room | HWHT - Hot Water Heat | 9/30/2026
Concordia Lutheran High-BMIC#439602 | 15656 Fort St | Omaha | NE | 68116-3201 | Douglas | NE28893 | Active | 10413 | 2020 | Riello | WT - Water Tube Boiler | boiler room | HWHT - Hot Water Heat | 9/30/2026
Concordia Lutheran High-BMIC#439602 | 15656 Fort St | Omaha | NE | 68116-3201 | Douglas | NE28894 | Active | 10411 | 2020 | Riello | WT - Water Tube Boiler | boiler room | HWHT - Hot Water Heat | 9/30/2026
Concordia Lutheran High-BMIC#439602 | 15656 Fort St | Omaha | NE | 68116-3201 | Douglas | NE43586 | Active | 2809 | 2023 | Riello | WTSS - Watertube SS Steel | Boiler Room | HWHT - Hot Water Heat | 9/30/2026
Concordia Lutheran High-BMIC#439602 | 15656 Fort St | Omaha | NE | 68116-3201 | Douglas | NE43587 | Active | 2803 | 2023 | Riello | WTSS - Watertube SS Steel | Boiler Room | HWHT - Hot Water Heat | 9/30/2026
Concordia Lutheran High-BMIC#439602 | 15656 Fort St | Omaha | NE | 68116-3201 | Douglas | NE43588 | Active | 2819 | 2023 | Riello | WTSS - Watertube SS Steel | Boiler Room | HWHT - Hot Water Heat | 9/30/2026
Concordia Lutheran High-BMIC#439602 | 15656 Fort St | Omaha | NE | 68116-3201 | Douglas | NE43589 | Active | 2804 | 2023 | Riello | WTSS - Watertube SS Steel | Boiler Room | HWHT - Hot Water Heat | 9/30/2026
Concordia Lutheran High-BMIC#439602 | 15656 Fort St | Omaha | NE | 68116-3201 | Douglas | NE43590 | Active | 2812 | 2023 | Riello | WTSS - Watertube SS Steel | Boiler Room | HWHT - Hot Water Heat | 9/30/2026
Concordia Lutheran High-BMIC#439602 | 15656 Fort St | Omaha | NE | 68116-3201 | Douglas | NE43591 | Active | 2811 | 2023 | Riello | WTSS - Watertube SS Steel | Boiler Room | HWHT - Hot Water Heat | 9/30/2026
First Westroads Bank | 15750 W Dodge Rd | Omaha | NE | 68118-2535 | Douglas | NE02418 | Active | 13581 | 2004 | ALES | FTVT - Firetube Vertical TB | PENTHOUSE | HWHT - Hot Water Heat | 3/31/2026
First Westroads Bank | 15750 W Dodge Rd | Omaha | NE | 68118-2535 | Douglas | NE02419 | Active | 13579 | 2004 | ALES | FTVT - Firetube Vertical TB | PENTHOUSE | HWHT - Hot Water Heat | 3/31/2026
Westview High School | 15800 Summit Plz | Bennington | NE | 68007 | Douglas | NE41296 | Active | 363860 | 2020 | Lochinvar | FT - Firetube Boiler | mech room | HWHT - Hot Water Heat | 12/31/2026
Westview High School | 15800 Summit Plz | Bennington | NE | 68007 | Douglas | NE41297 | Active | 363862 | 2020 | Lochinvar | FT - Firetube Boiler | mech room | HWHT - Hot Water Heat | 12/31/2026
Westview High School | 15800 Summit Plz | Bennington | NE | 68007 | Douglas | NE41298 | Active | 363861 | 2020 | Lochinvar | FT - Firetube Boiler | mech room | HWHT - Hot Water Heat | 12/31/2026
Westview High School | 15800 Summit Plz | Bennington | NE | 68007 | Douglas | NE41299 | Active | 142398 | 2019 | PVI Industries | WT - Water Tube Boiler | mech room | HWSD - Hot Water Dom/Potable | 12/31/2026
Westview High School | 15800 Summit Plz | Bennington | NE | 68007 | Douglas | NE41300 | Active | 142355 | 2019 | PVI Industries | WT - Water Tube Boiler | mech room | HWSD - Hot Water Dom/Potable | 12/31/2026
Westview High School | 15800 Summit Plz | Bennington | NE | 68007 | Douglas | NE41701 | Active | 124803 | 2019 | PVI Industries | WT - Water Tube Boiler | mech room | HWSD - Hot Water Dom/Potable | 12/31/2026
Westview High School | 15800 Summit Plz | Bennington | NE | 68007 | Douglas | NE41702 | Active | 317672 | 2018 | Lochinvar | FT - Firetube Boiler | Pool Area | IPHT - Indoor Pool Heater | 12/31/2026
FMC Omaha West | 15801 W Dodge Rd | Omaha | NE | 68118-2048 | Douglas | NE26662 | Active | 143728 | 2017 | PVI Industries | CHWH - ASME/Fired Water Heater | equip room | HWHT - Hot Water Heat | 3/31/2026
Tagge Rutherford Group | 15808 W Dodge Rd | Omaha | NE | 68118-2047 | Douglas | NE26113 | Active | 141133 | 2014 | Lochinvar | FT - Firetube Boiler | Equip room/Garage | GLYC - Glycol Bldg Heat Sys | 10/31/2026
Tagge Rutherford Group | 15808 W Dodge Rd | Omaha | NE | 68118-2047 | Douglas | NE26114 | Active | 145811 | 2014 | Lochinvar | FT - Firetube Boiler | Equip room/Garage | GLYC - Glycol Bldg Heat Sys | 10/31/2026
Max I Walkers | 15825 W Maple Rd Ste 101 | Omaha | NE | 68116-8252 | Douglas | NE06722 | Active | 100185 | 2005 | Fulton | FTNT - FT Vertical Tubeless | MECHANICAL ROOM | PROC - Process Steam | 5/31/2027
Hanover Flats | 15840 Clay Plaza | Bennington | NE | 68007 | Douglas | NE42339 | Active | 260776 | 2022 | Jandy | CPPH - Ansi Cpr Fin Pool Heater | Outdoor Pool Mech | OPHT - Outdoor Pool Heater | 6/30/2023
300 Millennium Plaza | 15858 W Dodge Rd | Omaha | NE | 68118-2047 | Douglas | NE15062 | Active | 12549 | 2003 | Les Inc/Aldrich Co | FTVT - Firetube Vertical TB | EQUIP ROOM | HWHT - Hot Water Heat | 3/31/2027
300 Millennium Plaza | 15858 W Dodge Rd | Omaha | NE | 68118-2047 | Douglas | NE15063 | Active | 12548 | 2003 | Les Inc/Aldrich Co | FTVT - Firetube Vertical TB | EQUIP ROOM | HWHT - Hot Water Heat | 3/31/2027
Standing Bear Elementary | 15860 Taylor St | Omaha | NE | 68116-2473 | Douglas | NE06160 | Active | 13538 | 2004 | ALES | FTVT - Firetube Vertical TB | EQUIPMENT ROOM | HWHT - Hot Water Heat | 12/31/2026
Standing Bear Elementary | 15860 Taylor St | Omaha | NE | 68116-2473 | Douglas | NE06164 | Scrapped/Junked | 84457 | 2005 | AOSM | CHWH - ASME/Fired Water Heater | EQUIPMENT ROOM | HWSD - Hot Water Dom/Potable | 12/31/2024
Standing Bear Elementary | 15860 Taylor St | Omaha | NE | 68116-2473 | Douglas | NE06165 | Scrapped/Junked | 84341 | 2004 | AOSC | CHWH - ASME/Fired Water Heater | EQUIPMENT ROOM | HWSD - Hot Water Dom/Potable | 12/31/2014
Standing Bear Elementary | 15860 Taylor St | Omaha | NE | 68116-2473 | Douglas | NE06174 | Active | 66806 | 2005 | MKTF | FT - Firetube Boiler | KITCHEN | 0021 - Steam Supp Cooker/Kettle | 12/31/2026
Standing Bear Elementary | 15860 Taylor St | Omaha | NE | 68116-2473 | Douglas | NE06175 | Active | 77566 | 2017 | MKTF | FT - Firetube Boiler | KITCHEN | 0021 - Steam Supp Cooker/Kettle | 12/31/2026
OMAHA PERFORMING ARTS CTR | 1600 DOUGLAS ST | OMAHA | NE | 68102 | Douglas | NE06479 | Exempt | 111581 | 2003 | PVI INDUSTRIES | CHWH - ASME/Fired Water Heater | BASMENT | HWSD - Hot Water Dom/Potable | 1/1/1900
Iron Mountain | 1601 Leavenworth St | Omaha | NE | 68102-3143 | Douglas | NE01435 | Scrapped/Junked | NA | 1999 | Peerless | CI - Cast Iron | Basement | STHT - Steam-Heat | 1/31/2025
Iron Mountain | 1601 Leavenworth St | Omaha | NE | 68102-3143 | Douglas | NE12799 | Scrapped/Junked |  | 1967 | American Standard | CI - Cast Iron | BASEMENT | STHT - Steam-Heat | 2/28/2001
Iron Mountain | 1601 Leavenworth St | Omaha | NE | 68102-3143 | Douglas | NE43091 | Active | 21688 | 2024 | Aldrich | FTFB - Firetube-Firebox Boiler | Boiler Room | STHT - Steam-Heat | 3/31/2027
Cintas Corp | 1601 N 24th St | Omaha | NE | 68110-2324 | Douglas | NE12007 | Inactive | 11055 | 2003 | HURST BOILER & WELDING CO | FTSM - FTS Marine Dry Back | BOILER ROOM | PROC - Process Steam | 10/31/2004
Cintas Corp | 1601 N 24th St | Omaha | NE | 68110-2324 | Douglas | NE12023 | Scrapped/Junked | 11275 | 2003 | Hurst Boiler & Welding | FTSM - FTS Marine Dry Back | Boiler Room | PROC - Process Steam | 3/31/2021
Cintas Corp | 1601 N 24th St | Omaha | NE | 68110-2324 | Douglas | NE28878 | Active | 24452 | 2020 | Hurst | FT - Firetube Boiler | boiler room | PROC - Process Steam | 3/31/2027
OHA/Park Tower South | 1601 Park Ave | Omaha | NE | 68105-2551 | Douglas | NE07611 | Scrapped/Junked | 90263 | 2004 | AOSM | CHWH - ASME/Fired Water Heater | BOILER ROOM | HWSD - Hot Water Dom/Potable | 3/31/2016
OHA/Park Tower South | 1601 Park Ave | Omaha | NE | 68105-2551 | Douglas | NE17235 | Active | n/a | 1992 | Peerless | CI - Cast Iron | BOILER ROOM S | HWHT - Hot Water Heat | 3/31/2026
OHA/Park Tower South | 1601 Park Ave | Omaha | NE | 68105-2551 | Douglas | NE17236 | Active | n/a | 1992 | Peerless | CI - Cast Iron | BOILER ROOM S | HWHT - Hot Water Heat | 3/31/2026
OHA/Park Tower South | 1601 Park Ave | Omaha | NE | 68105-2551 | Douglas | NE26284 | Scrapped/Junked | 201174 | 2015 | A O Smith | CHWH - ASME/Fired Water Heater | BASEMENT S | HWSD - Hot Water Dom/Potable | 3/31/2021
OHA/Park Tower South | 1601 Park Ave | Omaha | NE | 68105-2551 | Douglas | NE43527 | Active | 319659 | 2024 | AO SMITH | CHWH - ASME/Fired Water Heater | Boiler Room | HWSD - Hot Water Dom/Potable | 3/31/2026
La Mexicana Abarrotes | 1603 Vinton St | Omaha | NE | 68108-1430 | Douglas | NE12785 | Scrapped/Junked | n/a | 1980 | Peerless | CI - Cast Iron | BASEMENT | STHT - Steam-Heat | 12/31/2012
Metro Omaha Softball Llc | 1606 S 50th St | Omaha | NE | 68106-2441 | Douglas | NE15713 | Inactive |  | 1992 | HYDR | CI - Cast Iron | BASEMENT | STHT - Steam-Heat | 11/30/2008
JAMISON APARTMENTS | 1607 Burdette St | Omaha | NE | 68110-2410 | Douglas | NE04839 | Scrapped/Junked |  | 1960 | AMERICAN STANDARD |  | 1607 BURDETTE | STHT - Steam-Heat | 12/31/1997
Aero Motel | 1607 Cuming St | Omaha | NE | 68102-4410 | Douglas | NE07060 | Inactive |  | 2005 | PEER | CI - Cast Iron | BASEMENT | STHT - Steam-Heat | 11/30/2008
Aero Motel | 1607 Cuming St | Omaha | NE | 68102-4410 | Douglas | NE12852 | Scrapped/Junked |  | 1985 | PEERLESS HEATER COMPANY |  | BASEMENT | STHT - Steam-Heat | 11/30/2005
BELAIR APARTMENTS | 1607 N 73rd St | Omaha | NE | 68114-1996 | Douglas | NE22925 | Exempt 1999 LB-66 |  | 1990 | AO SMITH | AHWH - ANSI/Fired Water Htr |  | HWSD - Hot Water Dom/Potable | 2/29/2000
BELAIR APARTMENTS | 1607 N 73rd St | Omaha | NE | 68114-1996 | Douglas | NE22926 | Exempt 1999 LB-66 |  | 1996 | BRADFORD-WHITE | AHWH - ANSI/Fired Water Htr | BLDG 1608 | HWSD - Hot Water Dom/Potable | 2/29/2000
BELAIR APARTMENTS | 1607 N 73rd St | Omaha | NE | 68114-1996 | Douglas | NE22927 | Exempt 1999 LB-66 |  | 1990 | AO SMITH | AHWH - ANSI/Fired Water Htr | BLDG 1622 | HWSD - Hot Water Dom/Potable | 2/29/2000
BELAIR APARTMENTS | 1607 N 73rd St | Omaha | NE | 68114-1996 | Douglas | NE22928 | Exempt 1999 LB-66 |  | 1977 | RUUD | AHWH - ANSI/Fired Water Htr | BLDG 1614 | HWSD - Hot Water Dom/Potable | 2/29/2000
BELAIR APARTMENTS | 1607 N 73rd St | Omaha | NE | 68114-1996 | Douglas | NE22929 | Exempt 1999 LB-66 |  | 1997 | BRADFORD-WHITE | AHWH - ANSI/Fired Water Htr | BLDG 1610 | HWSD - Hot Water Dom/Potable | 2/29/2000
BELAIR APARTMENTS | 1607 N 73rd St | Omaha | NE | 68114-1996 | Douglas | NE22930 | Exempt 1999 LB-66 |  | 1994 | STATE INDUSTRIES | AHWH - ANSI/Fired Water Htr | BLDG 1602 | HWSD - Hot Water Dom/Potable | 2/29/2000
BELAIR APARTMENTS | 1607 N 73rd St | Omaha | NE | 68114-1996 | Douglas | NE22931 | Exempt 1999 LB-66 |  | 1997 | BRADFORD-WHITE | AHWH - ANSI/Fired Water Htr | BLDG 1606 | HWSD - Hot Water Dom/Potable | 2/29/2000
BELAIR APARTMENTS | 1607 N 73rd St | Omaha | NE | 68114-1996 | Douglas | NE22932 | Exempt 1999 LB-66 |  | 1997 | BRADFORD-WHITE | AHWH - ANSI/Fired Water Htr | BLDG 1601 | HWSD - Hot Water Dom/Potable | 2/29/2000
BELAIR APARTMENTS | 1607 N 73rd St | Omaha | NE | 68114-1996 | Douglas | NE22933 | Exempt 1999 LB-66 |  | 1997 | BRADFORD-WHITE | AHWH - ANSI/Fired Water Htr | BLDG 1607 | HWSD - Hot Water Dom/Potable | 2/29/2000
Stoltenberg Apartments | 1609 Binney St | Omaha | NE | 68110-2095 | Douglas | NE04838 | Out of Service |  | 1920 | CAPI | CI - Cast Iron | BOILER ROOM | STHT - Steam-Heat | 12/31/2001
CHI-Alegent Creighton Health | 16101 Evans St | Omaha | NE | 68116-6447 | Douglas | NE24884 | Active | 138258 | 2014 | Centurion | COND - Condenser | mech room | HWHT - Hot Water Heat | 12/31/2026
Rasmussen Mechanical Service | 16120 W Dodge Rd | Omaha | NE | 68118-2049 | Douglas | NE21730 | Out of Service | 46883 | 1996 | Lattner Boiler Co | FT - Firetube Boiler | portable/rental | PROC - Process Steam | 3/31/2015
Methodist West Health Center | 16120 W Dodge Rd | Omaha | NE | 68118-2049 | Douglas | NE00101 | Scrapped/Junked | 10187 | 1999 | ALES | FTVT - Firetube Vertical TB | BOILER ROOM | HWHT - Hot Water Heat | 3/31/2015
Methodist West Health Center | 16120 W Dodge Rd | Omaha | NE | 68118-2049 | Douglas | NE00102 | Active | 10188 | 1999 | ALES | FTVT - Firetube Vertical TB | BOILER ROOM | HWHT - Hot Water Heat | 3/31/2027
Methodist West Health Center | 16120 W Dodge Rd | Omaha | NE | 68118-2049 | Douglas | NE00103 | Active | 10194 | 1999 | ALES | FTVT - Firetube Vertical TB | BOILER ROOM | HWHT - Hot Water Heat | 3/31/2027
Methodist West Health Center | 16120 W Dodge Rd | Omaha | NE | 68118-2049 | Douglas | NE00104 | Active | 10193 | 1999 | ALES | FTVT - Firetube Vertical TB | BOILER ROOM | HWHT - Hot Water Heat | 3/31/2027
Methodist West Health Center | 16120 W Dodge Rd | Omaha | NE | 68118-2049 | Douglas | NE00105 | Scrapped/Junked | 10319 | 1999 | PREC | FT - Firetube Boiler | BOILER ROOM | PROC - Process Steam | 3/31/2013
Methodist West Health Center | 16120 W Dodge Rd | Omaha | NE | 68118-2049 | Douglas | NE00106 | Scrapped/Junked | 98888 | 1999 | Pvi | CHWH - ASME/Fired Water Heater | BOILER ROOM | HWSD - Hot Water Dom/Potable | 3/31/2015
Methodist West Health Center | 16120 W Dodge Rd | Omaha | NE | 68118-2049 | Douglas | NE00107 | Out of Service | 98889 | 1999 | Pvi | CHWH - ASME/Fired Water Heater | BOILER ROOM | HWSD - Hot Water Dom/Potable | 3/31/2013
Methodist West Health Center | 16120 W Dodge Rd | Omaha | NE | 68118-2049 | Douglas | NE22216 | Scrapped/Junked | 19818 | 2012 | Precision | FTVT - Firetube Vertical TB | boiler room | STER - Sterilizer | 3/31/2015
Methodist West Health Center | 16120 W Dodge Rd | Omaha | NE | 68118-2049 | Douglas | NE24843 | Scrapped/Junked | 135989 | 1900 | PVI Industries | CHWH - ASME/Fired Water Heater | Boiler Room | HWSD - Hot Water Dom/Potable | 4/30/2014
Methodist West Health Center | 16120 W Dodge Rd | Omaha | NE | 68118-2049 | Douglas | NE24875 | Active | 59632 | 2014 | Bryan | WT - Water Tube Boiler | Mech room | STER - Sterilizer | 4/30/2027
Methodist West Health Center | 16120 W Dodge Rd | Omaha | NE | 68118-2049 | Douglas | NE24876 | Active | 59633 | 2014 | Bryan | WT - Water Tube Boiler | Mech room | STER - Sterilizer | 4/30/2027
Methodist West Health Center | 16120 W Dodge Rd | Omaha | NE | 68118-2049 | Douglas | NE24877 | Active | 19280 | 2014 | Aldrich | FTVT - Firetube Vertical TB | mech room | HWHT - Hot Water Heat | 4/30/2027
Magnolia Hotel | 1615 Howard St | Omaha | NE | 68102-2705 | Douglas | NE18375 | Active | 122980 | 1995 | Raypak | CPFT - Horiz Cpr Fin Boiler | PENTHOUSE BOILER RM | HWHT - Hot Water Heat | 11/30/2026
Magnolia Hotel | 1615 Howard St | Omaha | NE | 68102-2705 | Douglas | NE18376 | Active | 122981 | 1995 | Raypak | CPFT - Horiz Cpr Fin Boiler | PENTHOUSE BOILER RM | HWHT - Hot Water Heat | 11/30/2026
Magnolia Hotel | 1615 Howard St | Omaha | NE | 68102-2705 | Douglas | NE22178 | Scrapped/Junked | 1920 | 2010 | Aerco International | COWH - Coil Type Water Heater | PENTHOUSE BOILER RM | HWHT - Hot Water Heat | 11/30/2021
Magnolia Hotel | 1615 Howard St | Omaha | NE | 68102-2705 | Douglas | NE23270 | Scrapped/Junked | 32025 | 1999 | Aerco International | CHWH - ASME/Fired Water Heater | PENTHOUSE BOILER RM | HWSD - Hot Water Dom/Potable | 6/30/2007
Magnolia Hotel | 1615 Howard St | Omaha | NE | 68102-2705 | Douglas | NE25904 | Active | 242690 | 2012 | Lochinvar | COWH - Coil Type Water Heater | Penthouse Blr Rm | HWDP - Hotwater Heat & Dom Supply | 11/30/2026
Magnolia Hotel | 1615 Howard St | Omaha | NE | 68102-2705 | Douglas | NE42381 | Active | 565767 | 2022 | Lochinvar | WT - Water Tube Boiler | Penthouse Blr Rm | HWDP - Hotwater Heat & Dom Supply | 11/30/2026
Magnolia Hotel | 1615 Howard St | Omaha | NE | 68102-2705 | Douglas | NEW | Scrapped/Junked | 32008 | 1999 | Aerco International | CHWH - ASME/Fired Water Heater | PENTHOUSE BOILER RM | HWFP - Floor Heat & Nonpotable | 11/30/2013
Doubletree Hotel | 1616 Dodge St | Omaha | NE | 68102-1502 | Douglas | NE06469 | Out of Service | 106217 | 2005 | CLVR | FTRS - Ftube Rectangular Sh | KITCHEN | 0021 - Steam Supp Cooker/Kettle | 9/30/2010
Doubletree Hotel | 1616 Dodge St | Omaha | NE | 68102-1502 | Douglas | NE09618 | Scrapped/Junked | 13486 | 2001 | PMI FOOD EQUIPMENT GROUP | FTSO - Ft Shell/No Tubes | KITCHEN | 0021 - Steam Supp Cooker/Kettle | 4/30/2005
Doubletree Hotel | 1616 Dodge St | Omaha | NE | 68102-1502 | Douglas | NE15826 | Scrapped/Junked | 21236 | 1989 | VULCAN-HART | FT - Firetube Boiler | KITCHEN | PROC - Process Steam | 12/31/1997
Doubletree Hotel | 1616 Dodge St | Omaha | NE | 68102-1502 | Douglas | NE22208 | Out of Service | 115398 | 2010 | Cleveland | FTVT - Firetube Vertical TB | kitchen | COOK - Cooker/Kettle | 6/30/2019
Doubletree Hotel | 1616 Dodge St | Omaha | NE | 68102-1502 | Douglas | NE23222 | Scrapped/Junked | 7654 | 1997 | VULCAN-HART | FTNF - Firetube Flueless | KITCHEN | 0021 - Steam Supp Cooker/Kettle | 1/31/2002
Beveridge Magnet Center | 1616 S 120th St | Omaha | NE | 68144-1630 | Douglas | NE27109 | Active | 294279 | 2016 | Lochinvar | COND - Condenser | boiler room | HWHT - Hot Water Heat | 12/31/2026
Beveridge Magnet Center | 1616 S 120th St | Omaha | NE | 68144-1630 | Douglas | NE27110 | Active | 294715 | 2016 | Lochinvar | COND - Condenser | boiler room | HWHT - Hot Water Heat | 12/31/2026
Beveridge Magnet Center | 1616 S 120th St | Omaha | NE | 68144-1630 | Douglas | NE31145 | Scrapped/Junked | n/a | 1962 | Kewanee | FTFB - Firetube-Firebox Boiler | BOILER ROOM | STHT - Steam-Heat | 12/31/2017
Beveridge Magnet Center | 1616 S 120th St | Omaha | NE | 68144-1630 | Douglas | NE31146 | Scrapped/Junked | n/a | 1962 | Kewanee | FTFB - Firetube-Firebox Boiler | BOILER ROOM | STHT - Steam-Heat | 12/31/2016
Beveridge Magnet Center | 1616 S 120th St | Omaha | NE | 68144-1630 | Douglas | NE31147 | Scrapped/Junked | n/a | 1962 | Kewanee | FTFB - Firetube-Firebox Boiler | BOILER ROOM | STHT - Steam-Heat | 12/31/2015
Beveridge Magnet Center | 1616 S 120th St | Omaha | NE | 68144-1630 | Douglas | NE31227 | Scrapped/Junked | 27965 | 1983 | CLEVELAND | FT - Firetube Boiler | KITCHEN | PROC - Process Steam | 6/30/1999
ROLFE ENTERPRISES | 1624 Clark St | Omaha | NE | 68110-2426 | Douglas | NE14529 | Inactive |  | 1970 | PEERLESS HEATER COMPANY |  | BOILER ROOM | STHT - Steam-Heat | 11/30/1991
FITZGERALD APARTMENTS | 1624 Cuming St | Omaha | NE | 68102-4411 | Douglas | NE12827 | Inactive |  | 1955 | AMERICAN RADIATOR |  | BASEMENT | HWHT - Hot Water Heat | 11/30/2006
Wareham Building | 1624 Mike Fahey St | Omaha | NE | 68102-4607 | Douglas | NE09279 | Active | 44198 | 2007 | Lochinvar | WT - Water Tube Boiler | BASEMENT | HWHT - Hot Water Heat | 4/30/2026
Wareham Building | 1624 Mike Fahey St | Omaha | NE | 68102-4607 | Douglas | NE09280 | Active | 44120 | 2007 | Lochinvar | WT - Water Tube Boiler | BASEMENT | HWHT - Hot Water Heat | 4/30/2026
Wareham Building | 1624 Mike Fahey St | Omaha | NE | 68102-4607 | Douglas | NE09281 | Active | 44195 | 2007 | Lochinvar | WT - Water Tube Boiler | BASEMENT | HWHT - Hot Water Heat | 4/30/2026
CHI Health Elkhorn | 1625 N 205th St | Omaha | NE | 68154 | Douglas | NE42391 | Active | 353588 | 2022 | Lochinvar | FTVT - Firetube Vertical TB | Mechanical Room | HWHT - Hot Water Heat | 8/31/2026
CHI Health Elkhorn | 1625 N 205th St | Omaha | NE | 68154 | Douglas | NE42392 | Active | 347699 | 2022 | Lochinvar | FTVT - Firetube Vertical TB | Mechanical Room | HWHT - Hot Water Heat | 8/31/2026
Courtyard Omaha Aksarben Village | 1625 S 67th St | Omaha | NE | 68106-1147 | Douglas | NE13828 | Scrapped/Junked | 206830 | 2008 | LOCHINVAR | CPFH - Copper Fin Water Heater | MECH ROOM | HWSD - Hot Water Dom/Potable | 2/28/2020
Courtyard Omaha Aksarben Village | 1625 S 67th St | Omaha | NE | 68106-1147 | Douglas | NE13829 | Active | 206259 | 2008 | LOCHINVAR | CPFH - Copper Fin Water Heater | MECH ROOM | HWSD - Hot Water Dom/Potable | 2/28/2027
Courtyard Omaha Aksarben Village | 1625 S 67th St | Omaha | NE | 68106-1147 | Douglas | NE13830 | Scrapped/Junked | 81063 | 2008 | LOCHINVAR | CHWH - ASME/Fired Water Heater | MECH ROOM | HWSD - Hot Water Dom/Potable | 2/28/2014
Courtyard Omaha Aksarben Village | 1625 S 67th St | Omaha | NE | 68106-1147 | Douglas | NE13831 | Scrapped/Junked | 280868 | 2008 | RAYPAK INC, CALIFORNIA | CPFH - Copper Fin Water Heater | POOL EQUIP ROOM | SPAJ - Spa/Jacuzzi Heater | 2/28/2019
Courtyard Omaha Aksarben Village | 1625 S 67th St | Omaha | NE | 68106-1147 | Douglas | NE25913 | Scrapped/Junked | 180940 | 2013 | A O Smith | CHWH - ASME/Fired Water Heater | MECH ROOM | HWSD - Hot Water Dom/Potable | 2/28/2019
Courtyard Omaha Aksarben Village | 1625 S 67th St | Omaha | NE | 68106-1147 | Douglas | NE28069 | Active | 243019 | 2018 | A O Smith | CHWH - ASME/Fired Water Heater | MECH ROOM | HWSD - Hot Water Dom/Potable | 2/28/2027
Courtyard Omaha Aksarben Village | 1625 S 67th St | Omaha | NE | 68106-1147 | Douglas | NE42109 | Active | 380299 | 2021 | LOCHINVAR | CPFH - Copper Fin Water Heater | MECH ROOM | HWSD - Hot Water Dom/Potable | 2/28/2027
Bennington High School | 16610 Bennington Rd | Bennington | NE | 68007-5552 | Douglas | NE06407 | Scrapped/Junked | 41515 | 2004 | Aerco International | FTVT - Firetube Vertical TB | BOILER ROOM | HWHT - Hot Water Heat | 10/31/2017
Bennington High School | 16610 Bennington Rd | Bennington | NE | 68007-5552 | Douglas | NE06408 | Scrapped/Junked | 41516 | 2004 | Aerco International | FTVT - Firetube Vertical TB | BOILER ROOM | HWHT - Hot Water Heat | 10/31/2017
Bennington High School | 16610 Bennington Rd | Bennington | NE | 68007-5552 | Douglas | NE06409 | Scrapped/Junked | 41507 | 2004 | Aerco International | FTVT - Firetube Vertical TB | BOILER ROOM | HWHT - Hot Water Heat | 10/31/2024
Bennington High School | 16610 Bennington Rd | Bennington | NE | 68007-5552 | Douglas | NE06410 | Scrapped/Junked | 41514 | 2004 | Aerco International | FTVT - Firetube Vertical TB | BOILER ROOM | HWHT - Hot Water Heat | 10/31/2017
Bennington High School | 16610 Bennington Rd | Bennington | NE | 68007-5552 | Douglas | NE06411 | Scrapped/Junked | 41508 | 2004 | Aerco International | FTVT - Firetube Vertical TB | BOILER ROOM | HWHT - Hot Water Heat | 10/31/2024
Bennington High School | 16610 Bennington Rd | Bennington | NE | 68007-5552 | Douglas | NE06412 | Scrapped/Junked | 41506 | 2004 | Aerco International | FTVT - Firetube Vertical TB | BOILER ROOM | HWHT - Hot Water Heat | 10/31/2021
Bennington High School | 16610 Bennington Rd | Bennington | NE | 68007-5552 | Douglas | NE06413 | Scrapped/Junked | 41517 | 2004 | Aerco International | FTVT - Firetube Vertical TB | BOILER ROOM | HWSD - Hot Water Dom/Potable | 10/31/2016
Bennington High School | 16610 Bennington Rd | Bennington | NE | 68007-5552 | Douglas | NE06414 | Active | 46701 | 2005 | CRNF | COOK - Fired Cooker | KITCHEN | COOK - Cooker/Kettle | 10/31/2026
Bennington High School | 16610 Bennington Rd | Bennington | NE | 68007-5552 | Douglas | NE26514 | Active | 74737 | 2016 | Aerco International | FTVT - Firetube Vertical TB | BOILER ROOM | HWHT - Hot Water Heat | 10/31/2026
Bennington High School | 16610 Bennington Rd | Bennington | NE | 68007-5552 | Douglas | NE26963 | Active | 76817 | 2017 | Aerco International | FTVT - Firetube Vertical TB | BOILER ROOM | HWHT - Hot Water Heat | 10/31/2026
Bennington High School | 16610 Bennington Rd | Bennington | NE | 68007-5552 | Douglas | NE26964 | Active | 76764 | 2016 | Aerco International | FTVT - Firetube Vertical TB | BOILER ROOM | HWHT - Hot Water Heat | 10/31/2026
Bennington High School | 16610 Bennington Rd | Bennington | NE | 68007-5552 | Douglas | NE26965 | Active | 76765 | 2016 | Aerco International | FTVT - Firetube Vertical TB | BOILER ROOM | HWHT - Hot Water Heat | 10/31/2026
Bennington High School | 16610 Bennington Rd | Bennington | NE | 68007-5552 | Douglas | NE41573 | Active | 91296 | 2021 | Aerco International | FTVT - Firetube Vertical TB | BOILER ROOM | HWHT - Hot Water Heat | 10/31/2026
Bennington High School | 16610 Bennington Rd | Bennington | NE | 68007-5552 | Douglas | NE42736 | Active | 96667 | 2023 | Aerco International | FTVT - Firetube Vertical TB | BOILER ROOM | HWHT - Hot Water Heat | 10/31/2026
Bennington High School | 16610 Bennington Rd | Bennington | NE | 68007-5552 | Douglas | NE42737 | Active | 96604 | 2023 | Aerco International | FTVT - Firetube Vertical TB | BOILER ROOM | HWHT - Hot Water Heat | 10/31/2026
St Stephen the Martyr Parish | 16701 S St | Omaha | NE | 68135-2309 | Douglas | NE08562 | Scrapped/Junked | 100760 | 2000 | Pvi | CHWH - ASME/Fired Water Heater | BOILER ROOM | HWSD - Hot Water Dom/Potable | 9/30/2022
St Stephen the Martyr Parish | 16701 S St | Omaha | NE | 68135-2309 | Douglas | NE14618 | Active | 106843 | 2005 | CLEVELAND | FT - Firetube Boiler | KITCHEN | COOK - Cooker/Kettle | 9/30/2026
St Stephen the Martyr Parish | 16701 S St | Omaha | NE | 68135-2309 | Douglas | NE24442 | Active | 6901 | 1991 | ALES | FTVT - Firetube Vertical TB | BOILER ROOM | HWHT - Hot Water Heat | 9/30/2026
St Stephen the Martyr Parish | 16701 S St | Omaha | NE | 68135-2309 | Douglas | NE24443 | Active | 6900 | 1991 | Aldrich | FTVT - Firetube Vertical TB | BOILER ROOM | HWHT - Hot Water Heat | 9/30/2026
St Stephen the Martyr Parish | 16701 S St | Omaha | NE | 68135-2309 | Douglas | NE24444 | Active | 6895 | 1991 | ALES | FTVT - Firetube Vertical TB | BOILER ROOM | HWHT - Hot Water Heat | 9/30/2026
St Stephen the Martyr Parish | 16701 S St | Omaha | NE | 68135-2309 | Douglas | NE24445 | Active | 9538 | 1997 | ALES | FTVT - Firetube Vertical TB | BOILER ROOM | HWHT - Hot Water Heat | 9/30/2026
St Stephen the Martyr Parish | 16701 S St | Omaha | NE | 68135-2309 | Douglas | NE24446 | Scrapped/Junked | 39505 | 1991 | AO SMITH | CHWH - ASME/Fired Water Heater | BOILER ROOM | HWSD - Hot Water Dom/Potable | 9/30/2001
St Stephen the Martyr Parish | 16701 S St | Omaha | NE | 68135-2309 | Douglas | NE24450 | Scrapped/Junked | 85970 | 1997 | WELBILT | FT - Firetube Boiler | BOILER ROOM | STHT - Steam-Heat | 9/30/2005
Millard Family Chiropractic | 16831 Lakeside Hills Plz | Omaha | NE | 68130-2322 | Douglas | NE08466 | Scrapped/Junked | 60789 | 2001 | A. O. Smith | CHWH - ASME/Fired Water Heater | Boiler room | HWSD - Hot Water Dom/Potable | 12/31/2014
Millard Family Chiropractic | 16831 Lakeside Hills Plz | Omaha | NE | 68130-2322 | Douglas | NE25919 | Scrapped/Junked | 169042 | 2012 | AO SMITH | CHWH - ASME/Fired Water Heater | Boiler room | HWSD - Hot Water Dom/Potable | 1/31/2015
CHI Lakeside Hospital | 16901 Lakeside Hills Ct | Omaha | NE | 68130-2318 | Douglas | NE01676 | Active | 1204 | 2003 | UNIL | WT - Water Tube Boiler | Boiler Room | BSUP - Bldg Heat & Process | 4/30/2026
CHI Lakeside Hospital | 16901 Lakeside Hills Ct | Omaha | NE | 68130-2318 | Douglas | NE01677 | Active | 1206 | 2003 | UNIL | WT - Water Tube Boiler | Boiler Room | BSUP - Bldg Heat & Process | 5/31/2026
CHI Lakeside Hospital | 16901 Lakeside Hills Ct | Omaha | NE | 68130-2318 | Douglas | NE01678 | Active | 1205 | 2003 | UNIL | WT - Water Tube Boiler | Boiler Room | BSUP - Bldg Heat & Process | 6/30/2026
CHI Lakeside Hospital | 16901 Lakeside Hills Ct | Omaha | NE | 68130-2318 | Douglas | NE14628 | Active | 749 | 2008 | UNILUX BOILER CORP | WT - Water Tube Boiler | BOILER ROOM #2 | PROC - Process Steam | 8/31/2026
CHI Lakeside Hospital | 16901 Lakeside Hills Ct | Omaha | NE | 68130-2318 | Douglas | NE14629 | Active | 746 | 2008 | UNILUX BOILER CORP | WT - Water Tube Boiler | BOILER ROOM | PROC - Process Steam | 8/31/2026
Willowdale Elementary School | 16901 P St | Omaha | NE | 68135-1465 | Douglas | NE17365 | Scrapped/Junked | 7175 | 1992 | Aldrich | FTVT - Firetube Vertical TB | BOILER ROOM | HWHT - Hot Water Heat | 8/31/2016
Willowdale Elementary School | 16901 P St | Omaha | NE | 68135-1465 | Douglas | NE17366 | Scrapped/Junked | 7174 | 1992 | Aldrich | FTVT - Firetube Vertical TB | BOILER ROOM | HWHT - Hot Water Heat | 8/31/2017
Willowdale Elementary School | 16901 P St | Omaha | NE | 68135-1465 | Douglas | NE17367 | Scrapped/Junked | 7176 | 1992 | Aldrich | FTVT - Firetube Vertical TB | BOILER ROOM | HWHT - Hot Water Heat | 8/31/2017
Willowdale Elementary School | 16901 P St | Omaha | NE | 68135-1465 | Douglas | NE17368 | Active | 21940 | 1992 | Teledyne Laars | CPFT - Horiz Cpr Fin Boiler | BOILER ROOM | HWSD - Hot Water Dom/Potable | 8/31/2026
Willowdale Elementary School | 16901 P St | Omaha | NE | 68135-1465 | Douglas | NE19785 | Exempt 1999 LB-66 |  | 1992 | AO SMITH | AHWH - ANSI/Fired Water Htr |  | HWSD - Hot Water Dom/Potable | 8/31/2000
Willowdale Elementary School | 16901 P St | Omaha | NE | 68135-1465 | Douglas | NE26624 | Scrapped/Junked | 19644 | 2016 | Aldrich | FTVT - Firetube Vertical TB | BOILER ROOM | HWHT - Hot Water Heat | 8/31/2016
Willowdale Elementary School | 16901 P St | Omaha | NE | 68135-1465 | Douglas | NE26949 | Active | 397289 | 2017 | Laars | WTSS - Watertube SS Steel | BOILER ROOM | HWHT - Hot Water Heat | 8/31/2026
Willowdale Elementary School | 16901 P St | Omaha | NE | 68135-1465 | Douglas | NE26950 | Active | 397288 | 2017 | Laars | WTSS - Watertube SS Steel | BOILER ROOM | HWHT - Hot Water Heat | 8/31/2026
Century Development Building | 16910 Marcy St | Omaha | NE | 68118 | Douglas | NE28570 | Active | 329117 | 2018 | Lochinvar | WT - Water Tube Boiler | equip room/garage | HWHT - Hot Water Heat | 12/31/2025
Century Development Building | 16910 Marcy St | Omaha | NE | 68118 | Douglas | NE28571 | Active | 329115 | 2018 | Lochinvar | WT - Water Tube Boiler | equip room/garage | HWHT - Hot Water Heat | 12/31/2025
Olive Garden #1586 | 16929 Lakeside Hills Ct | Omaha | NE | 68130-2318 | Douglas | NE07034 | Scrapped/Junked | 102429 | 2006 | A O Smith | CHWH - ASME/Fired Water Heater | Mech Rm | HWSD - Hot Water Dom/Potable | 9/30/2012
Olive Garden #1586 | 16929 Lakeside Hills Ct | Omaha | NE | 68130-2318 | Douglas | NE08137 | Scrapped/Junked | 106825 | 2006 | A O Smith | CHWH - ASME/Fired Water Heater | Mech Rm | HWSD - Hot Water Dom/Potable | 10/31/2012
Olive Garden #1586 | 16929 Lakeside Hills Ct | Omaha | NE | 68130-2318 | Douglas | NE09891 | Scrapped/Junked | 69043 | 2002 | AO SMITH | CHWH - ASME/Fired Water Heater | MECH ROOM | HWSD - Hot Water Dom/Potable | 9/30/2007
Olive Garden #1586 | 16929 Lakeside Hills Ct | Omaha | NE | 68130-2318 | Douglas | NE09892 | Scrapped/Junked | 68312 | 2002 | AO SMITH | CHWH - ASME/Fired Water Heater | MECH ROOM | HWSD - Hot Water Dom/Potable | 9/30/2006
Olive Garden #1586 | 16929 Lakeside Hills Ct | Omaha | NE | 68130-2318 | Douglas | NE20732 | Scrapped/Junked | 156554 | 2011 | A O Smith | CHWH - ASME/Fired Water Heater | equip room | HWSD - Hot Water Dom/Potable | 7/31/2016
Olive Garden #1586 | 16929 Lakeside Hills Ct | Omaha | NE | 68130-2318 | Douglas | NE20734 | Scrapped/Junked | 149665 | 2011 | A O Smith | CHWH - ASME/Fired Water Heater | equip room | HWSD - Hot Water Dom/Potable | 7/31/2016
CHI-Lakeside Wellness Center | 16940 Lakeside Hills Plz | Omaha | NE | 68130-2431 | Douglas | NE01659 | Inactive | 50737 | 2002 | Mr. Steam | ELBL - Electric Boiler | Steam Room Mech Rm | SPAJ - Spa/Jacuzzi Heater | 10/31/2020
CHI-Lakeside Wellness Center | 16940 Lakeside Hills Plz | Omaha | NE | 68130-2431 | Douglas | NE01661 | Inactive | 183086 | 1999 | laars | CPFT - Horiz Cpr Fin Boiler | Pool Mech Room | SPAJ - Spa/Jacuzzi Heater | 10/31/2023
CHI-Lakeside Wellness Center | 16940 Lakeside Hills Plz | Omaha | NE | 68130-2431 | Douglas | NE01662 | Inactive | N/A | 1999 | Laars | CPFT - Horiz Cpr Fin Boiler | Pool Mech Room | HOTS - Hot Tub Water Supply | 10/31/2020
CHI-Lakeside Wellness Center | 16940 Lakeside Hills Plz | Omaha | NE | 68130-2431 | Douglas | NE01663 | Inactive | 484706 | 2018 | Raypak | CPFT - Horiz Cpr Fin Boiler | Pool Mech Room | HOTS - Hot Tub Water Supply | 10/31/2020
CHI-Lakeside Wellness Center | 16940 Lakeside Hills Plz | Omaha | NE | 68130-2431 | Douglas | NE01664 | Inactive | 163083 | 1999 | Laars | CPFT - Horiz Cpr Fin Boiler | Pool Mech Room | IPHT - Indoor Pool Heater | 10/31/2020
CHI-Lakeside Wellness Center | 16940 Lakeside Hills Plz | Omaha | NE | 68130-2431 | Douglas | NE07275 | Scrapped/Junked | 16700 | 2007 | ALES | FTVT - Firetube Vertical TB | Pool Mech Room | HWSD - Hot Water Dom/Potable | 10/31/2024
CHI-Lakeside Wellness Center | 16940 Lakeside Hills Plz | Omaha | NE | 68130-2431 | Douglas | NE43741 | Active | 366707 | 2022 | AIC GDYNIA | FTVT - Firetube Vertical TB | Boiler Room | HWHT - Hot Water Heat | 10/31/2026
CHI-Lakeside Wellness Center | 16940 Lakeside Hills Plz | Omaha | NE | 68130-2431 | Douglas | NE43742 | Active | 303415 | 2021 | AIC GDYNIA | FTVT - Firetube Vertical TB | Boiler Room | HWHT - Hot Water Heat | 10/31/2026
CHI-Lakeside Wellness Center | 16940 Lakeside Hills Plz | Omaha | NE | 68130-2431 | Douglas | NE43743 | Active | 590713 | 2023 | Sermeta | WTSS - Watertube SS Steel | Boiler Room | HWSD - Hot Water Dom/Potable | 10/31/2026
CHI-Lakeside Wellness Center | 16940 Lakeside Hills Plz | Omaha | NE | 68130-2431 | Douglas | NE43744 | Active | 594893 | 2022 | Sermeta | WTSS - Watertube SS Steel | Boiler Room | HWSD - Hot Water Dom/Potable | 10/31/2026
LAKESIDE WELLNESS CENTER | 16940 Lakeside Hills Plz | Omaha | NE | 68130-2431 | Douglas | NE01660 | Scrapped/Junked | 97525 | 1999 | LOCHINVAR | CPFT - Horiz Cpr Fin Boiler | MECH ROOM | HWSD - Hot Water Dom/Potable | 10/31/2007
Casey's General Store | 16960 Evans Plz | Omaha | NE | 68116-2315 | Douglas | NE02393 | Scrapped/Junked | 1002 | 2004 | axeman anderson | FTHT - Firetube Horizontal | EQUIPMENT ROOM | HWFP - Floor Heat & Nonpotable | 2/28/2020
Casey's General Store | 16960 Evans Plz | Omaha | NE | 68116-2315 | Douglas | NE02394 | Scrapped/Junked | 988 | 2004 | axeman-anderson | FTHT - Firetube Horizontal | EQUIPMENT ROOM | HWFP - Floor Heat & Nonpotable | 2/28/2020
Casey's General Store | 16960 Evans Plz | Omaha | NE | 68116-2315 | Douglas | NE02395 | Scrapped/Junked | 999 | 2004 | axeman-anderson | FTHT - Firetube Horizontal | EQUIPMENT ROOM | HWFP - Floor Heat & Nonpotable | 2/28/2020
Casey's General Store | 16960 Evans Plz | Omaha | NE | 68116-2315 | Douglas | NE02396 | Scrapped/Junked | 1000 | 2004 | axeman-anderson | FTHT - Firetube Horizontal | EQUIPMENT ROOM | HWFP - Floor Heat & Nonpotable | 2/28/2020
Casey's General Store | 16960 Evans Plz | Omaha | NE | 68116-2315 | Douglas | NE02397 | Scrapped/Junked | 989 | 2004 | axeman-anderson | FTHT - Firetube Horizontal | EQUIPMENT ROOM | HWFP - Floor Heat & Nonpotable | 2/28/2020
Casey's General Store | 16960 Evans Plz | Omaha | NE | 68116-2315 | Douglas | NE02398 | Scrapped/Junked | 1001 | 2004 | axeman-anderson | FTHT - Firetube Horizontal | EQUIPMENT ROOM | HWFP - Floor Heat & Nonpotable | 2/28/2020
Casey's General Store | 16960 Evans Plz | Omaha | NE | 68116-2315 | Douglas | NE43036 | Active | 593010 | 2023 | Lochinvar / Sermeta | WTSS - Watertube SS Steel | Mechanical Room | HWHP - Hot Water Heat & Nonpotable | 1/31/2026
Casey's General Store | 16960 Evans Plz | Omaha | NE | 68116-2315 | Douglas | NE43037 | Active | 583596 | 2023 | Lochinvar / Sermeta | WTSS - Watertube SS Steel | Mechanical Room | HWHP - Hot Water Heat & Nonpotable | 1/31/2026
Casey's General Store | 16960 Evans Plz | Omaha | NE | 68116-2315 | Douglas | NE43038 | Active | 560820 | 2022 | Lochinvar / Sermeta | WTSS - Watertube SS Steel | Mechanical Room | HWHP - Hot Water Heat & Nonpotable | 1/31/2026
WALMART | 16960 W Maple Rd | Omaha | NE | 68116-2237 | Douglas | NE06451 | Exempt | 59173 | 2005 | STANDARD REFRIGERATION | HTNK - Horizontal UFPV | PUMP HOUSE RACK A | REFR - Refrigerant Storage/Supp | 1/1/1900
WALMART | 16960 W Maple Rd | Omaha | NE | 68116-2237 | Douglas | NE06452 | Exempt | 59213 | 2005 | STANDARD REFRIGERATION | HTNK - Horizontal UFPV | PUMP HOUSE RACK B | REFR - Refrigerant Storage/Supp | 1/1/1900
WALMART | 16960 W Maple Rd | Omaha | NE | 68116-2237 | Douglas | NE06453 | Exempt | 59345 | 2005 | STANDARD REFRIGERATION | HTNK - Horizontal UFPV | PUMP HOUSE RACK C&D | REFR - Refrigerant Storage/Supp | 1/1/1900
WALMART | 16960 W Maple Rd | Omaha | NE | 68116-2237 | Douglas | NE06454 | Exempt | 59344 | 2005 | STANDARD REFRIGERATION | HTNK - Horizontal UFPV | PUMP HOUSE RACK C&D | REFR - Refrigerant Storage/Supp | 1/1/1900
Apartment Building | 1700 N 73rd St | Omaha | NE | 68114-1936 | Douglas | NE12870 | Scrapped/Junked | n/a | 1994 | BURN | CI - Cast Iron | BASEMENT | HWHT - Hot Water Heat | 3/31/2019
One Pacific Springs | 17002 Marcy St | Omaha | NE | 68118-2916 | Douglas | NE08148 | Active | 22633 | 2007 | GIANNONI | WT - Water Tube Boiler | EQUIP ROOM | GLYC - Glycol Bldg Heat Sys | 11/30/2026
One Pacific Springs | 17002 Marcy St | Omaha | NE | 68118-2916 | Douglas | NE08149 | Active | 22765 | 2007 | GIANNONI | WT - Water Tube Boiler | EQUIP ROOM | GLYC - Glycol Bldg Heat Sys | 11/30/2026
One Pacific Springs | 17002 Marcy St | Omaha | NE | 68118-2916 | Douglas | NE08150 | Active | 22764 | 2007 | GIANNONI | WT - Water Tube Boiler | EQUIP ROOM | GLYC - Glycol Bldg Heat Sys | 11/30/2026
Life Time Fitness | 17007 Elm Plz | Omaha | NE | 68130-1806 | Douglas | NE07631 | Active | 54418 | 2009 | Aerco International | FT - Firetube Boiler | BOILER ROOM, Blr. #1 | HWSP - Hot Water Non Potable Supply | 6/30/2026
Life Time Fitness | 17007 Elm Plz | Omaha | NE | 68130-1806 | Douglas | NE07632 | Active | 63639 | 2012 | Aerco International | FT - Firetube Boiler | BOILER ROOM, Blr. #2 | HWSP - Hot Water Non Potable Supply | 6/30/2026
Life Time Fitness | 17007 Elm Plz | Omaha | NE | 68130-1806 | Douglas | NE07633 | Active | 57174 | 2010 | Aerco International | FT - Firetube Boiler | BOILER ROOM, Blr. #3 | HWSP - Hot Water Non Potable Supply | 6/30/2026
Life Time Fitness | 17007 Elm Plz | Omaha | NE | 68130-1806 | Douglas | NE07634 | Scrapped/Junked | 53737 | 2007 | Lattner Boiler Co | ELBL - Electric Boiler | Women's Sauna | STHT - Steam-Heat | 6/30/2025
Life Time Fitness | 17007 Elm Plz | Omaha | NE | 68130-1806 | Douglas | NE07635 | Scrapped/Junked | 53736 | 2007 | Lattner Boiler Co | ELBL - Electric Boiler | Men's Sauna | STHT - Steam-Heat | 6/30/2025
Life Time Fitness | 17007 Elm Plz | Omaha | NE | 68130-1806 | Douglas | NE43563 | Active | 60159 | 2023 | Lattner Boiler Co | ELBL - Electric Boiler | Men's Mechanical Room | SAUN - Sauna Steam Room Heat | 6/30/2026
Life Time Fitness | 17007 Elm Plz | Omaha | NE | 68130-1806 | Douglas | NE43564 | Active | 60405 | 2024 | Lattner Boiler Co | ELBL - Electric Boiler | Men's Mechanical Room | SAUN - Sauna Steam Room Heat | 6/30/2026
Anchor Pointe Elem School | 17007 N HSW Cleveland Blvd | Bennington | NE | 68007 | Douglas | NE28586 | Active | 148939 | 2019 | PVI Industries | CHWH - ASME/Fired Water Heater | mech room | HWSD - Hot Water Dom/Potable | 10/31/2026
Happy Hollow Country Club | 1701 S 105th St | Omaha | NE | 68124-1014 | Douglas | NE04667 | Scrapped/Junked | 39877 | 1986 | KEWANEE | FTFB - Firetube-Firebox Boiler | BOILER ROOM | STHT - Steam-Heat | 8/31/2002
Happy Hollow Country Club | 1701 S 105th St | Omaha | NE | 68124-1014 | Douglas | NE04814 | Scrapped/Junked | 4359 | 1990 | LAARS HEATING SYSTEMS CO | WT - Water Tube Boiler | BOILER ROOM | HWSD - Hot Water Dom/Potable | 8/31/2002
Happy Hollow Country Club | 1701 S 105th St | Omaha | NE | 68124-1014 | Douglas | NE04815 | Scrapped/Junked | 4360 | 1990 | LAARS HEATING SYSTEMS CO | WT - Water Tube Boiler | BOILER ROOM | HWSD - Hot Water Dom/Potable | 8/31/2002
Happy Hollow Country Club | 1701 S 105th St | Omaha | NE | 68124-1014 | Douglas | NE05683 | Scrapped/Junked | 39157 | 1984 | RHEEM MANUFACTURING CO | CHWH - ASME/Fired Water Heater | POOL | HWSD - Hot Water Dom/Potable | 10/31/2003
Happy Hollow Country Club | 1701 S 105th St | Omaha | NE | 68124-1014 | Douglas | NE05684 | Scrapped/Junked | 32104 | 1994 | LOCHINVAR | CPFT - Horiz Cpr Fin Boiler | POOL | OPHT - Outdoor Pool Heater | 10/31/2004
Happy Hollow Country Club | 1701 S 105th St | Omaha | NE | 68124-1014 | Douglas | NE05685 | Exempt 1999 LB-66 | 37376 | 1989 | AO SMITH | AHWH - ANSI/Fired Water Htr |  | HWSD - Hot Water Dom/Potable | 8/31/1999
Happy Hollow Country Club | 1701 S 105th St | Omaha | NE | 68124-1014 | Douglas | NE10530 | Active | 71027 | 2015 | Aerco International | FTVT - Firetube Vertical TB | Boiler Room | HWHT - Hot Water Heat | 10/31/2026
Happy Hollow Country Club | 1701 S 105th St | Omaha | NE | 68124-1014 | Douglas | NE10531 | Active | 55364 | 2010 | Aerco International | FTVT - Firetube Vertical TB | Boiler Room | HWHT - Hot Water Heat | 10/31/2026
Happy Hollow Country Club | 1701 S 105th St | Omaha | NE | 68124-1014 | Douglas | NE15068 | Scrapped/Junked | 102707 | 2003 | CLVR | FT - Firetube Boiler | KITCHEN | 0021 - Steam Supp Cooker/Kettle | 10/31/2009
Happy Hollow Country Club | 1701 S 105th St | Omaha | NE | 68124-1014 | Douglas | NE41946 | Scrapped/Junked | 500953 | 2020 | Raypak | CPFT - Horiz Cpr Fin Boiler | Pool Mechanical Room | OPHT - Outdoor Pool Heater | 10/31/2023
Happy Hollow Country Club | 1701 S 105th St | Omaha | NE | 68124-1014 | Douglas | NE43582 | Active | 427925 | 2024 | Lochinvar | FTVT - Firetube Vertical TB | Pool Mechanical Room | OPHT - Outdoor Pool Heater | 10/31/2026
HI PERFORMANCE CAR WASH | 1701 S 13th St | Omaha | NE | 68108-1024 | Douglas | NE16460 | Inactive | 23506 | 1984 | RAYPAK INC, CALIFORNIA | WT - Water Tube Boiler | EQUIPMENT ROOM | HWSP - Hot Water Non Potable Supply | 11/30/2002
HI PERFORMANCE CAR WASH | 1701 S 13th St | Omaha | NE | 68108-1024 | Douglas | NE16461 | Inactive | 28644 | 1984 | BRYAN STEAM LLC | WT - Water Tube Boiler | EQUIPMENT ROOM | HWHT - Hot Water Heat | 11/30/2002
College Of Saint Mary | 1701 S 72nd St | Omaha | NE | 68124-2305 | Douglas | NE12575 | Active | 121488 | 2007 | AOSM | CHWH - ASME/Fired Water Heater | 1ST FLOOR | HWDP - Hotwater Heat & Dom Supply | 1/31/2027
College Of Saint Mary | 1701 S 72nd St | Omaha | NE | 68124-2305 | Douglas | NE12676 | Scrapped/Junked | 121446 | 2007 | AOSM | CHWH - ASME/Fired Water Heater | SECOND FLOOR | HWDP - Hotwater Heat & Dom Supply | 1/31/2022
College Of Saint Mary | 1701 S 72nd St | Omaha | NE | 68124-2305 | Douglas | NE41278 | Active | 284467 | 2021 | AO SMITH | CHWH - ASME/Fired Water Heater | 2nd Fl Mech Rm | HWSD - Hot Water Dom/Potable | 1/31/2027
City of Omaha-Elkhorn's Common Ground | 1701 Veterans Dr | Elkhorn | NE | 68022-2756 | Douglas | NE06198 | Active | 41609 | 2004 | Aerco International | FT - Firetube Boiler | POOL MECH ROOM | HWHT - Hot Water Heat | 9/30/2026
City of Omaha-Elkhorn's Common Ground | 1701 Veterans Dr | Elkhorn | NE | 68022-2756 | Douglas | NE06199 | Active | 41610 | 2004 | Aerco International | FTVT - Firetube Vertical TB | POOL MECH ROOM | HWHT - Hot Water Heat | 9/30/2026
City of Omaha-Elkhorn's Common Ground | 1701 Veterans Dr | Elkhorn | NE | 68022-2756 | Douglas | NE06401 | Scrapped/Junked | 225613 | 2004 | Raypak | CPFH - Copper Fin Water Heater | POOL MECH ROOM | IPHT - Indoor Pool Heater | 9/30/2016
City of Omaha-Elkhorn's Common Ground | 1701 Veterans Dr | Elkhorn | NE | 68022-2756 | Douglas | NE06402 | Scrapped/Junked | 89711 | 2004 | AO SMITH | CHWH - ASME/Fired Water Heater | NORTH MECH ROOM | HWSD - Hot Water Dom/Potable | 9/30/2013
City of Omaha-Elkhorn's Common Ground | 1701 Veterans Dr | Elkhorn | NE | 68022-2756 | Douglas | NE06403 | Scrapped/Junked | 89710 | 2004 | AO SMITH | CHWH - ASME/Fired Water Heater | NORTH MECH ROOM | HWSD - Hot Water Dom/Potable | 9/30/2024
City of Omaha-Elkhorn's Common Ground | 1701 Veterans Dr | Elkhorn | NE | 68022-2756 | Douglas | NE06404 | Inactive | 89709 | 2004 | AO SMITH | CHWH - ASME/Fired Water Heater | NORTH MECH ROOM | HWSD - Hot Water Dom/Potable | 9/30/2020
City of Omaha-Elkhorn's Common Ground | 1701 Veterans Dr | Elkhorn | NE | 68022-2756 | Douglas | NE25795 | Active | 180463 | 2013 | AO SMITH | CHWH - ASME/Fired Water Heater | North Mech. Room | HWSD - Hot Water Dom/Potable | 9/30/2026
City of Omaha-Elkhorn's Common Ground | 1701 Veterans Dr | Elkhorn | NE | 68022-2756 | Douglas | NE28550 | Active | 272075 | 2015 | Laars | CPPH - Ansi Cpr Fin Pool Heater | pool mech room | IPHT - Indoor Pool Heater | 9/30/2026
City of Omaha-Elkhorn's Common Ground | 1701 Veterans Dr | Elkhorn | NE | 68022-2756 | Douglas | NE42709 | Active | 572338 | 2022 | Lochinvar | COWH - Coil Type Water Heater | North Pool Mech Room | HWSD - Hot Water Dom/Potable | 9/30/2026
Roja Mexican Grill | 17010 Wright Plz Ste 100 | Omaha | NE | 68130-4659 | Douglas | NE02385 | Scrapped/Junked | 78537 | 2003 | STAT | CHWH - ASME/Fired Water Heater | KITCHEN | HWSD - Hot Water Dom/Potable | 11/30/2014
Legacy Commons Apartments | 17011 Wright Plaza | Omaha | NE | 68130-2016 | Douglas | NE22745 | Inactive | 346919 | 2012 | Raypak | CHWH - ASME/Fired Water Heater | pool mech room | OPHT - Outdoor Pool Heater | 6/30/2024
MICKLIN HOME IMPROVEMENT | 1702 Cuming St | Omaha | NE | 68102-4425 | Douglas | NE03464 | Inactive |  | 1927 | US RADIATOR |  | BASEMENT | STHT - Steam-Heat | 1/31/1990
The Siena Francis House | 1702 Nicholas St | Omaha | NE | 68102-4119 | Douglas | NE12886 | Exempt 1999 LB-66 |  | 1993 | STATE INDUSTRIES | AHWH - ANSI/Fired Water Htr | EQUIPMENT ROOM | HWSD - Hot Water Dom/Potable | 8/31/2000
The Siena Francis House | 1702 Nicholas St | Omaha | NE | 68102-4119 | Douglas | NE12887 | Scrapped/Junked | 44623 | 1992 | STATE INDUSTRIES | CHWH - ASME/Fired Water Heater | EQUIPMENT ROOM | HWSD - Hot Water Dom/Potable | 8/31/2007
The Siena Francis House | 1702 Nicholas St | Omaha | NE | 68102-4119 | Douglas | NE12888 | Exempt 1999 LB-66 |  | 1993 | STATE INDUSTRIES | AHWH - ANSI/Fired Water Htr | EQUIPMENT ROOM | HWSD - Hot Water Dom/Potable | 8/31/2000
The Siena Francis House | 1702 Nicholas St | Omaha | NE | 68102-4119 | Douglas | NE12889 | Scrapped/Junked | 44814 | 1993 | STATE INDUSTRIES | CHWH - ASME/Fired Water Heater | EQUIPMENT ROOM | HWSD - Hot Water Dom/Potable | 8/31/2007
The Siena Francis House | 1702 Nicholas St | Omaha | NE | 68102-4119 | Douglas | NE12890 | Scrapped/Junked | 44812 | 1993 | STATE INDUSTRIES | CHWH - ASME/Fired Water Heater | EQUIPMENT ROOM | HWSD - Hot Water Dom/Potable | 8/31/2007
The Siena Francis House | 1702 Nicholas St | Omaha | NE | 68102-4119 | Douglas | NE16063 | Scrapped/Junked | 120906 | 2007 | A O Smith | CHWH - ASME/Fired Water Heater | Janitor Closet | HWSD - Hot Water Dom/Potable | 3/31/2017
CREIGHTON UNIVERSITY | 1702 WEBSTER ST | OMAHA | NE | 68102 | Douglas | NE03468 | Scrapped/Junked |  | 1984 | PEERLESS HEATER COMPANY |  | BASEMENT | STHT - Steam-Heat | 4/30/2007
CHI Lakeside Surgery Center | 17030 Lakeside Hills Plz Ste 110 | Omaha | NE | 68130-2396 | Douglas | NE08113 | Active | 54660 | 2007 | BRYA | WT - Water Tube Boiler | Mech Room | PROC - Process Steam | 5/31/2026
CHI Lakeside Surgery Center | 17030 Lakeside Hills Plz Ste 110 | Omaha | NE | 68130-2396 | Douglas | NE08114 | Active | 54663 | 2007 | BRYA | WT - Water Tube Boiler | BOILER ROOM | PROC - Process Steam | 5/31/2026
College Of Saint Mary | 1705 S 72nd St | Omaha | NE | 68124-1744 | Douglas | NE26233 | Active | 72571 | 2001 | State Industries | CHWH - ASME/Fired Water Heater | 1705 S 72nd | HWSD - Hot Water Dom/Potable | 1/31/2027
Lanoha Real Estate Company | 17070 Wright Plz | Omaha | NE | 68130-2083 | Douglas | NE12040 | Active | 110915 | 2003 | Pvi | CHWH - ASME/Fired Water Heater | Basement | HWSD - Hot Water Dom/Potable | 1/31/2027
Lanoha Real Estate Company | 17070 Wright Plz | Omaha | NE | 68130-2083 | Douglas | NE12041 | Active | 110916 | 2003 | Pvi | CHWH - ASME/Fired Water Heater | Basement | HWSD - Hot Water Dom/Potable | 1/31/2027
Douglas County Criminal Justice Center | 1709 Jackson St | Omaha | NE | 68102-2513 | Douglas | NE07619 | Scrapped/Junked | none | 2002 | Peerless | CI - Cast Iron | Boiler Room | STHT - Steam-Heat | 6/30/2015
Douglas County Criminal Justice Center | 1709 Jackson St | Omaha | NE | 68102-2513 | Douglas | NE07620 | Scrapped/Junked | 01665 | 1991 | Cleaver & Brooks | WT - Water Tube Boiler | Boiler Room | STHT - Steam-Heat | 6/30/2015
Douglas County Criminal Justice Center | 1709 Jackson St | Omaha | NE | 68102-2513 | Douglas | NE26390 | Active | 69564 | 2014 | Aerco | COND - Condenser | boiler room | HWHT - Hot Water Heat | 6/30/2027
Douglas County Criminal Justice Center | 1709 Jackson St | Omaha | NE | 68102-2513 | Douglas | NE26391 | Active | 69411 | 2014 | Aerco | COND - Condenser | boiler room | HWHT - Hot Water Heat | 6/30/2027
Jos. A. Bank #472 | 17101 Davenport St | Omaha | NE | 68118-4094 | Douglas | NE01692 | Scrapped/Junked | 8721 | 2003 | Pacific | ELBL - Electric Boiler | Alterations Room | PROC - Process Steam | 7/31/2016
Jos. A. Bank #472 | 17101 Davenport St | Omaha | NE | 68118-4094 | Douglas | NE27428 | Scrapped/Junked | 13802 | 2016 | Pacific Steam Equipment Inc | ELBL - Electric Boiler | Alterations Room | PROC - Process Steam | 12/31/2024
Jos. A. Bank #472 | 17101 Davenport St | Omaha | NE | 68118-4094 | Douglas | NE43298 | Active | 15862 | 2024 | Pacific Steam Equipment Inc | ELBL - Electric Boiler | Alterations Room | PROC - Process Steam | 6/30/2026
Pacific Springs Center | 17110 Marcy St | Omaha | NE | 68118-3119 | Douglas | NE12579 | Active | 22768 | 2006 | Giannoni France | WT - Water Tube Boiler | BASEMENT | GLYC - Glycol Bldg Heat Sys | 5/31/2026
Pacific Springs Center | 17110 Marcy St | Omaha | NE | 68118-3119 | Douglas | NE12580 | Active | 22631 | 2006 | Giannoni France | WT - Water Tube Boiler | BASEMENT | GLYC - Glycol Bldg Heat Sys | 5/31/2026
Pacific Springs Center | 17110 Marcy St | Omaha | NE | 68118-3119 | Douglas | NE12581 | Scrapped/Junked | 15733 | 2006 | Giannoni France | WT - Water Tube Boiler | BASEMENT | GLYC - Glycol Bldg Heat Sys | 5/31/2026
Pacific Springs Center | 17110 Marcy St | Omaha | NE | 68118-3119 | Douglas | NE44220 | Active | 647965 | 2025 | Sermeta | WTSS - Watertube SS Steel | BASEMENT | GLYC - Glycol Bldg Heat Sys | 5/31/2026
Baxter Subaru | 17130 Burt St | Omaha | NE | 68118-2518 | Douglas | NE28007 | Active | 426110 | 2018 | Laars | COND - Condenser | Boiler room | GLFH - Glycol Floor Heat System | 2/28/2027
Baxter Subaru | 17130 Burt St | Omaha | NE | 68118-2518 | Douglas | NE28008 | Active | 426109 | 2018 | Laars | COND - Condenser | Boiler room | GLFH - Glycol Floor Heat System | 2/28/2027
Baxter Subaru | 17130 Burt St | Omaha | NE | 68118-2518 | Douglas | NE28009 | Active | 426130 | 2018 | Laars | COND - Condenser | Boiler room | GLFH - Glycol Floor Heat System | 2/28/2027
St Vincent de Paul Society | 1715 Izard St | Omaha | NE | 68102-4430 | Douglas | NE24449 | Active | n/a | 1998 | Peerless | CI - Cast Iron | BASEMENT | STHT - Steam-Heat | 1/31/2027
Turtle Roofing | 1715 N 203rd St | Elkhorn | NE | 68022-2833 | Douglas | NE43763 | Active | 195445 | 2015 | AIC/LOCHINVAR | FTVT - Firetube Vertical TB | Garage | HWFG - Hotwater Heat Floor-Glycl | 11/30/2025
Paisanos Meat Market | 1715 Vinton St | Omaha | NE | 68108-1432 | Douglas | NE12022 | Scrapped/Junked |  | 1973 | 0018 | CI - Cast Iron | BASEMENT | HWHT - Hot Water Heat | 11/30/2008
Bravo Brio, LLC (Closed) | 17151 Davenport St Ste 101 | Omaha | NE | 68118-4093 | Douglas | NE22731 | Scrapped/Junked | 204756 | 2011 | Lochinvar | CHWH - ASME/Fired Water Heater | kitchen | HWDP - Hotwater Heat & Dom Supply | 8/31/2024
Homeland Security | 1717 Ave H | Omaha | NE | 68110-2701 | Douglas | NE06470 | Active | 15223 | 2005 | Precision | ELBL - Electric Boiler | EQUIPMENT ROOM | HWHT - Hot Water Heat | 6/30/2026
Homeland Security | 1717 Ave H | Omaha | NE | 68110-2701 | Douglas | NE06480 | Active | 107123 | 2005 | AOSF | ELWH - Electric Water Heater | EQUIPMENT ROOM | HWSD - Hot Water Dom/Potable | 6/30/2026
SCHON APARTMENTS | 1717 Park Ave | Omaha | NE | 68105-2546 | Douglas | NE04338 | Scrapped/Junked |  | 1977 | BRYANT |  |  | STHT - Steam-Heat | 11/30/1996
Residence Inn Aksarben Village | 1717 S 67th St | Omaha | NE | 68106-1148 | Douglas | NE26329 | Active | 269648 | 2013 | Giannoni | CPFH - Copper Fin Water Heater | mech room | HWSD - Hot Water Dom/Potable | 2/28/2027
Residence Inn Aksarben Village | 1717 S 67th St | Omaha | NE | 68106-1148 | Douglas | NE26330 | Active | 269642 | 2013 | Giannoni | CPFH - Copper Fin Water Heater | mech room | HWSD - Hot Water Dom/Potable | 2/28/2027
Residence Inn Aksarben Village | 1717 S 67th St | Omaha | NE | 68106-1148 | Douglas | NE26331 | Active | 262254 | 2013 | Giannoni | CPFH - Copper Fin Water Heater | mech room | HWSD - Hot Water Dom/Potable | 2/28/2027
Residence Inn Aksarben Village | 1717 S 67th St | Omaha | NE | 68106-1148 | Douglas | NE26332 | Scrapped/Junked | 251924 | 2013 | Zodiac | CPPH - Ansi Cpr Fin Pool Heater | Pool Equip room | IPHT - Indoor Pool Heater | 2/28/2017
Apartment Building | 1719 Park Ave | Omaha | NE | 68105-2583 | Douglas | NE01433 | Inactive |  | 1998 | PEER | CI - Cast Iron | BASEMENT | STHT - Steam-Heat | 3/31/2009
Al's Auto Supply | 1720 Cuming St | Omaha | NE | 68102-4425 | Douglas | NE25613 | Scrapped/Junked | NA | 1999 | Peerless | CI - Cast Iron | Basement | STHT - Steam-Heat | 1/31/2016
AL'S AUTO SUPPLY | 1720 Cuming St | Omaha | NE | 68102-4425 | Douglas | NE03467 | Scrapped/Junked |  | 1955 | US RADIATOR |  | BOILER ROOM | STHT - Steam-Heat | 1/31/2000
Beals Elementary School | 1720 S 48th St | Omaha | NE | 68106-2507 | Douglas | NE09625 | Scrapped/Junked | 11885 | 2002 | ALES | FTVT - Firetube Vertical TB | EQUIPMENT ROOM | HWHT - Hot Water Heat | 12/31/2019
Beals Elementary School | 1720 S 48th St | Omaha | NE | 68106-2507 | Douglas | NE09903 | Active | 138129 | 2002 | Loch | CPFH - Copper Fin Water Heater | EQUIPMENT RM | HWSD - Hot Water Dom/Potable | 12/31/2026
Beals Elementary School | 1720 S 48th St | Omaha | NE | 68106-2507 | Douglas | NE09904 | Active | 136458 | 2001 | Loch | CPFH - Copper Fin Water Heater | EQUIPMENT RM | HWSD - Hot Water Dom/Potable | 12/31/2026
Beals Elementary School | 1720 S 48th St | Omaha | NE | 68106-2507 | Douglas | NE43269 | Active | 20403 | 2021 | Aldrich | FTVT - Firetube Vertical TB | Boiler Room | HWHT - Hot Water Heat | 12/31/2024
Beals Elementary School | 1720 S 48th St | Omaha | NE | 68106-2507 | Douglas | NE43270 | Active | 19332 | 2014 | Aldrich | FTVT - Firetube Vertical TB | Boiler Room | HWHT - Hot Water Heat | 12/31/2024
BEALS ELEMENTARY SCHOOL | 1720 S 48th St | Omaha | NE | 68106-2507 | Douglas | NE03729 | Scrapped/Junked | 41535 | 1988 | KEWANEE | FTFB - Firetube-Firebox Boiler | BOILER ROOM | STHT - Steam-Heat | 6/30/2003
BEALS ELEMENTARY SCHOOL | 1720 S 48th St | Omaha | NE | 68106-2507 | Douglas | NE03730 | Scrapped/Junked | 41536 | 1988 | KEWANEE | FTFB - Firetube-Firebox Boiler | BOILER ROOM | STHT - Steam-Heat | 6/30/2003
BEALS ELEMENTARY SCHOOL | 1720 S 48th St | Omaha | NE | 68106-2507 | Douglas | NE03731 | Scrapped/Junked |  | 1987 | STATE INDUSTRIES | AHWH - ANSI/Fired Water Htr | BOILER ROOM | HWSD - Hot Water Dom/Potable | 6/30/2001
BEALS ELEMENTARY SCHOOL | 1720 S 48th St | Omaha | NE | 68106-2507 | Douglas | NE03732 | Scrapped/Junked |  | 1987 | STATE INDUSTRIES | AHWH - ANSI/Fired Water Htr | BOILER ROOM | HWSD - Hot Water Dom/Potable | 6/30/2001
BEALS ELEMENTARY SCHOOL | 1720 S 48th St | Omaha | NE | 68106-2507 | Douglas | NE05323 | Exempt 1999 LB-66 |  | 1992 | STATE INDUSTRIES | AHWH - ANSI/Fired Water Htr |  | HWSD - Hot Water Dom/Potable | 6/30/2000
Midwest Cancer Center | 17201 Wright St | Omaha | NE | 68130-2042 | Douglas | NE07337 | Active | 5430 | 2006 | Thermal Solutions | WT - Water Tube Boiler | PENTHOUSE | HWHT - Hot Water Heat | 4/30/2027
Midwest Cancer Center | 17201 Wright St | Omaha | NE | 68130-2042 | Douglas | NE07338 | Active | 5432 | 2006 | Thermal Solutions | WT - Water Tube Boiler | PENTHOUSE | HWHT - Hot Water Heat | 4/30/2027
Office/Warehouse | 1721 St Marys Ave | Omaha | NE | 68102-2522 | Douglas | NE00141 | Active | n/a | 2000 | Burnham | CI - Cast Iron | BOILER ROOM 2ND FLR | HWHT - Hot Water Heat | 10/31/2026
Office/Warehouse | 1721 St Marys Ave | Omaha | NE | 68102-2522 | Douglas | NE00142 | Active | n/a | 2000 | Burnham | CI - Cast Iron | BOILER ROOM | HWHT - Hot Water Heat | 10/31/2026
CENTRAL CHRISTIAN SCHOOL | 1722 S 16th St | Omaha | NE | 68108-3908 | Douglas | NE32146 | Inactive |  | 1965 | KEWANEE | FTFB - Firetube-Firebox Boiler | BOILER ROOM | HWHT - Hot Water Heat | 7/31/2003
CENTRAL CHRISTIAN SCHOOL | 1722 S 16th St | Omaha | NE | 68108-3908 | Douglas | NE32147 | Inactive |  | 1965 | KEWANEE | FTFB - Firetube-Firebox Boiler | BOILER ROOM | HWHT - Hot Water Heat | 7/31/2003
Baxter Volkswagon | 17220 Burt St | Omaha | NE | 68118-2528 | Douglas | NE27706 | Active | 412810 | 2017 | Sermeta/Lochinvar | COND - Condenser | 2nd fl mech room | HWHT - Hot Water Heat | 10/31/2026
Baxter Volkswagon | 17220 Burt St | Omaha | NE | 68118-2528 | Douglas | NE27707 | Active | 420695 | 2017 | Sermeta/Lochinvar | COND - Condenser | 2nd fl mech room | HWHT - Hot Water Heat | 10/31/2026
Baxter Volkswagon | 17220 Burt St | Omaha | NE | 68118-2528 | Douglas | NE27708 | Active | 420691 | 2017 | Sermeta/Lochinvar | COND - Condenser | 2nd fl mech room | HWHT - Hot Water Heat | 10/31/2026
Baxter Building | 17225 Burt St | Omaha | NE | 68118-2531 | Douglas | NE28575 | Active | 5344 | 2018 | Fulton | WT - Water Tube Boiler | boiler room | HWHT - Hot Water Heat | 2/28/2027
Baxter Building | 17225 Burt St | Omaha | NE | 68118-2531 | Douglas | NE28576 | Active | 5364 | 2018 | Fulton | WT - Water Tube Boiler | boiler room | HWHT - Hot Water Heat | 2/28/2027
Metro Utilities District | 1723 Harney St | Omaha | NE | 68102-1907 | Douglas | NE11593 | Scrapped/Junked | 102011 | 1946 | Pacific | FT - Firetube Boiler | Garage Boiler Room | STHT - Steam-Heat | 6/30/2011
Metro Utilities District | 1723 Harney St | Omaha | NE | 68102-1907 | Douglas | NE11594 | Scrapped/Junked | 29066 | 1977 | Kewannee | FT - Firetube Boiler | BLRM | STHT - Steam-Heat | 6/30/2011
Metro Utilities District | 1723 Harney St | Omaha | NE | 68102-1907 | Douglas | NE11595 | Scrapped/Junked | 29073 | 1977 | Kewannee | FT - Firetube Boiler | BOILER ROOM | STHT - Steam-Heat | 6/30/2011
St Joseph's Parish Center | 1723 S 17th St | Omaha | NE | 68108-3913 | Douglas | NE16065 | Active | N/A | 2008 | Peerless | CI - Cast Iron | Boiler Room | STHT - Steam-Heat | 3/31/2027
St Joseph's Parish Center | 1723 S 17th St | Omaha | NE | 68108-3913 | Douglas | NE16845 | Scrapped/Junked |  | 1991 | PEER | CI - Cast Iron | BASEMENT | STHT - Steam-Heat | 3/31/2010
St Joseph's Parish Center | 1723 S 17th St | Omaha | NE | 68108-3913 | Douglas | NE19286 | Exempt 1999 LB-66 |  | 1980 | RHEEM MANUFACTURING CO | AHWH - ANSI/Fired Water Htr | BASEMENT | HWSD - Hot Water Dom/Potable | 3/31/2000
Cedarwood Apartments | 1724 S 74th St | Omaha | NE | 68124-1728 | Douglas | NE17858 | Scrapped/Junked | n/a | 1963 | AQUA | WT - Water Tube Boiler | EQUIPMENT ROOM | HWHT - Hot Water Heat | 1/31/2010
Cedarwood Apartments | 1724 S 74th St | Omaha | NE | 68124-1728 | Douglas | NE19435 | Out of Service | n/a | 2009 | Peerless | CI - Cast Iron | bldg #5 | HWHT - Hot Water Heat | 1/31/2021
Fairfield Inn & Suites | 17240 Wright St | Omaha | NE | 68130-2151 | Douglas | NE26343 | Active | 64180 | 2015 | PVI Industries | COND - Condenser | 1st floor Mech Rm | HWDP - Hotwater Heat & Dom Supply | 4/30/2026
Fairfield Inn & Suites | 17240 Wright St | Omaha | NE | 68130-2151 | Douglas | NE26344 | Active | 66713 | 2015 | PVI Industries | COND - Condenser | 1st floor Mech Rm | HWDP - Hotwater Heat & Dom Supply | 4/30/2026
Fairfield Inn & Suites | 17240 Wright St | Omaha | NE | 68130-2151 | Douglas | NE26345 | Active | 65212 | 2015 | PVI Industries | COND - Condenser | 1st floor Mech Rm | HWDP - Hotwater Heat & Dom Supply | 4/30/2024
Fairfield Inn & Suites | 17240 Wright St | Omaha | NE | 68130-2151 | Douglas | NE26346 | Active | 68248 | 2015 | PVI Industries | COND - Condenser | 1st floor Mech Rm | HWDP - Hotwater Heat & Dom Supply | 4/30/2026
Fairfield Inn & Suites | 17240 Wright St | Omaha | NE | 68130-2151 | Douglas | NE26351 | Active | 417634 | 2016 | Raypak | CPFT - Horiz Cpr Fin Boiler | pool area | IPHT - Indoor Pool Heater | 4/30/2026
Shared System Services | 1725 S 20th St | Omaha | NE | 68108-3801 | Douglas | NE13755 | Active | 24082 | 1971 | CLEA | FTSM - FTS Marine Dry Back | Boiler Room | PROC - Process Steam | 7/31/2026
Shared System Services | 1725 S 20th St | Omaha | NE | 68108-3801 | Douglas | NE13756 | Active | 24083 | 1971 | CLEA | FTSM - FTS Marine Dry Back | Boiler Room | PROC - Process Steam | 9/30/2026
Shared System Services | 1725 S 20th St | Omaha | NE | 68108-3801 | Douglas | NE14920 | Inactive | 33562 | 1967 | CLEAVER BROOKS | FT - Firetube Boiler | BOILER ROOM | STHT - Steam-Heat | 4/30/2008
St Joseph's Church | 1730 S 16th St | Omaha | NE | 68108-3908 | Douglas | NE19460 | Active | 16650 | 2010 | Hurst | FTFB - Firetube-Firebox Boiler | boiler room | STHT - Steam-Heat | 3/31/2027
St Joseph's Church | 1730 S 16th St | Omaha | NE | 68108-3908 | Douglas | NE20318 | Exempt 1999 LB-66 |  | 1987 | RHEEM MANUFACTURING CO | AHWH - ANSI/Fired Water Htr |  | HWSD - Hot Water Dom/Potable | 6/30/1999
St Joseph's Church | 1730 S 16th St | Omaha | NE | 68108-3908 | Douglas | NE37620 | Scrapped/Junked | 36555 | 1982 | KEWA | FTFB - Firetube-Firebox Boiler | BOILER ROOM | STHT - Steam-Heat | 3/31/2011
17304 Davenport St Ste 100 | 17304 Davenport St Ste 100 | Omaha | NE | 68118-2906 | Douglas | NE01690 | Scrapped/Junked | 84315 | 2004 | AOSM | CHWH - ASME/Fired Water Heater | EQUIP ROOM | HWSD - Hot Water Dom/Potable | 4/30/2012
17304 Davenport St Ste 100 | 17304 Davenport St Ste 100 | Omaha | NE | 68118-2906 | Douglas | NE22733 | Inactive | 15056 | 2010 | A O Smith | CHWH - ASME/Fired Water Heater | equip room | HWSD - Hot Water Dom/Potable | 7/31/2022
Twin Peaks Restaurant | 17330 W Center Rd | Omaha | NE | 68130-2392 | Douglas | NE00622 | Scrapped/Junked | 70372 | 2001 | STAT | CHWH - ASME/Fired Water Heater | EQUIP ROOM | HWSD - Hot Water Dom/Potable | 1/31/2017
Cedarwood Apartments | 1734 S 74th St | Omaha | NE | 68124-1729 | Douglas | NE17857 | Scrapped/Junked | n/a | 1963 | Aqua-Chem | WT - Water Tube Boiler | Equipment Room | HWHT - Hot Water Heat | 1/31/2015
Cedarwood Apartments | 1734 S 74th St | Omaha | NE | 68124-1729 | Douglas | NE26256 | Out of Service | 354145 | 2015 | CAMUS | WTSS - Watertube SS Steel | Equipment Room | HWHT - Hot Water Heat | 1/31/2021
Cedarwood Apartments | 1734 S 74th St | Omaha | NE | 68124-1729 | Douglas | NE26257 | Out of Service | 354143 | 2015 | CAMUS | WTSS - Watertube SS Steel | Equipment Room | HWHT - Hot Water Heat | 1/31/2021
Audi of Omaha | 17340 Burt St | Omaha | NE | 68118-2541 | Douglas | NE27698 | Active | 411214 | 2017 | Sermeta/Lochinvar | COND - Condenser | boiler room | HWHF - Hot Water Heat-Floor | 9/30/2026
Audi of Omaha | 17340 Burt St | Omaha | NE | 68118-2541 | Douglas | NE27699 | Active | 411215 | 2017 | Sermeta/Lochinvar | COND - Condenser | boiler room | HWHF - Hot Water Heat-Floor | 9/30/2026
Audi of Omaha | 17340 Burt St | Omaha | NE | 68118-2541 | Douglas | NE27700 | Active | 411213 | 2017 | Sermeta/Lochinvar | COND - Condenser | boiler room | HWHF - Hot Water Heat-Floor | 9/30/2026
Baker's Supermarket | 17370 Lakeside Hills Plz | Omaha | NE | 68130-2352 | Douglas | NE25119 | Scrapped/Junked | 156391 | 1999 | RayPak Inc, California | CPFH - Copper Fin Water Heater | Load out area | HWSD - Hot Water Dom/Potable | 9/30/2014
Baker's Supermarket | 17370 Lakeside Hills Plz | Omaha | NE | 68130-2352 | Douglas | NE25784 | Scrapped/Junked | 239899 | 2012 | Giannoni France | WT - Water Tube Boiler | east backroom | HWDP - Hotwater Heat & Dom Supply | 8/31/2019
BAKER'S SUPERMARKET | 17370 W Center Rd | Omaha | NE | 68130-2329 | Douglas | NE07793 | Scrapped/Junked | 156391 | 1999 | RAYPAK INC, CALIFORNIA | WTHW - Watertube Wtr Heater | REAR STORE ROOM | HWSD - Hot Water Dom/Potable | 11/30/2002
Scarlet & Cream Letter Club | 17404 Burke St | Omaha | NE | 68118-2239 | Douglas | NE06723 | Scrapped/Junked | 102406 | 2006 | AOSC | CHWH - ASME/Fired Water Heater | EQUIPMENT ROOM | HWSD - Hot Water Dom/Potable | 3/31/2008
Scarlet & Cream Letter Club | 17404 Burke St | Omaha | NE | 68118-2239 | Douglas | NE06724 | Scrapped/Junked | 102434 | 2006 | AOSC | CHWH - ASME/Fired Water Heater | EQUIPMENT ROOM | HWSD - Hot Water Dom/Potable | 3/31/2008
UNMC Health Clinic | 17405 Burke St | Omaha | NE | 68118 | Douglas | NE41966 | Active | 8161 | 2022 | Fulton | WT - Water Tube Boiler | Penthouse | HWHT - Hot Water Heat | 12/31/2026
UNMC Health Clinic | 17405 Burke St | Omaha | NE | 68118 | Douglas | NE41967 | Active | 8136 | 2022 | Fulton | WT - Water Tube Boiler | Penthouse | HWHT - Hot Water Heat | 12/31/2026
UNMC Health Clinic | 17405 Burke St | Omaha | NE | 68118 | Douglas | NE41968 | Active | 8157 | 2022 | Fulton | WT - Water Tube Boiler | Penthouse | HWHT - Hot Water Heat | 12/31/2026
United Vascular of Omaha | 17410 Burke St | Omaha | NE | 68118-2245 | Douglas | NE27686 | Active | 286306 | 2017 | Lochinvar | FT - Firetube Boiler | mech room | HWHT - Hot Water Heat | 7/31/2026
Firebirds Rocky Mountain | 17415 Chicago Cir | Omaha | NE | 68118-3563 | Douglas | NE06148 | Scrapped/Junked | 94974 | 2005 | A. O. Smith | CHWH - ASME/Fired Water Heater | Boiler Room | HWSD - Hot Water Dom/Potable | 5/31/2010
Firebirds Rocky Mountain | 17415 Chicago Cir | Omaha | NE | 68118-3563 | Douglas | NE19436 | Scrapped/Junked | 40953 | 2010 | Lochinvar | CHWH - ASME/Fired Water Heater | equip room | HWSD - Hot Water Dom/Potable | 3/31/2020
Firebirds Rocky Mountain | 17415 Chicago Cir | Omaha | NE | 68118-3563 | Douglas | NE41665 | Active | 269963 | 2020 | AO SMITH | AHWH - ANSI/Fired Water Htr | Mechanical room | HWSD - Hot Water Dom/Potable | 3/31/2023
Immanuel Lakeside Village | 17475 Frances St | Omaha | NE | 68130-2344 | Douglas | NE12643 | Active | 21653 | 2008 | AO SMITH | COBL - Coil Type Boiler | Riser Room | HWSD - Hot Water Dom/Potable | 1/31/2027
Immanuel Lakeside Village | 17475 Frances St | Omaha | NE | 68130-2344 | Douglas | NE18885 | Active | c27212 | 2010 | AO SMITH | COBL - Coil Type Boiler | Riser Room | HWSD - Hot Water Dom/Potable | 1/31/2027
Immanuel Lakeside Village | 17475 Frances St | Omaha | NE | 68130-2344 | Douglas | NE18957 | Exempt 1999 LB-66 |  | 1995 | AO SMITH | AHWH - ANSI/Fired Water Htr | MECH ROOM | HWSD - Hot Water Dom/Potable | 7/31/1999
Immanuel Lakeside Village | 17475 Frances St | Omaha | NE | 68130-2344 | Douglas | NE24720 | Scrapped/Junked | 41591 | 1997 | AOSM | COBL - Coil Type Boiler | 1ST FLOOR | HWSD - Hot Water Dom/Potable | 1/31/2009
Immanuel Lakeside Village | 17475 Frances St | Omaha | NE | 68130-2344 | Douglas | NE24721 | Scrapped/Junked | 40728 | 1997 | AOSM | COBL - Coil Type Boiler | 1ST FLOOR | HWSD - Hot Water Dom/Potable | 1/31/2011
Immanuel Lakeside Village | 17475 Frances St | Omaha | NE | 68130-2344 | Douglas | NE24722 | Scrapped/Junked | 9547 | 1997 | ALES | FTVT - Firetube Vertical TB | 1ST FLOOR | HHHP - Hotwater Heat & Heat Pump | 1/31/2016
Immanuel Lakeside Village | 17475 Frances St | Omaha | NE | 68130-2344 | Douglas | NE24723 | Scrapped/Junked | 9544 | 1997 | ALES | FTVT - Firetube Vertical TB | 1ST FLOOR | HHHP - Hotwater Heat & Heat Pump | 1/31/2025
Immanuel Lakeside Village | 17475 Frances St | Omaha | NE | 68130-2344 | Douglas | NE24724 | Inactive | 9545 | 1997 | ALES | FTVT - Firetube Vertical TB | Boiler Room | HHHP - Hotwater Heat & Heat Pump | 1/31/2026
Immanuel Lakeside Village | 17475 Frances St | Omaha | NE | 68130-2344 | Douglas | NE26339 | Active | 19544 | 2015 | Aldrich | FTVT - Firetube Vertical TB | boiler shed | HWHT - Hot Water Heat | 1/31/2027
Immanuel Lakeside Village | 17475 Frances St | Omaha | NE | 68130-2344 | Douglas | NE27774 | Active | 235683 | 2018 | AO SMITH | COND - Condenser | Assisted Living Mech Room | HWSD - Hot Water Dom/Potable | 1/31/2027
Immanuel Lakeside Village | 17475 Frances St | Omaha | NE | 68130-2344 | Douglas | NE27775 | Active | 237595 | 2018 | AO SMITH | COND - Condenser | Assisted Living Mech Room | HWSD - Hot Water Dom/Potable | 1/31/2027
Immanuel Lakeside Village | 17475 Frances St | Omaha | NE | 68130-2344 | Douglas | NE28001 | Active | 234588 | 2018 | AO SMITH | COND - Condenser | Assisted Living Mech Room | HWSD - Hot Water Dom/Potable | 1/31/2027
Immanuel Lakeside Village | 17475 Frances St | Omaha | NE | 68130-2344 | Douglas | NE43094 | Active | 838 | 2024 | Les Inc | FTVT - Firetube Vertical TB | boiler shed | HWDP - Hotwater Heat & Dom Supply | 1/31/2026
Immanuel Lakeside Village | 17475 Frances St | Omaha | NE | 68130-2344 | Douglas | NE43425 | Active | 21828 | 2025 | Aldrich | FTVT - Firetube Vertical TB | boiler shed | HWHT - Hot Water Heat | 1/31/2026
IQ Car Wash | 17477 Manderson St | Omaha | NE | 68116-1159 | Douglas | NE28591 | Active | 102955 | 2019 | Lochinvar | WT - Water Tube Boiler | equip room | GLFH - Glycol Floor Heat System | 3/31/2027
Madonna Rehabilitation Hospital | 17500 Burke St | Omaha | NE | 68118-2244 | Douglas | NE26378 | Active | 65526 | 2015 | PVI Industries | CHWH - ASME/Fired Water Heater | loading dock | HWSD - Hot Water Dom/Potable | 7/31/2026
Madonna Rehabilitation Hospital | 17500 Burke St | Omaha | NE | 68118-2244 | Douglas | NE26379 | Active | 65455 | 2015 | PVI Industries | CHWH - ASME/Fired Water Heater | loading dock | HWSD - Hot Water Dom/Potable | 7/31/2026
Madonna Rehabilitation Hospital | 17500 Burke St | Omaha | NE | 68118-2244 | Douglas | NE26380 | Active | 65525 | 2015 | PVI Industries | CHWH - ASME/Fired Water Heater | LL Mech Room #C | HWSD - Hot Water Dom/Potable | 7/31/2026
Madonna Rehabilitation Hospital | 17500 Burke St | Omaha | NE | 68118-2244 | Douglas | NE26381 | Active | 64783 | 2015 | PVI Industries | CHWH - ASME/Fired Water Heater | LL Mech Room #C | HWSD - Hot Water Dom/Potable | 7/31/2026
Madonna Rehabilitation Hospital | 17500 Burke St | Omaha | NE | 68118-2244 | Douglas | NE26382 | Active | 65514 | 2015 | PVI Industries | CHWH - ASME/Fired Water Heater | LL Mech Room #C | HWSD - Hot Water Dom/Potable | 7/31/2026
Madonna Rehabilitation Hospital | 17500 Burke St | Omaha | NE | 68118-2244 | Douglas | NE26383 | Active | 70745 | 2015 | Aerco | WT - Water Tube Boiler | penthouse | HWHT - Hot Water Heat | 7/31/2026
Madonna Rehabilitation Hospital | 17500 Burke St | Omaha | NE | 68118-2244 | Douglas | NE26384 | Active | 70744 | 2015 | Aerco | WT - Water Tube Boiler | penthouse | HWHT - Hot Water Heat | 7/31/2026
Madonna Rehabilitation Hospital | 17500 Burke St | Omaha | NE | 68118-2244 | Douglas | NE26385 | Active | 70746 | 2015 | Aerco | WT - Water Tube Boiler | penthouse | HWHT - Hot Water Heat | 7/31/2026
Madonna Rehabilitation Hospital | 17500 Burke St | Omaha | NE | 68118-2244 | Douglas | NE26386 | Active | 70743 | 2015 | Aerco | WT - Water Tube Boiler | penthouse | HWHT - Hot Water Heat | 7/31/2026
Coltons Woodfired Grill | 17501 Wright St | Omaha | NE | 68130-2094 | Douglas | NE06129 | Inactive | 94631 | 2005 | AOSF | CHWH - ASME/Fired Water Heater | EQUIPMENT ROOM | HWSD - Hot Water Dom/Potable | 4/30/2009
Fresh Thyme Farmers Market | 17550 Gold Plz | Omaha | NE | 68130-5601 | Douglas | NE26653 | Active | 220415 | 2016 | AO SMITH | CHWH - ASME/Fired Water Heater | warehouse mezzanine | HWSD - Hot Water Dom/Potable | 2/28/2020
Esprit Memory Center | 17550 Wirt St | Omaha | NE | 68116-1161 | Douglas | NE22743 | Active | 172619 | 2012 | A O Smith | CHWH - ASME/Fired Water Heater | Mech Room | HWDP - Hotwater Heat & Dom Supply | 2/28/2027
Esprit Memory Center | 17550 Wirt St | Omaha | NE | 68116-1161 | Douglas | NE22744 | Scrapped/Junked | 171610 | 2012 | A O Smith | CHWH - ASME/Fired Water Heater | Mech Room | HWDP - Hotwater Heat & Dom Supply | 11/30/2022
Esprit Assisted Living | 17555 Emmet St | Omaha | NE | 68116-1129 | Douglas | NE22741 | Active | 172118 | 2012 | A O Smith | CHWH - ASME/Fired Water Heater | Mech Room | HWDP - Hotwater Heat & Dom Supply | 2/28/2027
Esprit Assisted Living | 17555 Emmet St | Omaha | NE | 68116-1129 | Douglas | NE22742 | Active | 171609 | 2012 | A O Smith | CHWH - ASME/Fired Water Heater | Mech Room | HWDP - Hotwater Heat & Dom Supply | 2/28/2027
Miracle Car Wash | 1756 N 120th St | Omaha | NE | 68154-1379 | Douglas | NE04783 | Scrapped/Junked | 105 | 1983 | WEBJ | COBL - Coil Type Boiler | EQUIPMENT ROOM | HWHT - Hot Water Heat | 1/31/2013
Miracle Car Wash | 1756 N 120th St | Omaha | NE | 68154-1379 | Douglas | NE12834 | Scrapped/Junked | 6430 | 1991 | TELE | CPFT - Horiz Cpr Fin Boiler | EQUIPMENT ROOM | HWSP - Hot Water Non Potable Supply | 1/31/2013
Miracle Car Wash | 1756 N 120th St | Omaha | NE | 68154-1379 | Douglas | NE22768 | Active | 56648 | 2011 | Lochinvar | FT - Firetube Boiler | equip room | HWFG - Hotwater Heat Floor-Glycl | 1/31/2026
Miracle Car Wash | 1756 N 120th St | Omaha | NE | 68154-1379 | Douglas | NE22769 | Active | 66184 | 2011 | Lochinvar | FT - Firetube Boiler | equip room | HWFG - Hotwater Heat Floor-Glycl | 1/31/2026
vacant bldg | 17602 Wright St | Omaha | NE | 68130-2097 | Douglas | NE01715 | Out of Service | 86271 | 2004 | AOSF | CHWH - ASME/Fired Water Heater | EQUIP ROOM | HWSD - Hot Water Dom/Potable | 7/31/2011
Aqua Tots | 17602 Wright St Ste 102 | Omaha | NE | 68130-2097 | Douglas | NE22746 | Scrapped/Junked | 343386 | 2012 | Raypak | CHWH - ASME/Fired Water Heater | pool area | IPHT - Indoor Pool Heater | 12/31/2019
Aqua Tots | 17602 Wright St Ste 102 | Omaha | NE | 68130-2097 | Douglas | NE28583 | Scrapped/Junked | 470602 | 2018 | Raypak | COWH - Coil Type Water Heater | MECHANICAL ROOM | IPHT - Indoor Pool Heater | 1/31/2025
Aqua Tots | 17602 Wright St Ste 102 | Omaha | NE | 68130-2097 | Douglas | NE43971 | Active | 560535 | 2023 | Raypak | CPPH - Ansi Cpr Fin Pool Heater | Pool Mech Room | IPHT - Indoor Pool Heater | 4/30/2026
Village Pointe Medispa | 17617 Burke St | Omaha | NE | 68118-2259 | Douglas | NE12632 | Inactive | O/N 1 | 2011 | PATTERSON KELLY | CALU - Cast Aluminum | BOILER ROOM | HWHT - Hot Water Heat | 9/30/2012
Village Pointe Medispa | 17617 Burke St | Omaha | NE | 68118-2259 | Douglas | NE12633 | Scrapped/Junked | O/N 2 | 2007 | PATTERSON KELLY | CALU - Cast Aluminum | BOILER ROOM | HWHT - Hot Water Heat | 9/30/2010
Village Pointe Medispa | 17617 Burke St | Omaha | NE | 68118-2259 | Douglas | NE16058 | Inactive | 5407 | 2008 | Chromalox | ELBL - Electric Boiler | Clean Utility Rm. | PROC - Process Steam | 9/30/2022
Village Pointe Medispa | 17617 Burke St | Omaha | NE | 68118-2259 | Douglas | NE16059 | Inactive | 22111 | 2019 | Chromalox | ELBL - Electric Boiler | Clean Utility Rm. | PROC - Process Steam | 9/30/2022
Village Pointe Medispa | 17617 Burke St | Omaha | NE | 68118-2259 | Douglas | NE18867 | Scrapped/Junked | n/a | 2010 | Patterson Kelley | CALU - Cast Aluminum | boiler room | HWHT - Hot Water Heat | 9/30/2014
Village Pointe Medispa | 17617 Burke St | Omaha | NE | 68118-2259 | Douglas | NE24563 | Active | 268501 | 2013 | Heat Transfer Products Inc. | WTSS - Watertube SS Steel | mech room | HWHT - Hot Water Heat | 9/30/2026
Village Pointe Medispa | 17617 Burke St | Omaha | NE | 68118-2259 | Douglas | NE24564 | Active | 249488 | 2013 | Heat Transfer Products Inc. | WTSS - Watertube SS Steel | mech room | HWHT - Hot Water Heat | 9/30/2026
DOUGLAS CO SERVICE BLDG | 1763 Jackson St | Omaha | NE | 68102-2513 | Douglas | NE35276 | Scrapped/Junked | 37478 | 1983 | KEWANEE | FT - Firetube Boiler | MECH RM | STHT - Steam-Heat | 6/30/2006
Physicians Clinic | 17675 Welch Plz | Omaha | NE | 68135-3551 | Douglas | NE07340 | Scrapped/Junked | 738 | 2006 | RIVE | WT - Water Tube Boiler | Mech Room | HWHT - Hot Water Heat | 10/31/2019
Physicians Clinic | 17675 Welch Plz | Omaha | NE | 68135-3551 | Douglas | NE07341 | Scrapped/Junked | 739 | 2006 | RIVE | WT - Water Tube Boiler | Mech Room | HWHT - Hot Water Heat | 10/31/2019
Physicians Clinic | 17675 Welch Plz | Omaha | NE | 68135-3551 | Douglas | NE29251 | Active | 5683 | 2018 | Riello | WT - Water Tube Boiler | mech room | HWHT - Hot Water Heat | 3/31/2027
Physicians Clinic | 17675 Welch Plz | Omaha | NE | 68135-3551 | Douglas | NE29252 | Active | 5687 | 2018 | Riello | WT - Water Tube Boiler | mech room | HWHT - Hot Water Heat | 3/31/2027
Physicians Clinic | 17675 Welch Plz | Omaha | NE | 68135-3551 | Douglas | NEW | Scrapped/Junked | 9999 | 2006 | RIVE | WT - Water Tube Boiler | Mech Room | HWHT - Hot Water Heat | 10/9/2019
Physicians Clinic | 17675 Welch Plz | Omaha | NE | 68135-3551 | Douglas | NEW | Scrapped/Junked | 9999 | 2006 | RIVE | WT - Water Tube Boiler | Mech Room | HWHT - Hot Water Heat | 10/9/2019
Holiday Inn Express | 17677 Wright St | Omaha | NE | 68130-2095 | Douglas | NE06152 | Scrapped/Junked | NA | 2005 | PENT | CPPH - Ansi Cpr Fin Pool Heater | POOL AREA | IPHT - Indoor Pool Heater | 6/30/2011
Holiday Inn Express | 17677 Wright St | Omaha | NE | 68130-2095 | Douglas | NE06153 | Scrapped/Junked | NA | 2005 | PENT | CPPH - Ansi Cpr Fin Pool Heater | POOL AREA | IPHT - Indoor Pool Heater | 5/31/2018
Holiday Inn Express | 17677 Wright St | Omaha | NE | 68130-2095 | Douglas | NE19474 | Inactive | 309045 | 2010 | Raypak | CPFH - Copper Fin Water Heater | pool area | IPHT - Indoor Pool Heater | 5/31/2025
Costco | 17701 Evans St | Omaha | NE | 68116-6450 | Douglas | NE43247 | Active | 320902 | 2024 | AO SMITH | CHWH - ASME/Fired Water Heater | Mechanical Room | HWSD - Hot Water Dom/Potable | 4/30/2027
Costco | 17701 Evans St | Omaha | NE | 68116-6450 | Douglas | NE43248 | Active | 320886 | 2024 | AO SMITH | CHWH - ASME/Fired Water Heater | Mechanical Room | HWSD - Hot Water Dom/Potable | 4/30/2027
Rowher Elementary School | 17701 F St | Omaha | NE | 68135-2503 | Douglas | NE07848 | Active | 156875 | 1999 | Raypak | CPFH - Copper Fin Water Heater | BOILER ROOM | HWSD - Hot Water Dom/Potable | 8/31/2026
Rowher Elementary School | 17701 F St | Omaha | NE | 68135-2503 | Douglas | NE07849 | Active | n/a | 1999 | A O Smith | CHWH - ASME/Fired Water Heater | BOILER ROOM | HWSD - Hot Water Dom/Potable | 8/31/2026
OrthoNebraska | 17701 Manderson St | Omaha | NE | 68116 | Douglas | NE43921 | Active | 598700 | 2023 | Sermeta | WTSS - Watertube SS Steel | Boiler Room | HWHT - Hot Water Heat | 1/31/2027
OrthoNebraska | 17701 Manderson St | Omaha | NE | 68116 | Douglas | NE43922 | Active | 598379 | 2023 | Sermeta | WTSS - Watertube SS Steel | Boiler Room | HWHT - Hot Water Heat | 1/31/2027
Elkhorn North High School | 17800 George Miller Pkwy | Omaha | NE | 68116 | Douglas | NE28859 | Active | 458764 | 2019 | Laars | WT - Water Tube Boiler | Room # B133 | HWHT - Hot Water Heat | 10/31/2026
Elkhorn North High School | 17800 George Miller Pkwy | Omaha | NE | 68116 | Douglas | NE28865 | Active | 469723 | 2019 | Lochinvar | WT - Water Tube Boiler | Room# D118 | HWDP - Hotwater Heat & Dom Supply | 10/31/2026
Elkhorn North High School | 17800 George Miller Pkwy | Omaha | NE | 68116 | Douglas | NE28866 | Active | 469731 | 2019 | Lochinvar | WT - Water Tube Boiler | Room # D118 | HWDP - Hotwater Heat & Dom Supply | 10/31/2026
Grandview Middle School | 17801 Grand Ave | Omaha | NE | 68116-1182 | Douglas | NE26522 | Active | 137524 | 2014 | PVI Industries | CHWH - ASME/Fired Water Heater | Mech Room | HWSD - Hot Water Dom/Potable | 7/31/2027
Tommy's Express Car Wash | 17805 Burt St | Omaha | NE | 68118 | Douglas | NE41234 | Active | 115048 | 2019 | AIC SA | FTVT - Firetube Vertical TB | Equipment Room | HWHS - Hotwater Heat Sidewalks | 12/31/2026
Tommy's Express Car Wash | 17805 Burt St | Omaha | NE | 68118 | Douglas | NE41235 | Active | 204889 | 2019 | AIC SA | FTVT - Firetube Vertical TB | Equipment Room | HWFS - HW Heat - Floor & Sidewalk | 12/31/2025
Tommy's Express Car Wash | 17805 Burt St | Omaha | NE | 68118 | Douglas | NE41236 | Active | 202813 | 2019 | AIC SA | FTVT - Firetube Vertical TB | Equipment Room | HWFS - HW Heat - Floor & Sidewalk | 12/31/2025
Tommy's Express Car Wash | 17805 Burt St | Omaha | NE | 68118 | Douglas | NE41237 | Active | 17422 | 2019 | PVI Industries | WT - Water Tube Boiler | Equipment Room | HWSD - Hot Water Dom/Potable | 12/31/2026
Spring Ridge Elementary | 17830 Shadow Ridge Dr | Omaha | NE | 68130-2647 | Douglas | NE00135 | Scrapped/Junked | 50449 | 1999 | AOSM | CHWH - ASME/Fired Water Heater | EQUIP ROOM | HWSD - Hot Water Dom/Potable | 7/31/2024
Spring Ridge Elementary | 17830 Shadow Ridge Dr | Omaha | NE | 68130-2647 | Douglas | NE22893 | Active | 223404 | 2012 | Lochinvar | WTSS - Watertube SS Steel | Penthouse | HHHP - Hotwater Heat & Heat Pump | 7/31/2026
Spring Ridge Elementary | 17830 Shadow Ridge Dr | Omaha | NE | 68130-2647 | Douglas | NE42330 | Active | 303582 | 2023 | AOSM | CHWH - ASME/Fired Water Heater | EQUIP ROOM | HWSD - Hot Water Dom/Potable | 7/31/2026
The Advert Building | 17838 Burke St | Omaha | NE | 68118-2243 | Douglas | NE26395 | Active | 171039 | 2015 | Lochinvar | COND - Condenser | equip room/garage | HWHT - Hot Water Heat | 8/31/2026
The Advert Building | 17838 Burke St | Omaha | NE | 68118-2243 | Douglas | NE26396 | Active | 174336 | 2015 | Lochinvar | COND - Condenser | equip room/garage | HWHT - Hot Water Heat | 8/31/2026
Hilton Garden Inn | 17879 Chicago St | Omaha | NE | 68118-2914 | Douglas | NE07062 | Scrapped/Junked | 105284 | 2006 | AO SMITH | CHWH - ASME/Fired Water Heater | Laundry | HWSD - Hot Water Dom/Potable | 11/30/2024
Hilton Garden Inn | 17879 Chicago St | Omaha | NE | 68118-2914 | Douglas | NE07063 | Scrapped/Junked | 12516 | 2006 | AO SMITH | WT - Water Tube Boiler | EQUIPMENT ROOM | HWSP - Hot Water Non Potable Supply | 11/30/2023
Hilton Garden Inn | 17879 Chicago St | Omaha | NE | 68118-2914 | Douglas | NE07064 | Scrapped/Junked | C12464 | 2006 | AO SMITH | WT - Water Tube Boiler | EQUIPMENT ROOM | HWSD - Hot Water Dom/Potable | 11/30/2024
Hilton Garden Inn | 17879 Chicago St | Omaha | NE | 68118-2914 | Douglas | NE07065 | Inactive | C 12486 | 2006 | AO SMITH | WT - Water Tube Boiler | EQUIPMENT ROOM | HWSD - Hot Water Dom/Potable | 11/30/2020
Hilton Garden Inn | 17879 Chicago St | Omaha | NE | 68118-2914 | Douglas | NE43095 | Active | 586035 | 2023 | Lochinvar | WT - Water Tube Boiler | Mechanical Room | HWSD - Hot Water Dom/Potable | 3/31/2027
Hilton Garden Inn | 17879 Chicago St | Omaha | NE | 68118-2914 | Douglas | NE43096 | Active | 586030 | 2023 | Lochinvar | WT - Water Tube Boiler | Mechanical Room | HWSD - Hot Water Dom/Potable | 3/31/2027
Elkhorn Ridge Middle School | 17880 Marcy St | Omaha | NE | 68118-3556 | Douglas | NE10666 | Active | 198027 | 2002 | Raypak | CPFH - Copper Fin Water Heater | EQUIP ROOM | HWSD - Hot Water Dom/Potable | 7/31/2026
Home2Suites by Hilton | 17889 Chicago St | Omaha | NE | 68118-2914 | Douglas | NE24852 | Active | 120939 | 2014 | Lochinvar | FTVT - Firetube Vertical TB | pool area | IPHT - Indoor Pool Heater | 9/30/2025
Home2Suites by Hilton | 17889 Chicago St | Omaha | NE | 68118-2914 | Douglas | NE24853 | Active | 195796 | 2014 | AO SMITH | CHWH - ASME/Fired Water Heater | Maint rm 1st fl | HWSD - Hot Water Dom/Potable | 9/30/2026
Home2Suites by Hilton | 17889 Chicago St | Omaha | NE | 68118-2914 | Douglas | NE24854 | Active | 196202 | 2014 | AO SMITH | CHWH - ASME/Fired Water Heater | Maint rm 1st fl | HWSD - Hot Water Dom/Potable | 9/30/2026
Home2Suites by Hilton | 17889 Chicago St | Omaha | NE | 68118-2914 | Douglas | NE24855 | Active | 196203 | 2014 | AO SMITH | CHWH - ASME/Fired Water Heater | Maint rm 1st fl | HWSD - Hot Water Dom/Potable | 9/30/2026
Home2Suites by Hilton | 17889 Chicago St | Omaha | NE | 68118-2914 | Douglas | NEW | Inactive | 120939 | 2014 | AIC Tuchow | WT - Water Tube Boiler | pool area | IPHT - Indoor Pool Heater | 9/17/2020
Hy Vee Gas | 17901 Welch Plz | Omaha | NE | 68135-3594 | Douglas | NE15061 | Inactive | 141368 | 2004 | Waterpik Technologies | COBL - Coil Type Boiler | EQUIP ROOM | GLFH - Glycol Floor Heat System | 3/31/2021
Grand Legacy Apartments | 17971 Oak Plz | Omaha | NE | 68130-2277 | Douglas | NE06471 | Active | 229560 | 2004 | Raypak | CPFH - Copper Fin Water Heater | BASEMENT | IPHT - Indoor Pool Heater | 8/31/2026
Grand Legacy Apartments | 17971 Oak Plz | Omaha | NE | 68130-2277 | Douglas | NE06472 | Active | 229810 | 2004 | Raypak | CPFH - Copper Fin Water Heater | BASEMENT | IPHT - Indoor Pool Heater | 8/31/2026
DAKOTA TITLE & ESKROW | 1801 ST MARY`S AVE | OMAHA | NE | 68102-2518 | Douglas | NE18408 | Inactive |  | 1986 | PEERLESS HEATER COMPANY |  | BASEMENT | STHT - Steam-Heat | 2/28/2008
Hardware Bldg | 1801 Vinton St | Omaha | NE | 68108-1434 | Douglas | NE12849 | Active | n/a | 1990 | Peerless | CI - Cast Iron | BASEMENT | STHT - Steam-Heat | 10/31/2024
Hotel Indigo | 1802 Dodge St | Omaha | NE | 68102-1307 | Douglas | NE41242 | Active | 160945 | 2020 | RHEEM | WT - Water Tube Boiler | Mech Room | HWSD - Hot Water Dom/Potable | 12/31/2025
Hotel Indigo | 1802 Dodge St | Omaha | NE | 68102-1307 | Douglas | NE41243 | Active | 160887 | 2020 | RHEEM | WT - Water Tube Boiler | Mech Room | HWSD - Hot Water Dom/Potable | 12/31/2023
Hotel Indigo | 1802 Dodge St | Omaha | NE | 68102-1307 | Douglas | NE41244 | Active | 160942 | 2020 | RHEEM | WT - Water Tube Boiler | Mech Room | HWSD - Hot Water Dom/Potable | 12/31/2025
Hotel Indigo | 1802 Dodge St | Omaha | NE | 68102-1307 | Douglas | NE41245 | Active | 160893 | 2020 | RHEEM | WT - Water Tube Boiler | Mech Room | HWSD - Hot Water Dom/Potable | 12/31/2025
Hotel Indigo | 1802 Dodge St | Omaha | NE | 68102-1307 | Douglas | NE41246 | Active | 160894 | 2020 | RHEEM | WT - Water Tube Boiler | Mech Room | HWSD - Hot Water Dom/Potable | 12/31/2025
Second Baptist Church | 1802 Emmet St | Omaha | NE | 68110-1806 | Douglas | NE12897 | Scrapped/Junked | n/a | 1991 | Peerless | CI - Cast Iron | BASEMENT | STHT - Steam-Heat | 3/31/2024
Second Baptist Church | 1802 Emmet St | Omaha | NE | 68110-1806 | Douglas | NE42900 | Active | N/A | 2024 | Peerless | CI - Cast Iron | BASEMENT | STHT - Steam-Heat | 1/31/2027
SECOND BAPTIST CHURCH | 1802 Emmet St | Omaha | NE | 68110-1806 | Douglas | NE21680 | Exempt 1999 LB-66 |  | 1983 | RUUD | AHWH - ANSI/Fired Water Htr | BASEMENT | HWSD - Hot Water Dom/Potable | 4/30/2000
Omaha Civic Auditoruim | 1804 Capitol Ave | Omaha | NE | 68102-4911 | Douglas | NE09577 | Scrapped/Junked | 99733 | 1999 | Pvi | CHWH - ASME/Fired Water Heater | BOILER ROOM | HWSD - Hot Water Dom/Potable | 9/30/2013
Omaha Civic Auditoruim | 1804 Capitol Ave | Omaha | NE | 68102-4911 | Douglas | NE21327 | Inactive | 89187 | 1996 | PVI INDUSTRIES | CHWH - ASME/Fired Water Heater | BOILER ROOM | HWSD - Hot Water Dom/Potable | 9/30/2001
LOGAN APARTMENTS | 1804 Dodge St | Omaha | NE | 68102-1307 | Douglas | NE03972 | Inactive |  | 1970 | KEWANEE | FTFB - Firetube-Firebox Boiler | BOILER ROOM | STHT - Steam-Heat | 7/31/2005
LOGAN APARTMENTS | 1804 Dodge St | Omaha | NE | 68102-1307 | Douglas | NE03973 | Scrapped/Junked | 64007 | 1988 | LAARS HEATING SYSTEMS CO | WT - Water Tube Boiler |  | HWSD - Hot Water Dom/Potable | 7/31/1999
LOGAN APARTMENTS | 1804 Dodge St | Omaha | NE | 68102-1307 | Douglas | NE21887 | Inactive | 142782 | 1997 | RAYPAK INC, CALIFORNIA | WT - Water Tube Boiler | BOILER ROOM | HWSD - Hot Water Dom/Potable | 7/31/2005
Douglas County | 1805 Harney St | Omaha | NE | 68102-1908 | Douglas | NE04770 | Scrapped/Junked |  | 1983 | PEERLESS HEATER COMPANY |  | BOILER ROOM | STHT - Steam-Heat | 3/31/2004
Douglas County | 1805 Harney St | Omaha | NE | 68102-1908 | Douglas | NE12008 | Scrapped/Junked | 12732 | 2003 | ALES | FTVT - Firetube Vertical TB | BOILER ROOM | HWHT - Hot Water Heat | 2/28/2019
Douglas County | 1805 Harney St | Omaha | NE | 68102-1908 | Douglas | NE27195 | Active | 20043 | 2018 | Aldrich | FTVT - Firetube Vertical TB | boiler room | HWHT - Hot Water Heat | 2/28/2027
CAPITOL RENT-A-TRUCK | 1806 CASS ST | OMAHA | NE | 68127 | Douglas | NE16787 | Inactive | 9933 | 1975 | RUUD | CHWH - ASME/Fired Water Heater |  | HWSD - Hot Water Dom/Potable | 1/31/1999
Belle Ryan Elementary | 1807 S 60th St | Omaha | NE | 68106-2151 | Douglas | NE05453 | Exempt 1999 LB-66 |  | 1990 | AO SMITH | AHWH - ANSI/Fired Water Htr |  | HWSD - Hot Water Dom/Potable | 6/30/2000
Belle Ryan Elementary | 1807 S 60th St | Omaha | NE | 68106-2151 | Douglas | NE05454 | Exempt 1999 LB-66 |  | 1971 | RUUD | AHWH - ANSI/Fired Water Htr |  | HWSD - Hot Water Dom/Potable | 6/30/2000
Belle Ryan Elementary | 1807 S 60th St | Omaha | NE | 68106-2151 | Douglas | NE27144 | Active | 387256 | 2016 | Lochinvar | WT - Water Tube Boiler | boiler room | HWHT - Hot Water Heat | 12/31/2026
Belle Ryan Elementary | 1807 S 60th St | Omaha | NE | 68106-2151 | Douglas | NE27145 | Active | 387255 | 2016 | Lochinvar | WT - Water Tube Boiler | boiler room | HWHT - Hot Water Heat | 12/31/2026
Belle Ryan Elementary | 1807 S 60th St | Omaha | NE | 68106-2151 | Douglas | NE31129 | Scrapped/Junked | n/a | 1952 | York International | FTSM - FTS Marine Dry Back | BOILER ROOM | STHT - Steam-Heat | 12/31/2016
Belle Ryan Elementary | 1807 S 60th St | Omaha | NE | 68106-2151 | Douglas | NE31130 | Scrapped/Junked | n/a | 1952 | York International | FTSM - FTS Marine Dry Back | BOILER ROOM | STHT - Steam-Heat | 12/31/2015
Pinnacle Bank | 18081 Burt St | Omaha | NE | 68022-4725 | Douglas | NE19461 | Active | 56674 | 2010 | Aerco | FT - Firetube Boiler | penthouse | HWHT - Hot Water Heat | 4/30/2027
Pinnacle Bank | 18081 Burt St | Omaha | NE | 68022-4725 | Douglas | NE19462 | Active | 56675 | 2010 | Aerco | FT - Firetube Boiler | penthouse | HWHT - Hot Water Heat | 4/30/2027
Precision Tool Inc | 1809 Burt St | Omaha | NE | 68102-4628 | Douglas | NE12857 | Scrapped/Junked | 9999 | 1988 | Weil-Mcclain | CI - Cast Iron | EQUIPMENT ROOM | HWHT - Hot Water Heat | 12/31/2024
Porsche of Omaha | 18101 Burt St | Elkhorn | NE | 68022-4797 | Douglas | NE42636 | Active | 291984 | 2021 | Lochinvar | FTVT - Firetube Vertical TB | Basement Boiler Room | HWFG - Hotwater Heat Floor-Glycl | 4/30/2027
Green Plains Energy | 1811 Aksarben Dr | Omaha | NE | 68106-2279 | Douglas | NE26611 | Active | 181480 | 2015 | Lochinvar | COND - Condenser | penthouse | HWHT - Hot Water Heat | 10/31/2026
Green Plains Energy | 1811 Aksarben Dr | Omaha | NE | 68106-2279 | Douglas | NE26612 | Active | 181483 | 2015 | Lochinvar | COND - Condenser | penthouse | HWHT - Hot Water Heat | 10/31/2026
West Dodge Hills Office | 18135 Burke St | Omaha | NE | 68022 | Douglas | NE27684 | Active | 84961 | 2017 | Lochinvar | FT - Firetube Boiler | garage equip room | HWHT - Hot Water Heat | 4/30/2027
West Dodge Hills Office | 18135 Burke St | Omaha | NE | 68022 | Douglas | NE27685 | Active | 84962 | 2017 | Lochinvar | FT - Firetube Boiler | garage equip room | HWHT - Hot Water Heat | 4/30/2027
Apartment Building | 1815 Capitol Ave | Omaha | NE | 68102-4910 | Douglas | NE15339 | Scrapped/Junked | NA | 1967 | Thermo-Pak | WT - Water Tube Boiler | Penthouse | HWHT - Hot Water Heat | 4/30/2012
Apartment Building | 1815 Capitol Ave | Omaha | NE | 68102-4910 | Douglas | NE15340 | Scrapped/Junked | NA | 1967 | Thermo-Pak | WT - Water Tube Boiler | Penthouse | HWHT - Hot Water Heat | 4/30/2012
Apartment Building | 1815 Capitol Ave | Omaha | NE | 68102-4910 | Douglas | NE15341 | Scrapped/Junked | 22748 | 1987 | BRYA | WT - Water Tube Boiler | BOILER ROOM | STHT - Steam-Heat | 4/30/2012
Max I Walkers | 18150 Wright St | Omaha | NE | 68130-2881 | Douglas | NE08494 | Inactive | 88260 | 2001 | Fulton | FTNT - FT Vertical Tubeless | EQUIPMENT ROOM | PROC - Process Steam | 5/31/2022
City of Omaha - Northeast Salt Storage S | 1818 Jaynes St | Omaha | NE | 68110 | Douglas | NE26333 | Active | 273939 | 2013 | Giannoni France | WT - Water Tube Boiler | Mechanic's Bay Mezzanine | GLFH - Glycol Floor Heat System | 9/30/2025
Marriott Omaha Reservation Center | 1818 N 90th St | Omaha | NE | 68114-1315 | Douglas | NE14981 | Scrapped/Junked | 34746 | 1981 | Kewannee | FTFB - Firetube-Firebox Boiler | Boiler Room | HUMI - Humidifier/Humidity Contr | 5/31/2016
Marriott Omaha Reservation Center | 1818 N 90th St | Omaha | NE | 68114-1315 | Douglas | NE14982 | Scrapped/Junked | 40164 | 1986 | Kewannee | FTFB - Firetube-Firebox Boiler | Boiler Room | HWHT - Hot Water Heat | 5/31/2016
Marriott Omaha Reservation Center | 1818 N 90th St | Omaha | NE | 68114-1315 | Douglas | NE26275 | Active | 363663 | 2015 | Lochinvar | WTSS - Watertube SS Steel | Boiler Room | HWHT - Hot Water Heat | 4/30/2026
Marriott Omaha Reservation Center | 1818 N 90th St | Omaha | NE | 68114-1315 | Douglas | NE26276 | Active | 363665 | 2015 | Lochinvar | WTSS - Watertube SS Steel | Boiler Room | HWHT - Hot Water Heat | 4/30/2026
Village Pointe Toyota | 18201 Cuming St | Elkhorn | NE | 68022 | Douglas | NE23962 | Active | 250454 | 2012 | Giannoni France | WT - Water Tube Boiler | mech room | HWHF - Hot Water Heat-Floor | 11/30/2026
Beadle Middle School | 18201 Jefferson St | Omaha | NE | 68135-1534 | Douglas | NE08452 | Active | 115580 | 2000 | Lochinvar | CPFT - Horiz Cpr Fin Boiler | BOILER ROOM | HWHT - Hot Water Heat | 8/31/2026
Beadle Middle School | 18201 Jefferson St | Omaha | NE | 68135-1534 | Douglas | NE08453 | Active | 115717 | 2000 | Lochinvar | CPFH - Copper Fin Water Heater | BOILER ROOM | HWSD - Hot Water Dom/Potable | 8/31/2026
Beadle Middle School | 18201 Jefferson St | Omaha | NE | 68135-1534 | Douglas | NE08649 | Scrapped/Junked | 96398 | 2000 | WBLT | FT - Firetube Boiler | KITCHEN | 0021 - Steam Supp Cooker/Kettle | 8/31/2009
Beadle Middle School | 18201 Jefferson St | Omaha | NE | 68135-1534 | Douglas | NE14608 | Scrapped/Junked | 113372 | 2009 | Cleveland Range | FT - Firetube Boiler | KITCHEN | 0021 - Steam Supp Cooker/Kettle | 7/31/2016
Beadle Middle School | 18201 Jefferson St | Omaha | NE | 68135-1534 | Douglas | NE26625 | Active | 119408 | 2015 | Cleveland | FT - Firetube Boiler | KITCHEN | 0021 - Steam Supp Cooker/Kettle | 8/31/2026
Residence Inn by Marriott | 18202 Cuming St | Omaha | NE | 68022-4521 | Douglas | NE24835 | Scrapped/Junked | 369120 | 2013 | Raypak | WT - Water Tube Boiler | pool mech room | IPHT - Indoor Pool Heater | 5/31/2025
West Dodge Hills | 18205 Capitol Ave | Elkhorn | NE | 68022 | Douglas | NE28852 | Active | 337425 | 2019 | Lochinvar | WT - Water Tube Boiler | boiler room | HWHT - Hot Water Heat | 4/30/2027
West Dodge Hills | 18205 Capitol Ave | Elkhorn | NE | 68022 | Douglas | NE28853 | Active | 337424 | 2019 | Lochinvar | WT - Water Tube Boiler | boiler room | HWHT - Hot Water Heat | 4/30/2027
CARPENTERS LOCAL #444 | 1821 California St | Omaha | NE | 68102-4617 | Douglas | NE24705 | Scrapped/Junked |  | 1998 | PEERLESS HEATER COMPANY |  | BASEMENT | STHT - Steam-Heat | 3/31/2003
St Mark Lutheran Church | 1821 N 90th St | Omaha | NE | 68114-1314 | Douglas | NE09466 | Scrapped/Junked | n/a | 1962 | Kewanee | FTFB - Firetube-Firebox Boiler | BOILER ROOM | HWHT - Hot Water Heat | 3/31/2023
St Mark Lutheran Church | 1821 N 90th St | Omaha | NE | 68114-1314 | Douglas | NE17329 | Active | 110314 | 1989 | Teledyne Laars | CPFT - Horiz Cpr Fin Boiler | BOILER ROOM | HWHT - Hot Water Heat | 1/31/2027
St Mark Lutheran Church | 1821 N 90th St | Omaha | NE | 68114-1314 | Douglas | NE17330 | Active | 110308 | 1989 | Teledyne Laars | CPFT - Horiz Cpr Fin Boiler | BOILER ROOM | HWHT - Hot Water Heat | 1/31/2027
St Mark Lutheran Church | 1821 N 90th St | Omaha | NE | 68114-1314 | Douglas | NE23142 | Scrapped/Junked |  | 1997 | BRADFORD-WHITE | AHWH - ANSI/Fired Water Htr | BASEMENT | HWSD - Hot Water Dom/Potable | 5/31/2000
St Mark Lutheran Church | 1821 N 90th St | Omaha | NE | 68114-1314 | Douglas | NE42532 | Active | 545724 | 2022 | Lochinvar | WT - Water Tube Boiler | Boiler Room | HWHT - Hot Water Heat | 1/31/2027
St Mark Lutheran Church | 1821 N 90th St | Omaha | NE | 68114-1314 | Douglas | NE42533 | Active | 545719 | 2022 | Lochinvar | WT - Water Tube Boiler | Boiler Room | HWHT - Hot Water Heat | 1/31/2027
Casey's Carwash | 18280 Wright St | Omaha | NE | 68130-2883 | Douglas | NE10526 | Scrapped/Junked | 765 | 2002 | Zink Corp | COBL - Coil Type Boiler | EQUIP ROOM | HWHP - Hot Water Heat & Nonpotable | 2/28/2024
Casey's Carwash | 18280 Wright St | Omaha | NE | 68130-2883 | Douglas | NE10527 | Scrapped/Junked | 781 | 2002 | Zink Corp | COBL - Coil Type Boiler | EQUIP ROOM | HWHP - Hot Water Heat & Nonpotable | 2/28/2024
Casey's Carwash | 18280 Wright St | Omaha | NE | 68130-2883 | Douglas | NE10528 | Scrapped/Junked | 785 | 2002 | Zink Corp | COBL - Coil Type Boiler | EQUIP ROOM | HWHP - Hot Water Heat & Nonpotable | 2/28/2024
Casey's Carwash | 18280 Wright St | Omaha | NE | 68130-2883 | Douglas | NE10545 | Scrapped/Junked | 766 | 2002 | Zink Corp | COBL - Coil Type Boiler | EQUIP ROOM | HWHP - Hot Water Heat & Nonpotable | 2/28/2024
Casey's Carwash | 18280 Wright St | Omaha | NE | 68130-2883 | Douglas | NE43034 | Active | 591748 | 2023 | Lochinvar/Sermeta | WTSS - Watertube SS Steel | Mechanical Room | HWFP - Floor Heat & Nonpotable | 1/31/2027
Casey's Carwash | 18280 Wright St | Omaha | NE | 68130-2883 | Douglas | NE43035 | Active | 593333 | 2023 | Lochinvar/Sermeta | WTSS - Watertube SS Steel | Mechanical Room | HWFP - Floor Heat & Nonpotable | 1/31/2027
North Ridge Middle School | 18330 Purple Martin Pkwy | Elkhorn | NE | 68022-4085 | Douglas | NE41202 | Active | 274904 | 2020 | AO SMITH | CHWH - ASME/Fired Water Heater | mech room | HWSD - Hot Water Dom/Potable | 7/31/2026
North Ridge Middle School | 18330 Purple Martin Pkwy | Elkhorn | NE | 68022-4085 | Douglas | NE41203 | Active | 274903 | 2020 | AO SMITH | CHWH - ASME/Fired Water Heater | mech room | HWSD - Hot Water Dom/Potable | 7/31/2026
North Ridge Middle School | 18330 Purple Martin Pkwy | Elkhorn | NE | 68022-4085 | Douglas | NE41204 | Active | 270848 | 2020 | AO SMITH | CHWH - ASME/Fired Water Heater | mech room | HWSD - Hot Water Dom/Potable | 7/31/2026
SPOTLESS CLEANERS | 1839 N 24th St | Omaha | NE | 68110-2328 | Douglas | NE04209 | Inactive | 2533 | 1964 | WILLIAMS & DAVIS BOILERS | FT - Firetube Boiler | BOILER ROOM | PROC - Process Steam | 9/30/1993
TIP TOP CORPORATION | 1841 S 54th St | Omaha | NE | 68106-2316 | Douglas | NE11450 | Inactive | 34259 | 1980 | KEWANEE | FTWB - FTS Marine Wet Back | BASEMENT | PROC - Process Steam | 6/30/1987
TIP TOP CORPORATION | 1841 S 54th St | Omaha | NE | 68106-2316 | Douglas | NE11451 | Inactive | 34222 | 1980 | KEWANEE | FTWB - FTS Marine Wet Back | BASEMENT | PROC - Process Steam | 6/30/1987
TIP TOP CORPORATION | 1841 S 54th St | Omaha | NE | 68106-2316 | Douglas | NE12416 | Inactive |  | 1928 | TITUSVILLE | FT - Firetube Boiler | BASEMENT | PROC - Process Steam | 6/30/1987
Mercy Villa | 1845 S 72nd St | Omaha | NE | 68124-1703 | Douglas | NE00554 | Scrapped/Junked | 24896 | 2009 | Ruscio Brothers Ltd | WT - Water Tube Boiler | EQUIPMENT ROOM | HWSD - Hot Water Dom/Potable | 1/31/2014
Mercy Villa | 1845 S 72nd St | Omaha | NE | 68124-1703 | Douglas | NE00555 | Scrapped/Junked | 1774 | 1999 | Ruscio Brothers Ltd | WT - Water Tube Boiler | EQUIPMENT ROOM | HWSD - Hot Water Dom/Potable | 1/31/2014
Mercy Villa | 1845 S 72nd St | Omaha | NE | 68124-1703 | Douglas | NE09317 | Scrapped/Junked | 120318 | 2007 | AOSM | CHWH - ASME/Fired Water Heater | EQUIP ROOM | HWSD - Hot Water Dom/Potable | 1/31/2023
Mercy Villa | 1845 S 72nd St | Omaha | NE | 68124-1703 | Douglas | NE20078 | Scrapped/Junked | 8884 | 1996 | ALES | FTFB - Firetube-Firebox Boiler | BOILER ROOM | HWHT - Hot Water Heat | 1/31/2023
Mercy Villa | 1845 S 72nd St | Omaha | NE | 68124-1703 | Douglas | NE20079 | Scrapped/Junked | 101630 | 1987 | TELEDYNE LAARS | WT - Water Tube Boiler | BOILER ROOM | HWHT - Hot Water Heat | 7/31/2000
Mercy Villa | 1845 S 72nd St | Omaha | NE | 68124-1703 | Douglas | NE20080 | Scrapped/Junked | 101629 | 1987 | TELEDYNE LAARS | WT - Water Tube Boiler | BOILER ROOM | HWHT - Hot Water Heat | 7/31/2000
Mercy Villa | 1845 S 72nd St | Omaha | NE | 68124-1703 | Douglas | NE20081 | Scrapped/Junked | 101634 | 1987 | TELEDYNE LAARS | WT - Water Tube Boiler | BOILER ROOM | HWHT - Hot Water Heat | 7/31/2000
Mercy Villa | 1845 S 72nd St | Omaha | NE | 68124-1703 | Douglas | NE20082 | Scrapped/Junked | 26224 | 1982 | AO SMITH | CHWH - ASME/Fired Water Heater |  | HWSD - Hot Water Dom/Potable | 5/31/1999
Mercy Villa | 1845 S 72nd St | Omaha | NE | 68124-1703 | Douglas | NE20083 | Scrapped/Junked |  | 1983 | AO SMITH | AHWH - ANSI/Fired Water Htr |  | HWSD - Hot Water Dom/Potable | 5/31/1999
Mercy Villa | 1845 S 72nd St | Omaha | NE | 68124-1703 | Douglas | NE25607 | Scrapped/Junked | 52367 | 1999 | AO SMITH | CHWH - ASME/Fired Water Heater | MECH ROOM | HWSD - Hot Water Dom/Potable | 1/31/2008
Mercy Villa | 1845 S 72nd St | Omaha | NE | 68124-1703 | Douglas | NE25608 | Scrapped/Junked | 52078 | 1999 | AOSM | CHWH - ASME/Fired Water Heater | MECH ROOM | HWSD - Hot Water Dom/Potable | 1/31/2023
Mercy Villa | 1845 S 72nd St | Omaha | NE | 68124-1703 | Douglas | NE26565 | Scrapped/Junked | 66112 | 2013 | Aerco | FTVT - Firetube Vertical TB | Boiler Room | HWHT - Hot Water Heat | 1/31/2023
West Dodge Station Elementary School | 18480 California St | Elkhorn | NE | 68022-3902 | Douglas | NE17799 | Active | 117401 | 2007 | AO SMITH | CHWH - ASME/Fired Water Heater | Main Mech Room | HWSD - Hot Water Dom/Potable | 7/31/2026
Woodbrook Elementary School | 18520 Purple Martin Pkwy | Elkhorn | NE | 68022 | Douglas | NE28879 | Active | 110332 | 2019 | PVI Industries | WT - Water Tube Boiler | MECH ROOM | HWSD - Hot Water Dom/Potable | 7/31/2027
Woodbrook Elementary School | 18520 Purple Martin Pkwy | Elkhorn | NE | 68022 | Douglas | NE28880 | Active | 110394 | 2019 | PVI Industries | WT - Water Tube Boiler | MECH ROOM | HWSD - Hot Water Dom/Potable | 7/31/2027
College Of Saint Mary | 1857 S 72nd St | Omaha | NE | 68124-1745 | Douglas | NE26234 | Active | 65052 | 1999 | State Industries | CHWH - ASME/Fired Water Heater | 1857 S. 72nd | HWSD - Hot Water Dom/Potable | 1/31/2027
St. Patrick's Catholic Church of Elkhorn | 18602 West Maple St | Elkhorn | NE | 68022 | Douglas | NE43548 | Active | 2265 | 2023 | Fulton | FTVT - Firetube Vertical TB | Boiler Room | GLYC - Glycol Bldg Heat Sys | 7/31/2026
St. Patrick's Catholic Church of Elkhorn | 18602 West Maple St | Elkhorn | NE | 68022 | Douglas | NE43549 | Active | 2208 | 2023 | Fulton | FTVT - Firetube Vertical TB | Boiler Room | GLYC - Glycol Bldg Heat Sys | 7/31/2026
Village on the Preserve Apts | 18661 Elm Plz | Omaha | NE | 68130 | Douglas | NE14873 | Inactive | 298530 | 2009 | Raypak | WT - Water Tube Boiler | Pool Equip Room | IPHT - Indoor Pool Heater | 6/30/2019
Select Specialty Hospital | 1870 S 75th St | Omaha | NE | 68124-1700 | Douglas | NE12597 | Active | 122324 | 2007 | PVI Industries | FTVT - Firetube Vertical TB | Boiler Room - B-2 | HWHT - Hot Water Heat | 7/31/2026
Select Specialty Hospital | 1870 S 75th St | Omaha | NE | 68124-1700 | Douglas | NE12598 | Active | 122323 | 2007 | PVI Industries | FTVT - Firetube Vertical TB | Boiler Room - B-1 | HWHT - Hot Water Heat | 7/31/2026
Select Specialty Hospital | 1870 S 75th St | Omaha | NE | 68124-1700 | Douglas | NE12599 | Active | 122489 | 2007 | PVI Industries | FTVT - Firetube Vertical TB | Boiler Room - GWH-2 | HWSD - Hot Water Dom/Potable | 7/31/2026
Select Specialty Hospital | 1870 S 75th St | Omaha | NE | 68124-1700 | Douglas | NE12606 | Scrapped/Junked | 122490 | 2007 | PVI Industries | FTVT - Firetube Vertical TB | Boiler Room | HWSD - Hot Water Dom/Potable | 7/31/2022
Select Specialty Hospital | 1870 S 75th St | Omaha | NE | 68124-1700 | Douglas | NE42373 | Active | 164188 | 2020 | PVI Industries | CHWH - ASME/Fired Water Heater | Boiler Room | HWSD - Hot Water Dom/Potable | 7/31/2026
Cedarwood Apartments | 1875 S 75th St | Omaha | NE | 68124-1731 | Douglas | NE17854 | Out of Service | n/a | 1964 | Aqua-Chem | WT - Water Tube Boiler | Equipment Room | HWHT - Hot Water Heat | 1/31/2020
Cedarwood Apartments | 1875 S 75th St | Omaha | NE | 68124-1731 | Douglas | NE19262 | Exempt 1999 LB-66 |  | 1984 | AO SMITH | AHWH - ANSI/Fired Water Htr | BLDG 1 | HWSD - Hot Water Dom/Potable | 3/31/1999
Cedarwood Apartments | 1875 S 75th St | Omaha | NE | 68124-1731 | Douglas | NE19263 | Exempt 1999 LB-66 |  | 1995 | STATE INDUSTRIES | AHWH - ANSI/Fired Water Htr | BLDG 1 | HWSD - Hot Water Dom/Potable | 3/31/1999
Cedarwood Apartments | 1875 S 75th St | Omaha | NE | 68124-1731 | Douglas | NE19264 | Exempt 1999 LB-66 |  | 1993 | AO SMITH | AHWH - ANSI/Fired Water Htr | BLDG 2 | HWSD - Hot Water Dom/Potable | 3/31/1999
Cedarwood Apartments | 1875 S 75th St | Omaha | NE | 68124-1731 | Douglas | NE19265 | Exempt 1999 LB-66 |  | 1990 | AO SMITH | AHWH - ANSI/Fired Water Htr | BLDG 3 | HWSD - Hot Water Dom/Potable | 3/31/1999
Cedarwood Apartments | 1875 S 75th St | Omaha | NE | 68124-1731 | Douglas | NE19266 | Exempt 1999 LB-66 |  | 1994 | AO SMITH | AHWH - ANSI/Fired Water Htr | BLDG 4 | HWSD - Hot Water Dom/Potable | 3/31/1999
Cedarwood Apartments | 1875 S 75th St | Omaha | NE | 68124-1731 | Douglas | NE19267 | Exempt 1999 LB-66 |  | 1995 | AO SMITH | AHWH - ANSI/Fired Water Htr | BLDG 4 | HWSD - Hot Water Dom/Potable | 3/31/1999
Cedarwood Apartments | 1875 S 75th St | Omaha | NE | 68124-1731 | Douglas | NE19268 | Exempt 1999 LB-66 |  | 1983 | RUUD | AHWH - ANSI/Fired Water Htr | BLDG 5 | HWSD - Hot Water Dom/Potable | 3/31/1999
Cedarwood Apartments | 1875 S 75th St | Omaha | NE | 68124-1731 | Douglas | NE19269 | Exempt 1999 LB-66 |  | 1989 | AO SMITH | AHWH - ANSI/Fired Water Htr | BLDG 5 | HWSD - Hot Water Dom/Potable | 3/31/1999
Onyx at Aksarben | 1876 S 74th St | Omaha | NE | 68124-1730 | Douglas | NE17856 | Scrapped/Junked | n/a | 1963 | Aqua-Chem | WT - Water Tube Boiler | Equipment Room | HWHT - Hot Water Heat | 1/31/2021
Waterford West | 18881 W Dodge Rd | Elkhorn | NE | 68022 | Douglas | NE29267 | Active | 122223 | 2019 | Reimers | ELBL - Electric Boiler | equip room/garage | GLFH - Glycol Floor Heat System | 6/30/2026
Waterford West | 18881 W Dodge Rd | Elkhorn | NE | 68022 | Douglas | NE29268 | Active | 125025 | 2020 | Reimers | ELBL - Electric Boiler | equip room/garage | GLFH - Glycol Floor Heat System | 6/30/2026
Redfield Building | 1901 Howard St | Omaha | NE | 68102-2512 | Douglas | NE03746 | Out of Service | n/a | 1951 | York International | FTSM - FTS Marine Dry Back | BASEMENT | STHT - Steam-Heat | 3/31/2018
Redfield Building | 1901 Howard St | Omaha | NE | 68102-2512 | Douglas | NE04812 | Out of Service | n/a | 1975 | Kewanee | FTFB - Firetube-Firebox Boiler | BOILER ROOM | STHT - Steam-Heat | 3/31/2018
Redfield Building | 1901 Howard St | Omaha | NE | 68102-2512 | Douglas | NE20340 | Exempt 1999 LB-66 |  | 1991 | STATE INDUSTRIES | AHWH - ANSI/Fired Water Htr |  | HWSD - Hot Water Dom/Potable | 6/30/1999
Redfield Building | 1901 Howard St | Omaha | NE | 68102-2512 | Douglas | NE20341 | Exempt 1999 LB-66 |  | 1991 | RUUD | AHWH - ANSI/Fired Water Htr | 1901 HOWARD ST. | HWSD - Hot Water Dom/Potable | 6/30/1999
Redfield Building | 1901 Howard St | Omaha | NE | 68102-2512 | Douglas | NE28994 | Active | 149240 | 2020 | Lochinvar | WT - Water Tube Boiler | basement mech room | HWHT - Hot Water Heat | 12/31/2025
Redfield Building | 1901 Howard St | Omaha | NE | 68102-2512 | Douglas | NE28995 | Active | 149241 | 2020 | Lochinvar | WT - Water Tube Boiler | basement mech room | HWHT - Hot Water Heat | 12/31/2025
Service Life Building | 1904 Farnam St | Omaha | NE | 68102-1969 | Douglas | NE04995 | Scrapped/Junked | 11044 | 1990 | SUPR | FTFB - Firetube-Firebox Boiler | BOILER ROOM | STHT - Steam-Heat | 11/30/2021
City of Omaha-Willa Cather Library | 1905 S 44th St | Omaha | NE | 68105-2807 | Douglas | NE20712 | Active | 9421 | 1997 | ALES | FTVT - Firetube Vertical TB | BOILER ROOM | HWHT - Hot Water Heat | 9/30/2026
The Abacus Apartments | 19050 Jackson Ct | Elkhorn | NE | 68022-5846 | Douglas | NE43569 | Active | 00044957 | 2024 | PENTAIR | WTSS - Watertube SS Steel | Pool Area | OPHT - Outdoor Pool Heater | 7/31/2026
The Abacus Apartments | 19050 Jackson Ct | Elkhorn | NE | 68022-5846 | Douglas | NE43570 | Active | 00044953 | 2024 | PENTAIR | WTSS - Watertube SS Steel | Pool Area | OPHT - Outdoor Pool Heater | 7/31/2026
Suds City | 1906 N 73rd St | Omaha | NE | 68114-1933 | Douglas | NE21750 | Active | n/a | 1980 | Ace | COWH - Coil Type Water Heater | BOILER ROOM | HWSD - Hot Water Dom/Potable | 12/31/2026
Civic Center Parking | 1910 Harney St | Omaha | NE | 68183-0001 | Douglas | NE09929 | Out of Service | 89639 | 2001 | Fulton | FTUT - Firetube U-Tube Vert | EQUIPMENT ROOM | HWHS - Hotwater Heat Sidewalks | 4/30/2019
Julio's | 19102 Q St | Omaha | NE | 68135-1558 | Douglas | NE20757 | Scrapped/Junked | 145238 | 2010 | AO SMITH | CHWH - ASME/Fired Water Heater | kitchen | HWSD - Hot Water Dom/Potable | 1/31/2019
APARTMENT BUILDING | 1911 Park Ave | Omaha | NE | 68105-2167 | Douglas | NE04441 | Scrapped/Junked |  | 1988 | BRYANT |  | BOILER ROOM | STHT - Steam-Heat | 3/31/2003
Commercial State Bank | 1918 N 203rd St | Elkhorn | NE | 68022-2892 | Douglas | NE23973 | Active | 265683 | 2013 | Giannoni France | WT - Water Tube Boiler | 2nd fl mech room | HWHT - Hot Water Heat | 1/31/2027
Commercial State Bank | 1918 N 203rd St | Elkhorn | NE | 68022-2892 | Douglas | NE23974 | Active | 265684 | 2013 | Giannoni France | WT - Water Tube Boiler | 2nd fl mech room | HWHT - Hot Water Heat | 1/31/2027
Blue Cross Blue Shield of Nebraska | 1919 Aksarben Dr | Omaha | NE | 68106-4206 | Douglas | NE18890 | Active | 17745 | 2009 | L.E.S. Inc./Aldrich Co. | FTNT - FT Vertical Tubeless | Penthouse Boiler RM | HWHT - Hot Water Heat | 12/31/2026
Blue Cross Blue Shield of Nebraska | 1919 Aksarben Dr | Omaha | NE | 68106-4206 | Douglas | NE18891 | Active | 17746 | 2009 | L.E.S. Inc./Aldrich Co. | FTNT - FT Vertical Tubeless | Penthouse Boiler RM | HWHT - Hot Water Heat | 12/31/2026
Blue Cross Blue Shield of Nebraska | 1919 Aksarben Dr | Omaha | NE | 68106-4206 | Douglas | NE18892 | Active | 17744 | 2009 | L.E.S. Inc./Aldrich Co. | FTNT - FT Vertical Tubeless | Penthouse Boiler RM | HWHT - Hot Water Heat | 12/31/2026
Blue Cross Blue Shield of Nebraska | 1919 Aksarben Dr | Omaha | NE | 68106-4206 | Douglas | NE18893 | Active | 128097 | 2010 | PVI Industries | CHWH - ASME/Fired Water Heater | Penthouse Boiler RM | HWSD - Hot Water Dom/Potable | 12/31/2026
Blue Cross Blue Shield of Nebraska | 1919 Aksarben Dr | Omaha | NE | 68106-4206 | Douglas | NE18894 | Active | 128095 | 2010 | PVI Industries | CHWH - ASME/Fired Water Heater | Chiller Room 1st Floor | HWSD - Hot Water Dom/Potable | 12/31/2026
Blue Cross Blue Shield of Nebraska | 1919 Aksarben Dr | Omaha | NE | 68106-4206 | Douglas | NE18895 | Active | 128096 | 2010 | PVI Industries | CHWH - ASME/Fired Water Heater | Chiller Room 1st Floor | HWSD - Hot Water Dom/Potable | 12/31/2026
Blue Cross Blue Shield of Nebraska | 1919 Aksarben Dr | Omaha | NE | 68106-4206 | Douglas | NE22204 | Out of Service | 94412 | 2009 | Cleveland | KETT - Fired Kettle | Kitchen | COOK - Cooker/Kettle | 12/31/2024
FULLWOOD SDA ELEM SCHOOL | 1920 Willis Ave | Omaha | NE | 68110-2255 | Douglas | NE18918 | Inactive |  | 1985 | DAY & NIGHT | AHWH - ANSI/Fired Water Htr |  | HWSD - Hot Water Dom/Potable | 8/31/1996
Fullwood Square Apts | 1920 Willis Ave | Omaha | NE | 68110-2255 | Douglas | NE31234 | Inactive |  | 1974 | KEWANEE | FT - Firetube Boiler |  | STHT - Steam-Heat | 8/31/1999
West Hampton Park/Bldg #30 | 19213 Costanzo Pl | Omaha | NE | 68022-1559 | Douglas | NE05951 | Active | 153975 | 2003 | Lochinvar | CPFH - Copper Fin Water Heater | MECH ROOM | HWSD - Hot Water Dom/Potable | 6/30/2026
West Hampton Park/Bldg #24 | 19214 Corby Pl | Omaha | NE | 68022-2645 | Douglas | NE07647 | Active | 189270 | 2006 | Lochinvar | CHWH - ASME/Fired Water Heater | MECH RM #24 | HWDP - Hotwater Heat & Dom Supply | 6/30/2026
PRIVATE RESIDENCE | 1922 Lothrop St | Omaha | NE | 68110-1929 | Douglas | NE01679 | Exempt |  | 1999 | PEERLESS HEATER COMPANY |  | BASEMENT | HWHT - Hot Water Heat | 4/30/2005
Waitt Aksarben AV8 LLC | 1926 S 67th St | Omaha | NE | 68106 | Douglas | NE23992 | Active | 255077 | 2013 | Giannoni France | WT - Water Tube Boiler | equip room | GLYC - Glycol Bldg Heat Sys | 2/28/2027
Waitt Aksarben AV8 LLC | 1926 S 67th St | Omaha | NE | 68106 | Douglas | NE23993 | Active | 255072 | 2013 | Giannoni France | WT - Water Tube Boiler | equip room | GLYC - Glycol Bldg Heat Sys | 2/28/2027
West Hampton Park/Bldg #14 | 19305 Blondo Pkwy | Omaha | NE | 68022-3095 | Douglas | NE12570 | Active | 200966 | 2007 | Lochinvar | CHWH - ASME/Fired Water Heater | MECH ROOM | HWDP - Hotwater Heat & Dom Supply | 6/30/2026
West Hampton Park/Bldg #22 | 19312 Glenn Plz | Omaha | NE | 68022-2627 | Douglas | NE07645 | Active | 185873 | 2006 | Lochinvar | CHWH - ASME/Fired Water Heater | MECH ROOM #22 | HWSD - Hot Water Dom/Potable | 6/30/2026
West Hampton Park/Bldg #13 | 19315 Blondo Pkwy | Omaha | NE | 68022-3090 | Douglas | NE09292 | Active | 200970 | 2007 | Lochinvar | CPFH - Copper Fin Water Heater | MECH ROOM | HWDP - Hotwater Heat & Dom Supply | 6/30/2026
Club Car Wash | 19393 Gold St | Omaha | NE | 68130-3026 | Douglas | NE20759 | Scrapped/Junked | 181974 | 2011 | Giannoni France SAS | WT - Water Tube Boiler | equip room | HWSD - Hot Water Dom/Potable | 2/28/2022
Club Car Wash | 19393 Gold St | Omaha | NE | 68130-3026 | Douglas | NE41730 | Inactive | 531711 | 2021 | Sermeta | WT - Water Tube Boiler | mech room | HWSD - Hot Water Dom/Potable | 6/30/2024
West Hampton Park/Bldg #12 | 19407 Blondo Pkwy | Omaha | NE | 68022-3084 | Douglas | NE08138 | Active | 200969 | 2007 | Lochinvar | CPFH - Copper Fin Water Heater | BLDG 12 MECH ROOM | HWSD - Hot Water Dom/Potable | 6/30/2026
The Center Building | 1941 S 42nd St | Omaha | NE | 68105-2939 | Douglas | NE08571 | Scrapped/Junked | 70008 | 2000 | State Industries, Inc. | CHWH - ASME/Fired Water Heater | Boiler Room - BSMT | HWSD - Hot Water Dom/Potable | 6/30/2020
The Center Building | 1941 S 42nd St | Omaha | NE | 68105-2939 | Douglas | NE16299 | Scrapped/Junked | 7973 | 1954 | York Shipley, Inc. | FT - Firetube Boiler | Boiler Room - BSMT | HWHT - Hot Water Heat | 6/30/2018
The Center Building | 1941 S 42nd St | Omaha | NE | 68105-2939 | Douglas | NE16300 | Scrapped/Junked | 7972 | 1954 | York Shipley, Inc. | FT - Firetube Boiler | Boiler Room - BSMT | HWHT - Hot Water Heat | 6/30/2018
The Center Building | 1941 S 42nd St | Omaha | NE | 68105-2939 | Douglas | NE18077 | Scrapped/Junked | 61808 | 1992 | RHEEM MANUFACTURING CO | CHWH - ASME/Fired Water Heater | BOILER ROOM | HWSD - Hot Water Dom/Potable | 6/30/2001
The Center Building | 1941 S 42nd St | Omaha | NE | 68105-2939 | Douglas | NE27760 | Active | 5211 | 2018 | Riello | WT - Water Tube Boiler | mech room | HWHT - Hot Water Heat | 6/30/2026
The Center Building | 1941 S 42nd St | Omaha | NE | 68105-2939 | Douglas | NE27761 | Active | 5214 | 2018 | Riello | WT - Water Tube Boiler | mech room | HWHT - Hot Water Heat | 6/30/2026
The Center Building | 1941 S 42nd St | Omaha | NE | 68105-2939 | Douglas | NE27762 | Active | 5210 | 2018 | Riello | WT - Water Tube Boiler | mech room | HWHT - Hot Water Heat | 6/30/2026
The Center Building | 1941 S 42nd St | Omaha | NE | 68105-2939 | Douglas | NE27763 | Active | 5212 | 2018 | Riello | WT - Water Tube Boiler | mech room | HWHT - Hot Water Heat | 6/30/2026
The Center Building | 1941 S 42nd St | Omaha | NE | 68105-2939 | Douglas | NE27764 | Active | 5163 | 2018 | Riello | WT - Water Tube Boiler | mech room | HWHT - Hot Water Heat | 6/30/2026
The Center Building | 1941 S 42nd St | Omaha | NE | 68105-2939 | Douglas | NE27765 | Active | 5164 | 2018 | Riello | WT - Water Tube Boiler | mech room | HWHT - Hot Water Heat | 6/30/2026
The Center Building | 1941 S 42nd St | Omaha | NE | 68105-2939 | Douglas | NE27766 | Active | 5161 | 2018 | Riello | WT - Water Tube Boiler | mech room | HWHT - Hot Water Heat | 6/30/2026
The Center Building | 1941 S 42nd St | Omaha | NE | 68105-2939 | Douglas | NE27767 | Active | 5165 | 2018 | Riello | WT - Water Tube Boiler | mech room | HWHT - Hot Water Heat | 6/30/2026
The Center Building | 1941 S 42nd St | Omaha | NE | 68105-2939 | Douglas | NE27768 | Active | 5215 | 2018 | Riello | WT - Water Tube Boiler | mech room | HWHT - Hot Water Heat | 6/30/2026
The Center Building | 1941 S 42nd St | Omaha | NE | 68105-2939 | Douglas | NE27769 | Active | 5207 | 2018 | Riello | WT - Water Tube Boiler | mech room | HWHT - Hot Water Heat | 6/30/2026
The Center Building | 1941 S 42nd St | Omaha | NE | 68105-2939 | Douglas | NE27770 | Active | 5209 | 2018 | Riello | WT - Water Tube Boiler | mech room | HWHT - Hot Water Heat | 6/30/2026
The Center Building | 1941 S 42nd St | Omaha | NE | 68105-2939 | Douglas | NE27771 | Active | 5213 | 2018 | Riello | WT - Water Tube Boiler | mech room | HWHT - Hot Water Heat | 6/30/2026
The Center Building | 1941 S 42nd St | Omaha | NE | 68105-2939 | Douglas | NE41794 | Active | 292771 | 2022 | AO SMITH | CHWH - ASME/Fired Water Heater | basement | HWSD - Hot Water Dom/Potable | 6/30/2026
BAKER'S SUPERMARKET | 1945 N 72nd St | Omaha | NE | 68114-1931 | Douglas | NE05639 | Inactive |  | 1993 | STATE INDUSTRIES | AHWH - ANSI/Fired Water Htr |  | HWSD - Hot Water Dom/Potable | 1/31/2000
BAKER'S SUPERMARKET | 1945 N 72nd St | Omaha | NE | 68114-1931 | Douglas | NE05640 | Inactive |  | 1991 | AO SMITH | AHWH - ANSI/Fired Water Htr |  | HWSD - Hot Water Dom/Potable | 1/31/2000
YOUR PLACE | 1951 ST MARY`S AVE | OMAHA | NE | 68102-2528 | Douglas | NE12796 | Scrapped/Junked |  | 1980 | PEERLESS HEATER COMPANY |  | BASEMENT | STHT - Steam-Heat | 1/31/2007
BUTLER ENTERPRISES | 1954 Jones St | Omaha | NE | 68102-3131 | Douglas | NE12797 | Inactive |  | 1974 | BRYANT |  | MILTON APTS | STHT - Steam-Heat | 1/31/1991
Sundance Apartments | 19551 Molly St | Elkhorn | NE | 68022-6514 | Douglas | NE42644 | Active | 552673 | 2022 | Raypak | CPPH - Ansi Cpr Fin Pool Heater | Pool Mech Room | OPHT - Outdoor Pool Heater | 4/30/2026
Fireridge Elementary | 19660 Farnam St | Elkhorn | NE | 68022-4837 | Douglas | NE06171 | Active | 87288 | 2004 | AOSM | CHWH - ASME/Fired Water Heater | EQUIPMENT ROOM | HWSD - Hot Water Dom/Potable | 7/31/2026
Charles Schwab | 200 S 108th Ave | Omaha | NE | 68154-2631 | Douglas | NE23727 | Active | 59622 | 2011 | Aerco | COND - Condenser | Equip room | HWHT - Hot Water Heat | 3/31/2027
Charles Schwab | 200 S 108th Ave | Omaha | NE | 68154-2631 | Douglas | NE23728 | Active | 59626 | 2011 | Aerco | COND - Condenser | Equip room | HWHT - Hot Water Heat | 3/31/2027
Charles Schwab | 200 S 108th Ave | Omaha | NE | 68154-2631 | Douglas | NE23729 | Active | 59624 | 2011 | Aerco | COND - Condenser | Equip room | HWHT - Hot Water Heat | 3/31/2027
Charles Schwab | 200 S 108th Ave | Omaha | NE | 68154-2631 | Douglas | NE23730 | Active | 59630 | 2011 | Aerco | COND - Condenser | Equip room | HWHT - Hot Water Heat | 3/31/2027
Charles Schwab | 200 S 108th Ave | Omaha | NE | 68154-2631 | Douglas | NE23731 | Active | 59628 | 2011 | Aerco | COND - Condenser | Equip room | HWHT - Hot Water Heat | 3/31/2027
Charles Schwab | 200 S 108th Ave | Omaha | NE | 68154-2631 | Douglas | NE23732 | Active | 59632 | 2011 | Aerco | COND - Condenser | Equip room | HWHT - Hot Water Heat | 3/31/2027
Charles Schwab | 200 S 108th Ave | Omaha | NE | 68154-2631 | Douglas | NE23734 | Active | 204552 | 2011 | Giannoni France | COND - Condenser | Equip Room | HWSP - Hot Water Non Potable Supply | 3/31/2027
Charles Schwab | 200 S 108th Ave | Omaha | NE | 68154-2631 | Douglas | NE23735 | Active | 200711 | 2011 | Giannoni France | COND - Condenser | Equip Room | HWSP - Hot Water Non Potable Supply | 3/31/2027
Genesis Health Clubs (Vacant) | 200 S 31st Ave | Omaha | NE | 68131-1404 | Douglas | NE14869 | Scrapped/Junked | 127487 | 2009 | PVI Industries | CHWH - ASME/Fired Water Heater | Boiler room 3rd fl | HWDP - Hotwater Heat & Dom Supply | 12/31/2019
Genesis Health Clubs (Vacant) | 200 S 31st Ave | Omaha | NE | 68131-1404 | Douglas | NE14870 | Scrapped/Junked | 127488 | 2009 | PVI Industries | CHWH - ASME/Fired Water Heater | boiler room 3rd fl | HWDP - Hotwater Heat & Dom Supply | 12/31/2019
Genesis Health Clubs (Vacant) | 200 S 31st Ave | Omaha | NE | 68131-1404 | Douglas | NE16029 | Active | 103386 | 2009 | GIANNONI | CPFT - Horiz Cpr Fin Boiler | Equip room 3rd Fl | HWHT - Hot Water Heat | 12/31/2026
Genesis Health Clubs (Vacant) | 200 S 31st Ave | Omaha | NE | 68131-1404 | Douglas | NE16030 | Active | 103367 | 2009 | GIANNONI | CPFT - Horiz Cpr Fin Boiler | Equip Room 3rd Fl | HWHT - Hot Water Heat | 12/31/2026
Epsen Hillmer Graphics | 2000 California St | Omaha | NE | 68102-4514 | Douglas | NE05580 | Scrapped/Junked |  | 1990 | BRADFORD-WHITE | AHWH - ANSI/Fired Water Htr | BASEMENT | HWSD - Hot Water Dom/Potable | 10/31/1999
Epsen Hillmer Graphics | 2000 California St | Omaha | NE | 68102-4514 | Douglas | NE05581 | Scrapped/Junked |  | 1982 | A. O. Smith | AHWH - ANSI/Fired Water Htr | BASEMENT | HWSD - Hot Water Dom/Potable | 10/31/1999
Epsen Hillmer Graphics | 2000 California St | Omaha | NE | 68102-4514 | Douglas | NE17002 | Scrapped/Junked | 407 | 1952 | YORK SHIPLEY | FTSM - FTS Marine Dry Back | BOILER ROOM | STHT - Steam-Heat | 10/31/2005
MODERN EQUIPMENT | 2000 Cuming St | Omaha | NE | 68102-4324 | Douglas | NE15440 | Inactive |  | 1987 | PEERLESS HEATER COMPANY |  |  | STHT - Steam-Heat | 5/31/1998
MODERN EQUIPMENT | 2000 Cuming St | Omaha | NE | 68102-4324 | Douglas | NE15441 | Inactive |  | 1974 | AMERICAN STANDARD |  |  | STHT - Steam-Heat | 5/31/1998
Grace and Mercy Church | 2001 N 35th St | Omaha | NE | 68111-4133 | Douglas | NE14544 | Active | N/A | 1958 | Kewanee | FTFB - Firetube-Firebox Boiler | Basement | HWHT - Hot Water Heat | 3/31/2027
The Omaha Club Bldg. | 2002 Douglas St | Omaha | NE | 68102-1210 | Douglas | NE15636 | Scrapped/Junked | NA | 1967 | Bryan Steam LLC | WT - Water Tube Boiler | Boiler Room | HWHT - Hot Water Heat | 1/31/2019
The Omaha Club Bldg. | 2002 Douglas St | Omaha | NE | 68102-1210 | Douglas | NE15637 | Scrapped/Junked | NA | 1967 | Bryan Steam LLC | WT - Water Tube Boiler | Boiler room | HWHT - Hot Water Heat | 1/31/2019
The Omaha Club Bldg. | 2002 Douglas St | Omaha | NE | 68102-1210 | Douglas | NE43903 | Active | 106955 | 2025 | Patterson Kelley | WT - Water Tube Boiler | Boiler Room | HWHT - Hot Water Heat | 12/31/2026
RAMADA INN AIRPORT | 2002 E LOCUST ST | OMAHA | NE | 68110 | Douglas | NE11473 | Scrapped/Junked | 56125 | 1975 | NATIONAL CRANE | ELWH - Electric Water Heater | BOILER ROOM | HWSD - Hot Water Dom/Potable | 1/31/2004
RAMADA INN AIRPORT | 2002 E LOCUST ST | OMAHA | NE | 68110 | Douglas | NE17333 | Scrapped/Junked | 17333 | 1992 | WEBEN JARCO | COBL - Coil Type Boiler | BOILER ROOM | HWSD - Hot Water Dom/Potable | 1/31/2004
RAMADA INN AIRPORT | 2002 E LOCUST ST | OMAHA | NE | 68110 | Douglas | NE17334 | Scrapped/Junked | 17876 | 1992 | WEBEN JARCO | COBL - Coil Type Boiler | BOILER ROOM | HWSD - Hot Water Dom/Potable | 1/31/2004
Interstate Printing Co | 2002 N 16th St | Omaha | NE | 68110-2411 | Douglas | NE16760 | Scrapped/Junked | n/a | 1954 | Spencer | FT - Firetube Boiler | BOILER ROOM | STHT - Steam-Heat | 4/30/2011
Interstate Printing Co | 2002 N 16th St | Omaha | NE | 68110-2411 | Douglas | NE23733 | Active | 30875 | 2011 | Burnham Corporation | FHRT - FT Horiz Return Tube | Boiler Room | STHT - Steam-Heat | 4/30/2026
Methodist Physcians Clinic | 20021 Manderson St | Elkhorn | NE | 68022-3233 | Douglas | NE29009 | Active | 350419 | 2019 | Lochinvar | WT - Water Tube Boiler | mech room | HWHT - Hot Water Heat | 1/31/2027
EMPIRE INC | 2003 Cuming St | Omaha | NE | 68102-4323 | Douglas | NE10709 | Inactive | 15232 | 1954 | PM LATTNER MFR COMPANY | FT - Firetube Boiler | BASEMENT | PROC - Process Steam | 8/31/1991
SAFARI APARTMENTS | 2006 S 8th St | Omaha | NE | 68108-1157 | Douglas | NE12970 | Exempt 1999 LB-66 |  | 1990 | RUUD | AHWH - ANSI/Fired Water Htr |  | HWSD - Hot Water Dom/Potable | 2/29/2000
SAFARI APARTMENTS | 2006 S 8th St | Omaha | NE | 68108-1157 | Douglas | NE12971 | Exempt 1999 LB-66 |  | 1991 | RUUD | AHWH - ANSI/Fired Water Htr |  | HWSD - Hot Water Dom/Potable | 2/29/2000
MONARCH UNIFORM SERVICE | 2007 Poppleton Ave | Omaha | NE | 68108-3431 | Douglas | NE13884 | Inactive | 14224 | 1950 | CLEAVER BROOKS | FT - Firetube Boiler | BOILER ROOM | PROC - Process Steam | 5/31/1987
MONARCH UNIFORM SERVICE | 2007 Poppleton Ave | Omaha | NE | 68108-3431 | Douglas | NE14079 | Inactive | 3494 | 1966 | SUPERIOR BOILERWORKS | FT - Firetube Boiler | BOILER ROOM | PROC - Process Steam | 5/31/1987
CARTIER APARTMENTS | 2009 N 83rd St | Omaha | NE | 68134-6334 | Douglas | NE21851 | Exempt 1999 LB-66 |  | 1990 | AO SMITH | AHWH - ANSI/Fired Water Htr |  | HWSD - Hot Water Dom/Potable | 11/30/1999
First Covenant Church-BMIC#336836 | 201 N 90th St | Omaha | NE | 68114-3901 | Douglas | NE26639 | Active | 75344 | 2016 | Aerco | WT - Water Tube Boiler | equip room | HWHT - Hot Water Heat | 10/31/2026
First Covenant Church-BMIC#336836 | 201 N 90th St | Omaha | NE | 68114-3901 | Douglas | NE34387 | Scrapped/Junked | 2650 | 1957 | Steam Pac | FT - Firetube Boiler | BOILER ROOM | HWHT - Hot Water Heat | 10/31/2016
Fraternal Order of Eagles #38 | 201 S 24th St | Omaha | NE | 68102-1203 | Douglas | NE05179 | Active | NA | 1973 | Kewanee | FTFB - Firetube-Firebox Boiler | BOILER ROOM | GLYC - Glycol Bldg Heat Sys | 3/31/2027
ALBERTSON'S FOOD CENTER | 2011 N 156th St | Omaha | NE | 68116-6465 | Douglas | NE21832 | Exempt 1999 LB-66 |  | 1997 | AO SMITH | AHWH - ANSI/Fired Water Htr | STORAGE AREA | HWSD - Hot Water Dom/Potable | 9/30/1999
Hillrise Elementary | 20110 Hopper St | Elkhorn | NE | 68022-2338 | Douglas | NE32307 | Scrapped/Junked | 30841 | 1978 | Kewanee | FTFB - Firetube-Firebox Boiler | BOILER ROOM | HWHT - Hot Water Heat | 7/31/2020
Hillrise Elementary | 20110 Hopper St | Elkhorn | NE | 68022-2338 | Douglas | NE32323 | Scrapped/Junked | 15977 | 1978 | Coates | ELBL - Electric Boiler | BOILER ROOM | HWHT - Hot Water Heat | 7/31/2020
Elite Auto Spa | 20111 Oak St | Omaha | NE | 68130-5031 | Douglas | NE43283 | Active | 58846 | 2020 | Electro Industries | ELBL - Electric Boiler | Mech Room | GLFH - Glycol Floor Heat System | 4/30/2025
Elite Auto Spa | 20111 Oak St | Omaha | NE | 68130-5031 | Douglas | NE43284 | Active | 58834 | 2020 | Electro Industries | ELBL - Electric Boiler | Mech Room | GLFH - Glycol Floor Heat System | 4/30/2025
Garage Living | 20115 Oak St | Omaha | NE | 68130-5031 | Douglas | NE43249 | Active | 58327 | 2019 | Electro-Boiler | ELBL - Electric Boiler | Mechanical Room | GLFH - Glycol Floor Heat System | 4/30/2025
JENNIFER MARIE APARTMENTS | 2017 CHICAGO ST | OMAHA | NE | 68131 | Douglas | NE08481 | Scrapped/Junked |  | 2001 | PEERLESS HEATER COMPANY |  | BASEMENT | STHT - Steam-Heat | 10/31/2003
JENNIFER MARIE APARTMENTS | 2017 CHICAGO ST | OMAHA | NE | 68131 | Douglas | NE12868 | Scrapped/Junked |  | 1974 | AMERICAN STANDARD |  | BASEMENT | STHT - Steam-Heat | 6/30/2002
Scottish Rite Cathedral | 202 S 20th St | Omaha | NE | 68102-1201 | Douglas | NE05216 | Scrapped/Junked | 6071 | 1989 | AOSM | CHWH - ASME/Fired Water Heater | BOILER ROOM | HWSD - Hot Water Dom/Potable | 9/30/2012
Rebuilding Lives Center | 2020 Ave J East | Omaha | NE | 68110-2705 | Douglas | NE22734 | Active | 162414 | 2011 | AO SMITH | CHWH - ASME/Fired Water Heater | mech room | HWDP - Hotwater Heat & Dom Supply | 9/30/2027
Rebuilding Lives Center | 2020 Ave J East | Omaha | NE | 68110-2705 | Douglas | NE22735 | Active | 165272 | 2012 | AO SMITH | CHWH - ASME/Fired Water Heater | mech room | HWDP - Hotwater Heat & Dom Supply | 9/30/2027
Rebuilding Lives Center | 2020 Ave J East | Omaha | NE | 68110-2705 | Douglas | NE22736 | Active | 161097 | 2011 | AO SMITH | CHWH - ASME/Fired Water Heater | mech room | HWDP - Hotwater Heat & Dom Supply | 9/30/2027
Harms Oil | 2020 N 11th St # S5 | Omaha | NE | 68110 | Douglas | NE43092 | Active | 389431 | 2022 | Lochnivar/AIC | FTVT - Firetube Vertical TB | Mechanical Room | GLFH - Glycol Floor Heat System | 3/31/2027
Harms Oil | 2020 N 11th St # S5 | Omaha | NE | 68110 | Douglas | NE43093 | Active | 317467 | 2024 | AO SMITH | CHWH - ASME/Fired Water Heater | Mechanical Room | HWSD - Hot Water Dom/Potable | 3/31/2027
Perfection Auto Repair | 2020 N 83rd St | Omaha | NE | 68134-6302 | Douglas | NE18069 | Scrapped/Junked |  | 1984 | PEERLESS HEATER COMPANY |  | 1ST FLOOR | HWHT - Hot Water Heat | 3/31/2000
Perfection Auto Repair | 2020 N 83rd St | Omaha | NE | 68134-6302 | Douglas | NE25509 | Scrapped/Junked | n/a | 1996 | Peerless | CI - Cast Iron | BOILER ROOM | HWHT - Hot Water Heat | 2/28/2019
Today's Dental | 20211 Manderson St | Elkhorn | NE | 68022-3234 | Douglas | NE26145 | Active | 101385 | 2015 | SUSSMAN | ELBL - Electric Boiler | clean room | STER - Sterilizer | 1/31/2027
Princess Anne Assisted | 2024 Binney St | Omaha | NE | 68110-2034 | Douglas | NE12808 | Exempt | n/a | 1935 | American Radiator | CI - Cast Iron | BASEMENT | HWHT - Hot Water Heat | 1/31/2019
Woodmen Building | 203 S 18th St | Omaha | NE | 68102-1719 | Douglas | NE22739 | Out of Service | 2608 | 1998 | Fulton | FT - Firetube Boiler | Mech Room | STHT - Steam-Heat | 10/31/2015
Woodmen Building | 203 S 18th St | Omaha | NE | 68102-1719 | Douglas | NE22740 | Out of Service | 2605 | 1998 | Fulton | FT - Firetube Boiler | Mech Room | STHT - Steam-Heat | 10/31/2015
Elkhorn South High School | 20303 Blue Sage Pkwy | Omaha | NE | 68130-3721 | Douglas | NE17756 | Active | 125105 | 2008 | PVI Industries | CHWH - ASME/Fired Water Heater | Basment Room E047 | HWSD - Hot Water Dom/Potable | 7/31/2026
Elkhorn South High School | 20303 Blue Sage Pkwy | Omaha | NE | 68130-3721 | Douglas | NE17758 | Active | 125106 | 2008 | PVI Industries | CHWH - ASME/Fired Water Heater | Basment Room E047 | HWSD - Hot Water Dom/Potable | 7/31/2026
Concrete Supply | 20395 Ohio St | Elkhorn | NE | 68022-2389 | Douglas | NE07658 | Active | 6196 | 2006 | SIOUX | COBL - Coil Type Boiler | BOILER ROOM | PROW - Process Hot Water | 7/31/2026
Concrete Supply | 20395 Ohio St | Elkhorn | NE | 68022-2389 | Douglas | NE09570 | Active | 6166 | 2003 | SIOUX | COBL - Coil Type Boiler | MECH ROOM | HWSP - Hot Water Non Potable Supply | 7/31/2026
Ashley Park | 204 & 210 S 25th St # 210 | Omaha | NE | 68131-3602 | Douglas | NE09605 | Active | n/a | 2001 | Burnham America | CI - Cast Iron | Bsmt 210 Bldg | HWHT - Hot Water Heat | 3/31/2027
Ashley Park | 204 & 210 S 25th St # 210 | Omaha | NE | 68131-3602 | Douglas | NE17835 | Active | n/a | 1993 | Peerless | CI - Cast Iron | Bsmt 204 Bldg | STHT - Steam-Heat | 3/31/2027
Ashley Park | 204 & 210 S 25th St # 210 | Omaha | NE | 68131-3602 | Douglas | NE18407 | Scrapped/Junked |  | 1950 | US RADIATOR |  | BASEMENT | HWHT - Hot Water Heat | 8/31/2002
Randall Apartments | 204 S 48Th St | Omaha | NE | 68132-3295 | Douglas | NE12798 | Exempt |  | 1982 | PEER | CI - Cast Iron | BASEMENT | STHT - Steam-Heat | 1/31/2007
APARTMENT BUILDING | 205 S 26th Ave | Omaha | NE | 68131-3606 | Douglas | NE12996 | Inactive |  | 1959 | US NATIONAL |  | BOILER ROOM | STHT - Steam-Heat | 3/31/2005
St Patrick's Church | 20500 W Maple Rd | Elkhorn | NE | 68022-1103 | Douglas | NE08127 | Inactive | 114207 | 2001 | TELE | WT - Water Tube Boiler | EQUIP ROOM | HWHT - Hot Water Heat | 1/31/2020
St Patrick's Church | 20500 W Maple Rd | Elkhorn | NE | 68022-1103 | Douglas | NE08128 | Active | 1300623 | 2002 | TELE | WT - Water Tube Boiler | EQUIP ROOM | HWHT - Hot Water Heat | 1/31/2027
St Patrick's Church | 20500 W Maple Rd | Elkhorn | NE | 68022-1103 | Douglas | NE08129 | Active | 120555 | 2002 | TELE | WT - Water Tube Boiler | EQUIP ROOM | HWHT - Hot Water Heat | 1/31/2027
St Patrick's Church | 20500 W Maple Rd | Elkhorn | NE | 68022-1103 | Douglas | NE08130 | Active | 73420 | 2002 | AOSM | CHWH - ASME/Fired Water Heater | EQUIP ROOM | HWSP - Hot Water Non Potable Supply | 1/31/2027
St Patrick's Church | 20500 W Maple Rd | Elkhorn | NE | 68022-1103 | Douglas | NE12619 | Active | 16857 | 2008 | ALES | FTVT - Firetube Vertical TB | EQUIP ROOM | HWHT - Hot Water Heat | 1/31/2027
St Patrick's Church | 20500 W Maple Rd | Elkhorn | NE | 68022-1103 | Douglas | NE12620 | Active | 16858 | 2008 | ALES | FTVT - Firetube Vertical TB | EQUIP ROOM | HWHT - Hot Water Heat | 1/31/2027
St Patrick's Church | 20500 W Maple Rd | Elkhorn | NE | 68022-1103 | Douglas | NE15278 | Active | 34881 | 1981 | Kewanee | FTFB - Firetube-Firebox Boiler | BOILER ROOM | HWHT - Hot Water Heat | 1/31/2027
Childrens Hospital West | 20502 Roosevelt St | Elkhorn | NE | 68022-4148 | Douglas | NE42652 | Active | 2283 | 2023 | Fulton | FT - Firetube Boiler | Boiler Room | HHHP - Hotwater Heat & Heat Pump | 4/30/2027
Childrens Hospital West | 20502 Roosevelt St | Elkhorn | NE | 68022-4148 | Douglas | NE42653 | Active | 2282 | 2023 | Fulton | FT - Firetube Boiler | Boiler Room | HHHP - Hotwater Heat & Heat Pump | 4/30/2027
Max I Walkers | 2055 Saint Marys Ave | Omaha | NE | 68102-2415 | Douglas | NE05150 | Scrapped/Junked | 51350 | 2000 | Parker Ind | WT - Water Tube Boiler | 1ST FLOOR | PROC - Process Steam | 5/31/2013
Max I Walkers | 2055 Saint Marys Ave | Omaha | NE | 68102-2415 | Douglas | NE05366 | Active | 51350 | 2000 | Parker Ind | WT - Water Tube Boiler | 1 FLOOR | PROC - Process Steam | 5/31/2027
MAX I WALKERS | 2055 ST MARY`S AVE | OMAHA | NE | 68102-2415 | Douglas | NE05041 | Scrapped/Junked |  | 1991 | PEERLESS HEATER COMPANY |  | 1ST FLOOR | HWHT - Hot Water Heat | 5/31/2005
FARM CREDIT SERVICES OF | 206 S 19th St | Omaha | NE | 68102-1704 | Douglas | NE12765 | Inactive |  | 1965 | PACIFIC | FT - Firetube Boiler | BOILER ROOM | STHT - Steam-Heat | 3/31/1993
FARM CREDIT SERVICES OF | 206 S 19th St | Omaha | NE | 68102-1704 | Douglas | NE15901 | Inactive |  | 1922 | KEWANEE | FT - Firetube Boiler | BOILER ROOM | STHT - Steam-Heat | 3/31/1993
FARM CREDIT SERVICES OF | 206 S 19th St | Omaha | NE | 68102-1704 | Douglas | NE15902 | Inactive |  | 1922 | KEWANEE | FT - Firetube Boiler | BOILER ROOM | STHT - Steam-Heat | 3/31/1993
LAZY R FEEDS | 20640 Rawhide Rd | Elkhorn | NE | 68022-1828 | Douglas | NE18345 | Inactive | 12366 | 1994 | SUPERIOR BOILERWORKS | FT - Firetube Boiler | ARLINGTON | PROC - Process Steam | 4/30/1996
Elkhorn PS Admin Bldg | 20650 Glenn St | Elkhorn | NE | 68022-2324 | Douglas | NE20314 | Scrapped/Junked | 122312 | 1995 | Raypak | CPFT - Horiz Cpr Fin Boiler | BASEMENT | HWHT - Hot Water Heat | 10/31/2022
Elkhorn PS Admin Bldg | 20650 Glenn St | Elkhorn | NE | 68022-2324 | Douglas | NE42049 | Active | 543503 | 2022 | Raypak | CPFT - Horiz Cpr Fin Boiler | Basement | HWHT - Hot Water Heat | 7/31/2026
OMAHA TEMPORARY SERVICES | 2066 Farnam St | Omaha | NE | 68102-1217 | Douglas | NE12815 | Inactive |  | 1979 | PEERLESS HEATER COMPANY |  | BASEMENT | STHT - Steam-Heat | 4/30/2001
ROOSTER'S PUB | 2076 N 117th Ave | Omaha | NE | 68164-3604 | Douglas | NE21653 | Exempt 1999 LB-66 |  | 1992 | RHEEM MANUFACTURING CO | AHWH - ANSI/Fired Water Htr | KITCHEN | HWSD - Hot Water Dom/Potable | 7/31/2000
WOLLENS CLEANERS | 20815 DODGE RD | ELKHORN | NE | 68022 | Douglas | NE04207 | Inactive | 3869 | 1985 | INDUSTRIAL | FT - Firetube Boiler | ELKHORN | PROC - Process Steam | 4/30/1998
Douglas Building | 209 S 19th St | Omaha | NE | 68102-1711 | Douglas | NE03419 | Inactive | 24228 | 1965 | ORRS | FT - Firetube Boiler | PENTHOUSE | STHT - Steam-Heat | 9/30/2008
Douglas Building | 209 S 19th St | Omaha | NE | 68102-1711 | Douglas | NE03420 | Inactive | 24227 | 1965 | ORRS | FTFB - Firetube-Firebox Boiler | PENTHOUSE | STHT - Steam-Heat | 9/30/2008
Douglas Building | 209 S 19th St | Omaha | NE | 68102-1711 | Douglas | NE05516 | Active | N/A | 1965 | BRYA | WT - Water Tube Boiler | PENTHOUSE | HWSD - Hot Water Dom/Potable | 2/28/2027
The Mark | 20902 Cumberland Dr | Elkhorn | NE | 68022-4120 | Douglas | NE09276 | Scrapped/Junked | 15789 | 2007 | AOSM | CPFT - Horiz Cpr Fin Boiler | KITCHEN | HWSP - Hot Water Non Potable Supply | 11/30/2018
City of Omaha Police Dept, West Precinct | 20924 Cumberland Dr | Elkhorn | NE | 68022-4120 | Douglas | NE28584 | Active | 443570 | 2018 | Lochinvar | WT - Water Tube Boiler | Mech room/garage | HWHT - Hot Water Heat | 9/30/2026
City of Omaha Police Dept, West Precinct | 20924 Cumberland Dr | Elkhorn | NE | 68022-4120 | Douglas | NE28585 | Active | 443559 | 2018 | Lochinvar | WT - Water Tube Boiler | Mech room/garage | HWHT - Hot Water Heat | 9/30/2026
FIRE STATION #3 | 20TH & SPRING ST | OMAHA | NE | 68108 | Douglas | NE37457 | Scrapped/Junked |  | 1988 | WEIL MCLAIN |  | BOILER ROOM | STHT - Steam-Heat | 9/30/2001
ENTERPRISE BANK | 210 Regency Pkwy | Omaha | NE | 68114-3726 | Douglas | NE37753 | Scrapped/Junked | 32413 | 1980 | KEWANEE | FTFB - Firetube-Firebox Boiler | EQUIP ROOM | HWHT - Hot Water Heat | 4/30/2008
BETH EL SYNAGOGUE | 210 S 49th St | Omaha | NE | 68132-3213 | Douglas | NE04334 | Inactive |  | 1956 | KEWANEE | FT - Firetube Boiler | SO BOILER ROOM | STHT - Steam-Heat | 10/31/1991
BETH EL SYNAGOGUE | 210 S 49th St | Omaha | NE | 68132-3213 | Douglas | NE04335 | Inactive |  | 1956 | PACIFIC | FT - Firetube Boiler | NO BOILER ROOM | STHT - Steam-Heat | 10/31/1991
ST VINCENT DEPAUL STORE | 2101 Leavenworth St | Omaha | NE | 68102-3151 | Douglas | NE37656 | Inactive |  | 1979 | PEERLESS HEATER COMPANY |  | 4828 S. 24TH | STHT - Steam-Heat | 11/30/1991
Heartland Family Service | 2101 S 42nd St | Omaha | NE | 68105-2909 | Douglas | NE07031 | Active | 14036 | 2005 | Aldrich | FTVT - Firetube Vertical TB | BASEMENT | HWHT - Hot Water Heat | 4/30/2026
Heartland Family Service | 2101 S 42nd St | Omaha | NE | 68105-2909 | Douglas | NE07032 | Active | 14037 | 2005 | Aldrich | FTVT - Firetube Vertical TB | BASEMENT | HWHT - Hot Water Heat | 4/30/2026
Heartland Family Service | 2101 S 42nd St | Omaha | NE | 68105-2909 | Douglas | NE07033 | Active | 14035 | 2005 | Aldrich | FTVT - Firetube Vertical TB | BASEMENT | HWHT - Hot Water Heat | 4/30/2026
Heartland Family Service | 2101 S 42nd St | Omaha | NE | 68105-2909 | Douglas | NE14985 | Scrapped/Junked |  | 1962 | KEWANEE | FTFB - Firetube-Firebox Boiler | BOILER ROOM | HWHT - Hot Water Heat | 10/31/2005
MARGARET APARTMENTS | 2103 N 16th St | Omaha | NE | 68110-2539 | Douglas | NE12853 | Scrapped/Junked |  | 1953 | KEWANEE | FT - Firetube Boiler |  | STHT - Steam-Heat | 11/30/1997
MARGARET APARTMENTS | 2103 N 16th St | Omaha | NE | 68110-2539 | Douglas | NE12915 | Scrapped/Junked |  | 1978 | RUUD | ELWH - Electric Water Heater |  | HWSD - Hot Water Dom/Potable | 11/30/1997
THE APARTMENT | 2105 N 75th St | Omaha | NE | 68134-6900 | Douglas | NE12934 | Exempt 1999 LB-66 |  | 1988 | AO SMITH | AHWH - ANSI/Fired Water Htr |  | HWSD - Hot Water Dom/Potable | 11/30/1999
Faith Temple Church | 2108 Emmet St | Omaha | NE | 68110-1812 | Douglas | NE21747 | Inactive |  | 1979 | PEER | CI - Cast Iron | BOILER ROOM | STHT - Steam-Heat | 2/28/2008
Delta Apartments | 211 S 37th St | Omaha | NE | 68131-3160 | Douglas | NE04941 | Scrapped/Junked | n/a | 1990 | Peerless | CI - Cast Iron | BOILER ROOM | STHT - Steam-Heat | 2/28/2023
Delta Apartments | 211 S 37th St | Omaha | NE | 68131-3160 | Douglas | NE12967 | Exempt 1999 LB-66 |  | 1993 | STATE INDUSTRIES | AHWH - ANSI/Fired Water Htr |  | HWSD - Hot Water Dom/Potable | 2/29/2000
Delta Apartments | 211 S 37th St | Omaha | NE | 68131-3160 | Douglas | NE41677 | Active | NA | 2022 | Peerless | CI - Cast Iron | Basement Boiler Room | STHT - Steam-Heat | 3/31/2027
Developmental Disability Center of Nebraska | 2110 Papillion Pkwy | Omaha | NE | 68164-3630 | Douglas | NE43719 | Active | 326517 | 2024 | AO SMITH | CHWH - ASME/Fired Water Heater | Boiler Room | HWSD - Hot Water Dom/Potable | 9/30/2025
Developmental Disability Center of Nebraska | 2110 Papillion Pkwy | Omaha | NE | 68164-3630 | Douglas | NE43720 | Active | 326626 | 2024 | AO SMITH | CHWH - ASME/Fired Water Heater | Boiler Room | HWSD - Hot Water Dom/Potable | 9/30/2025
Developmental Disability Center of Nebraska | 2110 Papillion Pkwy | Omaha | NE | 68164-3630 | Douglas | NE43721 | Active | 99602 | 2024 | Aerco | FTVT - Firetube Vertical TB | Boiler Room | HWHT - Hot Water Heat | 9/30/2025
Developmental Disability Center of Nebraska | 2110 Papillion Pkwy | Omaha | NE | 68164-3630 | Douglas | NE43722 | Active | 99601 | 2024 | Aerco | FTVT - Firetube Vertical TB | Boiler Room | HWHT - Hot Water Heat | 9/30/2025
Our Lady Lourdes Church/School | 2110 S 32nd Ave | Omaha | NE | 68105-3110 | Douglas | NE12005 | Active | 12673 | 2003 | ALES | FTVT - Firetube Vertical TB | BASEMENT | HWHT - Hot Water Heat | 9/30/2026
Our Lady Lourdes Church/School | 2110 S 32nd Ave | Omaha | NE | 68105-3110 | Douglas | NE12006 | Active | 12672 | 2003 | ALES | FTVT - Firetube Vertical TB | BASEMENT | HWHT - Hot Water Heat | 9/30/2026
Our Lady Lourdes Church/School | 2110 S 32nd Ave | Omaha | NE | 68105-3110 | Douglas | NE14729 | Scrapped/Junked | n/a | 1970 | Peerless | CI - Cast Iron | Church basement | STHT - Steam-Heat | 9/30/2018
Our Lady Lourdes Church/School | 2110 S 32nd Ave | Omaha | NE | 68105-3110 | Douglas | NE20331 | Exempt 1999 LB-66 |  | 1993 | AO SMITH | AHWH - ANSI/Fired Water Htr |  | HWSD - Hot Water Dom/Potable | 7/31/1999
Our Lady Lourdes Church/School | 2110 S 32nd Ave | Omaha | NE | 68105-3110 | Douglas | NE27759 | Active | n/a | 2017 | Peerless | CI - Cast Iron | boiler room | STHT - Steam-Heat | 9/30/2026
Our Lady Lourdes Church/School | 2110 S 32nd Ave | Omaha | NE | 68105-3110 | Douglas | NE32548 | Scrapped/Junked |  | 1954 | NATIONAL RADIATOR | FTFB - Firetube-Firebox Boiler | BOILER ROOM | STHT - Steam-Heat | 7/31/2003
Our Lady Lourdes Church/School | 2110 S 32nd Ave | Omaha | NE | 68105-3110 | Douglas | NE32549 | Scrapped/Junked | 10912 | 1954 | National U.S. Radiator | FTFB - Firetube-Firebox Boiler | BOILER ROOM | STHT - Steam-Heat | 7/31/2003
OUR LADY LOURDES RECTORY | 2110 S 32nd Ave | Omaha | NE | 68105-3110 | Douglas | NE15282 | Inactive |  | 1970 | BRYANT |  | RECTORY | HWHT - Hot Water Heat | 5/31/1995
Noddle AV 4 (AERCO) | 2111 S 67th St | Omaha | NE | 68106-2882 | Douglas | NE14610 | Scrapped/Junked | 50712 | 2008 | AERCO INTERNATIONAL | FTVT - Firetube Vertical TB | BOILER ROOM | HWHT - Hot Water Heat | 2/28/2016
Noddle AV 4 (AERCO) | 2111 S 67th St | Omaha | NE | 68106-2882 | Douglas | NE14611 | Scrapped/Junked | 50711 | 2008 | AERCO INTERNATIONAL | FTVT - Firetube Vertical TB | BOILER ROOM | HWHT - Hot Water Heat | 7/31/2014
Noddle AV 4 (AERCO) | 2111 S 67th St | Omaha | NE | 68106-2882 | Douglas | NE26313 | Active | 54500 | 2009 | Aerco | FTVT - Firetube Vertical TB | Mech. Room | GLYC - Glycol Bldg Heat Sys | 6/30/2025
Noddle AV 4 (AERCO) | 2111 S 67th St | Omaha | NE | 68106-2882 | Douglas | NE26314 | Active | 70023 | 2014 | Aerco | FTVT - Firetube Vertical TB | Mech. Room | GLYC - Glycol Bldg Heat Sys | 6/30/2026
The Greenhouse | 2112 N 30th St | Omaha | NE | 68111-3713 | Douglas | NE42553 | Active | 397326 | 2023 | Lochinvar | FTVT - Firetube Vertical TB | Greenhouse Boiler Room | HWHT - Hot Water Heat | 1/31/2027
Conestoga Magnet Center | 2115 Burdette St | Omaha | NE | 68110-2335 | Douglas | NE20747 | Active | 18376 | 2011 | Les Inc/Aldrich Co | FTVT - Firetube Vertical TB | boiler room | HWHT - Hot Water Heat | 12/31/2026
Conestoga Magnet Center | 2115 Burdette St | Omaha | NE | 68110-2335 | Douglas | NE20748 | Active | 18375 | 2011 | Les Inc/Aldrich Co | FTVT - Firetube Vertical TB | boiler room | HWHT - Hot Water Heat | 12/31/2026
Conestoga Magnet Center | 2115 Burdette St | Omaha | NE | 68110-2335 | Douglas | NE31176 | Scrapped/Junked | n/a | 1964 | Kewanee | FTFB - Firetube-Firebox Boiler | BOILER ROOM | STHT - Steam-Heat | 12/31/2012
Conestoga Magnet Center | 2115 Burdette St | Omaha | NE | 68110-2335 | Douglas | NE31177 | Scrapped/Junked | n/a | 1964 | Kewanee | FTFB - Firetube-Firebox Boiler | BOILER ROOM | STHT - Steam-Heat | 12/31/2012
THE APARTMENT | 2115 N 75th St | Omaha | NE | 68134-6901 | Douglas | NE12933 | Exempt 1999 LB-66 |  | 1996 | AO SMITH | AHWH - ANSI/Fired Water Htr |  | HWSD - Hot Water Dom/Potable | 11/30/1999
Our Lady Lourdes Convent | 2117 S 33rd St | Omaha | NE | 68105-3117 | Douglas | NE15281 | Active | n/a | 1986 | Peerless | CI - Cast Iron | BOILER ROOM | HWHT - Hot Water Heat | 9/30/2026
Our Lady Lourdes Convent | 2117 S 33rd St | Omaha | NE | 68105-3117 | Douglas | NE20332 | Exempt 1999 LB-66 |  | 1993 | RUUD | AHWH - ANSI/Fired Water Htr | BOILER ROOM | HWSD - Hot Water Dom/Potable | 7/31/1999
Elk Hills Apartments | 2120 N Main St | Elkhorn | NE | 68022-2302 | Douglas | NE23982 | Active | 41131 | 2013 | Electro Industries | ELBL - Electric Boiler | mech room | HWFG - Hotwater Heat Floor-Glycl | 1/31/2027
Omaha Tower | 2120 S 72nd St | Omaha | NE | 68124-2366 | Douglas | NE26636 | Active | 68076 | 2014 | Aerco International, Inc. | FTVT - Firetube Vertical TB | Boiler Room | HWHT - Hot Water Heat | 12/31/2026
Omaha Tower | 2120 S 72nd St | Omaha | NE | 68124-2366 | Douglas | NE26637 | Active | 68078 | 2014 | Aerco International, Inc. | FTVT - Firetube Vertical TB | Boiler Room | HWHT - Hot Water Heat | 12/31/2026
Omaha Tower | 2120 S 72nd St | Omaha | NE | 68124-2366 | Douglas | NE35522 | Scrapped/Junked | 40232 | 1987 | KEWA | FTWB - FTS Marine Wet Back | BASEMENT | HWHT - Hot Water Heat | 6/30/2014
Omaha Tower | 2120 S 72nd St | Omaha | NE | 68124-2366 | Douglas | NE35523 | Scrapped/Junked | 40234 | 1987 | KEWA | FTWB - FTS Marine Wet Back | BASEMENT | HWHT - Hot Water Heat | 6/30/2014
LINDSEY APTS | 2121 Lake St | Omaha | NE | 68110-2226 | Douglas | NE12953 | Inactive |  | 1985 | PEERLESS HEATER COMPANY |  | BOILER ROOM | STHT - Steam-Heat | 12/31/2000
North Park 3 | 2121 N 117th Ave | Omaha | NE | 68164-3629 | Douglas | NE16145 | Active | 8650 | 1990 | AJAX | WT - Water Tube Boiler | BOILER ROOM | HWHT - Hot Water Heat | 1/31/2027
North Park 3 | 2121 N 117th Ave | Omaha | NE | 68164-3629 | Douglas | NE16146 | Active | 8649 | 1990 | AJAX | WT - Water Tube Boiler | BOILER ROOM | HWHT - Hot Water Heat | 1/31/2027
North Park 3 | 2121 N 117th Ave | Omaha | NE | 68164-3629 | Douglas | NE16147 | Active | 8615 | 1990 | AJAX | WT - Water Tube Boiler | BOILER ROOM | HWHT - Hot Water Heat | 1/31/2027
AM Counseling and Consulting | 2121 S 44th St | Omaha | NE | 68105-2809 | Douglas | NE18365 | Scrapped/Junked | n/a | 1965 | Kewanee | FTFB - Firetube-Firebox Boiler | BASEMENT | HWHT - Hot Water Heat | 2/28/2019
MUD-Platte West Plant | 21212 W Q Rd | Elkhorn | NE | 68022-3218 | Douglas | NE12601 | Scrapped/Junked | 3502 | 2006 | Hurst Boiler & Welding | FTSM - FTS Marine Dry Back | Boiler Room | HWHT - Hot Water Heat | 10/31/2025
MUD-Platte West Plant | 21212 W Q Rd | Elkhorn | NE | 68022-3218 | Douglas | NE12602 | Scrapped/Junked | 3500 | 2006 | Hurst Boiler & Welding | FTSM - FTS Marine Dry Back | Boiler Room | HWHT - Hot Water Heat | 10/31/2025
MUD-Platte West Plant | 21212 W Q Rd | Elkhorn | NE | 68022-3218 | Douglas | NE12603 | Scrapped/Junked | 3501 | 2006 | Hurst Boiler & Welding | FTSM - FTS Marine Dry Back | Boiler Room | HWHT - Hot Water Heat | 10/31/2025
MUD-Platte West Plant | 21212 W Q Rd | Elkhorn | NE | 68022-3218 | Douglas | NE43760 | Active | 21874 | 2025 | Aldrich | FT - Firetube Boiler | Boiler Room | HWHT - Hot Water Heat | 11/30/2026
MUD-Platte West Plant | 21212 W Q Rd | Elkhorn | NE | 68022-3218 | Douglas | NE43761 | Active | 21870 | 2025 | Aldrich | FT - Firetube Boiler | Boiler Room | HWHT - Hot Water Heat | 11/30/2026
MUD-Platte West Plant | 21212 W Q Rd | Elkhorn | NE | 68022-3218 | Douglas | NE43762 | Active | 21875 | 2025 | Aldrich | FT - Firetube Boiler | Boiler Room | HWHT - Hot Water Heat | 11/30/2026
Educare Of Omaha | 2123 Paul St | Omaha | NE | 68102-4045 | Douglas | NE10658 | Active | 148899 | 2002 | Lochinvar | CPFT - Horiz Cpr Fin Boiler | EQUIPMENT ROOM | HWHT - Hot Water Heat | 12/31/2026
Educare Of Omaha | 2123 Paul St | Omaha | NE | 68102-4045 | Douglas | NE10659 | Active | 148896 | 2002 | Lochinvar | CPFT - Horiz Cpr Fin Boiler | EQUIPMENT ROOM | HWHT - Hot Water Heat | 12/31/2026
FLORENTINE APTS | 2129 BENSON GARDEN | OMAHA | NE | 68134-6729 | Douglas | NE21994 | Exempt 1999 LB-66 |  | 1988 | STATE INDUSTRIES | AHWH - ANSI/Fired Water Htr | BLDG 2313 | HWSD - Hot Water Dom/Potable | 11/30/1999
FLORENTINE APTS | 2129 BENSON GARDEN | OMAHA | NE | 68134-6729 | Douglas | NE21995 | Exempt 1999 LB-66 |  | 1990 | STATE INDUSTRIES | AHWH - ANSI/Fired Water Htr | BLDG 2303 | HWSD - Hot Water Dom/Potable | 11/30/1999
FLORENTINE APTS | 2129 BENSON GARDEN | OMAHA | NE | 68134-6729 | Douglas | NE21996 | Exempt 1999 LB-66 |  | 1990 | STATE INDUSTRIES | AHWH - ANSI/Fired Water Htr | BLDG 2303 | HWSD - Hot Water Dom/Potable | 11/30/1999
FLORENTINE APTS | 2129 BENSON GARDEN | OMAHA | NE | 68134-6729 | Douglas | NE21997 | Exempt 1999 LB-66 |  | 1989 | STATE INDUSTRIES | AHWH - ANSI/Fired Water Htr | BLDG 2303 | HWSD - Hot Water Dom/Potable | 11/30/1999
FLORENTINE APTS | 2129 BENSON GARDEN | OMAHA | NE | 68134-6729 | Douglas | NE21998 | Exempt 1999 LB-66 |  | 1989 | STATE INDUSTRIES | AHWH - ANSI/Fired Water Htr | BLDG 2303 | HWSD - Hot Water Dom/Potable | 11/30/1999
FLORENTINE APTS | 2129 BENSON GARDEN | OMAHA | NE | 68134-6729 | Douglas | NE21999 | Exempt 1999 LB-66 |  | 1991 | STATE INDUSTRIES | AHWH - ANSI/Fired Water Htr | BLDG 2307 | HWSD - Hot Water Dom/Potable | 11/30/1999
FLORENTINE APTS | 2129 BENSON GARDEN | OMAHA | NE | 68134-6729 | Douglas | NE22601 | Exempt 1999 LB-66 |  | 1990 | AO SMITH | AHWH - ANSI/Fired Water Htr | BLDG 2353 | HWSD - Hot Water Dom/Potable | 11/30/1999
FLORENTINE APTS | 2129 BENSON GARDEN | OMAHA | NE | 68134-6729 | Douglas | NE22602 | Exempt 1999 LB-66 |  | 1988 | STATE INDUSTRIES | AHWH - ANSI/Fired Water Htr | BLDG 2243 | HWSD - Hot Water Dom/Potable | 11/30/1999
FLORENTINE APTS | 2129 BENSON GARDEN | OMAHA | NE | 68134-6729 | Douglas | NE22603 | Exempt 1999 LB-66 |  | 1988 | STATE INDUSTRIES | AHWH - ANSI/Fired Water Htr | BLDG 2243 | HWSD - Hot Water Dom/Potable | 11/30/1999
FLORENTINE APTS | 2129 BENSON GARDEN | OMAHA | NE | 68134-6729 | Douglas | NE22604 | Exempt 1999 LB-66 |  | 1987 | CRANE | AHWH - ANSI/Fired Water Htr | BLDG 2141 | HWSD - Hot Water Dom/Potable | 11/30/1999
FLORENTINE APTS | 2129 BENSON GARDEN | OMAHA | NE | 68134-6729 | Douglas | NE22605 | Exempt 1999 LB-66 |  | 1995 | AO SMITH | AHWH - ANSI/Fired Water Htr | BLDG 2141 | HWSD - Hot Water Dom/Potable | 11/30/1999
FLORENTINE APTS | 2129 BENSON GARDEN | OMAHA | NE | 68134-6729 | Douglas | NE22606 | Exempt 1999 LB-66 |  | 1985 | AMERICAN APPLIANCE | AHWH - ANSI/Fired Water Htr | BLDG 2117 | HWSD - Hot Water Dom/Potable | 11/30/1999
FLORENTINE APTS | 2129 BENSON GARDEN | OMAHA | NE | 68134-6729 | Douglas | NE22607 | Exempt 1999 LB-66 |  | 1985 | AMERICAN APPLIANCE | AHWH - ANSI/Fired Water Htr | BLDG 2117 | HWSD - Hot Water Dom/Potable | 11/30/1999
FLORENTINE APTS | 2129 BENSON GARDEN | OMAHA | NE | 68134-6729 | Douglas | NE24728 | Exempt 1999 LB-66 |  | 1998 | STATE INDUSTRIES | AHWH - ANSI/Fired Water Htr | BLDG 2253 | HWSD - Hot Water Dom/Potable | 11/30/1999
OMAHA PSYCHIATRIC ASSOC | 2132 S 42nd St | Omaha | NE | 68105-2910 | Douglas | NE37612 | Inactive |  | 1950 | CRANE |  | BOILER ROOM | HWHT - Hot Water Heat | 4/30/2007
Max I Walkers | 214 N 114th St | Omaha | NE | 68154-2515 | Douglas | NE04584 | Scrapped/Junked | 907 | 1979 | Williams & Davis | FTNF - Firetube Flueless | BOILER ROOM | PROC - Process Steam | 5/31/2021
Merck Animal Health | 21401 W Center Rd | Elkhorn | NE | 68022-2202 | Douglas | NE03249 | Active | 6408 | 1964 | B.E.& S. | FT - Firetube Boiler | Building No. 20A - Q&A | PROC - Process Steam | 6/30/2026
Merck Animal Health | 21401 W Center Rd | Elkhorn | NE | 68022-2202 | Douglas | NE04574 | Inactive | 45098 | 1979 | CLEAVER BROOKS | WT - Water Tube Boiler | BOILER ROOM | PROC - Process Steam | 6/30/2001
Merck Animal Health | 21401 W Center Rd | Elkhorn | NE | 68022-2202 | Douglas | NE07035 | Scrapped/Junked | 15338 | 2006 | Rbi | VCPF - Vert Cpr Fin Blr | Equipment Room | HWHT - Hot Water Heat | 6/30/2016
Merck Animal Health | 21401 W Center Rd | Elkhorn | NE | 68022-2202 | Douglas | NE07036 | Active | 3403 | 2006 | Hurst Boiler & Welding | FTNT - FT Vertical Tubeless | Building 7 - Equip Room | PROC - Process Steam | 6/30/2026
Merck Animal Health | 21401 W Center Rd | Elkhorn | NE | 68022-2202 | Douglas | NE07039 | Active | 8782 | 1994 | Johnston | FTSM - FTS Marine Dry Back | Bldg 3 Room 149 | STHT - Steam-Heat | 6/30/2026
Merck Animal Health | 21401 W Center Rd | Elkhorn | NE | 68022-2202 | Douglas | NE08116 | Active | 16508 | 2007 | LES | FT - Firetube Boiler | EQUIP ROOM BLDG 37 | HWHT - Hot Water Heat | 6/30/2026
Merck Animal Health | 21401 W Center Rd | Elkhorn | NE | 68022-2202 | Douglas | NE08117 | Active | 53791 | 2007 | Lattner | FTNT - FT Vertical Tubeless | EQUIP ROOM BLDG 37 | PROC - Process Steam | 6/30/2026
Merck Animal Health | 21401 W Center Rd | Elkhorn | NE | 68022-2202 | Douglas | NE10743 | Scrapped/Junked | 2218 | 1963 | William-Davis | FT - Firetube Boiler | Production Boiler room | PROC - Process Steam | 6/30/2008
Merck Animal Health | 21401 W Center Rd | Elkhorn | NE | 68022-2202 | Douglas | NE11341 | Scrapped/Junked | 14557 | 2005 | Rbi | WT - Water Tube Boiler | Process | HWHT - Hot Water Heat | 6/30/2015
Merck Animal Health | 21401 W Center Rd | Elkhorn | NE | 68022-2202 | Douglas | NE12650 | Active | 14703 | 2008 | Hurst | FTSM - FTS Marine Dry Back | Building 3 Room 149 | PROC - Process Steam | 6/30/2026
Merck Animal Health | 21401 W Center Rd | Elkhorn | NE | 68022-2202 | Douglas | NE14241 | Active | 34156 | 1980 | Kewanee | FT - Firetube Boiler | R&D Building 6 | PROC - Process Steam | 6/30/2026
Merck Animal Health | 21401 W Center Rd | Elkhorn | NE | 68022-2202 | Douglas | NE14242 | Active | 34574 | 1980 | Kewanee | FT - Firetube Boiler | R&D Building 6 | PROC - Process Steam | 6/30/2026
Merck Animal Health | 21401 W Center Rd | Elkhorn | NE | 68022-2202 | Douglas | NE14605 | Inactive | 60101 | 2001 | AJAX BOILER INC | COND - Condenser | BLDG 37 BOILER RM | HWSP - Hot Water Non Potable Supply | 6/30/2013
Merck Animal Health | 21401 W Center Rd | Elkhorn | NE | 68022-2202 | Douglas | NE15346 | Inactive | 28134 | 1990 | BRYAN STEAM LLC | WT - Water Tube Boiler |  | HWHT - Hot Water Heat | 6/30/1999
Merck Animal Health | 21401 W Center Rd | Elkhorn | NE | 68022-2202 | Douglas | NE15347 | Inactive | 28133 | 1990 | BRYAN STEAM LLC | WT - Water Tube Boiler |  | HWHT - Hot Water Heat | 6/30/1999
Merck Animal Health | 21401 W Center Rd | Elkhorn | NE | 68022-2202 | Douglas | NE17639 | Inactive | 23118 | 1995 | Weben-Jarco | COBL - Coil Type Boiler | Warehouse | HWHT - Hot Water Heat | 6/30/2010
Merck Animal Health | 21401 W Center Rd | Elkhorn | NE | 68022-2202 | Douglas | NE17640 | Inactive | 23113 | 1995 | Weben-Jarco | COBL - Coil Type Boiler | Warehouse | HWHT - Hot Water Heat | 6/30/2010
Merck Animal Health | 21401 W Center Rd | Elkhorn | NE | 68022-2202 | Douglas | NE17641 | Scrapped/Junked | 56876 | 1995 | Lochinvar | WT - Water Tube Boiler | 3A Production | HWHT - Hot Water Heat | 6/30/2006
Merck Animal Health | 21401 W Center Rd | Elkhorn | NE | 68022-2202 | Douglas | NE21881 | Scrapped/Junked | 63504 | 1999 | Weben-Jarco | COBL - Coil Type Boiler | Bldg 7 | HWHT - Hot Water Heat | 6/30/2012
Merck Animal Health | 21401 W Center Rd | Elkhorn | NE | 68022-2202 | Douglas | NE22180 | Active | n/a | 2009 | Aerco | CALU - Cast Aluminum | Bldg 7 Room 134 | HWHT - Hot Water Heat | 6/30/2026
Merck Animal Health | 21401 W Center Rd | Elkhorn | NE | 68022-2202 | Douglas | NE22181 | Active | n/a | 2009 | Aerco | CALU - Cast Aluminum | Bldg 7 Room 134 | HWHT - Hot Water Heat | 6/30/2026
Merck Animal Health | 21401 W Center Rd | Elkhorn | NE | 68022-2202 | Douglas | NE23252 | Scrapped/Junked | 10059 | 1998 | Precision | FT - Firetube Boiler | Warehouse boiler room | PROC - Process Steam | 6/30/2006
Merck Animal Health | 21401 W Center Rd | Elkhorn | NE | 68022-2202 | Douglas | NE23261 | Scrapped/Junked | 60289 | 1998 | Weben-Jarco | COBL - Coil Type Boiler | R&D Building | HWHT - Hot Water Heat | 6/30/2012
Merck Animal Health | 21401 W Center Rd | Elkhorn | NE | 68022-2202 | Douglas | NE23262 | Scrapped/Junked | 60288 | 1998 | Weben-Jarco | COBL - Coil Type Boiler | R&D Building | HWHT - Hot Water Heat | 6/30/2012
Merck Animal Health | 21401 W Center Rd | Elkhorn | NE | 68022-2202 | Douglas | NE23293 | Inactive | 64122 | 1999 | Weben-Jarco | COBL - Coil Type Boiler | Building 30 - Multi Species Building | HWHT - Hot Water Heat | 6/30/2020
Merck Animal Health | 21401 W Center Rd | Elkhorn | NE | 68022-2202 | Douglas | NE23294 | Scrapped/Junked | 64121 | 1999 | Weben-Jarco | COBL - Coil Type Boiler | Building 30 -Multi Species Building | HWHT - Hot Water Heat | 6/30/2023
Merck Animal Health | 21401 W Center Rd | Elkhorn | NE | 68022-2202 | Douglas | NE25575 | Out of Service | 10152 | 1995 | Wiegand Industries | ELBL - Electric Boiler | Lab | PROC - Process Steam | 6/30/2011
Merck Animal Health | 21401 W Center Rd | Elkhorn | NE | 68022-2202 | Douglas | NE25921 | Inactive | 320624 | 2014 | Sermeta | WTSS - Watertube SS Steel | RM 19 BLG 3 | HHHP - Hotwater Heat & Heat Pump | 6/30/2024
Merck Animal Health | 21401 W Center Rd | Elkhorn | NE | 68022-2202 | Douglas | NE25922 | Active | n/a | 2014 | Aerco | CALU - Cast Aluminum | Bldg #7 /Equipment | HWHT - Hot Water Heat | 6/30/2026
Merck Animal Health | 21401 W Center Rd | Elkhorn | NE | 68022-2202 | Douglas | NE28595 | Active | 258510 | 2019 | AO SMITH | CHWH - ASME/Fired Water Heater | Bldg 40 | HWSD - Hot Water Dom/Potable | 6/30/2026
Merck Animal Health | 21401 W Center Rd | Elkhorn | NE | 68022-2202 | Douglas | NE28596 | Active | 258614 | 2019 | AO SMITH | CHWH - ASME/Fired Water Heater | Bldg 40 | HWSD - Hot Water Dom/Potable | 6/30/2026
Merck Animal Health | 21401 W Center Rd | Elkhorn | NE | 68022-2202 | Douglas | NE28597 | Active | 261414 | 2019 | AO SMITH | CHWH - ASME/Fired Water Heater | Bldg 40 | HWSD - Hot Water Dom/Potable | 6/30/2026
Merck Animal Health | 21401 W Center Rd | Elkhorn | NE | 68022-2202 | Douglas | NE28598 | Active | 82516 | 2018 | Aerco | WT - Water Tube Boiler | Bldg 40 2nd fl mech rm | HWHT - Hot Water Heat | 6/30/2026
Merck Animal Health | 21401 W Center Rd | Elkhorn | NE | 68022-2202 | Douglas | NE28599 | Active | 82515 | 2018 | Aerco | WT - Water Tube Boiler | Bldg 40 2nd fl mech rm | HWHT - Hot Water Heat | 6/30/2026
Merck Animal Health | 21401 W Center Rd | Elkhorn | NE | 68022-2202 | Douglas | NE28600 | Active | 82505 | 2018 | Aerco | WT - Water Tube Boiler | Bldg 40 2nd fl mech rm | HWHT - Hot Water Heat | 6/30/2026
Merck Animal Health | 21401 W Center Rd | Elkhorn | NE | 68022-2202 | Douglas | NE28826 | Active | 755 | 2019 | Fulton | ELBL - Electric Boiler | Bldg 40 first fl | STER - Sterilizer | 6/30/2026
Merck Animal Health | 21401 W Center Rd | Elkhorn | NE | 68022-2202 | Douglas | NE42132 | Active | 31701 | 2021 | Aerco | WTSS - Watertube SS Steel | Building 30 - Multi Species Building | HWHT - Hot Water Heat | 6/30/2026
Merck Animal Health | 21401 W Center Rd | Elkhorn | NE | 68022-2202 | Douglas | NE42133 | Active | 31700 | 2021 | Aerco | WTSS - Watertube SS Steel | Building 30 - Multi Species Building | HWHT - Hot Water Heat | 6/30/2026
Merck Animal Health | 21401 W Center Rd | Elkhorn | NE | 68022-2202 | Douglas | NE42134 | Active | 31692 | 2021 | Aerco | WTSS - Watertube SS Steel | Building 30 - Multi Species Building | HWHT - Hot Water Heat | 6/30/2026
Merck Animal Health | 21401 W Center Rd | Elkhorn | NE | 68022-2202 | Douglas | NE42135 | Active | 31691 | 2021 | Aerco | WTSS - Watertube SS Steel | Building 30 - Multi Species Building | HWHT - Hot Water Heat | 6/30/2026
Merck Animal Health | 21401 W Center Rd | Elkhorn | NE | 68022-2202 | Douglas | NE42167 | Active | 19739 | 2021 | Superior Boiler Works | FTHT - Firetube Horizontal | Boiler House | BSUP - Bldg Heat & Process | 6/30/2026
Merck Animal Health | 21401 W Center Rd | Elkhorn | NE | 68022-2202 | Douglas | NE42168 | Active | 70 | 2022 | BEI | ECON - Boiler Economizer | Boiler House | ECON - Boiler Economizer | 6/30/2026
Merck Animal Health | 21401 W Center Rd | Elkhorn | NE | 68022-2202 | Douglas | NE42169 | Active | 19745 | 2021 | Superior Boiler Works | FTHT - Firetube Horizontal | Boiler House | BSUP - Bldg Heat & Process | 6/30/2026
Merck Animal Health | 21401 W Center Rd | Elkhorn | NE | 68022-2202 | Douglas | NE42170 | Active | 69 | 2022 | BEI | ECON - Boiler Economizer | Boiler House | ECON - Boiler Economizer | 6/30/2026
Merck Animal Health | 21401 W Center Rd | Elkhorn | NE | 68022-2202 | Douglas | NE42527 | Active | 319680 | 2022 | PVI Industries | CHWH - ASME/Fired Water Heater | Bldg 33 | HWSD - Hot Water Dom/Potable | 6/30/2026
Howard Street Plant | 2152 Howard St | Omaha | NE | 68102-2455 | Douglas | NE11310 | Active | 20726 | 1967 | COMBUSTION ENG | WT - Water Tube Boiler | Boiler 1 | POWR - Power Generation | 6/30/2026
Howard Street Plant | 2152 Howard St | Omaha | NE | 68102-2455 | Douglas | NE11311 | Active | 20727 | 1967 | COMBUSTION ENG | WT - Water Tube Boiler | BOILER ROOM BOILER #2 | TURB - Turbine Sup-Non TG Set | 5/31/2026
Howard Street Plant | 2152 Howard St | Omaha | NE | 68102-2455 | Douglas | NE11312 | Active | 20725 | 1967 | COMBUSTION ENG | WT - Water Tube Boiler | BOILER ROOM BOILER #3 | POWR - Power Generation | 10/31/2026
First Presbyterian Church-BMIC#461174 | 216 S 34th St | Omaha | NE | 68131-3404 | Douglas | NE20074 | Active | 8194 | 1994 | Aldrich | FTFB - Firetube-Firebox Boiler | BASEMENT | STHT - Steam-Heat | 3/31/2026
First Presbyterian Church-BMIC#461174 | 216 S 34th St | Omaha | NE | 68131-3404 | Douglas | NE20075 | Active | 8186 | 1994 | Aldrich | FTFB - Firetube-Firebox Boiler | BASEMENT | STHT - Steam-Heat | 3/31/2026
First Presbyterian Church-BMIC#461174 | 216 S 34th St | Omaha | NE | 68131-3404 | Douglas | NE20076 | Active | 8189 | 1994 | Aldrich | FTFB - Firetube-Firebox Boiler | BASEMENT | STHT - Steam-Heat | 3/31/2026
DELMAR HOTEL | 219 S 24th St | Omaha | NE | 68102-1203 | Douglas | NE32775 | Inactive |  | 1975 | PEERLESS HEATER COMPANY |  | BOILER ROOM | STHT - Steam-Heat | 2/28/1997
Prairie Apartments Clubhouse | 21975 Frances St | Elkhorn | NE | 68022 | Douglas | NE26669 | Active | 438953 | 2017 | Raypak | CPFH - Copper Fin Water Heater | pool area | OPHT - Outdoor Pool Heater | 6/30/2026
Monarch Oil | 2200 Avenue H E | Omaha | NE | 68110-2768 | Douglas | NE24729 | Active | 11099 | 1990 | SUPR | FTSM - FTS Marine Dry Back | BOILER ROOM | PROC - Process Steam | 2/28/2027
Hope Center | 2200 N 20th St | Omaha | NE | 68110-2202 | Douglas | NE12029 | Scrapped/Junked | 67783 | 2002 | AOSM | COBL - Coil Type Boiler | BOILER ROOM | HWSD - Hot Water Dom/Potable | 2/28/2007
Hope Center | 2200 N 20th St | Omaha | NE | 68110-2202 | Douglas | NE12030 | Scrapped/Junked | 63803 | 2001 | AOSM | COBL - Coil Type Boiler | BOILER ROOM | HWSD - Hot Water Dom/Potable | 2/28/2007
Hope Center | 2200 N 20th St | Omaha | NE | 68110-2202 | Douglas | NE18351 | Scrapped/Junked |  | 1962 | KEWA | FTFB - Firetube-Firebox Boiler | BOILER ROOM | HWHT - Hot Water Heat | 2/28/2007
Hope Center | 2200 N 20th St | Omaha | NE | 68110-2202 | Douglas | NE18352 | Scrapped/Junked |  | 1962 | KEWA | FTFB - Firetube-Firebox Boiler | BOILER ROOM | HWHT - Hot Water Heat | 2/28/2007
Hope Center | 2200 N 20th St | Omaha | NE | 68110-2202 | Douglas | NE18353 | Scrapped/Junked | 9182 | 1980 | AO SMITH | COBL - Coil Type Boiler | BOILER ROOM | HWSD - Hot Water Dom/Potable | 5/31/2002
Hope Center | 2200 N 20th St | Omaha | NE | 68110-2202 | Douglas | NE18354 | Scrapped/Junked | 7026 | 1980 | AOSM | COBL - Coil Type Boiler | BOILER ROOM | HWSD - Hot Water Dom/Potable | 2/28/2007
Hope Center | 2200 N 20th St | Omaha | NE | 68110-2202 | Douglas | NE18355 | Scrapped/Junked | 13845 | 1991 | AO SMITH | COBL - Coil Type Boiler | BOILER ROOM | HWSD - Hot Water Dom/Potable | 5/31/2002
MONARCH OIL | 2201 AVE H | OMAHA | NE | 68103-0189 | Douglas | NE17228 | Inactive | 5991 | 1971 | SUPERIOR BOILERWORKS | FTSM - FTS Marine Dry Back | BOILER ROOM | PROC - Process Steam | 2/28/2007
Nebraska Art Statuary | 2201 Poppleton Ave | Omaha | NE | 68108-3435 | Douglas | NE12811 | Inactive | n/a | 1966 | National | CI - Cast Iron | BASEMENT | STHT - Steam-Heat | 3/31/2009
Christ Child Care Center | 2201 S 11th St | Omaha | NE | 68108-1013 | Douglas | NE37314 | Scrapped/Junked |  | 1965 | USRA | CI - Cast Iron | BASEMENT | HWHT - Hot Water Heat | 2/28/2008
Sacred Heart School | 2206 Binney St | Omaha | NE | 68110-2038 | Douglas | NE25789 | Active | 343810 | 2015 | Sermeta/Laars | WT - Water Tube Boiler | boiler room | HWHT - Hot Water Heat | 10/31/2026
Sacred Heart School | 2206 Binney St | Omaha | NE | 68110-2038 | Douglas | NE25790 | Active | 343811 | 2015 | Sermeta/Laars | WT - Water Tube Boiler | boiler room | HWHT - Hot Water Heat | 10/31/2026
Sacred Heart School | 2206 Binney St | Omaha | NE | 68110-2038 | Douglas | NE34325 | Scrapped/Junked | N/A | 1984 | Peerless | CI - Cast Iron | BOILER ROOM | STHT - Steam-Heat | 10/31/2015
Jones Street Apartments | 2207 Jones St | Omaha | NE | 68102-3088 | Douglas | NE03687 | Scrapped/Junked | 10019 | 1969 | York International | FTSM - FTS Marine Dry Back | Boiler Room | STHT - Steam-Heat | 10/31/2022
Jones Street Apartments | 2207 Jones St | Omaha | NE | 68102-3088 | Douglas | NE05518 | Scrapped/Junked |  | 1992 | AO SMITH | CHWH - ASME/Fired Water Heater | BOILER ROOM | HWSD - Hot Water Dom/Potable | 8/31/2002
Allied Oil Supply | 2209 S 24th St | Omaha | NE | 68108-3815 | Douglas | NE00128 | Active | 5394 | 1998 | Hurst | WT - Water Tube Boiler | BOILER ROOM | HWHT - Hot Water Heat | 4/30/2026
402 Hotel | 2211 Douglas St | Omaha | NE | 68102-1212 | Douglas | NE26936 | Scrapped/Junked | 50877 | 1996 | Ajax | COBL - Coil Type Boiler | Mech. Room | HWSD - Hot Water Dom/Potable | 6/30/2021
Forrest Apts | 2211 Howard St | Omaha | NE | 68102-2426 | Douglas | NE19752 | Scrapped/Junked | n/a | 1995 | Peerless | CI - Cast Iron | BOILER ROOM | STHT - Steam-Heat | 3/31/2011
Forrest Apts | 2211 Howard St | Omaha | NE | 68102-2426 | Douglas | NE19753 | Exempt 1999 LB-66 |  | 1980 | State Ind. | AHWH - ANSI/Fired Water Htr |  | HWSD - Hot Water Dom/Potable | 9/30/1999
PEEL'S BEAUTY SUPPLY INC | 2215 Harney St | Omaha | NE | 68102-2300 | Douglas | NE35588 | Inactive |  | 1973 | AMERICAN STANDARD |  |  | STHT - Steam-Heat | 11/30/1991
Longfellow Apartments | 2215 Howard St | Omaha | NE | 68102-2432 | Douglas | NE03987 | Scrapped/Junked | n/a | 1960 | Kewanee | FTFB - Firetube-Firebox Boiler | BOILER ROOM | STHT - Steam-Heat | 3/31/2008
EARTHGRAINS COMPANY | 2215 Leavenworth St | Omaha | NE | 68102-3009 | Douglas | NE37630 | Inactive | 4464 | 1978 | CLEAVER BROOKS | FT - Firetube Boiler | BOILER ROOM | PROC - Process Steam | 7/31/1989
St Agnes Church | 2215 Q St | Omaha | NE | 68107-2859 | Douglas | NE17754 | Scrapped/Junked | N/A | 2006 | Smith Cast Iron | CI - Cast Iron | Parish Boiler Room | STHT - Steam-Heat | 12/31/2017
St Agnes Church | 2215 Q St | Omaha | NE | 68107-2859 | Douglas | NE20319 | Exempt 1999 LB-66 |  | 1988 | RUUD | AHWH - ANSI/Fired Water Htr | SCHOOL | HWSD - Hot Water Dom/Potable | 8/31/1999
St Agnes Church | 2215 Q St | Omaha | NE | 68107-2859 | Douglas | NE32600 | Scrapped/Junked | n/a | 1964 | USNA | FT - Firetube Boiler | SCHOOL BASEMENT | HWHT - Hot Water Heat | 12/31/2016
St Agnes Church | 2215 Q St | Omaha | NE | 68107-2859 | Douglas | NE37613 | Inactive |  | 1979 | BRYANT |  | CHURCH BASEMENT | STHT - Steam-Heat | 8/31/2006
Grace Apostolic Church | 2216 Military Ave | Omaha | NE | 68111-3937 | Douglas | NE17348 | Scrapped/Junked | n/a | 1990 | Peerless | CI - Cast Iron | BASEMENT | STHT - Steam-Heat | 12/31/2017
Grace Apostolic Church | 2216 Military Ave | Omaha | NE | 68111-3937 | Douglas | NE27182 | Out of Service | n/a | 2018 | Peerless | CI - Cast Iron | Boiler Room | STHT - Steam-Heat | 1/31/2025
Bauer Built | 2216 S 20th St | Omaha | NE | 68108-3805 | Douglas | NE00127 | Active | 5410 | 1998 | Hurst | FTSM - FTS Marine Dry Back | BOILER ROOM | PROC - Process Steam | 4/30/2027
Bauer Built | 2216 S 20th St | Omaha | NE | 68108-3805 | Douglas | NE07892 | Out of Service | 59313 | 1997 | adamson Globe Technology | UFPV - Unfired Pressure Vessel | BOILER ROOM | RCVR - Receiver: Air or Water | 4/30/2023
APARTMENT BUILDING | 2217-19 HOWARD ST | OMAHA | NE | 68102-2427 | Douglas | NE21904 | Exempt 1999 LB-66 |  | 1976 | BRADFORD-WHITE | AHWH - ANSI/Fired Water Htr |  | HWSD - Hot Water Dom/Potable | 4/30/2000
Sacred Heart Church | 2218 Binney St | Omaha | NE | 68110-2038 | Douglas | NE37604 | Scrapped/Junked |  | 1985 | PEER | CI - Cast Iron | BOILER ROOM | STHT - Steam-Heat | 9/30/2009
US Bank - 72nd & Dodge | 222 S 72nd St | Omaha | NE | 68114-4668 | Douglas | NE19280 | Scrapped/Junked | N/A | 1972 | Kewanee | FTFB - Firetube-Firebox Boiler | West Boiler Rm | HWHT - Hot Water Heat | 1/31/2025
US Bank - 72nd & Dodge | 222 S 72nd St | Omaha | NE | 68114-4668 | Douglas | NE19281 | Scrapped/Junked | N/A | 1955 | U.S. Radiator | CI - Cast Iron | East Boiler Rm | HWHT - Hot Water Heat | 1/31/2025
US Bank - 72nd & Dodge | 222 S 72nd St | Omaha | NE | 68114-4668 | Douglas | NE43471 | Active | 60217 | 2024 | Rbi | WT - Water Tube Boiler | Boiler Room | HWHT - Hot Water Heat | 10/31/2025
Metro Area Transit | 2222 Cuming St | Omaha | NE | 68102-4328 | Douglas | NE04973 | Active | 52774 | 1982 | Cleaver Brooks | FTSM - FTS Marine Dry Back | BOILER ROOM | GLYC - Glycol Bldg Heat Sys | 10/31/2026
Metro Area Transit | 2222 Cuming St | Omaha | NE | 68102-4328 | Douglas | NE04974 | Active | 52738 | 1982 | Cleaver Brooks | FTSM - FTS Marine Dry Back | BOILER ROOM | GLYC - Glycol Bldg Heat Sys | 10/31/2026
Metro Area Transit | 2222 Cuming St | Omaha | NE | 68102-4328 | Douglas | NE24871 | Active | 53251 | 2012 | Lochinvar | COND - Condenser | boiler room | GLYC - Glycol Bldg Heat Sys | 10/31/2026
St Clare Apartments | 2222 Howard St | Omaha | NE | 68102-2431 | Douglas | NE02420 | Scrapped/Junked |  | 2004 | PEER | CI - Cast Iron | BASEMENT | STHT - Steam-Heat | 12/31/2009
St Clare Apartments | 2222 Howard St | Omaha | NE | 68102-2431 | Douglas | NE17347 | Scrapped/Junked |  | 1992 | PEER | CI - Cast Iron | BASEMENT | STHT - Steam-Heat | 12/31/2009
Kallithea, LLC | 2222 Howard St 3036 S 19th Street | Omaha | NE | 68102-2431 | Douglas | NE03982 | Scrapped/Junked |  | 1975 | American Standard | CI - Cast Iron | BOILER ROOM | STHT - Steam-Heat | 4/30/2005
Kallithea, LLC | 2222 Howard St 3036 S 19th Street | Omaha | NE | 68102-2431 | Douglas | NE12958 | Exempt 1999 LB-66 |  | 1992 | Ruud-Rheem | AHWH - ANSI/Fired Water Htr |  | HWSD - Hot Water Dom/Potable | 1/31/2000
Vacant Building NE Urban Indian League | 2226 N St | Omaha | NE | 68107-2831 | Douglas | NE21952 | Exempt 1999 LB-66 |  | 1990 | RUUD | AHWH - ANSI/Fired Water Htr |  | HWSD - Hot Water Dom/Potable | 5/31/1999
Vacant Building NE Urban Indian League | 2226 N St | Omaha | NE | 68107-2831 | Douglas | NE21953 | Scrapped/Junked | n/a | 1955 | USRA | CI - Cast Iron | BASEMENT | HWHT - Hot Water Heat | 4/30/2017
Bartlett Apartments | 2227 Howard St | Omaha | NE | 68102-2434 | Douglas | NE03983 | Scrapped/Junked |  | 1951 | NATIONAL RADIATOR |  | BOILER ROOM | STHT - Steam-Heat | 10/31/2006
Bartlett Apartments | 2227 Howard St | Omaha | NE | 68102-2434 | Douglas | NE07059 | Scrapped/Junked | n/a | 2006 | Peerless | CI - Cast Iron | BASEMENT | HWHT - Hot Water Heat | 10/31/2014
Bartlett Apartments | 2227 Howard St | Omaha | NE | 68102-2434 | Douglas | NE12908 | Exempt 1999 LB-66 |  | 1988 | PRESTIGE | AHWH - ANSI/Fired Water Htr |  | HWSD - Hot Water Dom/Potable | 11/30/1999
Sokol Omaha | 2230 S 13th St | Omaha | NE | 68108-1029 | Douglas | NE21959 | Scrapped/Junked | NA | 1996 | Peerless | CI - Cast Iron | BOILER ROOM | STHT - Steam-Heat | 2/28/2020
Apartment Building | 2232 Jones St | Omaha | NE | 68102-3008 | Douglas | NE05333 | Inactive | unk | 1982 | PEER | CI - Cast Iron | BOILER ROOM | STHT - Steam-Heat | 3/31/2004
Norris Middle School | 2235 S 46th St | Omaha | NE | 68106-3304 | Douglas | NE16431 | Scrapped/Junked | 55638 | 1990 | CLEVELAND RANGE | FT - Firetube Boiler | NORRIS JR HIGH | 0021 - Steam Supp Cooker/Kettle | 6/30/1994
Norris Middle School | 2235 S 46th St | Omaha | NE | 68106-3304 | Douglas | NE27722 | Active | 1064 | 2016 | Riello | WT - Water Tube Boiler | boiler room | HWHT - Hot Water Heat | 12/31/2026
Norris Middle School | 2235 S 46th St | Omaha | NE | 68106-3304 | Douglas | NE27723 | Active | 1080 | 2016 | Riello | WT - Water Tube Boiler | boiler room | HWHT - Hot Water Heat | 12/31/2026
Norris Middle School | 2235 S 46th St | Omaha | NE | 68106-3304 | Douglas | NE27724 | Active | 1042 | 2016 | Riello | WT - Water Tube Boiler | boiler room | HWHT - Hot Water Heat | 12/31/2026
Norris Middle School | 2235 S 46th St | Omaha | NE | 68106-3304 | Douglas | NE27725 | Active | 1081 | 2016 | Riello | WT - Water Tube Boiler | boiler room | HWHT - Hot Water Heat | 12/31/2026
Norris Middle School | 2235 S 46th St | Omaha | NE | 68106-3304 | Douglas | NE27726 | Active | 6084 | 2016 | Riello | WT - Water Tube Boiler | boiler room | HWHT - Hot Water Heat | 12/31/2026
Norris Middle School | 2235 S 46th St | Omaha | NE | 68106-3304 | Douglas | NE27727 | Active | 1045 | 2016 | Riello | WT - Water Tube Boiler | boiler room | HWHT - Hot Water Heat | 12/31/2026
Norris Middle School | 2235 S 46th St | Omaha | NE | 68106-3304 | Douglas | NE27728 | Active | 276 | 2016 | Riello | WT - Water Tube Boiler | boiler room | HWHT - Hot Water Heat | 12/31/2026
Norris Middle School | 2235 S 46th St | Omaha | NE | 68106-3304 | Douglas | NE27729 | Active | 290 | 2016 | Riello | WT - Water Tube Boiler | boiler room | HWHT - Hot Water Heat | 12/31/2026
Norris Middle School | 2235 S 46th St | Omaha | NE | 68106-3304 | Douglas | NE27730 | Active | 289 | 2016 | Riello | WT - Water Tube Boiler | boiler room | HWHT - Hot Water Heat | 12/31/2026
Norris Middle School | 2235 S 46th St | Omaha | NE | 68106-3304 | Douglas | NE27731 | Active | 277 | 2016 | Riello | WT - Water Tube Boiler | boiler room | HWHT - Hot Water Heat | 12/31/2026
Norris Middle School | 2235 S 46th St | Omaha | NE | 68106-3304 | Douglas | NE27732 | Active | 5750 | 2016 | Riello | WT - Water Tube Boiler | boiler room | HWHT - Hot Water Heat | 12/31/2026
Norris Middle School | 2235 S 46th St | Omaha | NE | 68106-3304 | Douglas | NE27733 | Active | 291 | 2016 | Riello | WT - Water Tube Boiler | boiler room | HWHT - Hot Water Heat | 12/31/2026
Norris Middle School | 2235 S 46th St | Omaha | NE | 68106-3304 | Douglas | NE27734 | Active | 21622 | 2016 | PVI Industries | WT - Water Tube Boiler | boiler room | HWSD - Hot Water Dom/Potable | 12/31/2026
Norris Middle School | 2235 S 46th St | Omaha | NE | 68106-3304 | Douglas | NE27735 | Active | 71624 | 2016 | PVI Industries | WT - Water Tube Boiler | boiler room | HWSD - Hot Water Dom/Potable | 12/31/2026
Norris Middle School | 2235 S 46th St | Omaha | NE | 68106-3304 | Douglas | NE27736 | Active | 285236 | 2017 | Lochinvar | WT - Water Tube Boiler | Pool Equip room | IPHT - Indoor Pool Heater | 12/31/2026
Norris Middle School | 2235 S 46th St | Omaha | NE | 68106-3304 | Douglas | NE31092 | Scrapped/Junked | n/a | 1957 | Kewanee | FTFB - Firetube-Firebox Boiler | BOILER ROOM | STHT - Steam-Heat | 12/31/2017
Norris Middle School | 2235 S 46th St | Omaha | NE | 68106-3304 | Douglas | NE31093 | Scrapped/Junked | n/a | 1958 | Kewanee | FTFB - Firetube-Firebox Boiler | BOILER ROOM | STHT - Steam-Heat | 12/31/2017
Norris Middle School | 2235 S 46th St | Omaha | NE | 68106-3304 | Douglas | NE31094 | Scrapped/Junked | n/a | 1958 | Kewanee | FTFB - Firetube-Firebox Boiler | BOILER ROOM | STHT - Steam-Heat | 12/31/2018
Avenue Apartments | 2235 St Marys Ave | Omaha | NE | 68102-2411 | Douglas | NE03991 | Active | na | 1950 | U.S. Radiator | CI - Cast Iron | Boiler Room | STHT - Steam-Heat | 10/31/2026
Avenue Apartments | 2235 St Marys Ave | Omaha | NE | 68102-2411 | Douglas | NE03993 | Scrapped/Junked | 1571 | 1977 | Weben-Jarco | COBL - Coil Type Boiler | Boiler Room | HWSD - Hot Water Dom/Potable | 10/31/2014
Avenue Apartments | 2235 St Marys Ave | Omaha | NE | 68102-2411 | Douglas | NE17830 | Active | 44870 | 1992 | Kewanee | FT - Firetube Boiler | Boiler Room | STHT - Steam-Heat | 10/31/2026
Avenue Apartments | 2235 St Marys Ave | Omaha | NE | 68102-2411 | Douglas | NE25906 | Active | 260016 | 2014 | Lochinvar | CPFT - Horiz Cpr Fin Boiler | Boiler Room | HWSD - Hot Water Dom/Potable | 10/31/2026
ANDERSON APARTMENTS | 2236 Jones St | Omaha | NE | 68102-3081 | Douglas | NE19259 | Exempt 1999 LB-66 |  | 1994 | AO SMITH | AHWH - ANSI/Fired Water Htr | BASEMENT | HWSD - Hot Water Dom/Potable | 3/31/2000
St Ann's School | 2239 Poppleton Ave | Omaha | NE | 68108-3419 | Douglas | NE06163 | Scrapped/Junked |  | 2004 | SMIT | CI - Cast Iron | BASEMENT | STHT - Steam-Heat | 12/31/2008
St Ann's School | 2239 Poppleton Ave | Omaha | NE | 68108-3419 | Douglas | NE12562 | Scrapped/Junked | 55436 | 2007 | GIANNONI | WT - Water Tube Boiler | BOILER ROOM | HWHT - Hot Water Heat | 4/30/2011
St Ann's School | 2239 Poppleton Ave | Omaha | NE | 68108-3419 | Douglas | NE12563 | Scrapped/Junked | 55437 | 2007 | GIAN | WT - Water Tube Boiler | BOILER ROOM BLDG #4 | HWHT - Hot Water Heat | 4/30/2011
St Ann's School | 2239 Poppleton Ave | Omaha | NE | 68108-3419 | Douglas | NE12564 | Scrapped/Junked | 55446 | 2007 | GIAN | WT - Water Tube Boiler | BOILER ROOM BLDG #4 | HWHT - Hot Water Heat | 4/30/2012
St Ann's School | 2239 Poppleton Ave | Omaha | NE | 68108-3419 | Douglas | NE32555 | Scrapped/Junked |  | 1960 | USRA | CI - Cast Iron | BOILER ROOM | HWHT - Hot Water Heat | 12/31/2008
Residence building | 224 N 32nd Ave | Omaha | NE | 68131-2500 | Douglas | NE04336 | Exempt | na | 1985 | Peerless | CI - Cast Iron | BASEMENT | HWHT - Hot Water Heat | 2/28/2017
Mutual Of Omaha | 224 S 34th St | Omaha | NE | 68131-3404 | Douglas | NE14726 | Active | 33344 | 1967 | Cleaver Brooks | FTSM - FTS Marine Dry Back | BOILER ROOM #3 | STHT - Steam-Heat | 5/31/2027
Mutual Of Omaha | 224 S 34th St | Omaha | NE | 68131-3404 | Douglas | NE14727 | Active | 33343 | 1967 | Cleaver Brooks | FTSM - FTS Marine Dry Back | BOILER ROOM/#2 | STHT - Steam-Heat | 6/30/2026
Mutual Of Omaha | 224 S 34th St | Omaha | NE | 68131-3404 | Douglas | NE14730 | Active | 33345 | 1967 | Cleaver Brooks | FTSM - FTS Marine Dry Back | BOILER ROOM #1 | STHT - Steam-Heat | 6/30/2026
Mutual Of Omaha | 224 S 34th St | Omaha | NE | 68131-3404 | Douglas | NE14731 | Active | 33346 | 1967 | Cleaver Brooks | FTSM - FTS Marine Dry Back | BOILER ROOM/#4 | STHT - Steam-Heat | 5/31/2026
NE Urban Indian Health | 2240 Landon Ct | Omaha | NE | 68102-2414 | Douglas | NE18368 | Scrapped/Junked | 7410 | 1992 | ALES | FTVT - Firetube Vertical TB | BOILER ROOM | HWHT - Hot Water Heat | 5/31/2022
NE Urban Indian Health | 2240 Landon Ct | Omaha | NE | 68102-2414 | Douglas | NE18369 | Scrapped/Junked | 7411 | 1992 | ALES | FTVT - Firetube Vertical TB | BOILER ROOM | HWHT - Hot Water Heat | 5/31/2022
Anderson Apartments | 2243 Jones St | Omaha | NE | 68102-3083 | Douglas | NE04620 | Scrapped/Junked |  | 1967 | KEWA | FTFB - Firetube-Firebox Boiler | BASEMENT | STHT - Steam-Heat | 10/31/2007
HANNAH'S PLACE/ST ANN'S | 2247 Poppleton Ave | Omaha | NE | 68108-3435 | Douglas | NE34497 | Scrapped/Junked |  | 1980 | PEERLESS HEATER COMPANY |  | BOILER ROOM | STHT - Steam-Heat | 11/30/2004
Kona Grill | 225 N 170th St | Omaha | NE | 68118-4079 | Douglas | NE02380 | Scrapped/Junked | 167505 | 2004 | Lochinvar | CPFH - Copper Fin Water Heater | EQUIPMENT ROOM | HWSD - Hot Water Dom/Potable | 10/31/2018
Kona Grill | 225 N 170th St | Omaha | NE | 68118-4079 | Douglas | NE02381 | Out of Service | 167504 | 2004 | Lochinvar | CPFH - Copper Fin Water Heater | EQUIPMENT ROOM | HWSD - Hot Water Dom/Potable | 10/31/2017
VATTEROTT COLLEGE | 225 N 80th St | Omaha | NE | 68114-3617 | Douglas | NE03429 | Scrapped/Junked | 5090 | 1954 | CYCLOTHERM | FT - Firetube Boiler | BOILER ROOM | STHT - Steam-Heat | 9/30/2004
VATTEROTT COLLEGE | 225 N 80th St | Omaha | NE | 68114-3617 | Douglas | NE20348 | Exempt 1999 LB-66 |  | 1991 | AO SMITH | AHWH - ANSI/Fired Water Htr | BOILER ROOM | HWSD - Hot Water Dom/Potable | 9/30/1999
Mt Michael High School | 22520 Mt Michael Rd | Elkhorn | NE | 68022-3401 | Douglas | NE09278 | Active | 187886 | 2006 | Lochinvar | CPFH - Copper Fin Water Heater | BOILER ROOM | HWDP - Hotwater Heat & Dom Supply | 7/31/2026
Mt Michael High School | 22520 Mt Michael Rd | Elkhorn | NE | 68022-3401 | Douglas | NE09301 | Scrapped/Junked | 113267 | 2007 | AOSM | CHWH - ASME/Fired Water Heater | MECH ROOM | HWSD - Hot Water Dom/Potable | 7/31/2021
Mt Michael High School | 22520 Mt Michael Rd | Elkhorn | NE | 68022-3401 | Douglas | NE09302 | Out of Service | 113504 | 2007 | AOSM | CHWH - ASME/Fired Water Heater | MECH ROOM | HWSD - Hot Water Dom/Potable | 7/31/2016
Mt Michael High School | 22520 Mt Michael Rd | Elkhorn | NE | 68022-3401 | Douglas | NE16055 | Active | 166958/116685 | 2009 | GIANNONI | WT - Water Tube Boiler | boiler room | HWHT - Hot Water Heat | 7/31/2026
Mt Michael High School | 22520 Mt Michael Rd | Elkhorn | NE | 68022-3401 | Douglas | NE16056 | Active | 116683/116688 | 2009 | GIANNONI | WT - Water Tube Boiler | boiler room | HWHT - Hot Water Heat | 7/31/2026
Mt Michael High School | 22520 Mt Michael Rd | Elkhorn | NE | 68022-3401 | Douglas | NE27165 | Active | 231371 | 2017 | AO SMITH | CHWH - ASME/Fired Water Heater | science labs storage | HWDP - Hotwater Heat & Dom Supply | 7/31/2026
Mt Michael High School | 22520 Mt Michael Rd | Elkhorn | NE | 68022-3401 | Douglas | NE27713 | Active | 217803 | 2016 | A O Smith | CHWH - ASME/Fired Water Heater | MECH ROOM | HWSD - Hot Water Dom/Potable | 7/31/2026
Mt Michael High School | 22520 Mt Michael Rd | Elkhorn | NE | 68022-3401 | Douglas | NE29257 | Active | 278008 | 2021 | AO SMITH | CHWH - ASME/Fired Water Heater | mech room | HWSD - Hot Water Dom/Potable | 7/31/2026
Mt Michael High School | 22520 Mt Michael Rd | Elkhorn | NE | 68022-3401 | Douglas | NE32118 | Scrapped/Junked |  | 1955 | PACI | FTFB - Firetube-Firebox Boiler | BOILER ROOM | HWHT - Hot Water Heat | 7/31/2009
Mt Michael High School | 22520 Mt Michael Rd | Elkhorn | NE | 68022-3401 | Douglas | NE37623 | Active | na | 1955 | Kewanee | FTSM - FTS Marine Dry Back | ABBEY BASEMENT | STHT - Steam-Heat | 7/31/2026
MT MICHAEL HIGH SCHOOL | 22520 MT MICHAEL RD | OMAHA | NE | 68022 | Douglas | NE19294 | Exempt 1999 LB-66 |  | 1992 | AO SMITH | AHWH - ANSI/Fired Water Htr | ABBEY | HWSD - Hot Water Dom/Potable | 7/31/2000
MT MICHAEL HIGH SCHOOL | 22520 MT MICHAEL RD | OMAHA | NE | 68022 | Douglas | NE19295 | Exempt 1999 LB-66 |  | 1992 | AO SMITH | AHWH - ANSI/Fired Water Htr | ABBEY | HWSD - Hot Water Dom/Potable | 7/31/2000
MT MICHAEL HIGH SCHOOL | 22520 MT MICHAEL RD | OMAHA | NE | 68022 | Douglas | NE19296 | Exempt 1999 LB-66 |  | 1992 | AO SMITH | AHWH - ANSI/Fired Water Htr | ABBEY | HWSD - Hot Water Dom/Potable | 7/31/2000
MT MICHAEL HIGH SCHOOL | 22520 MT MICHAEL RD | OMAHA | NE | 68022 | Douglas | NE20360 | Scrapped/Junked | 49194 | 1996 | AJAX BOILER INC | WT - Water Tube Boiler | PRIORY BLDG | HWSD - Hot Water Dom/Potable | 7/31/2008
MT MICHAEL HIGH SCHOOL | 22520 MT MICHAEL RD | OMAHA | NE | 68022 | Douglas | NE32119 | Scrapped/Junked |  | 1955 | PACIFIC | FT - Firetube Boiler | BOILER ROOM | HWHT - Hot Water Heat | 7/31/1995
MT MICHAEL HIGH SCHOOL | 22520 MT MICHAEL RD | OMAHA | NE | 68022 | Douglas | NE32120 | Scrapped/Junked |  | 1955 | PACIFIC | FTFB - Firetube-Firebox Boiler | BOILER ROOM | STHT - Steam-Heat | 7/31/2007
MT MICHAEL HIGH SCHOOL | 22520 MT MICHAEL RD | OMAHA | NE | 68022 | Douglas | NE37622 | Inactive | 12710 | 1980 | AO SMITH | CHWH - ASME/Fired Water Heater | BOILER ROOM | HWSD - Hot Water Dom/Potable | 7/31/1990
Franciscan Monastery of St Clare | 22625 Edgewater Rd | Elkhorn | NE | 68022-3504 | Douglas | NE25751 | Active | 140497 | 2014 | RHEEM | CHWH - ASME/Fired Water Heater | basement mech room | HWDP - Hotwater Heat & Dom Supply | 3/31/2027
Franciscan Monastery of St Clare | 22625 Edgewater Rd | Elkhorn | NE | 68022-3504 | Douglas | NE25752 | Active | 140494 | 2014 | RHEEM | CHWH - ASME/Fired Water Heater | basement mech room | HWDP - Hotwater Heat & Dom Supply | 3/31/2027
Franciscan Monastery of St Clare | 22625 Edgewater Rd | Elkhorn | NE | 68022-3504 | Douglas | NE25753 | Active | 20173 | 2013 | Lochinvar | ELBL - Electric Boiler | basement mech room | HWHT - Hot Water Heat | 3/31/2027
Franciscan Monastery of St Clare | 22625 Edgewater Rd | Elkhorn | NE | 68022-3504 | Douglas | NE25754 | Active | 20174 | 2013 | Lochinvar | ELBL - Electric Boiler | basement mech room | HWHT - Hot Water Heat | 3/31/2027
Creighton Graves Hall | 2275 Burt St | Omaha | NE | 68131 | Douglas | NE42366 | Active | 294063 | 2021 | PVI Industries | CHWH - ASME/Fired Water Heater | Mechanical Room | HWSD - Hot Water Dom/Potable | 7/31/2027
Creighton Graves Hall | 2275 Burt St | Omaha | NE | 68131 | Douglas | NE42367 | Active | 322791 | 2022 | PVI Industries | CHWH - ASME/Fired Water Heater | Mechanical Room | HWSD - Hot Water Dom/Potable | 7/31/2027
Creighton Graves Hall | 2275 Burt St | Omaha | NE | 68131 | Douglas | NE42368 | Active | 294064 | 2021 | PVI Industries | CHWH - ASME/Fired Water Heater | Mechanical Room | HWSD - Hot Water Dom/Potable | 7/31/2027
Genesis Health Club | 2275 S 132nd St | Omaha | NE | 68144-2501 | Douglas | NE15512 | Scrapped/Junked | 127083 | 1989 | MRST | ELBL - Electric Boiler | BOILER ROOM | SAUN - Sauna Steam Room Heat | 4/30/2017
Genesis Health Club | 2275 S 132nd St | Omaha | NE | 68144-2501 | Douglas | NE15513 | Scrapped/Junked | 42172 | 1989 | KEWA | FTFB - Firetube-Firebox Boiler | BOILER ROOM | HWHT - Hot Water Heat | 4/30/2022
Genesis Health Club | 2275 S 132nd St | Omaha | NE | 68144-2501 | Douglas | NE15514 | Scrapped/Junked | 42092 | 1989 | Kewanee | FTFB - Firetube-Firebox Boiler | BOILER ROOM | HWHT - Hot Water Heat | 4/30/2022
Genesis Health Club | 2275 S 132nd St | Omaha | NE | 68144-2501 | Douglas | NE15515 | Scrapped/Junked | 42189 | 1989 | KEWA | FTFB - Firetube-Firebox Boiler | BOILER ROOM | HWHT - Hot Water Heat | 4/30/2022
Genesis Health Club | 2275 S 132nd St | Omaha | NE | 68144-2501 | Douglas | NE27687 | Inactive | 110611 | 2017 | Reimers | ELBL - Electric Boiler | Basement Boiler Rm | SAUN - Sauna Steam Room Heat | 4/30/2023
Genesis Health Club | 2275 S 132nd St | Omaha | NE | 68144-2501 | Douglas | NE43729 | Active | 559862 | 2023 | Raypak | CPPH - Ansi Cpr Fin Pool Heater | BASEMENT | SPAJ - Spa/Jacuzzi Heater | 9/30/2025
Genesis Health Club | 2275 S 132nd St | Omaha | NE | 68144-2501 | Douglas | NE43730 | Active | 579624 | 2024 | Raypak | CPPH - Ansi Cpr Fin Pool Heater | BASEMENT | OPHT - Outdoor Pool Heater | 9/30/2025
Genesis Health Club | 2275 S 132nd St | Omaha | NE | 68144-2501 | Douglas | NE43731 | Active | 575796 | 2024 | Raypak | CPPH - Ansi Cpr Fin Pool Heater | BASEMENT | OPHT - Outdoor Pool Heater | 9/30/2025
Genesis Health Club | 2275 S 132nd St | Omaha | NE | 68144-2501 | Douglas | NE43732 | Active | 576927 | 2024 | Raypak | CPPH - Ansi Cpr Fin Pool Heater | BASEMENT | IPHT - Indoor Pool Heater | 9/30/2025
Genesis Health Club | 2275 S 132nd St | Omaha | NE | 68144-2501 | Douglas | NE43733 | Active | 576926 | 2024 | Raypak | CPPH - Ansi Cpr Fin Pool Heater | BASEMENT | IPHT - Indoor Pool Heater | 9/30/2025
Noddle AV 3 LLC | 2285 S 67th St | Omaha | NE | 68106-2844 | Douglas | NE12625 | Active | 5948 | 2007 | Fulton | FT - Firetube Boiler | BOILER ROOM | GLYC - Glycol Bldg Heat Sys | 6/30/2026
Noddle AV 3 LLC | 2285 S 67th St | Omaha | NE | 68106-2844 | Douglas | NE12626 | Active | 5950 | 2007 | Fulton | FT - Firetube Boiler | BOILER ROOM | GLYC - Glycol Bldg Heat Sys | 6/30/2026
North Park II | 2301 N 117th Ave | Omaha | NE | 68164-3483 | Douglas | NE15266 | Scrapped/Junked | 66922 | 1989 | RAYPAK INC, CALIFORNIA | CPFT - Horiz Cpr Fin Boiler | BOILER ROOM | HWHT - Hot Water Heat | 10/31/2003
North Park II | 2301 N 117th Ave | Omaha | NE | 68164-3483 | Douglas | NE22212 | Scrapped/Junked | 213503 | 2003 | Raypak, Inc. | CPFT - Horiz Cpr Fin Boiler | Boiler Room | HWHT - Hot Water Heat | 1/31/2022
North Park II | 2301 N 117th Ave | Omaha | NE | 68164-3483 | Douglas | NE41901 | Active | n/a | 2020 | Aerco | CALU - Cast Aluminum | mech room | HWHT - Hot Water Heat | 1/31/2025
Sudanese American Presbyterian Fellowship | 2301 N 45th St | Omaha | NE | 68104-4508 | Douglas | NE05060 | Out of Service | n/a | 1994 | Weil-Mcclain | CI - Cast Iron | BOILER ROOM | HWHT - Hot Water Heat | 3/31/2012
Bethlehem House | 2301 S 15th St | Omaha | NE | 68108-3945 | Douglas | NE18358 | Out of Service | n/a | 1955 | US Radiator | CI - Cast Iron | CENTER BLR ROOM | HWHT - Hot Water Heat | 4/30/2015
Bethlehem House | 2301 S 15th St | Omaha | NE | 68108-3945 | Douglas | NE26614 | Active | 149806 | 2014 | Lochinvar | COND - Condenser | basement Mech room | HWHT - Hot Water Heat | 10/31/2026
MAX I WALKERS | 2302 L St | Omaha | NE | 68107-1820 | Douglas | NE02924 | Inactive | 16453 | 1968 | PARKER BOILER CO | WT - Water Tube Boiler | 1ST FLOOR BOILER ROOM | PROC - Process Steam | 6/30/2002
City of Omaha-2302 M LLC | 2302 M St | Omaha | NE | 68107-2828 | Douglas | NE37316 | Out of Service | n/a | 1984 | Bryant | CI - Cast Iron | BASEMENT | HWHT - Hot Water Heat | 9/30/2013
City of Omaha-2302 M LLC | 2302 M St | Omaha | NE | 68107-2828 | Douglas | NE37317 | Out of Service | n/a | 1984 | Bryant | CI - Cast Iron | BASEMENT | HWHT - Hot Water Heat | 9/30/2013
Edison Elementary School | 2303 N 97th St | Omaha | NE | 68134-5609 | Douglas | NE04952 | Scrapped/Junked | 13540 | 1990 | WEBJ | COBL - Coil Type Boiler | BOILER ROOM | HWSD - Hot Water Dom/Potable | 12/31/2020
Edison Elementary School | 2303 N 97th St | Omaha | NE | 68134-5609 | Douglas | NE28983 | Active | 9873 | 2019 | Riello | WT - Water Tube Boiler | boiler room | HWHT - Hot Water Heat | 12/31/2026
Edison Elementary School | 2303 N 97th St | Omaha | NE | 68134-5609 | Douglas | NE28984 | Active | 9877 | 2019 | Riello | WT - Water Tube Boiler | boiler room | HWHT - Hot Water Heat | 12/31/2026
Edison Elementary School | 2303 N 97th St | Omaha | NE | 68134-5609 | Douglas | NE28985 | Active | 9874 | 2019 | Riello | WT - Water Tube Boiler | boiler room | HWHT - Hot Water Heat | 12/31/2026
Edison Elementary School | 2303 N 97th St | Omaha | NE | 68134-5609 | Douglas | NE28986 | Active | 9878 | 2019 | Riello | WT - Water Tube Boiler | boiler room | HWHT - Hot Water Heat | 12/31/2026
Edison Elementary School | 2303 N 97th St | Omaha | NE | 68134-5609 | Douglas | NE28987 | Active | 9881 | 2019 | Riello | WT - Water Tube Boiler | boiler room | HWHT - Hot Water Heat | 12/31/2026
Edison Elementary School | 2303 N 97th St | Omaha | NE | 68134-5609 | Douglas | NE28988 | Active | 9885 | 2019 | Riello | WT - Water Tube Boiler | boiler room | HWHT - Hot Water Heat | 12/31/2026
Edison Elementary School | 2303 N 97th St | Omaha | NE | 68134-5609 | Douglas | NE28989 | Active | 9884 | 2019 | Riello | WT - Water Tube Boiler | boiler room | HWHT - Hot Water Heat | 12/31/2025
Edison Elementary School | 2303 N 97th St | Omaha | NE | 68134-5609 | Douglas | NE28990 | Active | 9888 | 2019 | Riello | WT - Water Tube Boiler | boiler room | HWHT - Hot Water Heat | 12/31/2026
Edison Elementary School | 2303 N 97th St | Omaha | NE | 68134-5609 | Douglas | NE31180 | Scrapped/Junked | n/a | 1964 | IRON | FTFB - Firetube-Firebox Boiler | BOILER ROOM | STHT - Steam-Heat | 12/31/2020
Edison Elementary School | 2303 N 97th St | Omaha | NE | 68134-5609 | Douglas | NE31181 | Scrapped/Junked | n/a | 1964 | IRON | FTFB - Firetube-Firebox Boiler | BOILER ROOM | STHT - Steam-Heat | 12/31/2020
City of Omaha-Montclair Comm Center | 2304 S 135th Ave | Omaha | NE | 68144-2421 | Douglas | NE20707 | Active | 9211 | 1997 | ALES | FTFB - Firetube-Firebox Boiler | BOILER ROOM | HWHT - Hot Water Heat | 9/30/2026
City of Omaha-Montclair Comm Center | 2304 S 135th Ave | Omaha | NE | 68144-2421 | Douglas | NE20708 | Scrapped/Junked | 148737 | 1997 | Raypak | CPFT - Horiz Cpr Fin Boiler | BOILER ROOM | IPHT - Indoor Pool Heater | 9/30/2021
City of Omaha-Montclair Comm Center | 2304 S 135th Ave | Omaha | NE | 68144-2421 | Douglas | NE29025 | Active | 515405 | 2020 | Raypak | CPPH - Ansi Cpr Fin Pool Heater | Pool Area | IPHT - Indoor Pool Heater | 9/30/2026
City of Omaha-Montclair Comm Center | 2304 S 135th Ave | Omaha | NE | 68144-2421 | Douglas | NE37453 | Scrapped/Junked | 23719 | 1987 | STAT | CHWH - ASME/Fired Water Heater | BOILER ROOM | HWSD - Hot Water Dom/Potable | 9/30/2013
CREIGHTON UNIVERSITY | 2305 CUMING ST | OMAHA | NE | 68131 | Douglas | NE21913 | Scrapped/Junked | 30249 | 1983 | RAYPAK INC, CALIFORNIA | WT - Water Tube Boiler |  | HWSP - Hot Water Non Potable Supply | 4/30/1999
CREIGHTON UNIVERSITY | 2305 CUMING ST | OMAHA | NE | 68131 | Douglas | NE21914 | Scrapped/Junked | 126406 | 1996 | RAYPAK INC, CALIFORNIA | WT - Water Tube Boiler |  | HWSP - Hot Water Non Potable Supply | 4/30/1999
CROSSTOWN TAVERN | 2305 LEAVENWORTH ST | OMAHA | NE | 68108 | Douglas | NE21771 | Inactive |  | 1945 | KEWANEE | FTFB - Firetube-Firebox Boiler | BASEMENT | HWHT - Hot Water Heat | 4/30/2002
Postal Service Inc | 2305 S 103Rd St | Omaha | NE | 68124-1809 | Douglas | NE30518 | Inactive |  | 1965 | Thermo-Pak | WT - Water Tube Boiler |  | HWHT - Hot Water Heat | 11/30/1994
St Joseph Villa | 2305 S 10th St | Omaha | NE | 68108-1108 | Douglas | NE04773 | Inactive | 7147 | 1988 | Rite Engineering Corp | WT - Water Tube Boiler |  | HWHT - Hot Water Heat | 7/31/1995
St Joseph Villa | 2305 S 10th St | Omaha | NE | 68108-1108 | Douglas | NE05154 | Scrapped/Junked |  | 1991 | A. O. Smith | AHWH - ANSI/Fired Water Htr | LEFT, KITCHEN | HWSD - Hot Water Dom/Potable | 2/28/2002
St Joseph Villa | 2305 S 10th St | Omaha | NE | 68108-1108 | Douglas | NE05155 | Scrapped/Junked |  | 1992 | A. O. Smith | AHWH - ANSI/Fired Water Htr | LEFT, KITCHEN | HWSD - Hot Water Dom/Potable | 2/28/2002
St Joseph Villa | 2305 S 10th St | Omaha | NE | 68108-1108 | Douglas | NE08056 | Inactive | 6316 | 1987 | Rite Engineering Corp | WT - Water Tube Boiler | BOILER ROOM | HWHT - Hot Water Heat | 9/30/1989
St Joseph Villa | 2305 S 10th St | Omaha | NE | 68108-1108 | Douglas | NE08057 | Inactive | 6317 | 1987 | Rite Engineering Corp | WT - Water Tube Boiler | BOILER ROOM | HWHT - Hot Water Heat | 9/30/1989
St Joseph Villa | 2305 S 10th St | Omaha | NE | 68108-1108 | Douglas | NE08566 | Out of Service | 63720 | 2001 | A. O. Smith | CHWH - ASME/Fired Water Heater | Kitchen | HWSD - Hot Water Dom/Potable | 2/28/2020
St Joseph Villa | 2305 S 10th St | Omaha | NE | 68108-1108 | Douglas | NE08567 | Scrapped/Junked | 62737 | 2001 | A. O. Smith | CHWH - ASME/Fired Water Heater | Kitchen | HWSD - Hot Water Dom/Potable | 2/28/2016
St Joseph Villa | 2305 S 10th St | Omaha | NE | 68108-1108 | Douglas | NE22660 | Exempt 1999 LB-66 |  | 1986 | A. O. Smith | AHWH - ANSI/Fired Water Htr | BOILER ROOM | HWSD - Hot Water Dom/Potable | 2/29/2000
St Joseph Villa | 2305 S 10th St | Omaha | NE | 68108-1108 | Douglas | NE22661 | Exempt 1999 LB-66 |  | 1986 | A. O. Smith | AHWH - ANSI/Fired Water Htr | BOILER ROOM | HWSD - Hot Water Dom/Potable | 2/29/2000
St Joseph Villa | 2305 S 10th St | Omaha | NE | 68108-1108 | Douglas | NE22662 | Exempt 1999 LB-66 |  | 1986 | A. O. Smith | AHWH - ANSI/Fired Water Htr | BOILER ROOM | HWSD - Hot Water Dom/Potable | 2/29/2000
St Joseph Villa | 2305 S 10th St | Omaha | NE | 68108-1108 | Douglas | NE26286 | Out of Service | 174475 | 2012 | A. O. Smith | CHWH - ASME/Fired Water Heater | Kitchen | HWSD - Hot Water Dom/Potable | 2/28/2024
St Joseph Villa | 2305 S 10th St | Omaha | NE | 68108-1108 | Douglas | NE41209 | Active | 245516 | 2018 | AO SMITH | AHWH - ANSI/Fired Water Htr | LEFT, KITCHEN | HWSD - Hot Water Dom/Potable | 2/28/2027
St Joseph Villa | 2305 S 10th St | Omaha | NE | 68108-1108 | Douglas | NE43531 | Active | 317283 | 2024 | AO SMITH | AHWH - ANSI/Fired Water Htr | LEFT, KITCHEN | HWSD - Hot Water Dom/Potable | 2/28/2027
OUR LADY OF GUADALUPE | 2310 O St | Omaha | NE | 68107-2837 | Douglas | NE37627 | Inactive |  | 1950 | KEWANEE | FTFB - Firetube-Firebox Boiler | BOILER ROOM | STHT - Steam-Heat | 8/31/2005
QWEST COMMUNICATIONS | 2311 O St | Omaha | NE | 68107-2838 | Douglas | NE11462 | Inactive |  | 1945 | PACIFIC | FT - Firetube Boiler | BASEMENT | HWHT - Hot Water Heat | 9/30/2008
Store/Apartment Buildings | 2314 N St # 2320 | Omaha | NE | 68107-2833 | Douglas | NE24758 | Active | n/a | 1998 | Peerless | CI - Cast Iron | BASEMENT | STHT - Steam-Heat | 3/31/2027
EDWARD & ANN DALE | 2314 O St | Omaha | NE | 68107-2837 | Douglas | NE04307 | Inactive |  | 1950 | KEWANEE | FT - Firetube Boiler | BOILER ROOM | STHT - Steam-Heat | 9/30/1997
Castelar Elementary | 2316 S 18th St | Omaha | NE | 68108-3952 | Douglas | NE15036 | Active | 12704 | 2001 | TRIA | FTVT - Firetube Vertical TB | EQUIP ROOM | HWHT - Hot Water Heat | 12/31/2026
WILSON ALTERNATIVE SCHOOL | 2316 S 18th St | Omaha | NE | 68108-3952 | Douglas | NE05034 | Scrapped/Junked |  | 1970 | DAY & NIGHT | AHWH - ANSI/Fired Water Htr |  | HWSD - Hot Water Dom/Potable | 5/31/1999
WILSON ALTERNATIVE SCHOOL | 2316 S 18th St | Omaha | NE | 68108-3952 | Douglas | NE31038 | Scrapped/Junked |  | 1954 | KEWANEE | FTFB - Firetube-Firebox Boiler | (NO.#2) | STHT - Steam-Heat | 6/30/2003
WILSON ALTERNATIVE SCHOOL | 2316 S 18th St | Omaha | NE | 68108-3952 | Douglas | NE31039 | Scrapped/Junked |  | 1954 | KEWANEE | FTFB - Firetube-Firebox Boiler | BOILER ROOM | STHT - Steam-Heat | 6/30/2003
Washtopia Laundry | 2317 Vinton St | Omaha | NE | 68108-1849 | Douglas | NE01475 | Scrapped/Junked | 70400 | 1996 | Hamilton Eng | WT - Water Tube Boiler | EQUIP ROOM | HWSP - Hot Water Non Potable Supply | 7/31/2019
Omaha Apostolic Church | 2319 Ogden St | Omaha | NE | 68110-1058 | Douglas | NE16897 | Inactive | n/a | 1989 | Peerless | CI - Cast Iron | BASEMENT | STHT - Steam-Heat | 12/31/2021
Community Correctional Center | 2320 Avenue J E | Omaha | NE | 68110-2766 | Douglas | NE09828 | Scrapped/Junked | 65119 | 2001 | AOSM | CHWH - ASME/Fired Water Heater | .BOILER ROOM | HWSD - Hot Water Dom/Potable | 6/30/2009
Community Correctional Center | 2320 Avenue J E | Omaha | NE | 68110-2766 | Douglas | NE13901 | Scrapped/Junked | 2004 | 2008 | CAMUS HYDRONICS LIMITED | CPFH - Copper Fin Water Heater | BOILER ROOM | HWDP - Hotwater Heat & Dom Supply | 6/30/2024
Community Correctional Center | 2320 Avenue J E | Omaha | NE | 68110-2766 | Douglas | NE13902 | Scrapped/Junked | 2003 | 2008 | CAMUS HYDRONICS LIMITED | COBL - Coil Type Boiler | BLDG H BOILER ROOM | HWDP - Hotwater Heat & Dom Supply | 6/30/2018
Community Correctional Center | 2320 Avenue J E | Omaha | NE | 68110-2766 | Douglas | NE27443 | Scrapped/Junked | 8944 | 2017 | CAMUS HYDRONICS LIMITED | CPFT - Horiz Cpr Fin Boiler | BLDG H BOILER ROOM | HWSD - Hot Water Dom/Potable | 6/30/2026
Community Correctional Center | 2320 Avenue J E | Omaha | NE | 68110-2766 | Douglas | NE40094 | Scrapped/Junked | 42299 | 1997 | AOSM | CHWH - ASME/Fired Water Heater | BOILER ROOM | HWSD - Hot Water Dom/Potable | 6/30/2009
Community Correctional Center | 2320 Avenue J E | Omaha | NE | 68110-2766 | Douglas | NE43598 | Active | 330358 | 2025 | Laars | CHWH - ASME/Fired Water Heater | Boiler Room | HWSD - Hot Water Dom/Potable | 6/30/2027
Community Correctional Center | 2320 Avenue J E | Omaha | NE | 68110-2766 | Douglas | NE43599 | Active | 323645 | 2025 | Laars | CHWH - ASME/Fired Water Heater | Boiler Room | HWSD - Hot Water Dom/Potable | 6/30/2025
Omaha Correctional Center | 2323 Avenue J | Omaha | NE | 68110-2765 | Douglas | NE14152 | Scrapped/Junked | 2009 | 2008 | CAMUS HYDRONICS LIMITED | CPFT - Horiz Cpr Fin Boiler | BOILER ROOM | HWSP - Hot Water Non Potable Supply | 6/30/2014
Omaha Correctional Center | 2323 Avenue J | Omaha | NE | 68110-2765 | Douglas | NE24647 | Scrapped/Junked | 260634 | 2014 | Lochinvar | CPFH - Copper Fin Water Heater | boiler plant | HWSD - Hot Water Dom/Potable | 6/30/2021
Omaha Correctional Center | 2323 Avenue J | Omaha | NE | 68110-2765 | Douglas | NE25732 | Active | 13259 | 2014 | CAMUS | CPFH - Copper Fin Water Heater | boiler plant | HWSD - Hot Water Dom/Potable | 6/30/2026
Omaha Correctional Center | 2323 Avenue J | Omaha | NE | 68110-2765 | Douglas | NE30102 | Scrapped/Junked | 36015 | 1982 | Kewanee | FTFB - Firetube-Firebox Boiler | BOILER ROOM | HWHT - Hot Water Heat | 6/30/2022
Omaha Correctional Center | 2323 Avenue J | Omaha | NE | 68110-2765 | Douglas | NE30103 | Scrapped/Junked | 36014 | 1982 | Kewanee | FTFB - Firetube-Firebox Boiler | BOILER ROOM | HWHT - Hot Water Heat | 6/30/2022
Omaha Correctional Center | 2323 Avenue J | Omaha | NE | 68110-2765 | Douglas | NE30149 | Scrapped/Junked | 41650 | 1989 | Kewanee | FTFB - Firetube-Firebox Boiler | BOILER ROOM | HWHT - Hot Water Heat | 6/30/2022
Omaha Correctional Center | 2323 Avenue J | Omaha | NE | 68110-2765 | Douglas | NE30180 | Scrapped/Junked | 117296 | 1989 | Teledyne Laars | CPFT - Horiz Cpr Fin Boiler | BOILER ROOM | HWSP - Hot Water Non Potable Supply | 6/30/2015
Omaha Correctional Center | 2323 Avenue J | Omaha | NE | 68110-2765 | Douglas | NE30183 | Scrapped/Junked | 5631 | 1989 | AO SMITH | CHWH - ASME/Fired Water Heater | BOILER ROOM | HWSD - Hot Water Dom/Potable | 6/30/2002
Omaha Correctional Center | 2323 Avenue J | Omaha | NE | 68110-2765 | Douglas | NE30317 | Scrapped/Junked | 14327 | 1990 | Teledyne Laars | CPFT - Horiz Cpr Fin Boiler | BOILER ROOM | HWSP - Hot Water Non Potable Supply | 6/30/2014
Omaha Correctional Center | 2323 Avenue J | Omaha | NE | 68110-2765 | Douglas | NE30418 | Scrapped/Junked |  | 1991 | Loch | CPFT - Horiz Cpr Fin Boiler | BOILER ROOM | HWSP - Hot Water Non Potable Supply | 6/30/2009
Omaha Correctional Center | 2323 Avenue J | Omaha | NE | 68110-2765 | Douglas | NE41448 | Active | 308498 | 2021 | Laars | CPFT - Horiz Cpr Fin Boiler | Boiler Room | HWSD - Hot Water Dom/Potable | 6/30/2026
Omaha Correctional Center | 2323 Avenue J | Omaha | NE | 68110-2765 | Douglas | NE42816 | Active | 21110 | 2022 | Aldrich | FTVT - Firetube Vertical TB | Boiler Room | BSPW - Bldg Supply/Power Generate | 6/30/2026
Omaha Correctional Center | 2323 Avenue J | Omaha | NE | 68110-2765 | Douglas | NE42817 | Active | 21112 | 2022 | Aldrich | FTVT - Firetube Vertical TB | Boiler Room | BSPW - Bldg Supply/Power Generate | 6/30/2026
Omaha Correctional Center | 2323 Avenue J | Omaha | NE | 68110-2765 | Douglas | NE42818 | Active | 21109 | 2022 | Aldrich | FTVT - Firetube Vertical TB | Boiler Room | BSPW - Bldg Supply/Power Generate | 6/30/2026
Omaha Correctional Center | 2323 Avenue J | Omaha | NE | 68110-2765 | Douglas | NE42819 | Active | 21107 | 2022 | Aldrich | FTVT - Firetube Vertical TB | Boiler Room | BSPW - Bldg Supply/Power Generate | 6/30/2026
Avalon Suites | 2323 S 144th St | Omaha | NE | 68144-2200 | Douglas | NE06499 | Scrapped/Junked | 99115 | 2005 | AOSF | CHWH - ASME/Fired Water Heater | EQUIPMENT ROOM | HWSD - Hot Water Dom/Potable | 11/30/2022
Avalon Suites | 2323 S 144th St | Omaha | NE | 68144-2200 | Douglas | NE06500 | Scrapped/Junked | 99116 | 2005 | AOSF | CHWH - ASME/Fired Water Heater | EQUIPMENT ROOM | HWSD - Hot Water Dom/Potable | 11/30/2022
Broadmoor63 | 2323 S 63rd Cir | Omaha | NE | 68106-2989 | Douglas | NE28898 | Active | 490383 | 2019 | Raypak | CPPH - Ansi Cpr Fin Pool Heater | pool area | OPHT - Outdoor Pool Heater | 8/31/2025
TJP 24 HOUR CAR WASH | 2324 N 60th Ave | Omaha | NE | 68104-4010 | Douglas | NE17335 | Scrapped/Junked |  | 1990 | TELEDYNE LAARS | CPFT - Horiz Cpr Fin Boiler | EQUIP ROOM | HWSP - Hot Water Non Potable Supply | 2/28/2005
TJP 24 HOUR CAR WASH | 2324 N 60th Ave | Omaha | NE | 68104-4010 | Douglas | NE17336 | Scrapped/Junked |  | 1990 | TELEDYNE LAARS | CPFT - Horiz Cpr Fin Boiler | EQUIP ROOM | HWSP - Hot Water Non Potable Supply | 2/28/2005
BUCKY'S CAR WASH | 2324 N 60th Ave | Omaha | NE | 68104-4010 | Douglas | NE06158 | Scrapped/Junked | 22785 | 2004 | LAARS HEATING SYSTEMS CO | CPFT - Horiz Cpr Fin Boiler | EQUIPMENT ROOM | HWSP - Hot Water Non Potable Supply | 6/30/2006
BUCKY'S CAR WASH | 2324 N 60th Ave | Omaha | NE | 68104-4010 | Douglas | NE06159 | Scrapped/Junked | 124437 | 1991 | LAARS HEATING SYSTEMS CO | CPFT - Horiz Cpr Fin Boiler | EQUIPMENT ROOM | HWHF - Hot Water Heat-Floor | 6/30/2006
St Patricks School | 2326 S 14th St | Omaha | NE | 68108-1034 | Douglas | NE24772 | Out of Service | n/a | 1997 | Peerless | CI - Cast Iron | SCHOOL BOILER ROOM | STHT - Steam-Heat | 4/30/2015
St Patricks School | 2326 S 14th St | Omaha | NE | 68108-1034 | Douglas | NE32699 | Out of Service | n/a | 1960 | Kewanee | FTFB - Firetube-Firebox Boiler | GYM | HWHT - Hot Water Heat | 4/30/2015
Romeo's | 2395 N 90th St | Omaha | NE | 68134-6004 | Douglas | NE26101 | Scrapped/Junked | 206947 | 2015 | AO SMITH | CHWH - ASME/Fired Water Heater | kitchen | HWSD - Hot Water Dom/Potable | 10/31/2025
POWERS BUILDING | 2401 Farnam St | Omaha | NE | 68131-3600 | Douglas | NE12779 | Inactive |  | 1966 | PEERLESS HEATER COMPANY |  | BOILER ROOM | STHT - Steam-Heat | 1/31/2003
Castelar Apartments | 2401 S 13th St | Omaha | NE | 68108-1519 | Douglas | NE23146 | Active | n/a | 1997 | Peerless | CI - Cast Iron | BOILER ROOM | STHT - Steam-Heat | 1/31/2025
CHI-Alegent Creighton Health | 2401 S 73rd St | Omaha | NE | 68124-2307 | Douglas | NE21359 | Scrapped/Junked | 28763 | 1996 | Aerco International | CHWH - ASME/Fired Water Heater | BOILER ROOM | HWSD - Hot Water Dom/Potable | 6/30/2019
CHI-Alegent Creighton Health | 2401 S 73rd St | Omaha | NE | 68124-2307 | Douglas | NE21360 | Active | 28791 | 1996 | Aerco International | FTCH - Firetube Coil Htxchn | BOILER ROOM | HWHT - Hot Water Heat | 6/30/2026
CHI-Alegent Creighton Health | 2401 S 73rd St | Omaha | NE | 68124-2307 | Douglas | NE21361 | Active | 28794 | 1996 | Aerco International | FTCH - Firetube Coil Htxchn | BOILER ROOM | HWHT - Hot Water Heat | 6/30/2026
CHI-Alegent Creighton Health | 2401 S 73rd St | Omaha | NE | 68124-2307 | Douglas | NE21362 | Active | 28793 | 1996 | Aerco International | FTCH - Firetube Coil Htxchn | BOILER ROOM | HWHT - Hot Water Heat | 6/30/2026
CHI-Alegent Creighton Health | 2401 S 73rd St | Omaha | NE | 68124-2307 | Douglas | NE21363 | Active | 28792 | 1996 | Aerco International | FTCH - Firetube Coil Htxchn | BOILER ROOM | HWHT - Hot Water Heat | 6/30/2026
CHI-Alegent Creighton Health | 2401 S 73rd St | Omaha | NE | 68124-2307 | Douglas | NE21364 | Active | 28790 | 1996 | Aerco International | FTCH - Firetube Coil Htxchn | BOILER ROOM | HWHT - Hot Water Heat | 6/30/2026
CHI-Alegent Creighton Health | 2401 S 73rd St | Omaha | NE | 68124-2307 | Douglas | NE43578 | Active | 79891 | 2018 | PVI Industries | CHWH - ASME/Fired Water Heater | Boiler Room | HWSD - Hot Water Dom/Potable | 6/30/2025
Residential Home | 2402 N 102nd St | Omaha | NE | 68134-5530 | Douglas | NE08105 | Exempt | n/a | 1987 | Peerless | CI - Cast Iron | BASEMENT | HWHT - Hot Water Heat | 4/30/2022
MILKO TOOL & DIE INC | 2405 N 11th St | Omaha | NE | 68110-2566 | Douglas | NE03814 | Inactive |  | 1953 | PACIFIC | FT - Firetube Boiler |  | STHT - Steam-Heat | 9/30/1998
Montclair Elementary | 2405 S 138th St | Omaha | NE | 68144-2449 | Douglas | NE05837 | Exempt 1999 LB-66 |  | 1971 | HATCO | ELWH - Electric Water Heater | BOILER ROOM | 0029 - Booster Htr For Dishwasher | 8/31/2001
Montclair Elementary | 2405 S 138th St | Omaha | NE | 68144-2449 | Douglas | NE17362 | Scrapped/Junked | 128765 | 1992 | TELE | CPFT - Horiz Cpr Fin Boiler | BOILER ROOM | HWSD - Hot Water Dom/Potable | 8/31/2011
Montclair Elementary | 2405 S 138th St | Omaha | NE | 68144-2449 | Douglas | NE32434 | Scrapped/Junked | 5312 | 1971 | MKTF | ELBL - Electric Boiler | KITCHEN | 0021 - Steam Supp Cooker/Kettle | 8/31/2011
Eastern NE Community Action Partnership | 2406 Fowler Ave | Omaha | NE | 68111-2013 | Douglas | NE17829 | Active | na | 1986 | Peerless | CI - Cast Iron | EQUIPMENT ROOM | HWHT - Hot Water Heat | 11/30/2026
ASPEN SUEDE&LEATHER WORK | 2411 Farnam St | Omaha | NE | 68131-3600 | Douglas | NE16285 | Inactive | 41854 | 1990 | PM LATTNER MFR COMPANY | FT - Firetube Boiler | BOILER ROOM | PROC - Process Steam | 4/30/1995
Jesus H Villezcas | 2411 I St | Omaha | NE | 68107-1759 | Douglas | NE02277 | Scrapped/Junked |  | 1951 | KEWA | FTFB - Firetube-Firebox Boiler | BOILER ROOM | STHT - Steam-Heat | 10/31/2008
CHI Academic Medical Center | 2412 Cuming St | Omaha | NE | 68131-1600 | Douglas | NE26629 | Inactive | 195387 | 2015 | AIC Tuchom/Lochinvar | FTVT - Firetube Vertical TB | 1st Floor Mechanical Room | HWHT - Hot Water Heat | 12/31/2020
CHI Academic Medical Center | 2412 Cuming St | Omaha | NE | 68131-1600 | Douglas | NE26630 | Active | 198223 | 2015 | AIC Tuchom/Lochinvar | FTVT - Firetube Vertical TB | 1st Floor Mechanical Room | HWHT - Hot Water Heat | 12/31/2026
CHI Academic Medical Center | 2412 Cuming St | Omaha | NE | 68131-1600 | Douglas | NE26631 | Active | 197480 | 2015 | AIC Tuchom/Lochinvar | FTVT - Firetube Vertical TB | 1st Floor Mechanical Room | HWHT - Hot Water Heat | 12/31/2026
CHI Academic Medical Center | 2412 Cuming St | Omaha | NE | 68131-1600 | Douglas | NE26632 | Active | 68316 | 2015 | AIC Gdynia/PVI Industries | CHWH - ASME/Fired Water Heater | 1st Floor Water Heater Room | HWSD - Hot Water Dom/Potable | 12/31/2026
CHI Academic Medical Center | 2412 Cuming St | Omaha | NE | 68131-1600 | Douglas | NE26633 | Active | 68339 | 2015 | AIC Gdynia/PVI Industries | CHWH - ASME/Fired Water Heater | 1st Floor Water Heater Room` | HWSD - Hot Water Dom/Potable | 12/31/2026
AUTO-CHLOR SYSTEM LIMITED | 2413 S 156th Cir | Omaha | NE | 68130-2512 | Douglas | NE21808 | Scrapped/Junked |  | 1988 | AO SMITH | CHWH - ASME/Fired Water Heater | EQUIP ROOM | HWSP - Hot Water Non Potable Supply | 10/31/2003
GRACE UNITED METHODIST | 2414 E St | Omaha | NE | 68107-1762 | Douglas | NE37024 | Inactive |  | 1965 | AMERICAN STANDARD |  | BASEMENT | STHT - Steam-Heat | 1/31/1997
West Hampton Park/Bldg #15 | 2414 N 194th Ct | Omaha | NE | 68022-2603 | Douglas | NE06517 | Active | 00167047 | 2004 | Lochinvar | CPFH - Copper Fin Water Heater | MECH ROOM | HWSD - Hot Water Dom/Potable | 6/30/2026
Outback Steakhouse #2811 | 2414 S 132nd St | Omaha | NE | 68144-2531 | Douglas | NE20728 | Active | 153224 | 2010 | AO SMITH | CHWH - ASME/Fired Water Heater | equip room | HWSD - Hot Water Dom/Potable | 7/31/2026
West Hampton Park/Bldg #19 | 2416 N 193rd Ct | Omaha | NE | 68022-1567 | Douglas | NE27702 | Active | 233855 | 2011 | Lochinvar | CPFH - Copper Fin Water Heater | MECH ROOM | HWSD - Hot Water Dom/Potable | 6/30/2026
Chester Manor Apartments | 2419 F St | Omaha | NE | 68107-1773 | Douglas | NE12795 | Scrapped/Junked |  | 1972 | BRYANT |  | BOILER ROOM | STHT - Steam-Heat | 1/31/2001
Chester Manor Apartments | 2419 F St | Omaha | NE | 68107-1773 | Douglas | NE25510 | Active | n/a | 1999 | Peerless | CI - Cast Iron | BOILER ROOM | STHT - Steam-Heat | 3/31/2022
Cordia Thermal, LLC | 2420 Burt St | Omaha | NE | 68131 | Douglas | NE04533 | Inactive | 11266 | 1962 | BROTHERS | WT - Water Tube Boiler |  | STHT - Steam-Heat | 3/31/1992
Cordia Thermal, LLC | 2420 Burt St | Omaha | NE | 68131 | Douglas | NE13226 | Scrapped/Junked |  | 1967 | BROTHERS | WT - Water Tube Boiler |  | STHT - Steam-Heat | 4/30/1999
Cordia Thermal, LLC | 2420 Burt St | Omaha | NE | 68131 | Douglas | NE13228 | Scrapped/Junked | 4056 | 1973 | Murray | WT - Water Tube Boiler | BOILER ROOM | BSUP - Bldg Heat & Process | 4/30/2021
Cordia Thermal, LLC | 2420 Burt St | Omaha | NE | 68131 | Douglas | NE13232 | Active | 1637 | 1974 | Nebraska Boiler | WT - Water Tube Boiler | BOILER ROOM | BSUP - Bldg Heat & Process | 4/30/2026
Cordia Thermal, LLC | 2420 Burt St | Omaha | NE | 68131 | Douglas | NE13266 | Inactive | 1440 | 1967 | Brothers Inc | WT - Water Tube Boiler | UTILITY PLANT | BSUP - Bldg Heat & Process | 4/30/2018
Cordia Thermal, LLC | 2420 Burt St | Omaha | NE | 68131 | Douglas | NE14630 | Active | 93783 | 2008 | Vapor Corp | ELBL - Electric Boiler | BOILER ROOM | STMG - Steam Generator | 4/30/2027
IGLESIA AGUA VIVA | 2420 H St | Omaha | NE | 68107-1711 | Douglas | NE12774 | Scrapped/Junked |  | 1946 | CRANE |  | BASEMENT | STHT - Steam-Heat | 11/30/2003
LACKAWANNA - NE DIVISION | 2420 Z St | Omaha | NE | 68107-4430 | Douglas | NE04325 | Inactive |  | 1974 | KEWANEE | FT - Firetube Boiler | BOILER ROOM 2 | PROC - Process Steam | 7/31/1996
LACKAWANNA - NE DIVISION | 2420 Z St | Omaha | NE | 68107-4430 | Douglas | NE04343 | Inactive | 36873 | 1983 | KEWANEE | FT - Firetube Boiler | BOILER ROOM | STHT - Steam-Heat | 7/31/2001
LACKAWANNA - NE DIVISION | 2420 Z St | Omaha | NE | 68107-4430 | Douglas | NE04625 | Inactive |  | 1982 | AO SMITH | AHWH - ANSI/Fired Water Htr | BOILER ROOM | HWSD - Hot Water Dom/Potable | 7/31/2000
American Boiler Company | 2424 Deer Park Blvd | Omaha | NE | 68105-3700 | Douglas | NE14251 | Inactive | 13070 | 1965 | CLEA | FTSM - FTS Marine Dry Back | PORTABLE/RENTAL BOILER | 0030 - Portable HPS Boiler | 5/31/2009
JONES BARREL COMPANY | 2424 N 11th St | Omaha | NE | 68110-2526 | Douglas | NE21874 | Scrapped/Junked | 9515 | 1997 | ALDRICH/LES | FTFB - Firetube-Firebox Boiler | FIRST FLOOR | HWSP - Hot Water Non Potable Supply | 1/31/2007
UNO Baxter Arena | 2425 S 67th St | Omaha | NE | 68106 | Douglas | NE26008 | Active | 138475 | 2014 | RIVERSIDE HYDRONICS | FTVT - Firetube Vertical TB | Boiler Room | HWHT - Hot Water Heat | 9/30/2026
UNO Baxter Arena | 2425 S 67th St | Omaha | NE | 68106 | Douglas | NE26009 | Active | 138473 | 2014 | RIVERSIDE HYDRONICS | FTVT - Firetube Vertical TB | Boiler Room | HWHT - Hot Water Heat | 9/30/2026
UNO Baxter Arena | 2425 S 67th St | Omaha | NE | 68106 | Douglas | NE26010 | Out of Service | 138476 | 2014 | RIVERSIDE HYDRONICS | FTVT - Firetube Vertical TB | Boiler Room | HWHT - Hot Water Heat | 9/30/2024
UNO Baxter Arena | 2425 S 67th St | Omaha | NE | 68106 | Douglas | NE26011 | Scrapped/Junked | 138474 | 2014 | RIVERSIDE HYDRONICS | FTVT - Firetube Vertical TB | Boiler Room | HWHT - Hot Water Heat | 9/30/2024
UNO Baxter Arena | 2425 S 67th St | Omaha | NE | 68106 | Douglas | NE26012 | Active | 139281 | 2015 | PVI Industries | FTVT - Firetube Vertical TB | Boiler Room | HWSD - Hot Water Dom/Potable | 9/30/2026
UNO Baxter Arena | 2425 S 67th St | Omaha | NE | 68106 | Douglas | NE26013 | Active | 139282 | 2015 | PVI Industries | FTVT - Firetube Vertical TB | Boiler Room | HWSD - Hot Water Dom/Potable | 9/30/2026
UNO Baxter Arena | 2425 S 67th St | Omaha | NE | 68106 | Douglas | NE43534 | Active | 425652 | 2024 | Lochinvar | FTVT - Firetube Vertical TB | Boiler Room | HWHT - Hot Water Heat | 9/30/2026
UNO Baxter Arena | 2425 S 67th St | Omaha | NE | 68106 | Douglas | NE43535 | Active | 426308 | 2024 | Lochinvar | FTVT - Firetube Vertical TB | Boiler Room | HWHT - Hot Water Heat | 9/30/2026
Holiday Inn Express | 2431 Farnam St | Omaha | NE | 68131-3611 | Douglas | NE28004 | Active | 241178 | 2018 | AO SMITH | CHWH - ASME/Fired Water Heater | Mech Room | HWSP - Hot Water Non Potable Supply | 1/31/2027
Holiday Inn Express | 2431 Farnam St | Omaha | NE | 68131-3611 | Douglas | NE28005 | Active | 238307 | 2018 | AO SMITH | COND - Condenser | Mech Room | HWSP - Hot Water Non Potable Supply | 1/31/2027
Holiday Inn Express | 2431 Farnam St | Omaha | NE | 68131-3611 | Douglas | NE28006 | Active | 241194 | 2018 | AO SMITH | COND - Condenser | Mech Room | HWSP - Hot Water Non Potable Supply | 1/31/2027
Kellogg Hotel/Apartments | 2450 Harney St | Omaha | NE | 68131-3618 | Douglas | NE02270 | Scrapped/Junked | NA | 1985 | Peerless | CI - Cast Iron | BASEMENT | STHT - Steam-Heat | 11/30/2021
Laundry Station | 2450 N 33rd St | Omaha | NE | 68111-3602 | Douglas | NE25549 | Scrapped/Junked | 94920 | 1998 | Hamilton Eng/Lochinvar | WT - Water Tube Boiler | EQUIP ROOM | HWSP - Hot Water Non Potable Supply | 4/30/2003
Harney Court Apartments | 2464 Harney St | Omaha | NE | 68131-3642 | Douglas | NE12787 | Scrapped/Junked |  | 1975 | PEERLESS HEATER COMPANY |  | BASEMENT | STHT - Steam-Heat | 1/31/2004
Harney Court Apartments | 2464 Harney St | Omaha | NE | 68131-3642 | Douglas | NE15034 | Active | na | 2003 | Peerless | CI - Cast Iron | BOILER ROOM | STHT - Steam-Heat | 3/31/2026
Harney Court Apartments | 2464 Harney St | Omaha | NE | 68131-3642 | Douglas | NE20691 | Inactive | 142738 | 1997 | Raypak | CPFT - Horiz Cpr Fin Boiler | BASEMENT | HWSD - Hot Water Dom/Potable | 3/31/2019
2466 S 16 St Building | 2466 S 16th St | Omaha | NE | 68108-1401 | Douglas | NE18379 | Scrapped/Junked | N/A | 1990 | Dunkirk | CI - Cast Iron | BASEMENT | HWHT - Hot Water Heat | 12/31/2021
Vinton St Car Wash | 2474 Deer Park Blvd | Omaha | NE | 68105-3700 | Douglas | NE21945 | Active | N/A | 1988 | Hydrotherm | CI - Cast Iron | EQUIP ROOM | HWHF - Hot Water Heat-Floor | 3/31/2027
Casey's General Store | 250 N 168th Cir | Omaha | NE | 68118-4080 | Douglas | NE12043 | Inactive | 956 | 2003 | axeman-anderson | COBL - Coil Type Boiler | EQUIP ROOM | HWFP - Floor Heat & Nonpotable | 2/28/2020
Casey's General Store | 250 N 168th Cir | Omaha | NE | 68118-4080 | Douglas | NE12044 | Scrapped/Junked | 968 | 2003 | axeman-anderson | COBL - Coil Type Boiler | EQUIP ROOM | HWFP - Floor Heat & Nonpotable | 2/28/2021
Casey's General Store | 250 N 168th Cir | Omaha | NE | 68118-4080 | Douglas | NE12045 | Scrapped/Junked | 960 | 2003 | axeman-anderson | COBL - Coil Type Boiler | EQUIP ROOM | HWFP - Floor Heat & Nonpotable | 2/28/2018
Casey's General Store | 250 N 168th Cir | Omaha | NE | 68118-4080 | Douglas | NE12046 | Inactive | 969 | 2003 | axeman-anderson | COBL - Coil Type Boiler | EQUIP ROOM | HWFP - Floor Heat & Nonpotable | 2/28/2024
Casey's General Store | 250 N 168th Cir | Omaha | NE | 68118-4080 | Douglas | NE12047 | Scrapped/Junked | 970 | 2003 | axeman-anderson | COBL - Coil Type Boiler | EQUIP ROOM | HWFP - Floor Heat & Nonpotable | 2/28/2026
Casey's General Store | 250 N 168th Cir | Omaha | NE | 68118-4080 | Douglas | NE12048 | Scrapped/Junked | 957 | 2003 | axeman-anderson | COBL - Coil Type Boiler | EQUIP ROOM | HWFP - Floor Heat & Nonpotable | 2/28/2026
Casey's General Store | 250 N 168th Cir | Omaha | NE | 68118-4080 | Douglas | NE12049 | Scrapped/Junked | 916 | 2003 | axeman-anderson | COBL - Coil Type Boiler | EQUIP ROOM | HWFP - Floor Heat & Nonpotable | 2/28/2026
Casey's General Store | 250 N 168th Cir | Omaha | NE | 68118-4080 | Douglas | NE12050 | Scrapped/Junked | 903 | 2003 | axeman-anderson | COBL - Coil Type Boiler | EQUIP ROOM | HWFP - Floor Heat & Nonpotable | 2/28/2026
Casey's General Store | 250 N 168th Cir | Omaha | NE | 68118-4080 | Douglas | NE43915 | Active | 645044 | 2025 | Sermeta | WTSS - Watertube SS Steel | Boiler Room | HWFP - Floor Heat & Nonpotable | 1/31/2026
Casey's General Store | 250 N 168th Cir | Omaha | NE | 68118-4080 | Douglas | NE43916 | Active | 641630 | 2025 | Sermeta | WTSS - Watertube SS Steel | Boiler Room | HWFP - Floor Heat & Nonpotable | 1/31/2026
Casey's General Store | 250 N 168th Cir | Omaha | NE | 68118-4080 | Douglas | NE43917 | Active | 643954 | 2025 | Sermeta | WTSS - Watertube SS Steel | Boiler Room | HWFP - Floor Heat & Nonpotable | 1/31/2026
Casey's General Store | 250 N 168th Cir | Omaha | NE | 68118-4080 | Douglas | NE43918 | Active | 643955 | 2025 | Sermeta | WTSS - Watertube SS Steel | Boiler Room | HWFP - Floor Heat & Nonpotable | 1/31/2026
OHA/Highland Tower Apts | 2500 B St | Omaha | NE | 68105-4044 | Douglas | NE16700 | Scrapped/Junked | 25489 | 1991 | Loch | CHWH - ASME/Fired Water Heater | BOILER ROOM | HWSD - Hot Water Dom/Potable | 3/31/2010
OHA/Highland Tower Apts | 2500 B St | Omaha | NE | 68105-4044 | Douglas | NE16701 | Scrapped/Junked | 25498 | 1991 | Loch | CHWH - ASME/Fired Water Heater | BOILER ROOM | HWSD - Hot Water Dom/Potable | 3/31/2010
OHA/Highland Tower Apts | 2500 B St | Omaha | NE | 68105-4044 | Douglas | NE16702 | Scrapped/Junked | 25848 | 1991 | Loch | CHWH - ASME/Fired Water Heater | BOILER ROOM | HWSD - Hot Water Dom/Potable | 3/31/2009
OHA/Highland Tower Apts | 2500 B St | Omaha | NE | 68105-4044 | Douglas | NE17239 | Active | n/a | 1992 | Peerless | CI - Cast Iron | BOILER ROOM | HWHT - Hot Water Heat | 3/31/2026
OHA/Highland Tower Apts | 2500 B St | Omaha | NE | 68105-4044 | Douglas | NE17240 | Active | n/a | 1992 | Peerless | CI - Cast Iron | BOILER ROOM | HWHT - Hot Water Heat | 3/31/2026
OHA/Highland Tower Apts | 2500 B St | Omaha | NE | 68105-4044 | Douglas | NE43532 | Active | 147302 | 2024 | Bradford White | CHWH - ASME/Fired Water Heater | Boiler Room | HWSD - Hot Water Dom/Potable | 3/31/2026
OHA/Highland Tower Apts | 2500 B St | Omaha | NE | 68105-4044 | Douglas | NE43533 | Active | 145744 | 2023 | Bradford White | CHWH - ASME/Fired Water Heater | Boiler Room | HWSD - Hot Water Dom/Potable | 3/31/2026
Comfort Suites | 2500 S 192nd Ave | Omaha | NE | 68130-3038 | Douglas | NE25799 | Active | 391302 | 2014 | Raypak | CPPH - Ansi Cpr Fin Pool Heater | pool area | IPHT - Indoor Pool Heater | 9/30/2026
Comfort Suites | 2500 S 192nd Ave | Omaha | NE | 68130-3038 | Douglas | NE25800 | Inactive | 390697 | 2014 | Raypak | CPPH - Ansi Cpr Fin Pool Heater | pool area | SPAJ - Spa/Jacuzzi Heater | 9/30/2021
Comfort Suites | 2500 S 192nd Ave | Omaha | NE | 68130-3038 | Douglas | NE26102 | Exempt 1999 LB-66 | 198427 | 2014 | AO SMITH | CHWH - ASME/Fired Water Heater | mech room | HWSD - Hot Water Dom/Potable | 9/30/2016
Comfort Suites | 2500 S 192nd Ave | Omaha | NE | 68130-3038 | Douglas | NE26103 | Exempt 1999 LB-66 | 198429 | 2014 | AO SMITH | CHWH - ASME/Fired Water Heater | mech room | HWSD - Hot Water Dom/Potable | 9/30/2016
Comfort Suites | 2500 S 192nd Ave | Omaha | NE | 68130-3038 | Douglas | NE26104 | Exempt 1999 LB-66 | 198425 | 2014 | AO SMITH | CHWH - ASME/Fired Water Heater | mech room | HWSD - Hot Water Dom/Potable | 9/30/2016
Comfort Suites | 2500 S 192nd Ave | Omaha | NE | 68130-3038 | Douglas | NE26105 | Exempt 1999 LB-66 | 198428 | 2014 | AO SMITH | CHWH - ASME/Fired Water Heater | mech room | HWSD - Hot Water Dom/Potable | 9/30/2016
SALVATION ARMY | 2501 Center St | Omaha | NE | 68105-2629 | Douglas | NE08062 | Inactive |  | 1987 | DAYTON | AHWH - ANSI/Fired Water Htr | SEVENTH FLOOR | HWSD - Hot Water Dom/Potable | 8/31/2002
2501 Leavenworth St | 2501 Leavenworth St | Omaha | NE | 68105-1623 | Douglas | NE16434 | Scrapped/Junked | n/a | 1982 | Peerless | CI - Cast Iron | BASEMENT | HWHT - Hot Water Heat | 2/28/2022
Flatrock Group | 2501 N 21st St | Omaha | NE | 68110-2733 | Douglas | NE11284 | Scrapped/Junked | 1364 | 1965 | Nebraska Boiler | WT - Water Tube Boiler | BOILER ROOM | PROC - Process Steam | 5/31/2020
Sherman Apartments | 2501-03 N 16th | Omaha | NE | 68110-2271 | Douglas | NE07329 | Active | n/a | 2006 | SMITH | CI - Cast Iron | BASEMENT | STHT - Steam-Heat | 10/31/2026
Sherman Apartments | 2501-03 N 16th | Omaha | NE | 68110-2271 | Douglas | NE18415 | Scrapped/Junked |  | 1975 | Bryant Boiler | CI - Cast Iron | BOILER ROOM | STHT - Steam-Heat | 3/31/2006
MILLER ELECTRIC COMPANY | 2501-15 ST MARY`S AVE | OMAHA | NE | 68105 | Douglas | NE35253 | Scrapped/Junked |  | 1953 | KEWANEE | FT - Firetube Boiler | BASEMENT | STHT - Steam-Heat | 5/31/2003
Dave & Busters | 2502 S 133rd Plz | Omaha | NE | 68144-2514 | Douglas | NE06154 | Scrapped/Junked | 115474 | 2005 | PVI | CHWH - ASME/Fired Water Heater | EQUIPMENT ROOM | HWSD - Hot Water Dom/Potable | 6/30/2018
Dave & Busters | 2502 S 133rd Plz | Omaha | NE | 68144-2514 | Douglas | NE06155 | Out of Service | 115475 | 2005 | PVI | CHWH - ASME/Fired Water Heater | Equipment Room | HWSD - Hot Water Dom/Potable | 6/30/2021
Dave & Busters | 2502 S 133rd Plz | Omaha | NE | 68144-2514 | Douglas | NE28042 | Active | 70522 | 2017 | PVI | CHWH - ASME/Fired Water Heater | Water Meter Room | HWSD - Hot Water Dom/Potable | 6/30/2026
Goldfish Swim School | 2502 S 133rd Plz Ste 102 | Omaha | NE | 68144-2524 | Douglas | NE28011 | Active | 339303 | 2018 | Lochinvar | FT - Firetube Boiler | mech room | HWHT - Hot Water Heat | 3/31/2027
Goldfish Swim School | 2502 S 133rd Plz Ste 102 | Omaha | NE | 68144-2524 | Douglas | NE28012 | Active | 339304 | 2018 | Lochinvar | FT - Firetube Boiler | mech room | HWHT - Hot Water Heat | 3/31/2027
SARATOGA ELEMENTARY | 2504 Meredith Ave | Omaha | NE | 68111-2327 | Douglas | NE05261 | Exempt 1999 LB-66 |  | 1987 | RUUD | AHWH - ANSI/Fired Water Htr |  | HWSD - Hot Water Dom/Potable | 6/30/2000
SARATOGA ELEMENTARY | 2504 Meredith Ave | Omaha | NE | 68111-2327 | Douglas | NE34379 | Scrapped/Junked |  | 1981 | KEWANEE | FTSM - FTS Marine Dry Back | BOILER ROOM | STHT - Steam-Heat | 6/30/2003
SARATOGA ELEMENTARY | 2504 Meredith Ave | Omaha | NE | 68111-2327 | Douglas | NE34380 | Scrapped/Junked |  | 1981 | KEWANEE | FTSM - FTS Marine Dry Back | BOILER ROOM | STHT - Steam-Heat | 6/30/2003
Kicks 66 | 2505 Abbott Dr Plz | Omaha | NE | 68110 | Douglas | NE10529 | Scrapped/Junked | 202865 | 2002 | Raypak | CPFT - Horiz Cpr Fin Boiler | EQUIP ROOM | HWHF - Hot Water Heat-Floor | 1/31/2020
All American Meats | 2505 N 24th St Ste 503 | Omaha | NE | 68110-2291 | Douglas | NE10546 | Inactive | 82531 | 1998 | Fulton |  | EQUIPMENT ROOM | PROC - Process Steam | 7/31/2004
TONY ROMAS | 2510 S 132nd St | Omaha | NE | 68144-2533 | Douglas | NE20658 | Scrapped/Junked | 52158 | 1996 | STATE INDUSTRIES | CHWH - ASME/Fired Water Heater | BASEMENT | HWSD - Hot Water Dom/Potable | 3/31/2004
Dolphin Car Wash | 2511 S 140th St | Omaha | NE | 68144-2338 | Douglas | NE09319 | Scrapped/Junked | 267860 | 2007 | Raypak | WT - Water Tube Boiler | BOILER ROOM | HWSD - Hot Water Dom/Potable | 1/31/2021
Dolphin Car Wash | 2511 S 140th St | Omaha | NE | 68144-2338 | Douglas | NE16784 | Scrapped/Junked | 79884 | 1986 | RAYPAK INC, CALIFORNIA | WT - Water Tube Boiler | BOILER ROOM | HWSP - Hot Water Non Potable Supply | 1/31/2008
Apartment Building | 2512 S 32nd Ave | Omaha | NE | 68105-3699 | Douglas | NE24785 | Scrapped/Junked | N/A | 1937 | Kohler | CI - Cast Iron | BASEMENT | HWHT - Hot Water Heat | 3/31/2019
Apartment Building | 2512 S 32nd Ave | Omaha | NE | 68105-3699 | Douglas | NE43520 | Active | 343053 | 2018 | Lochinvar | FTVT - Firetube Vertical TB | BASEMENT | HWHT - Hot Water Heat | 6/30/2025
West Hampton Park/Bldg #16 | 2514 N 194th Ct | Omaha | NE | 68022-2608 | Douglas | NE06540 | Active | 187978 | 2006 | Lochinvar | CPFT - Horiz Cpr Fin Boiler | MECH ROOM | HWSD - Hot Water Dom/Potable | 6/30/2026
Rockbrook Elementary | 2514 S 108th St | Omaha | NE | 68144-3103 | Douglas | NE21254 | Scrapped/Junked | 30559 | 1997 | WEBEN JARCO | COBL - Coil Type Boiler | BOILER ROOM | HWSD - Hot Water Dom/Potable | 7/31/2007
Rockbrook Elementary | 2514 S 108th St | Omaha | NE | 68144-3103 | Douglas | NE33054 | Scrapped/Junked | Q5078 | 1978 | PVI INDUSTRIES | FT - Firetube Boiler | ROCKBROOK | HWSD - Hot Water Dom/Potable | 7/31/1996
Rockbrook Elementary | 2514 S 108th St | Omaha | NE | 68144-3103 | Douglas | NE33359 | Active | n/a | 1960 | Kewanee | FTSM - FTS Marine Dry Back | BOILER ROOM | HWHT - Hot Water Heat | 1/31/2026
Hawkins Construction Co | 2516 Deer Park Blvd | Omaha | NE | 68105-3771 | Douglas | NE12024 | Scrapped/Junked | 12954 | 2003 | ALES | FTVT - Firetube Vertical TB | EQUIPMENT ROOM | HWHT - Hot Water Heat | 12/31/2020
Hawkins Construction Co | 2516 Deer Park Blvd | Omaha | NE | 68105-3771 | Douglas | NE12025 | Scrapped/Junked | 12956 | 2003 | ALES | FTVT - Firetube Vertical TB | EQUIPMENT ROOM | HWHT - Hot Water Heat | 12/31/2020
Hawkins Construction Co | 2516 Deer Park Blvd | Omaha | NE | 68105-3771 | Douglas | NE29011 | Active | 10193 | 2020 | Riello | WT - Water Tube Boiler | Mech Room | HWHT - Hot Water Heat | 12/31/2026
Hawkins Construction Co | 2516 Deer Park Blvd | Omaha | NE | 68105-3771 | Douglas | NE29012 | Active | 10196 | 2020 | Riello | WT - Water Tube Boiler | Mech Room | HWHT - Hot Water Heat | 12/31/2026
Hawkins Construction Co | 2516 Deer Park Blvd | Omaha | NE | 68105-3771 | Douglas | NE29013 | Active | 10194 | 2020 | Riello | WT - Water Tube Boiler | Mech Room | HWHT - Hot Water Heat | 12/31/2026
Bhj-Usa | 2516 Edward Babe Gomez Ave | Omaha | NE | 68107-4446 | Douglas | NE00111 | Inactive | 101652 | 2000 | TELE | CPFT - Horiz Cpr Fin Boiler | EQUIP ROOM | HWSP - Hot Water Non Potable Supply | 3/31/2009
Bhj-Usa | 2516 Edward Babe Gomez Ave | Omaha | NE | 68107-4446 | Douglas | NE21878 | Scrapped/Junked | 46695 | 1996 | AO SMITH | CHWH - ASME/Fired Water Heater | EQUIP ROOM | HWSD - Hot Water Dom/Potable | 3/31/2001
West Hampton Park/Bldg #20 | 2516 N 193rd Ct | Omaha | NE | 68022-1574 | Douglas | NE06070 | Active | 171313 | 2004 | Lochinvar | CPFH - Copper Fin Water Heater | MECH ROOM #20 | HWSD - Hot Water Dom/Potable | 6/30/2026
North Park IV B | 2520 N 117th Ave | Omaha | NE | 68164 | Douglas | NE07066 | Active | 15155 | 2006 | RBI | WT - Water Tube Boiler | Mechanical Room - BLRM | GLYC - Glycol Bldg Heat Sys | 1/31/2027
North Park IV B | 2520 N 117th Ave | Omaha | NE | 68164 | Douglas | NE07067 | Active | 15156 | 2006 | RBI | WT - Water Tube Boiler | Mechanical Room - BLRM | GLYC - Glycol Bldg Heat Sys | 1/31/2027
HUPMOBILE | 2523 Farnam St | Omaha | NE | 68131-3613 | Douglas | NE34135 | Inactive |  | 1956 | ORR & SEMBOWER | FT - Firetube Boiler | BOILER ROOM | STHT - Steam-Heat | 10/31/2003
Lineage Logistics Inc. | 2523 GOMEZ AVE | OMAHA | NE | 68137 | Douglas | NE15312 | Inactive |  | 1990 | PVI INDUSTRIES | FT - Firetube Boiler |  | HWSD - Hot Water Dom/Potable | 3/31/1996
Lineage Logistics Inc. | 2523 GOMEZ AVE | OMAHA | NE | 68137 | Douglas | NEW | Exempt | 9351 | 1996 | Fes | UFPV - Unfired Pressure Vessel | Engine Room | 0017 - Ammonia Receiver | 8/18/2014
Lineage Logistics Inc. | 2523 GOMEZ AVE | OMAHA | NE | 68137 | Douglas | NEW | Exempt | 14744 | 2006 | Fes | UFPV - Unfired Pressure Vessel | Engine Room | 0017 - Ammonia Receiver | 8/18/2014
Lineage Logistics Inc. | 2523 GOMEZ AVE | OMAHA | NE | 68137 | Douglas | NEW | Exempt | 14743 | 2006 | Fes | UFPV - Unfired Pressure Vessel | Engine Room | 0017 - Ammonia Receiver | 8/18/2014
Lineage Logistics Inc. | 2523 GOMEZ AVE | OMAHA | NE | 68137 | Douglas | NEW | Exempt | 9352 | 1996 | Fes | UFPV - Unfired Pressure Vessel | Engine Room | 0017 - Ammonia Receiver | 8/18/2014
Lineage Logistics Inc. | 2523 GOMEZ AVE | OMAHA | NE | 68137 | Douglas | NEW | Exempt | 23526 | 1973 | Vilter | UFPV - Unfired Pressure Vessel | Engine Room | 0017 - Ammonia Receiver | 8/18/2014
Lineage Logistics Inc. | 2523 GOMEZ AVE | OMAHA | NE | 68137 | Douglas | NEW | Exempt | 11355 | 1960 | Vilter | UFPV - Unfired Pressure Vessel | Engine Room | 0033 - Oil Seperator | 8/18/2014
Lineage Logistics Inc. | 2523 GOMEZ AVE | OMAHA | NE | 68137 | Douglas | NEW | Exempt | 13576 | 1962 | Vilter | UFPV - Unfired Pressure Vessel | Engine Room | 0033 - Oil Seperator | 8/18/2014
Lineage Logistics Inc. | 2523 GOMEZ AVE | OMAHA | NE | 68137 | Douglas | NEW | Exempt | 6316 | 2006 | INDUSTRIAL SERV & FAB | UFPV - Unfired Pressure Vessel | Out Side Engine Room | 0017 - Ammonia Receiver | 8/18/2014
Lineage Logistics Inc. | 2523 GOMEZ AVE | OMAHA | NE | 68137 | Douglas | NEW | Exempt | 6314 | 2006 | INDUSTRIAL SERV & FAB | UFPV - Unfired Pressure Vessel | Outside Engine Room | 0017 - Ammonia Receiver | 8/18/2014
Lineage Logistics Inc. | 2523 GOMEZ AVE | OMAHA | NE | 68137 | Douglas | NEW | Exempt | 4455 | 2002 | INDUSTRIAL SERV & FAB | UFPV - Unfired Pressure Vessel | Outside Engine Room | 0017 - Ammonia Receiver | 8/18/2014
Poppleton Place I Apts | 2524 Poppleton Ave | Omaha | NE | 68105-2349 | Douglas | NE12813 | Scrapped/Junked |  | 1963 | AMRA | CI - Cast Iron | BOILER ROOM | STHT - Steam-Heat | 1/31/2009
Sleep Inn & Suites Airport | 2525 Abbott Plz | Omaha | NE | 68110-2773 | Douglas | NE21649 | Scrapped/Junked | 21760 | 1990 | state | CHWH - ASME/Fired Water Heater | EQUIPMENT ROOM | HWSD - Hot Water Dom/Potable | 4/30/2018
Sleep Inn & Suites Airport | 2525 Abbott Plz | Omaha | NE | 68110-2773 | Douglas | NE21650 | Scrapped/Junked | 34144 | 1990 | state | CHWH - ASME/Fired Water Heater | EQUIPMENT ROOM | HWSD - Hot Water Dom/Potable | 4/30/2018
Sleep Inn & Suites Airport | 2525 Abbott Plz | Omaha | NE | 68110-2773 | Douglas | NE21651 | Scrapped/Junked | 36401 | 1990 | state | CHWH - ASME/Fired Water Heater | EQUIPMENT ROOM | HWSD - Hot Water Dom/Potable | 4/30/2017
Sleep Inn & Suites Airport | 2525 Abbott Plz | Omaha | NE | 68110-2773 | Douglas | NE27184 | Active | 121931 | 2017 | Bradford White | CHWH - ASME/Fired Water Heater | water heater room | HWSD - Hot Water Dom/Potable | 4/30/2018
CLASSIC CADILLAC INC | 2525 Dodge St | Omaha | NE | 68131-2617 | Douglas | NE37354 | Inactive |  | 1952 | SPENCER | FT - Firetube Boiler | 2ND FLOOR | STHT - Steam-Heat | 4/30/1996
CLASSIC CADILLAC INC | 2525 Dodge St | Omaha | NE | 68131-2617 | Douglas | NE37355 | Inactive |  | 1962 | KEWANEE | FT - Firetube Boiler | 4TH FLOOR | HWHT - Hot Water Heat | 4/30/1996
North Park 6 | 2525 N 117th Ave | Omaha | NE | 68164-3679 | Douglas | NE19270 | Active | 117786 | 1994 | Raypak | CPFT - Horiz Cpr Fin Boiler | BOILER ROOM | HWHT - Hot Water Heat | 1/31/2027
North Park 6 | 2525 N 117th Ave | Omaha | NE | 68164-3679 | Douglas | NE19271 | Active | 117787 | 1994 | Raypak | CPFT - Horiz Cpr Fin Boiler | BOILER ROOM | HWHT - Hot Water Heat | 1/31/2027
Azria Health Montclair | 2525 S 135th Ave | Omaha | NE | 68144-2424 | Douglas | NE11460 | Inactive | 9439 | 1988 | LOCHINVAR | CPFT - Horiz Cpr Fin Boiler | BOILER ROOM | HWSD - Hot Water Dom/Potable | 10/31/2006
Azria Health Montclair | 2525 S 135th Ave | Omaha | NE | 68144-2424 | Douglas | NE11461 | Scrapped/Junked | 8986 | 1988 | LOCHINVAR | WT - Water Tube Boiler | BOILER ROOM | HWSD - Hot Water Dom/Potable | 9/30/2002
Azria Health Montclair | 2525 S 135th Ave | Omaha | NE | 68144-2424 | Douglas | NE12021 | Scrapped/Junked | 203283 | 2002 | RAYP | CPFH - Copper Fin Water Heater | Mech. Room | HWSD - Hot Water Dom/Potable | 2/28/2014
Azria Health Montclair | 2525 S 135th Ave | Omaha | NE | 68144-2424 | Douglas | NE23999 | Scrapped/Junked | C39887 | 2013 | AO SMITH | COBL - Coil Type Boiler | mech room | HWSP - Hot Water Non Potable Supply | 2/28/2020
Azria Health Montclair | 2525 S 135th Ave | Omaha | NE | 68144-2424 | Douglas | NE24000 | Active | C39888 | 2013 | A.O. Smith | COBL - Coil Type Boiler | Mechanical Room | HWSP - Hot Water Non Potable Supply | 2/28/2026
Azria Health Montclair | 2525 S 135th Ave | Omaha | NE | 68144-2424 | Douglas | NE28875 | Active | C52885 | 2020 | A.O. Smith | COBL - Coil Type Boiler | Mechanical Room | HWSP - Hot Water Non Potable Supply | 2/28/2026
Village Inn | 2525 S 180th St | Omaha | NE | 68130-2823 | Douglas | NE00147 | Scrapped/Junked | 68522 | 2000 | STAT | CHWH - ASME/Fired Water Heater | EQUIPMENT ROOM | HWSD - Hot Water Dom/Potable | 9/30/2020
North Park V | 2533 N 117th Ave | Omaha | NE | 68164-9662 | Douglas | NE16492 | Active | 8342 | 1991 | RITE | WT - Water Tube Boiler | BOILER ROOM | HWHT - Hot Water Heat | 1/31/2026
North Park V | 2533 N 117th Ave | Omaha | NE | 68164-9662 | Douglas | NE16493 | Active | 8455 | 1991 | Rite | WT - Water Tube Boiler | BOILER ROOM | HWHT - Hot Water Heat | 1/31/2026
United Parcel Service | 2535 Edward Babe Gomez Ave | Omaha | NE | 68107-4431 | Douglas | NE35527 | Scrapped/Junked | 57707 | 1987 | Raypack Inc. California | CPFT - Horiz Cpr Fin Boiler | Truck Wash Room | HWHF - Hot Water Heat-Floor | 11/30/2021
United Parcel Service | 2535 Edward Babe Gomez Ave | Omaha | NE | 68107-4431 | Douglas | NE35528 | Scrapped/Junked | 59424 | 1987 | Raypack Inc, California | CPFT - Horiz Cpr Fin Boiler | Truck Wash Room | HWHF - Hot Water Heat-Floor | 11/30/2021
United Parcel Service | 2535 Edward Babe Gomez Ave | Omaha | NE | 68107-4431 | Douglas | NE41935 | Active | 540586 | 2021 | Lochinvar | WT - Water Tube Boiler | Mechanical Room | HWHS - Hotwater Heat Sidewalks | 10/31/2026
Loves Kids Child Care Center | 2537 N 62nd St | Omaha | NE | 68104-4023 | Douglas | NE37352 | Active | n/a | 1965 | AJAX | WT - Water Tube Boiler | BASEMENT | HWHT - Hot Water Heat | 10/31/2019
Casey's General Store | 2540 N 90th St | Omaha | NE | 68134-5702 | Douglas | NE13817 | Scrapped/Junked | 2283 | 2008 | AXEMAN-ANDERSON | FTHT - Firetube Horizontal | EQUIP ROOM | HWHT - Hot Water Heat | 2/28/2022
Casey's General Store | 2540 N 90th St | Omaha | NE | 68134-5702 | Douglas | NE13818 | Scrapped/Junked | 2284 | 2008 | AXEMAN-ANDERSON | FTHT - Firetube Horizontal | CAR WASH | HWDP - Hotwater Heat & Dom Supply | 2/28/2022
Casey's General Store | 2540 N 90th St | Omaha | NE | 68134-5702 | Douglas | NE13819 | Scrapped/Junked | 2353 | 2008 | AXEMAN-ANDERSON | FTHT - Firetube Horizontal | CAR WASH | HWDP - Hotwater Heat & Dom Supply | 2/28/2022
Casey's General Store | 2540 N 90th St | Omaha | NE | 68134-5702 | Douglas | NE13820 | Scrapped/Junked | 2286 | 2008 | AXEMAN-ANDERSON | FTHT - Firetube Horizontal | CAR WASH | HWDP - Hotwater Heat & Dom Supply | 2/28/2022
Casey's General Store | 2540 N 90th St | Omaha | NE | 68134-5702 | Douglas | NE43024 | Active | 560725 | 2022 | Lochinvar | WT - Water Tube Boiler | Mechanical Room | HWFP - Floor Heat & Nonpotable | 1/31/2026
Casey's General Store | 2540 N 90th St | Omaha | NE | 68134-5702 | Douglas | NE43025 | Active | 592728 | 2023 | Lochinvar | WT - Water Tube Boiler | Mechanical Room | HWFP - Floor Heat & Nonpotable | 1/31/2026
2551 Dodge St Vacant Building | 2551 Dodge St | Omaha | NE | 68131-2642 | Douglas | NE08469 | Inactive | 88030 | 2001 | FULTON BOILERWORKS | FTUT - Firetube U-Tube Vert | BOILER ROOM | HWHT - Hot Water Heat | 8/31/2002
2551 Dodge St Vacant Building | 2551 Dodge St | Omaha | NE | 68131-2642 | Douglas | NE08470 | Inactive | 88032 | 2001 | Fulton | FTUT - Firetube U-Tube Vert | BOILER ROOM | HWHT - Hot Water Heat | 4/30/2012
2551 Dodge St Vacant Building | 2551 Dodge St | Omaha | NE | 68131-2642 | Douglas | NE12004 | Scrapped/Junked | 93929 | 2003 | Fulton | FTUT - Firetube U-Tube Vert | EQUIPMENT ROOM | HWHT - Hot Water Heat | 4/30/2014
2551 Dodge St Vacant Building | 2551 Dodge St | Omaha | NE | 68131-2642 | Douglas | NE23963 | Active | 63481 | 2012 | Aerco | COWH - Coil Type Water Heater | Boiler Room | GLYC - Glycol Bldg Heat Sys | 4/30/2026
2551 Dodge St Vacant Building | 2551 Dodge St | Omaha | NE | 68131-2642 | Douglas | NE23964 | Active | 63480 | 2012 | Aerco | COWH - Coil Type Water Heater | Boiler Room | GLYC - Glycol Bldg Heat Sys | 4/30/2026
Lancaster Apartments | 2552 Marcy St | Omaha | NE | 68105-1641 | Douglas | NE04436 | Out of Service | n/a | 1987 | Peerless | CI - Cast Iron | BOILER ROOM | STHT - Steam-Heat | 4/30/2012
Lancaster Apartments | 2552 Marcy St | Omaha | NE | 68105-1641 | Douglas | NE19297 | Exempt 1999 LB-66 |  | 1991 | AO SMITH | AHWH - ANSI/Fired Water Htr |  | HWSD - Hot Water Dom/Potable | 4/30/2000
Lancaster Apartments | 2552 Marcy St | Omaha | NE | 68105-1641 | Douglas | NE41988 | Active | 59072 | 2020 | Lattner Boiler Co | FTVT - Firetube Vertical TB | Basement Mech Room | STHT - Steam-Heat | 12/31/2026
Lancaster Apartments | 2552 Marcy St | Omaha | NE | 68105-1641 | Douglas | NE41989 | Active | 59185 | 2020 | Lattner Boiler Co | FTVT - Firetube Vertical TB | Basement Mech Room | STHT - Steam-Heat | 12/31/2026
RETAIL STORE | 2553 Leavenworth St | Omaha | NE | 68105-1658 | Douglas | NE32946 | Inactive |  | 1981 | PEERLESS HEATER COMPANY |  | BOILER ROOM | STHT - Steam-Heat | 4/30/1999
Rejoice Lutheran Church - BMIC#412506 | 2556 S 138th St | Omaha | NE | 68144-2400 | Douglas | NE09620 | Scrapped/Junked | 62019 | 2001 | AOSM | WT - Water Tube Boiler | EQUIPMENT ROOM | HWHT - Hot Water Heat | 9/30/2023
Rejoice Lutheran Church - BMIC#412506 | 2556 S 138th St | Omaha | NE | 68144-2400 | Douglas | NE42582 | Active | 373500 | 2022 | Lochinvar | FTVT - Firetube Vertical TB | Boiler Room | HWHT - Hot Water Heat | 2/28/2026
FLORA APARTMENTS | 2557 Jones St | Omaha | NE | 68105-1666 | Douglas | NE19282 | Inactive |  | 1995 | PEERLESS HEATER COMPANY |  | BOILER ROOM | STHT - Steam-Heat | 4/30/2007
All Makes Office Equip | 2558 Farnam St | Omaha | NE | 68131-3628 | Douglas | NE32919 | Active | 9393 | 1975 | Kewanee | FTFB - Firetube-Firebox Boiler | BOILER ROOM | STHT - Steam-Heat | 2/28/2025
CRAFTSMAN WINDOW COVERING | 2564 Harney St | Omaha | NE | 68131-3626 | Douglas | NE04056 | Inactive |  | 1951 | AMERICAN STANDARD |  | BASEMENT | STHT - Steam-Heat | 3/31/1995
Transwood Inc | 2565 St Mary`s Ave | Omaha | NE | 68105-1654 | Douglas | NE04350 | Scrapped/Junked | n/a | 1954 | National Radiator | FTFB - Firetube-Firebox Boiler | BASEMENT | STHT - Steam-Heat | 8/31/2014
Transwood Inc | 2565 St Mary`s Ave | Omaha | NE | 68105-1654 | Douglas | NE26613 | Inactive | 14253 | 2014 | Triad Boiler | FTVT - Firetube Vertical TB | boiler room | STHT - Steam-Heat | 10/31/2020
BARNHART PRESS INC | 2566 Farnam | Omaha | NE | 68131-3628 | Douglas | NE37350 | Inactive |  | 1925 | US RADIATOR |  | BASEMENT | STHT - Steam-Heat | 1/31/1998
VIKING SHIP | 2582 Redick Ave | Omaha | NE | 68112-3334 | Douglas | NE12775 | Scrapped/Junked |  | 1979 | PEERLESS HEATER COMPANY |  | BOILER ROOM | STHT - Steam-Heat | 11/30/2003
Boys Town | 259 N 144th St | Boys Town | NE | 68010-7515 | Douglas | NE18064 | Active | 45331 | 1993 | Kewanee | FTFB - Firetube-Firebox Boiler | Boiler Room | STHT - Steam-Heat | 12/31/2026
Boys Town | 259 N 144th St | Boys Town | NE | 68010-7515 | Douglas | NE21911 | Active | 47924 | 1996 | Kewanee | FTFB - Firetube-Firebox Boiler | BOILER ROOM | STHT - Steam-Heat | 12/31/2026
Boys Town | 259 N 144th St | Boys Town | NE | 68010-7515 | Douglas | NE21912 | Inactive | 38690 | 1996 | LOCHINVAR | CPFT - Horiz Cpr Fin Boiler | BOILER ROOM | HWSD - Hot Water Dom/Potable | 6/30/2001
Boys Town | 259 N 144th St | Boys Town | NE | 68010-7515 | Douglas | NE26988 | Out of Service | 24897 | 1989 | York Shipley | FTSM - FTS Marine Dry Back | Portable Trailer | 0030 - Portable HPS Boiler | 5/31/2018
Regency Professional Plaza | 260 Regency Parkway Dr | Omaha | NE | 68114-3787 | Douglas | NE07328 | Active | 162977 | 2006 | Laar Heating System Co. | CPFT - Horiz Cpr Fin Boiler | BSMT MECH RM PIT | HWHT - Hot Water Heat | 11/30/2026
Regency Professional Plaza | 260 Regency Parkway Dr | Omaha | NE | 68114-3787 | Douglas | NE20685 | Active | 16567 | 1991 | Teledyne Laars | CPFT - Horiz Cpr Fin Boiler | BSMT MECH RM PIT | HWHT - Hot Water Heat | 11/30/2026
Regency Professional Plaza | 260 Regency Parkway Dr | Omaha | NE | 68114-3787 | Douglas | NE20686 | Scrapped/Junked | 17053 | 1991 | TELEDYNE LAARS | CPFT - Horiz Cpr Fin Boiler | BASEMENT MECH ROOM | HWHT - Hot Water Heat | 11/30/2006
Regency Professional Plaza | 260 Regency Parkway Dr | Omaha | NE | 68114-3787 | Douglas | NE20687 | Active | 17054 | 1991 | Teledyne Laars | CPFT - Horiz Cpr Fin Boiler | BSMT MECH RM PIT | HWHT - Hot Water Heat | 11/30/2026
Physicians Mutual Insurance | 2600 Dodge St | Omaha | NE | 68131-2672 | Douglas | NE09611 | Active | 11741 | 2001 | L.E.S. Inc./Aldrich Co. | FTFB - Firetube-Firebox Boiler | Basement - Boiler Room | STHT - Steam-Heat | 7/31/2025
Physicians Mutual Insurance | 2600 Dodge St | Omaha | NE | 68131-2672 | Douglas | NE09612 | Active | 11733 | 2001 | L.E.S. Inc./Aldrich Co. | FTFB - Firetube-Firebox Boiler | BASEMENT | STHT - Steam-Heat | 7/31/2026
Physicians Mutual Insurance | 2600 Dodge St | Omaha | NE | 68131-2672 | Douglas | NE09613 | Active | 11735 | 2001 | L.E.S. Inc./Aldrich Co. | FTFB - Firetube-Firebox Boiler | Basement - Boiler Room | STHT - Steam-Heat | 7/31/2026
Physicians Mutual Insurance | 2600 Dodge St | Omaha | NE | 68131-2672 | Douglas | NE09614 | Active | 11737 | 2001 | L.E.S. Inc./Aldrich Co. | FTFB - Firetube-Firebox Boiler | Basement - Boiler Room | STHT - Steam-Heat | 7/31/2026
Physicians Mutual Insurance | 2600 Dodge St | Omaha | NE | 68131-2672 | Douglas | NE09615 | Active | 11739 | 2001 | L.E.S. Inc./Aldrich Co. | FTFB - Firetube-Firebox Boiler | Basement - Boiler Room | STHT - Steam-Heat | 7/31/2026
Physicians Mutual Insurance | 2600 Dodge St | Omaha | NE | 68131-2672 | Douglas | NE09616 | Out of Service | 11731 | 2001 | L.E.S. Inc./Aldrich Co. | FTFB - Firetube-Firebox Boiler | Basement - Boiler Room | STHT - Steam-Heat | 8/31/2023
Physicians Mutual Insurance | 2600 Dodge St | Omaha | NE | 68131-2672 | Douglas | NE23940 | Inactive | 107646 | 2013 | Cleveland | FT - Firetube Boiler | Kitchen | 0021 - Steam Supp Cooker/Kettle | 8/31/2015
Physicians Mutual Insurance | 2600 Dodge St | Omaha | NE | 68131-2672 | Douglas | NE42554 | Active | 21354 | 2023 | L.E.S. Inc./Aldrich Co. | FTFB - Firetube-Firebox Boiler | BASEMENT | STHT - Steam-Heat | 7/31/2026
KING OF KINGS LTHRN CHUR | 2600 S 124th St | Omaha | NE | 68144-2707 | Douglas | NE14264 | Inactive |  | 1968 | RELIANCE | FT - Firetube Boiler | 11615 "I" ST | HWHT - Hot Water Heat | 10/31/1993
KING OF KINGS LTHRN CHUR | 2600 S 124th St | Omaha | NE | 68144-2707 | Douglas | NE14274 | Inactive | 2622 | 1979 | PRECISION BOILERS | ELBL - Electric Boiler |  | PROC - Process Steam | 10/31/1993
KING OF KINGS LTHRN CHUR | 2600 S 124th St | Omaha | NE | 68144-2707 | Douglas | NE17005 | Inactive | 51414 | 1981 | CLEAVER BROOKS | FT - Firetube Boiler |  | STHT - Steam-Heat | 10/31/1993
Candlewood Suites | 2601 Abbott Plz | Omaha | NE | 68110-2775 | Douglas | NE12621 | Active | 117672 | 2007 | AOSM | CHWH - ASME/Fired Water Heater | EQUIP ROOM | HWDP - Hotwater Heat & Dom Supply | 2/28/2027
Candlewood Suites | 2601 Abbott Plz | Omaha | NE | 68110-2775 | Douglas | NE12622 | Active | 117667 | 2007 | AOSM | CHWH - ASME/Fired Water Heater | EQUIP ROOM | HWDP - Hotwater Heat & Dom Supply | 2/28/2027
Candlewood Suites | 2601 Abbott Plz | Omaha | NE | 68110-2775 | Douglas | NE12623 | Active | 117403 | 2007 | AOSM | CHWH - ASME/Fired Water Heater | EQUIP ROOM | HWDP - Hotwater Heat & Dom Supply | 2/28/2027
Hawkins Construction Co | 2601 Oak St | Omaha | NE | 68105-3706 | Douglas | NE23984 | Active | 255733 | 2013 | Lochinvar | COND - Condenser | 2nd fl mech room | HWHT - Hot Water Heat | 12/31/2026
Hawkins Construction Co | 2601 Oak St | Omaha | NE | 68105-3706 | Douglas | NE23985 | Active | 255738 | 2013 | Lochinvar | COND - Condenser | 2nd fl mech room | HWHT - Hot Water Heat | 12/31/2026
FNBO - 702110H | 2605 S 133rd Plz | Omaha | NE | 68144-2525 | Douglas | NE09928 | Scrapped/Junked | 11977 | 2002 | ALES | FTVT - Firetube Vertical TB | EQUIP ROOM | HWHT - Hot Water Heat | 2/28/2019
FNBO - 702110H | 2605 S 133rd Plz | Omaha | NE | 68144-2525 | Douglas | NE27772 | Active | 20130 | 2018 | Aldrich | FTVT - Firetube Vertical TB | 2nd fl mech room | HWHT - Hot Water Heat | 2/28/2027
FIRST NATIONAL BANK | 2605 S 133rd Plz | Omaha | NE | 68144-2525 | Douglas | NE22666 | Scrapped/Junked | 13293 | 1980 | BRYAN STEAM LLC | WT - Water Tube Boiler | BOILER ROOM | HWHT - Hot Water Heat | 2/28/2003
Blackburn High School | 2606 Hamilton St | Omaha | NE | 68131-1640 | Douglas | NE34035 | Scrapped/Junked | 26194 | 1983 | CLEVELAND RANGE | ELBL - Electric Boiler | KITCHEN | 0021 - Steam Supp Cooker/Kettle | 6/30/2005
Blackburn High School | 2606 Hamilton St | Omaha | NE | 68131-1640 | Douglas | NE34065 | Scrapped/Junked | 3541 | 1983 | ALDR | FTVT - Firetube Vertical TB | BOILER ROOM | HWHT - Hot Water Heat | 12/31/2021
Blackburn High School | 2606 Hamilton St | Omaha | NE | 68131-1640 | Douglas | NE34066 | Scrapped/Junked | 3544 | 1983 | ALDRICH | FTVT - Firetube Vertical TB |  | HWHT - Hot Water Heat | 6/30/1999
Blackburn High School | 2606 Hamilton St | Omaha | NE | 68131-1640 | Douglas | NE34067 | Scrapped/Junked | 3553 | 1983 | ALDR | FTVT - Firetube Vertical TB | BOILER ROOM | HWHT - Hot Water Heat | 12/31/2021
Blackburn High School | 2606 Hamilton St | Omaha | NE | 68131-1640 | Douglas | NE34068 | Scrapped/Junked | 3536 | 1983 | ALDR | FTVT - Firetube Vertical TB | BOILER ROOM | HWHT - Hot Water Heat | 12/31/2021
Blackburn High School | 2606 Hamilton St | Omaha | NE | 68131-1640 | Douglas | NE34069 | Scrapped/Junked | 3551 | 1983 | ALDRICH | FTVT - Firetube Vertical TB | BOILER ROOM | HWHT - Hot Water Heat | 6/30/2003
Blackburn High School | 2606 Hamilton St | Omaha | NE | 68131-1640 | Douglas | NE34070 | Scrapped/Junked | 3543 | 1983 | ALDR | FTVT - Firetube Vertical TB | BOILER ROOM | HWHT - Hot Water Heat | 12/31/2021
Blackburn High School | 2606 Hamilton St | Omaha | NE | 68131-1640 | Douglas | NE34071 | Scrapped/Junked | 3550 | 1983 | ALDRICH | FTVT - Firetube Vertical TB |  | HWHT - Hot Water Heat | 6/30/1999
Blackburn High School | 2606 Hamilton St | Omaha | NE | 68131-1640 | Douglas | NE34072 | Scrapped/Junked | 3540 | 1983 | ALDR | FTVT - Firetube Vertical TB | BOILER ROOM | HWHT - Hot Water Heat | 12/31/2021
Blackburn High School | 2606 Hamilton St | Omaha | NE | 68131-1640 | Douglas | NE34073 | Scrapped/Junked | 3554 | 1983 | ALDR | FTVT - Firetube Vertical TB | BOILER ROOM | HWHT - Hot Water Heat | 12/31/2021
Blackburn High School | 2606 Hamilton St | Omaha | NE | 68131-1640 | Douglas | NE34074 | Scrapped/Junked | 3535 | 1983 | ALDR | FTVT - Firetube Vertical TB | BOILER ROOM | HWHT - Hot Water Heat | 12/31/2021
Blackburn High School | 2606 Hamilton St | Omaha | NE | 68131-1640 | Douglas | NE34075 | Scrapped/Junked | 3546 | 1983 | ALDR | FTVT - Firetube Vertical TB | BOILER ROOM | HWHT - Hot Water Heat | 12/31/2021
Blackburn High School | 2606 Hamilton St | Omaha | NE | 68131-1640 | Douglas | NE34076 | Scrapped/Junked | 3547 | 1983 | ALDR | FTVT - Firetube Vertical TB | BOILER ROOM | HWHT - Hot Water Heat | 12/31/2021
Blackburn High School | 2606 Hamilton St | Omaha | NE | 68131-1640 | Douglas | NE34077 | Scrapped/Junked | 3529 | 1983 | ALDRICH | FTVT - Firetube Vertical TB | BOILER ROOM | HWSD - Hot Water Dom/Potable | 12/31/2006
Blackburn High School | 2606 Hamilton St | Omaha | NE | 68131-1640 | Douglas | NE34078 | Scrapped/Junked | 3532 | 1983 | ALDRICH | FTVT - Firetube Vertical TB | BOILER ROOM | HWSD - Hot Water Dom/Potable | 12/31/2006
Blackburn High School | 2606 Hamilton St | Omaha | NE | 68131-1640 | Douglas | NE34079 | Scrapped/Junked | 3534 | 1983 | ALDR | FTVT - Firetube Vertical TB | BOILER ROOM | HWSD - Hot Water Dom/Potable | 12/31/2021
Blackburn High School | 2606 Hamilton St | Omaha | NE | 68131-1640 | Douglas | NE34080 | Scrapped/Junked | 3530 | 1983 | ALDR | FTVT - Firetube Vertical TB | BOILER ROOM | HWSD - Hot Water Dom/Potable | 12/31/2021
Blackburn High School | 2606 Hamilton St | Omaha | NE | 68131-1640 | Douglas | NE34081 | Scrapped/Junked | 3533 | 1983 | ALDR | FTVT - Firetube Vertical TB | BOILER ROOM | HWHT - Hot Water Heat | 12/31/2021
Blackburn High School | 2606 Hamilton St | Omaha | NE | 68131-1640 | Douglas | NE34082 | Scrapped/Junked | 3531 | 1983 | ALDR | FTVT - Firetube Vertical TB | BOILER ROOM | HWHT - Hot Water Heat | 12/31/2021
Blackburn High School | 2606 Hamilton St | Omaha | NE | 68131-1640 | Douglas | NE34083 | Scrapped/Junked | 3539 | 1983 | ALDR | FTVT - Firetube Vertical TB | BOILER ROOM | HWHT - Hot Water Heat | 12/31/2021
Blackburn High School | 2606 Hamilton St | Omaha | NE | 68131-1640 | Douglas | NE34084 | Scrapped/Junked | 3552 | 1983 | ALDR | FTVT - Firetube Vertical TB | BOILER ROOM | HWHT - Hot Water Heat | 12/31/2021
Blackburn High School | 2606 Hamilton St | Omaha | NE | 68131-1640 | Douglas | NE34086 | Scrapped/Junked | 3545 | 1983 | ALDR | FTVT - Firetube Vertical TB | BOILER ROOM | HWHT - Hot Water Heat | 12/31/2021
Blackburn High School | 2606 Hamilton St | Omaha | NE | 68131-1640 | Douglas | NE34087 | Scrapped/Junked | 3542 | 1983 | ALDR | FTVT - Firetube Vertical TB | BOILER ROOM | HWHT - Hot Water Heat | 12/31/2021
Blackburn High School | 2606 Hamilton St | Omaha | NE | 68131-1640 | Douglas | NE34089 | Scrapped/Junked | 3538 | 1983 | ALDR | FTVT - Firetube Vertical TB | BOILER ROOM | HWHT - Hot Water Heat | 12/31/2021
Blackburn High School | 2606 Hamilton St | Omaha | NE | 68131-1640 | Douglas | NE34090 | Scrapped/Junked | 3548 | 1983 | ALDR | FTVT - Firetube Vertical TB | BOILER ROOM | HWHT - Hot Water Heat | 12/31/2021
Blackburn High School | 2606 Hamilton St | Omaha | NE | 68131-1640 | Douglas | NE34091 | Scrapped/Junked | 3549 | 1983 | ALDR | FTVT - Firetube Vertical TB | BOILER ROOM | HWHT - Hot Water Heat | 12/31/2021
Blackburn High School | 2606 Hamilton St | Omaha | NE | 68131-1640 | Douglas | NE34092 | Scrapped/Junked | 3549 | 1983 | ALDR | FTVT - Firetube Vertical TB | BOILER ROOM | HWHT - Hot Water Heat | 12/31/2021
Blackburn High School | 2606 Hamilton St | Omaha | NE | 68131-1640 | Douglas | NE43001 | Active | 11213 | 2020 | Riello | WT - Water Tube Boiler | Boiler Room | HWHT - Hot Water Heat | 12/31/2026
Blackburn High School | 2606 Hamilton St | Omaha | NE | 68131-1640 | Douglas | NE43002 | Active | 11216 | 2020 | Riello | WT - Water Tube Boiler | Boiler Room | HWHT - Hot Water Heat | 12/31/2026
Blackburn High School | 2606 Hamilton St | Omaha | NE | 68131-1640 | Douglas | NE43003 | Active | 11215 | 2020 | Riello | WT - Water Tube Boiler | Boiler Room | HWHT - Hot Water Heat | 12/31/2026
Blackburn High School | 2606 Hamilton St | Omaha | NE | 68131-1640 | Douglas | NE43004 | Active | 11214 | 2020 | Riello | WT - Water Tube Boiler | Boiler Room | HWHT - Hot Water Heat | 12/31/2026
Blackburn High School | 2606 Hamilton St | Omaha | NE | 68131-1640 | Douglas | NE43005 | Active | 11211 | 2020 | Riello | WT - Water Tube Boiler | Boiler Room | HWHT - Hot Water Heat | 12/31/2026
Blackburn High School | 2606 Hamilton St | Omaha | NE | 68131-1640 | Douglas | NE43006 | Active | 11210 | 2020 | Riello | WT - Water Tube Boiler | Boiler Room | HWHT - Hot Water Heat | 12/31/2026
Blackburn High School | 2606 Hamilton St | Omaha | NE | 68131-1640 | Douglas | NE43007 | Active | 11655 | 2020 | Riello | WT - Water Tube Boiler | Boiler Room | HWHT - Hot Water Heat | 12/31/2026
Blackburn High School | 2606 Hamilton St | Omaha | NE | 68131-1640 | Douglas | NE43008 | Active | 11654 | 2020 | Riello | WT - Water Tube Boiler | Boiler Room | HWHT - Hot Water Heat | 12/31/2026
Blackburn High School | 2606 Hamilton St | Omaha | NE | 68131-1640 | Douglas | NE43009 | Active | 11614 | 2020 | Riello | WT - Water Tube Boiler | Boiler Room | HWHT - Hot Water Heat | 12/31/2026
Blackburn High School | 2606 Hamilton St | Omaha | NE | 68131-1640 | Douglas | NE43010 | Active | 11671 | 2020 | Riello | WT - Water Tube Boiler | Boiler Room | HWHT - Hot Water Heat | 12/31/2026
Blackburn High School | 2606 Hamilton St | Omaha | NE | 68131-1640 | Douglas | NE43011 | Active | 11673 | 2020 | Riello | WT - Water Tube Boiler | Boiler Room | HWHT - Hot Water Heat | 12/31/2026
Blackburn High School | 2606 Hamilton St | Omaha | NE | 68131-1640 | Douglas | NE43012 | Active | 11617 | 2020 | Riello | WT - Water Tube Boiler | Boiler Room | HWHT - Hot Water Heat | 12/31/2026
Blackburn High School | 2606 Hamilton St | Omaha | NE | 68131-1640 | Douglas | NE43013 | Active | 11568 | 2020 | Riello | WT - Water Tube Boiler | Boiler Room | HWHT - Hot Water Heat | 12/31/2026
Blackburn High School | 2606 Hamilton St | Omaha | NE | 68131-1640 | Douglas | NE43014 | Active | 11567 | 2020 | Riello | WT - Water Tube Boiler | Boiler Room | HWHT - Hot Water Heat | 12/31/2026
Blackburn High School | 2606 Hamilton St | Omaha | NE | 68131-1640 | Douglas | NE43015 | Active | 11571 | 2020 | Riello | WT - Water Tube Boiler | Boiler Room | HWHT - Hot Water Heat | 12/31/2026
Blackburn High School | 2606 Hamilton St | Omaha | NE | 68131-1640 | Douglas | NE43016 | Active | 11570 | 2020 | Riello | WT - Water Tube Boiler | Boiler Room | HWHT - Hot Water Heat | 12/31/2026
Blackburn High School | 2606 Hamilton St | Omaha | NE | 68131-1640 | Douglas | NE43017 | Active | 11586 | 2020 | Riello | WT - Water Tube Boiler | Boiler Room | HWHT - Hot Water Heat | 12/31/2026
Blackburn High School | 2606 Hamilton St | Omaha | NE | 68131-1640 | Douglas | NE43018 | Active | 11584 | 2020 | Riello | WT - Water Tube Boiler | Boiler Room | HWHT - Hot Water Heat | 12/31/2026
City of Omaha-Auto Maintenance Center | 2606 Lake St | Omaha | NE | 68111-3835 | Douglas | NE37335 | Active | 40146 | 1986 | Kewanee | FTFB - Firetube-Firebox Boiler | BOILER ROOM | HWHT - Hot Water Heat | 9/30/2026
City of Omaha-Auto Maintenance Center | 2606 Lake St | Omaha | NE | 68111-3835 | Douglas | NE37336 | Active | 40151 | 1986 | Kewanee | FTFB - Firetube-Firebox Boiler | BOILER ROOM | HWHT - Hot Water Heat | 9/30/2026
McArdle Grading Co | 2606 N 204th Ave | Elkhorn | NE | 68022 | Douglas | NE28592 | Active | 332723 | 2018 | Lochinvar | WT - Water Tube Boiler | garage | GLFH - Glycol Floor Heat System | 3/31/2027
McArdle Grading Co | 2606 N 204th Ave | Elkhorn | NE | 68022 | Douglas | NE42332 | Active | 333094 | 2018 | Lochinvar | FTVT - Firetube Vertical TB | Lower Garage | GLFH - Glycol Floor Heat System | 3/31/2027
NE Correctional Youth Facility | 2610 N 20th St E | Omaha | NE | 68110-2730 | Douglas | NE10117 | Scrapped/Junked | 75661 | 1997 | Lochinvar | CPFH - Copper Fin Water Heater | MECH ROOM | HWSD - Hot Water Dom/Potable | 1/31/2021
NE Correctional Youth Facility | 2610 N 20th St E | Omaha | NE | 68110-2730 | Douglas | NE10118 | Scrapped/Junked | 75663 | 1997 | Lochinvar | CPFT - Horiz Cpr Fin Boiler | MECH ROOM | HWSD - Hot Water Dom/Potable | 1/31/2021
NE Correctional Youth Facility | 2610 N 20th St E | Omaha | NE | 68110-2730 | Douglas | NE10119 | Inactive | 75413 | 1997 | Lochinvar | CPFT - Horiz Cpr Fin Boiler | MECH ROOM | HWSD - Hot Water Dom/Potable | 1/31/2021
NE Correctional Youth Facility | 2610 N 20th St E | Omaha | NE | 68110-2730 | Douglas | NE10120 | Inactive | 75411 | 1997 | Lochinvar | CPFT - Horiz Cpr Fin Boiler | MECH ROOM | HWSD - Hot Water Dom/Potable | 1/31/2021
NE Correctional Youth Facility | 2610 N 20th St E | Omaha | NE | 68110-2730 | Douglas | NE10121 | Scrapped/Junked | 9153 | 1997 | ALES | FTVT - Firetube Vertical TB | MECH ROOM | HWHT - Hot Water Heat | 1/31/2022
NE Correctional Youth Facility | 2610 N 20th St E | Omaha | NE | 68110-2730 | Douglas | NE10122 | Scrapped/Junked | 9158 | 1997 | ALES | FTVT - Firetube Vertical TB | MECH ROOM | HWHT - Hot Water Heat | 1/31/2022
NE Correctional Youth Facility | 2610 N 20th St E | Omaha | NE | 68110-2730 | Douglas | NE10123 | Scrapped/Junked | 9156 | 1997 | ALES | FTVT - Firetube Vertical TB | MECH ROOM | HWHT - Hot Water Heat | 1/31/2022
NE Correctional Youth Facility | 2610 N 20th St E | Omaha | NE | 68110-2730 | Douglas | NE29196 | Active | 14981 | 2020 | PVI Industries | CHWH - ASME/Fired Water Heater | Mechanical Room | HWSD - Hot Water Dom/Potable | 1/31/2026
NE Correctional Youth Facility | 2610 N 20th St E | Omaha | NE | 68110-2730 | Douglas | NE41537 | Active | 373564 | 2021 | Lochinvar | FTVT - Firetube Vertical TB | Boiler Room | HWHT - Hot Water Heat | 1/31/2026
NE Correctional Youth Facility | 2610 N 20th St E | Omaha | NE | 68110-2730 | Douglas | NE41538 | Active | 374310 | 2021 | Lochinvar | FTVT - Firetube Vertical TB | Boiler Room | HWHT - Hot Water Heat | 1/31/2026
NE Correctional Youth Facility | 2610 N 20th St E | Omaha | NE | 68110-2730 | Douglas | NE41539 | Active | 197217 | 2021 | PVI Industries | CHWH - ASME/Fired Water Heater | Mechanical Room | HWSD - Hot Water Dom/Potable | 1/31/2026
NE Correctional Youth Facility | 2610 N 20th St E | Omaha | NE | 68110-2730 | Douglas | NE41540 | Active | 197218 | 2021 | PVI Industries | CHWH - ASME/Fired Water Heater | Mechanical Room | HWSD - Hot Water Dom/Potable | 1/31/2026
NE Correctional Youth Facility | 2610 N 20th St E | Omaha | NE | 68110-2730 | Douglas | NE41541 | Active | 171172 | 2021 | PVI Industries | CHWH - ASME/Fired Water Heater | Mechanical Room | HWSD - Hot Water Dom/Potable | 1/31/2026
Travers Row | 2611 Saint Marys Ave | Omaha | NE | 68105-1635 | Douglas | NE04939 | Active | n/a | 1956 | American Standard | CI - Cast Iron | Boiler Room | HWHT - Hot Water Heat | 5/31/2027
RUSSELL SPEEDER CAR WASH | 2612 S 90th St | Omaha | NE | 68124-2016 | Douglas | NE21798 | Scrapped/Junked | 105446 | 1993 | RAYPAK INC, CALIFORNIA | CPFT - Horiz Cpr Fin Boiler | EQUIP ROOM | HWSP - Hot Water Non Potable Supply | 2/28/2008
RUSSELL SPEEDER CAR WASH | 2612 S 90th St | Omaha | NE | 68124-2016 | Douglas | NE21799 | Scrapped/Junked | 110250 | 1993 | RAYPAK INC, CALIFORNIA | CPFT - Horiz Cpr Fin Boiler | EQUIP ROOM | HWHT - Hot Water Heat | 2/28/2008
OMAHA HOUSING AUTHORITY | 2612-2626 DEWEY ST | OMAHA | NE | 68105-4132 | Douglas | NE35200 | Inactive |  | 1954 | KEWANEE | FTFB - Firetube-Firebox Boiler | BOILER ROOM | STHT - Steam-Heat | 3/31/2007
Zander Land LLC | 2614 Martha St | Omaha | NE | 68105-3261 | Douglas | NE05891 | Scrapped/Junked | n/a | 1998 | Peerless | CI - Cast Iron | BOILER ROOM/ FOUNDRY | STHT - Steam-Heat | 11/30/2016
PAXTON MITCHELL COMPANY | 2614 Martha St | Omaha | NE | 68105-3261 | Douglas | NE37432 | Inactive |  | 1938 | KEWANEE | FT - Firetube Boiler | BASEMENT | STHT - Steam-Heat | 7/31/1991
PAXTON MITCHELL COMPANY | 2614 Martha St | Omaha | NE | 68105-3261 | Douglas | NE37433 | Inactive |  | 1938 | KEWANEE | FT - Firetube Boiler | BASEMENT/FOUNDRY | STHT - Steam-Heat | 7/31/2001
West Hampton Park/Bldg 28 | 2614 N 192nd Ct | Omaha | NE | 68022-2657 | Douglas | NE08118 | Scrapped/Junked | 196187 | 2007 | Lochinvar | CHWH - ASME/Fired Water Heater | EQUIP ROOM BLDG 28 | HWDP - Hotwater Heat & Dom Supply | 6/30/2020
West Hampton Park/Bldg 28 | 2614 N 192nd Ct | Omaha | NE | 68022-2657 | Douglas | NE29018 | Active | 339841 | 2019 | Lochinvar | CPFH - Copper Fin Water Heater | EQUIP ROOM BLDG 28 | HTEX - Heat Exchanger | 6/30/2026
Qwest Communications | 2617 S 135th Ave | Omaha | NE | 68144-2425 | Douglas | NE11469 | Scrapped/Junked | 9999 | 1980 | Peerless | CI - Cast Iron | Basement | HWHT - Hot Water Heat | 10/31/2011
ST ADALBERT'S SCHOOL | 2617 S 31st St | Omaha | NE | 68105-3623 | Douglas | NE32506 | Inactive |  | 1956 | KEWANEE | FT - Firetube Boiler | BOILER ROOM | STHT - Steam-Heat | 6/30/1999
GEORGEANNA COURT APTS | 2620 Dewey Ave | Omaha | NE | 68105-4125 | Douglas | NE19754 | Exempt 1999 LB-66 |  | 1989 | RHEEM MANUFACTURING CO | AHWH - ANSI/Fired Water Htr |  | HWSD - Hot Water Dom/Potable | 5/31/2000
Highland Elementary | 2625 Jefferson St | Omaha | NE | 68107-4135 | Douglas | NE04611 | Scrapped/Junked | 9362 | 1980 | AO SMITH | AHWH - ANSI/Fired Water Htr |  | HWSD - Hot Water Dom/Potable | 6/30/2000
Highland Elementary | 2625 Jefferson St | Omaha | NE | 68107-4135 | Douglas | NE30981 | Scrapped/Junked | 33913 | 1980 | Kewanee | FTFB - Firetube-Firebox Boiler | BOILER ROOM | HWHT - Hot Water Heat | 12/31/2021
Highland Elementary | 2625 Jefferson St | Omaha | NE | 68107-4135 | Douglas | NE30982 | Scrapped/Junked | 34150 | 1980 | Kewanee | FTFB - Firetube-Firebox Boiler | BOILER ROOM | HWHT - Hot Water Heat | 12/31/2021
Highland Elementary | 2625 Jefferson St | Omaha | NE | 68107-4135 | Douglas | NE30983 | Scrapped/Junked | 34071 | 1980 | Kewanee | FTFB - Firetube-Firebox Boiler | BOILER ROOM | HWHT - Hot Water Heat | 12/31/2021
Highland Elementary | 2625 Jefferson St | Omaha | NE | 68107-4135 | Douglas | NE41218 | Active | 368086 | 2021 | Lochinvar | WT - Water Tube Boiler | Equipment Room | HWHT - Hot Water Heat | 12/31/2026
Highland Elementary | 2625 Jefferson St | Omaha | NE | 68107-4135 | Douglas | NE41219 | Active | 368062 | 2021 | Lochinvar | WT - Water Tube Boiler | Equipment Room | HWHT - Hot Water Heat | 12/31/2026
FNBO - 702110H | 2625 S 175th St | Omaha | NE | 68197-0017 | Douglas | NE12145 | Scrapped/Junked | 10904 | 2000 | ALES | FTVT - Firetube Vertical TB | BASEMENT | GLYC - Glycol Bldg Heat Sys | 2/28/2021
FNBO - 702110H | 2625 S 175th St | Omaha | NE | 68197-0017 | Douglas | NE41013 | Active | 519 | 2020 | IA Manufacturing, LLC | FTVT - Firetube Vertical TB | BASEMENT | GLYC - Glycol Bldg Heat Sys | 4/30/2027
Any Garment Cleaners | 2629 S 120th St | Omaha | NE | 68144-2860 | Douglas | NE07346 | Active | 57737 | 2006 | Parker Ind | WT - Water Tube Boiler | EQUIP ROOM | PROC - Process Steam | 4/30/2026
Any Garment Cleaners | 2629 S 120th St | Omaha | NE | 68144-2860 | Douglas | NE40457 | Scrapped/Junked |  | 1990 | AO SMITH | CHWH - ASME/Fired Water Heater | LAUNDRY | HWSD - Hot Water Dom/Potable | 10/31/2006
Any Garment Cleaners | 2629 S 120th St | Omaha | NE | 68144-2860 | Douglas | NE40458 | Scrapped/Junked | 32301 | 1995 | AO SMITH | CHWH - ASME/Fired Water Heater | LAUNDRY | HWSD - Hot Water Dom/Potable | 2/28/2005
GREAT PLAINS PROC CORP | 2630 N St | Omaha | NE | 68107-2741 | Douglas | NE04665 | Inactive |  | 1965 | AMERICAN STANDARD |  | BOILER ROOM | STHT - Steam-Heat | 9/30/1991
Old Chicago Restaurant | 2643 S 144th St | Omaha | NE | 68144-3258 | Douglas | NE06707 | Scrapped/Junked | 96563 | 2005 | A O Smith | CHWH - ASME/Fired Water Heater | FIRST FLOOR | HWSD - Hot Water Dom/Potable | 1/31/2025
Old Chicago Restaurant | 2643 S 144th St | Omaha | NE | 68144-3258 | Douglas | NE25525 | Scrapped/Junked | 51933 | 1999 | AO SMITH | CHWH - ASME/Fired Water Heater | EQUIP ROOM | HWSD - Hot Water Dom/Potable | 1/18/2001
Kountze Mem Lutheran Church-BMIC#442062 | 2650 Farnam St | Omaha | NE | 68131-3616 | Douglas | NE00562 | Active | 10868 | 2000 | Aldrich | FTFB - Firetube-Firebox Boiler | Boiler Room | STHT - Steam-Heat | 9/30/2026
Kountze Mem Lutheran Church-BMIC#442062 | 2650 Farnam St | Omaha | NE | 68131-3616 | Douglas | NE00567 | Active | 10809 | 2000 | Aldrich | FTFB - Firetube-Firebox Boiler | Boiler Room | STHT - Steam-Heat | 9/30/2026
Kountze Mem Lutheran Church-BMIC#442062 | 2650 Farnam St | Omaha | NE | 68131-3616 | Douglas | NE02274 | Scrapped/Junked |  | 1945 | Kewannee |  | BOILER ROOM |  | 8/31/2000
Kountze Mem Lutheran Church-BMIC#442062 | 2650 Farnam St | Omaha | NE | 68131-3616 | Douglas | NE02275 | Inactive |  | 1945 | Kewannee |  | BOILER ROOM |  | 8/31/1992
KETV Televison Station | 2665 Douglas St | Omaha | NE | 68131-2626 | Douglas | NE25617 | Scrapped/Junked | 9289 | 1997 | Aldrich | FTFB - Firetube-Firebox Boiler | Boiler Room | HWHT - Hot Water Heat | 6/30/2016
De Freese Manor | 2669 Dodge St | Omaha | NE | 68131-2640 | Douglas | NE24856 | Active | 287955 | 2013 | CAMUS | COND - Condenser | boiler room | HWSD - Hot Water Dom/Potable | 12/31/2026
De Freese Manor | 2669 Dodge St | Omaha | NE | 68131-2640 | Douglas | NE24857 | Active | 287954 | 2013 | CAMUS | COND - Condenser | boiler room | HWSD - Hot Water Dom/Potable | 12/31/2026
De Freese Manor | 2669 Dodge St | Omaha | NE | 68131-2640 | Douglas | NE24858 | Active | 231409 | 2012 | CAMUS | COND - Condenser | boiler room | HWHT - Hot Water Heat | 12/31/2026
De Freese Manor | 2669 Dodge St | Omaha | NE | 68131-2640 | Douglas | NE24859 | Active | 231410 | 2012 | CAMUS | COND - Condenser | boiler room | HWHT - Hot Water Heat | 12/31/2026
De Freese Manor | 2669 Dodge St | Omaha | NE | 68131-2640 | Douglas | NE37756 | Scrapped/Junked | n/a | 1981 | Aldrich | FTVT - Firetube Vertical TB | BOILER ROOM | HWHT - Hot Water Heat | 12/31/2014
De Freese Manor | 2669 Dodge St | Omaha | NE | 68131-2640 | Douglas | NE37757 | Scrapped/Junked | n/a | 1981 | Aldrich | FTVT - Firetube Vertical TB | BOILER ROOM | HWHT - Hot Water Heat | 12/31/2014
De Freese Manor | 2669 Dodge St | Omaha | NE | 68131-2640 | Douglas | NE37758 | Scrapped/Junked | n/a | 1981 | Aldrich | FTVT - Firetube Vertical TB | BOILER ROOM | HWHT - Hot Water Heat | 12/31/2014
De Freese Manor | 2669 Dodge St | Omaha | NE | 68131-2640 | Douglas | NE37759 | Scrapped/Junked | n/a | 1981 | Aldrich | FTVT - Firetube Vertical TB | BOILER ROOM | HWHT - Hot Water Heat | 12/31/2014
De Freese Manor | 2669 Dodge St | Omaha | NE | 68131-2640 | Douglas | NE37760 | Scrapped/Junked | n/a | 1981 | Aldrich | FTVT - Firetube Vertical TB | BOILER ROOM | HWHT - Hot Water Heat | 12/31/2014
De Freese Manor | 2669 Dodge St | Omaha | NE | 68131-2640 | Douglas | NE37761 | Scrapped/Junked | n/a | 1981 | Aldrich | FTVT - Firetube Vertical TB | BOILER ROOM | HWHT - Hot Water Heat | 12/31/2014
De Freese Manor | 2669 Dodge St | Omaha | NE | 68131-2640 | Douglas | NE37762 | Scrapped/Junked | n/a | 1981 | Aldrich | FTVT - Firetube Vertical TB | BOILER ROOM | HWHT - Hot Water Heat | 12/31/2014
MIDWEST ANIMAL PRODUCTS | 2700 Y ST | OMAHA | NE | 68107 | Douglas | NE03714 | Inactive | 8312 | 1979 | SUPERIOR BOILERWORKS | FT - Firetube Boiler | BOILER ROOM | PROC - Process Steam | 8/31/1987
Immaculate Conception Bowling Alley | 2701 S 25th St | Omaha | NE | 68105-3711 | Douglas | NE23181 | Active | n/a | 1997 | Peerless | CI - Cast Iron | BOWLING ALLEY 1ST FL | STHT - Steam-Heat | 4/30/2027
StoneBridge Church | 2702 N 61st St | Omaha | NE | 68104-4020 | Douglas | NE06710 | Active | 13992 | 2005 | ALES | FTVT - Firetube Vertical TB | BOILER ROOM | HWHT - Hot Water Heat | 1/31/2027
StoneBridge Church | 2702 N 61st St | Omaha | NE | 68104-4020 | Douglas | NE06711 | Active | 13993 | 2005 | ALES | FTVT - Firetube Vertical TB | BOILER ROOM | HWHT - Hot Water Heat | 1/31/2027
StoneBridge Church | 2702 N 61st St | Omaha | NE | 68104-4020 | Douglas | NE12846 | Scrapped/Junked |  | 1966 | AMERICAN STANDARD |  | BASEMENT | HWHT - Hot Water Heat | 9/30/2005
West Hampton Park/Bldg #17 | 2704 N 194th Ct | Omaha | NE | 68022-2613 | Douglas | NE07643 | Active | 187976 | 2006 | Lochinvar | CHWH - ASME/Fired Water Heater | MECH RM #17 | HWSD - Hot Water Dom/Potable | 6/30/2026
Rescue Mission | 2705 N 20th St East | Omaha | NE | 68110-2703 | Douglas | NE20773 | Active | 165628 | 2012 | AO SMITH | CHWH - ASME/Fired Water Heater | mech room | HWDP - Hotwater Heat & Dom Supply | 4/30/2028
Rescue Mission | 2705 N 20th St East | Omaha | NE | 68110-2703 | Douglas | NE20774 | Active | 16246 | 2012 | AO SMITH | CHWH - ASME/Fired Water Heater | mech room | HWDP - Hotwater Heat & Dom Supply | 4/30/2028
Rescue Mission | 2705 N 20th St East | Omaha | NE | 68110-2703 | Douglas | NE20775 | Scrapped/Junked | 165847 | 2012 | AO SMITH | CHWH - ASME/Fired Water Heater | mech room | HWDP - Hotwater Heat & Dom Supply | 4/30/2024
Rescue Mission | 2705 N 20th St East | Omaha | NE | 68110-2703 | Douglas | NE42885 | Active | 320037 | 2024 | AO SMITH | CHWH - ASME/Fired Water Heater | mech room | HWSD - Hot Water Dom/Potable | 4/30/2028
Omaha Christian High School-BMIC#522234 | 2707 N 108th St | Omaha | NE | 68164-3786 | Douglas | NE25505 | Active | 10079 | 1999 | ALES | FTFB - Firetube-Firebox Boiler | BOILER ROOM | HWHT - Hot Water Heat | 10/31/2026
North Park Office 7B | 2707 N 118th St | Omaha | NE | 68180-2000 | Douglas | NE09294 | Scrapped/Junked | 196233 | 2007 | Lochinvar | CPFT - Horiz Cpr Fin Boiler | EQUIP ROOM | HWHT - Hot Water Heat | 1/31/2025
North Park Office 7B | 2707 N 118th St | Omaha | NE | 68180-2000 | Douglas | NE09295 | Active | 196234 | 2007 | Lochinvar | CPFT - Horiz Cpr Fin Boiler | EQUIP ROOM | HWHT - Hot Water Heat | 1/31/2027
North Park Office 7B | 2707 N 118th St | Omaha | NE | 68180-2000 | Douglas | NE43202 | Active | 425263 | 2024 | Lochinvar | CPFT - Horiz Cpr Fin Boiler | EQUIP ROOM | HWHT - Hot Water Heat | 1/31/2027
City of Omaha-Miller Park Pavilion/water park | 2707 Redick Ave | Omaha | NE | 68112-3307 | Douglas | NE15716 | Scrapped/Junked | n/a | 1995 | Bryant | CI - Cast Iron | BASEMENT | STHT - Steam-Heat | 9/30/2021
City of Omaha-Miller Park Pavilion/water park | 2707 Redick Ave | Omaha | NE | 68112-3307 | Douglas | NE21894 | Active | 94641 | 1998 | Lochinvar | CPFT - Horiz Cpr Fin Boiler | EQUIPMENT ROOM | OPHT - Outdoor Pool Heater | 6/30/2026
Immaculate Conception Church | 2708 S 24th St | Omaha | NE | 68108-1342 | Douglas | NE14736 | Scrapped/Junked |  | 1960 | AMERICAN STANDARD |  | CH BASEMENT | STHT - Steam-Heat | 5/31/1999
Immaculate Conception Church | 2708 S 24th St | Omaha | NE | 68108-1342 | Douglas | NE40129 | Active | n/a | 1998 | Peerless | CI - Cast Iron | CHURCH BASEMENT | STHT - Steam-Heat | 4/30/2027
Apartment Building | 2709 Dewey Ave | Omaha | NE | 68105-1535 | Douglas | NE04414 | Out of Service |  | 1981 | PEER | CI - Cast Iron | BOILER ROOM | STHT - Steam-Heat | 10/31/2006
FLORENCE PUMPING STATION | 2710 Grebe St | Omaha | NE | 68112-5803 | Douglas | NE11578 | Inactive |  | 1956 | YORK SHIPLEY | FT - Firetube Boiler | CHEMICAL BLDG | PROC - Process Steam | 3/31/1999
FLORENCE PUMPING STATION | 2710 Grebe St | Omaha | NE | 68112-5803 | Douglas | NE11871 | Inactive | 4192 | 1966 | E KEELER COMPANY | WT - Water Tube Boiler | MINNE LUSA | POWR - Power Generation | 7/31/1993
West Hampton Park/Bldg #21 | 2714 N 193rd Ct | Omaha | NE | 68022-1582 | Douglas | NE27703 | Active | 217374 | 2009 | Lochinvar | CPFH - Copper Fin Water Heater | MECH ROOM | HWSD - Hot Water Dom/Potable | 6/30/2026
Open Door Mission | 2716 N 22nd St E | Omaha | NE | 68110-2780 | Douglas | NE06459 | Inactive | 46547 | 1994 | Kewanee | FTFB - Firetube-Firebox Boiler | BOILER ROOM | STHT - Steam-Heat | 8/31/2021
Open Door Mission | 2716 N 22nd St E | Omaha | NE | 68110-2780 | Douglas | NE34168 | Scrapped/Junked |  | 1951 | ERIE CITY | FTLO - Firetube Locomotive Type | BOILER ROOM | STHT - Steam-Heat | 9/30/2003
North Park Office 7A | 2717 N 118th St | Omaha | NE | 68164-9688 | Douglas | NE05791 | Active | 19 | 1996 | Ruscio | WT - Water Tube Boiler | BOILER ROOM | HWHT - Hot Water Heat | 1/31/2026
North Park Office 7A | 2717 N 118th St | Omaha | NE | 68164-9688 | Douglas | NE05792 | Active | 18 | 1996 | Ruscio Brothers Ltd | WT - Water Tube Boiler | BOILER ROOM | HWHT - Hot Water Heat | 1/31/2026
The Grant | 2718 N 118th St | Omaha | NE | 68164-9672 | Douglas | NE15075 | Scrapped/Junked | 54402 | 2003 | R&R | ELBL - Electric Boiler | POOL AREA | SAUN - Sauna Steam Room Heat | 11/30/2012
The Grant | 2718 N 118th St | Omaha | NE | 68164-9672 | Douglas | NE18869 | Out of Service | 248441 | 2006 | Raypak | WT - Water Tube Boiler | pump room | SPAJ - Spa/Jacuzzi Heater | 11/30/2016
The Grant | 2718 N 118th St | Omaha | NE | 68164-9672 | Douglas | NE18871 | Out of Service | 248440 | 2006 | Raypak | WT - Water Tube Boiler | pump room | SPAJ - Spa/Jacuzzi Heater | 11/30/2016
The Grant | 2718 N 118th St | Omaha | NE | 68164-9672 | Douglas | NE25502 | Scrapped/Junked | 161541 | 1999 | RAYPAK INC, CALIFORNIA | WT - Water Tube Boiler | EQUIPMENT ROOM | HWSP - Hot Water Non Potable Supply | 11/30/2006
The Grant | 2718 N 118th St | Omaha | NE | 68164-9672 | Douglas | NE25503 | Scrapped/Junked | 43107 | 1999 | MR. STEAM | ELBL - Electric Boiler | EQUIPMENT ROOM | SAUN - Sauna Steam Room Heat | 11/30/2003
The Grant | 2718 N 118th St | Omaha | NE | 68164-9672 | Douglas | NEW | Scrapped/Junked | 205929 | 2003 | Raypack | WT - Water Tube Boiler | Pool | HWDP - Hotwater Heat & Dom Supply | 12/28/2009
Aurovaccines, LLC | 2720 N 84th St | Omaha | NE | 68134-6322 | Douglas | NE03315 | Scrapped/Junked | 46532 | 1979 | Cleaver-Brooks | FTSM - FTS Marine Dry Back | BSMT-BLRM | PROC - Process Steam | 10/31/2022
Aurovaccines, LLC | 2720 N 84th St | Omaha | NE | 68134-6322 | Douglas | NE03316 | Scrapped/Junked | 45360 | 1979 | CLEAVER BROOKS | FTSM - FTS Marine Dry Back | BOILER ROOM | PROC - Process Steam | 8/31/2007
Staybridge Suites Omaha West | 2720 Oak Dr | Omaha | NE | 68130-2194 | Douglas | NE26397 | Active | 217392 | 2016 | AO SMITH | CHWH - ASME/Fired Water Heater | water room | HWSD - Hot Water Dom/Potable | 8/31/2026
Staybridge Suites Omaha West | 2720 Oak Dr | Omaha | NE | 68130-2194 | Douglas | NE26398 | Active | 217394 | 2016 | AO SMITH | CHWH - ASME/Fired Water Heater | water room | HWSD - Hot Water Dom/Potable | 8/31/2026
Staybridge Suites Omaha West | 2720 Oak Dr | Omaha | NE | 68130-2194 | Douglas | NE26399 | Active | 217391 | 2016 | AO SMITH | CHWH - ASME/Fired Water Heater | water room | HWSD - Hot Water Dom/Potable | 8/31/2026
Union Bank and Trust | 2720 S 177th St | Omaha | NE | 68130-2898 | Douglas | NE02421 | Active | 13607 | 2004 | Les Inc/Aldrich Co | FTVT - Firetube Vertical TB | BASEMENT | HWHT - Hot Water Heat | 4/30/2027
Union Bank and Trust | 2720 S 177th St | Omaha | NE | 68130-2898 | Douglas | NE02422 | Active | 13610 | 2004 | Les Inc/Aldrich Co | FTVT - Firetube Vertical TB | BASEMENT | HWHT - Hot Water Heat | 4/30/2027
Aurovaccines, LLC | 2721 N 84th St | Omaha | NE | 68134-6321 | Douglas | NE09923 | Scrapped/Junked | 6697 | 2002 | Cleaver-Brooks | FTSM - FTS Marine Dry Back | BSMT-BLRM | PROC - Process Steam | 10/31/2022
Aurovaccines, LLC | 2721 N 84th St | Omaha | NE | 68134-6321 | Douglas | NE09924 | Scrapped/Junked | 6698 | 2002 | Cleaver-Brooks | FTSM - FTS Marine Dry Back | BSMT-BLRM | PROC - Process Steam | 10/31/2022
Stephen Center | 2723 Q St | Omaha | NE | 68107-3408 | Douglas | NE24885 | Active | 196939 | 2014 | AO SMITH | CHWH - ASME/Fired Water Heater | basement | HWSD - Hot Water Dom/Potable | 12/31/2026
Stephen Center | 2723 Q St | Omaha | NE | 68107-3408 | Douglas | NE24886 | Active | 196935 | 2014 | AO SMITH | CHWH - ASME/Fired Water Heater | basement | HWSD - Hot Water Dom/Potable | 12/31/2026
Stephen Center | 2723 Q St | Omaha | NE | 68107-3408 | Douglas | NE24887 | Active | 196936 | 2014 | AO SMITH | CHWH - ASME/Fired Water Heater | basement | HWSD - Hot Water Dom/Potable | 12/31/2026
Bancroft Academy | 2724 Riverview Blvd | Omaha | NE | 68108-1643 | Douglas | NE01705 | Active | 78306 | 2003 | STAT | CHWH - ASME/Fired Water Heater | BOILER ROOM | HWSD - Hot Water Dom/Potable | 12/31/2026
Bancroft Academy | 2724 Riverview Blvd | Omaha | NE | 68108-1643 | Douglas | NE09409 | Scrapped/Junked |  | 1986 | STATE INDUSTRIES | AHWH - ANSI/Fired Water Htr | BOILER ROOM | HWSD - Hot Water Dom/Potable | 12/31/2004
Bancroft Academy | 2724 Riverview Blvd | Omaha | NE | 68108-1643 | Douglas | NE09415 | Active | 40219 | 1986 | KEWA | FTFB - Firetube-Firebox Boiler | BOILER ROOM | HWHT - Hot Water Heat | 12/31/2026
Bancroft Academy | 2724 Riverview Blvd | Omaha | NE | 68108-1643 | Douglas | NE09416 | Active | 40218 | 1986 | Kewanee | FTFB - Firetube-Firebox Boiler | BOILER ROOM | HWHT - Hot Water Heat | 12/31/2026
Bancroft Academy | 2724 Riverview Blvd | Omaha | NE | 68108-1643 | Douglas | NE09417 | Active | 40220 | 1986 | KEWA | FTFB - Firetube-Firebox Boiler | BOILER ROOM | HWHT - Hot Water Heat | 12/31/2026
Immanuel Lutheran Church-BMIC#512328 | 2725 N 60th Ave | Omaha | NE | 68104-4013 | Douglas | NE04840 | Active | n/a | 1989 | Hydrotherm | CI - Cast Iron | BOILER ROOM | HWHT - Hot Water Heat | 3/31/2026
Oakview Medical Building | 2725 S 144th St | Omaha | NE | 68144-5243 | Douglas | NE09944 | Active | 12172 | 2002 | ALES | FTVT - Firetube Vertical TB | NORTH EQUIPMENT ROOM | HWHT - Hot Water Heat | 4/30/2027
Oakview Medical Building | 2727 S 144th St | Omaha | NE | 68144-5225 | Douglas | NE09689 | Out of Service | 17138 | 2001 | Steris Corp | ELBL - Electric Boiler | Surgery | PROC - Process Steam | 7/31/2019
Oakview Medical Building | 2727 S 144th St | Omaha | NE | 68144-5225 | Douglas | NE21329 | Scrapped/Junked | 9218 | 1997 | Aldrich | FT - Firetube Boiler | Bsmt boiler room | HWHT - Hot Water Heat | 8/31/2017
Oakview Medical Building | 2727 S 144th St | Omaha | NE | 68144-5225 | Douglas | NE21330 | Scrapped/Junked | 9219 | 1997 | Aldrich | FT - Firetube Boiler | Basement Boiler Room | HWHT - Hot Water Heat | 8/31/2017
Oakview Medical Building | 2727 S 144th St | Omaha | NE | 68144-5225 | Douglas | NE21369 | Active | 38791 | 1996 | Bryan | WT - Water Tube Boiler | Basement | HWHT - Hot Water Heat | 8/31/2026
Oakview Medical Building | 2727 S 144th St | Omaha | NE | 68144-5225 | Douglas | NE21370 | Active | 38770 | 1996 | Bryan | WT - Water Tube Boiler | Basement | HWHT - Hot Water Heat | 8/31/2026
Oakview Medical Building | 2727 S 144th St | Omaha | NE | 68144-5225 | Douglas | NE23283 | Scrapped/Junked | 11845 | 1996 | Amsco | ELBL - Electric Boiler | Surgery | PROC - Process Steam | 8/31/2009
Oakview Medical Building | 2727 S 144th St | Omaha | NE | 68144-5225 | Douglas | NE23284 | Scrapped/Junked | 12101 | 1997 | Amsco | ELBL - Electric Boiler | Surgery | PROC - Process Steam | 8/31/2009
Oakview Medical Building | 2727 S 144th St | Omaha | NE | 68144-5225 | Douglas | NE23994 | Out of Service | 6345 | 2009 | Steris Corp | ELBL - Electric Boiler | Central Supply | PROC - Process Steam | 7/31/2021
Oakview Medical Building | 2727 S 144th St | Omaha | NE | 68144-5225 | Douglas | NE23995 | Out of Service | 6353 | 2009 | Chromalox, Inc. | ELBL - Electric Boiler | Central Supply | PROC - Process Steam | 7/31/2021
Nebraska Orthopedic Hospital | 2727 S 144th St | Omaha | NE | 68144-5225 | Douglas | NE26660 | Active | 241 | 2016 | IA Manufacturing | FTVT - Firetube Vertical TB | basement Mech Room | HWHT - Hot Water Heat | 8/31/2026
Nebraska Orthopedic Hospital | 2727 S 144th St | Omaha | NE | 68144-5225 | Douglas | NE26661 | Active | 242 | 2016 | IA Manufacturing | FTVT - Firetube Vertical TB | basement Mech Room | HWHT - Hot Water Heat | 8/31/2026
Gorilla Wash | 2727 S 156th St | Omaha | NE | 68130-1913 | Douglas | NE00715 | Scrapped/Junked | 70491 | 1986 | TELE | CPFT - Horiz Cpr Fin Boiler | BOILER ROOM | HWHF - Hot Water Heat-Floor | 3/31/2019
Gorilla Wash | 2727 S 156th St | Omaha | NE | 68130-1913 | Douglas | NE09533 | Active | 174746 | 2000 | Raypak | CPFT - Horiz Cpr Fin Boiler | TOUCHLESS BAY | HWHF - Hot Water Heat-Floor | 3/31/2027
Gorilla Wash | 2727 S 156th St | Omaha | NE | 68130-1913 | Douglas | NE41731 | Active | 480833 | 2019 | Sermeta | WT - Water Tube Boiler | Mech Room | GLFH - Glycol Floor Heat System | 3/31/2027
Minne Lusa Elementary | 2728 Ida St | Omaha | NE | 68112-3200 | Douglas | NE05673 | Scrapped/Junked | 793051 | 1997 | LOCHINVAR | CPFH - Copper Fin Water Heater | BOILER ROOM | HWSD - Hot Water Dom/Potable | 12/31/2005
Minne Lusa Elementary | 2728 Ida St | Omaha | NE | 68112-3200 | Douglas | NE05674 | Scrapped/Junked | 793028 | 1997 | LOCHINVAR | CPFH - Copper Fin Water Heater | BOILER ROOM | HWSD - Hot Water Dom/Potable | 12/31/2005
Minne Lusa Elementary | 2728 Ida St | Omaha | NE | 68112-3200 | Douglas | NE30992 | Active | 36130 | 1982 | Kewanee | FTFB - Firetube-Firebox Boiler | BOILER ROOM | HWHT - Hot Water Heat | 12/31/2026
Minne Lusa Elementary | 2728 Ida St | Omaha | NE | 68112-3200 | Douglas | NE30993 | Active | 35916 | 1982 | Kewanee | FTFB - Firetube-Firebox Boiler | BOILER ROOM | HWHT - Hot Water Heat | 12/31/2026
Ready Mixed Concrete | 2728 N 85th St | Omaha | NE | 68134-6206 | Douglas | NE03265 | Out of Service | 16203 | 1966 | Cleaver & Brooks | FTSM - FTS Marine Dry Back | Boiler Room | PROC - Process Steam | 9/30/2014
Gorilla Wash | 2734 S 90th St | Omaha | NE | 68124 | Douglas | NE00717 | Scrapped/Junked | 88032 | 1986 | TELE | CPFT - Horiz Cpr Fin Boiler | BOILER ROOM | HWHF - Hot Water Heat-Floor | 3/31/2020
Gorilla Wash | 2734 S 90th St | Omaha | NE | 68124 | Douglas | NE28593 | Active | 480832 | 2019 | Peerless | WT - Water Tube Boiler | equip room | GLFH - Glycol Floor Heat System | 3/31/2027
BENSON LODGE #221 I00F | 2741 N 61st St | Omaha | NE | 68104-4019 | Douglas | NE12782 | Scrapped/Junked |  | 1986 | PEERLESS HEATER COMPANY |  | BASEMENT | STHT - Steam-Heat | 12/31/2007
Manchester Elementary School | 2750 Hws Cleveland Blvd | Omaha | NE | 68116-2687 | Douglas | NE07042 | Scrapped/Junked | 85423 | 2004 | AOSC | CHWH - ASME/Fired Water Heater | EQUIPMENT ROOM | HWSD - Hot Water Dom/Potable | 7/31/2020
Manchester Elementary School | 2750 Hws Cleveland Blvd | Omaha | NE | 68116-2687 | Douglas | NE28978 | Active | 15927 | 2020 | RHEEM | CHWH - ASME/Fired Water Heater | Mech Room | HWSP - Hot Water Non Potable Supply | 7/31/2027
ALMA APARTMENTS | 2754 Harney St | Omaha | NE | 68131-3513 | Douglas | NE12789 | Inactive |  | 1940 | AMERICAN STANDARD |  | BOILER ROOM | STHT - Steam-Heat | 12/31/2003
ALMA APARTMENTS | 2754 Harney St | Omaha | NE | 68131-3513 | Douglas | NE21734 | Exempt 1999 LB-66 |  | 1975 | RUUD | AHWH - ANSI/Fired Water Htr |  | HWSD - Hot Water Dom/Potable | 12/31/1999
MILLER PARK ELEMENTARY | 2758 ELLISON AVE | OMAHA | NE | 68107 | Douglas | NE05259 | Scrapped/Junked |  | 1983 | STATE INDUSTRIES | AHWH - ANSI/Fired Water Htr |  | HWSD - Hot Water Dom/Potable | 6/30/2000
MILLER PARK ELEMENTARY | 2758 ELLISON AVE | OMAHA | NE | 68107 | Douglas | NE05260 | Scrapped/Junked |  | 1985 | STATE INDUSTRIES | AHWH - ANSI/Fired Water Htr |  | HWSD - Hot Water Dom/Potable | 6/30/2000
MILLER PARK ELEMENTARY | 2758 ELLISON AVE | OMAHA | NE | 68107 | Douglas | NE32966 | Scrapped/Junked | 32135 | 1979 | KEWANEE | FT - Firetube Boiler | BOILER ROOM | STHT - Steam-Heat | 6/30/2002
MILLER PARK ELEMENTARY | 2758 ELLISON AVE | OMAHA | NE | 68107 | Douglas | NE32967 | Scrapped/Junked | 32495 | 1979 | KEWANEE | FT - Firetube Boiler | BOILER ROOM | STHT - Steam-Heat | 6/30/2001
OMAHA LIVESTOCK MARKET | 27TH & O ST | OMAHA | NE | 68114 | Douglas | NE05565 | Scrapped/Junked | 26597 | 1975 | KEWANEE | FT - Firetube Boiler | O. LIVSTK MRKT | STHT - Steam-Heat | 6/30/1991
Agri Trading | 280 Pierce St | Omaha | NE | 68108-3360 | Douglas | NE43474 | Active | 32004 | 2016 | Burnham | FTHT - Firetube Horizontal | Indoor Trailer Mounted | PROC - Process Steam | 11/30/2025
Schlessinger Group | 2802 Oak View Dr | Omaha | NE | 68144-5604 | Douglas | NE43963 | Active | 11885 | 2025 | Riello | WTSS - Watertube SS Steel | Boiler Room | GLYC - Glycol Bldg Heat Sys | 4/30/2027
Schlessinger Group | 2802 Oak View Dr | Omaha | NE | 68144-5604 | Douglas | NE43964 | Active | 11894 | 2025 | Riello | WTSS - Watertube SS Steel | Boiler Room | GLYC - Glycol Bldg Heat Sys | 4/30/2027
Schlessinger Group | 2802 Oak View Dr | Omaha | NE | 68144-5604 | Douglas | NE43965 | Active | 11881 | 2025 | Riello | WTSS - Watertube SS Steel | Boiler Room | GLYC - Glycol Bldg Heat Sys | 4/30/2027
Schlessinger Group | 2802 Oak View Dr | Omaha | NE | 68144-5604 | Douglas | NE43966 | Active | 11887 | 2025 | Riello | WTSS - Watertube SS Steel | Boiler Room | HWHT - Hot Water Heat | 4/30/2027
Schlessinger Group | 2802 Oak View Dr | Omaha | NE | 68144-5604 | Douglas | NE43967 | Active | 11893 | 2025 | Riello | WTSS - Watertube SS Steel | Boiler Room | GLYC - Glycol Bldg Heat Sys | 4/30/2027
Schlessinger Group | 2802 Oak View Dr | Omaha | NE | 68144-5604 | Douglas | NE43968 | Active | 11890 | 2025 | Riello | WTSS - Watertube SS Steel | Boiler Room | GLYC - Glycol Bldg Heat Sys | 4/30/2027
Schlessinger Group | 2802 Oak View Dr | Omaha | NE | 68144-5604 | Douglas | NE43969 | Scrapped/Junked | 147870 | 1998 | Raypak | CPFT - Horiz Cpr Fin Boiler | Boiler Room | HWHT - Hot Water Heat | 4/30/2026
Schlessinger Group | 2802 Oak View Dr | Omaha | NE | 68144-5604 | Douglas | NE43970 | Scrapped/Junked | 147871 | 1998 | Raypak | CPFT - Horiz Cpr Fin Boiler | Boiler Room | HWHT - Hot Water Heat | 4/30/2026
OrthoNebraska | 2808 S 143rd Plaza | Omaha | NE | 68144-5611 | Douglas | NE15038 | Active | 49703 | 2003 | BRYA | WT - Water Tube Boiler | BOILER ROOM | 0020 - Supp to Sterlizer/Autoclave | 2/28/2027
OrthoNebraska | 2808 S 143rd Plaza | Omaha | NE | 68144-5611 | Douglas | NE15039 | Active | 49725 | 2003 | Bryan Steam Corporation | WT - Water Tube Boiler | Boiler Room | 0020 - Supp to Sterlizer/Autoclave | 2/28/2027
OrthoNebraska | 2808 S 143rd Plaza | Omaha | NE | 68144-5611 | Douglas | NE15040 | Scrapped/Junked | 12602 | 2003 | ALES | FTVT - Firetube Vertical TB | BOILER ROOM | HWHT - Hot Water Heat | 2/28/2024
OrthoNebraska | 2808 S 143rd Plaza | Omaha | NE | 68144-5611 | Douglas | NE15041 | Scrapped/Junked | 12603 | 2003 | ALES | FTVT - Firetube Vertical TB | BOILER ROOM | HWHT - Hot Water Heat | 2/28/2024
OrthoNebraska | 2808 S 143rd Plaza | Omaha | NE | 68144-5611 | Douglas | NE15042 | Scrapped/Junked | 12605 | 2003 | ALES | FTVT - Firetube Vertical TB | BOILER ROOM | HWHT - Hot Water Heat | 2/28/2022
OrthoNebraska | 2808 S 143rd Plaza | Omaha | NE | 68144-5611 | Douglas | NE15043 | Scrapped/Junked | 150848 | 2003 | Loch | CPFH - Copper Fin Water Heater | BOILER ROOM | HWSD - Hot Water Dom/Potable | 2/28/2020
OrthoNebraska | 2808 S 143rd Plaza | Omaha | NE | 68144-5611 | Douglas | NE15044 | Scrapped/Junked | 149142 | 2002 | Loch | CPFH - Copper Fin Water Heater | BOILER ROOM | HWSD - Hot Water Dom/Potable | 2/28/2020
OrthoNebraska | 2808 S 143rd Plaza | Omaha | NE | 68144-5611 | Douglas | NE28828 | Active | 349533 | 2019 | Lochinvar, Inc. | CPFT - Horiz Cpr Fin Boiler | Boiler Room | HWSD - Hot Water Dom/Potable | 2/28/2027
OrthoNebraska | 2808 S 143rd Plaza | Omaha | NE | 68144-5611 | Douglas | NE28829 | Active | 343880 | 2019 | Lochinvar, Inc. | CPFT - Horiz Cpr Fin Boiler | Boiler Room | HWSD - Hot Water Dom/Potable | 2/28/2027
OrthoNebraska | 2808 S 143rd Plaza | Omaha | NE | 68144-5611 | Douglas | NE41253 | Active | 555 | 2021 | Les Inc/Aldrich Co | FTVT - Firetube Vertical TB | Equp room/garage | HWHT - Hot Water Heat | 2/28/2027
OrthoNebraska | 2808 S 143rd Plaza | Omaha | NE | 68144-5611 | Douglas | NE42201 | Active | 672 | 2023 | Les Inc/Aldrich Co | FTVT - Firetube Vertical TB | Equp room/garage | HWHT - Hot Water Heat | 2/28/2027
OrthoNebraska | 2808 S 143rd Plaza | Omaha | NE | 68144-5611 | Douglas | NE42202 | Active | 671 | 2023 | Les Inc/Aldrich Co | FTVT - Firetube Vertical TB | Equp room/garage | HWHT - Hot Water Heat | 2/28/2027
vacant bldg | 2808 S 72nd St | Omaha | NE | 68124-3501 | Douglas | NE12817 | Inactive | 25007 | 1992 | Teledyne Laars | CPFT - Horiz Cpr Fin Boiler | BOILER ROOM | HWHT - Hot Water Heat | 11/30/2016
vacant bldg | 2808 S 72nd St | Omaha | NE | 68124-3501 | Douglas | NE12818 | Inactive | 25008 | 1992 | Teledyne Laars | CPFT - Horiz Cpr Fin Boiler | BOILER ROOM | HWHT - Hot Water Heat | 11/30/2016
vacant bldg | 2808 S 72nd St | Omaha | NE | 68124-3501 | Douglas | NE12927 | Exempt |  | 1993 | COMFORT ZONE | WT - Water Tube Boiler | 2808 S 72ND POOL | HWSD - Hot Water Dom/Potable | 11/30/1997
vacant bldg | 2808 S 72nd St | Omaha | NE | 68124-3501 | Douglas | NE12928 | Exempt 1999 LB-66 |  | 1990 | AMERICAN WATER | AHWH - ANSI/Fired Water Htr |  | HWSD - Hot Water Dom/Potable | 11/30/1999
vacant bldg | 2808 S 72nd St | Omaha | NE | 68124-3501 | Douglas | NE12929 | Exempt 1999 LB-66 |  | 1990 | PRESTIGE | AHWH - ANSI/Fired Water Htr |  | HWSD - Hot Water Dom/Potable | 11/30/1999
vacant bldg | 2808 S 72nd St | Omaha | NE | 68124-3501 | Douglas | NE12930 | Exempt 1999 LB-66 |  | 1990 | RHEEM MANUFACTURING CO | AHWH - ANSI/Fired Water Htr |  | HWSD - Hot Water Dom/Potable | 11/30/1999
BLAIR LAUNDROMAT | 2809 Florence Blvd | Omaha | NE | 68110-2113 | Douglas | NE12832 | Inactive | 36266 | 1991 | AO SMITH | COBL - Coil Type Boiler | EQUIPMENT ROOM | HWSP - Hot Water Non Potable Supply | 10/31/2005
Bellevue University | 2810 N 118th Circle | Omaha | NE | 68164-3682 | Douglas | NE24779 | Active | 9509 | 1997 | Aldrich | FTVT - Firetube Vertical TB | 2nd Floor Mech Room | HWHT - Hot Water Heat | 1/31/2027
Bellevue University | 2810 N 118th Circle | Omaha | NE | 68164-3682 | Douglas | NE24780 | Active | 9513 | 1997 | Aldrich | FTVT - Firetube Vertical TB | 2nd Floor Mech Room | HWHT - Hot Water Heat | 1/31/2027
Bellevue University | 2810 N 118th Circle | Omaha | NE | 68164-3682 | Douglas | NE24781 | Active | 9512 | 1997 | Aldrich | FTVT - Firetube Vertical TB | 2nd Floor Mech Room | HWHT - Hot Water Heat | 1/31/2026
Hexagon Helicopter | 28101 Pawnee Road | Valley | NE | 68064 | Douglas | NE42338 | Active | 350130 | 2022 | Lochinvar | FTVT - Firetube Vertical TB | Mechanical Room | GLFH - Glycol Floor Heat System | 6/30/2027
West Hampton Park/Bldg #23 | 2811 N 193rd Ct | Omaha | NE | 68022-2634 | Douglas | NE07646 | Active | 188610 | 2006 | Lochinvar | CHWH - ASME/Fired Water Heater | MECH ROOM #23 | HWSD - Hot Water Dom/Potable | 6/30/2026
Girls Inc Of Omaha | 2811 N 45th St | Omaha | NE | 68104-4518 | Douglas | NE09925 | Active | 11844 | 2002 | Aldrich | FTVT - Firetube Vertical TB | BOILER ROOM | HWHT - Hot Water Heat | 5/31/2026
Girls Inc Of Omaha | 2811 N 45th St | Omaha | NE | 68104-4518 | Douglas | NE09926 | Active | 11836 | 2002 | Aldrich | FTVT - Firetube Vertical TB | BOILER ROOM | HWHT - Hot Water Heat | 5/31/2026
Girls Inc Of Omaha | 2811 N 45th St | Omaha | NE | 68104-4518 | Douglas | NE09927 | Active | 11845 | 2002 | Aldrich | FTVT - Firetube Vertical TB | BOILER ROOM | HWHT - Hot Water Heat | 5/31/2026
Girls Inc Of Omaha | 2811 N 45th St | Omaha | NE | 68104-4518 | Douglas | NE26334 | Active | 70420 | 2015 | Aerco | FT - Firetube Boiler | boiler room | HWHT - Hot Water Heat | 5/31/2026
Girls Inc Of Omaha | 2811 N 45th St | Omaha | NE | 68104-4518 | Douglas | NE26335 | Active | 70421 | 2015 | Aerco | FT - Firetube Boiler | boiler room | HWHT - Hot Water Heat | 5/31/2026
Girls Inc Of Omaha | 2811 N 45th St | Omaha | NE | 68104-4518 | Douglas | NE26336 | Active | 211158 | 2015 | AO SMITH | CHWH - ASME/Fired Water Heater | 2nd fl mech room | HWSD - Hot Water Dom/Potable | 5/31/2026
Girls Inc Of Omaha | 2811 N 45th St | Omaha | NE | 68104-4518 | Douglas | NE37493 | Scrapped/Junked | 32210 | 1979 | KEWANEE | FTFB - Firetube-Firebox Boiler | BOILER ROOM | STHT - Steam-Heat | 8/31/2002
Girls Inc Of Omaha | 2811 N 45th St | Omaha | NE | 68104-4518 | Douglas | NE37494 | Scrapped/Junked | 32345 | 1979 | KEWANEE | FTFB - Firetube-Firebox Boiler | BOILER ROOM | STHT - Steam-Heat | 8/31/2002
West Hampton Park/Bldg #18 | 2814 N 194th Ct | Elkhorn | NE | 68022-2618 | Douglas | NE07644 | Active | 187977 | 2006 | Lochinvar | CHWH - ASME/Fired Water Heater | MECH ROOM #18 | HWSD - Hot Water Dom/Potable | 6/30/2026
West Hampton Park/Bldg #25 | 2816 N 192nd Ct | Omaha | NE | 68022-2650 | Douglas | NE07648 | Active | 189264 | 2006 | Lochinvar | CHWH - ASME/Fired Water Heater | MECH ROOM | HWSD - Hot Water Dom/Potable | 6/30/2026
Car Wash | 2818 S 148th Ave Cir | Omaha | NE | 68144-5476 | Douglas | NE00716 | Inactive | n/a | 1980 | Peerless | CI - Cast Iron | BOILER ROOM | GLFH - Glycol Floor Heat System | 3/31/2024
Maple Crest Care Center | 2820 N 66th Ave | Omaha | NE | 68104-3900 | Douglas | NE21966 | Exempt 1999 LB-66 |  | 1983 | RHEEM MANUFACTURING CO | AHWH - ANSI/Fired Water Htr |  | HWSD - Hot Water Dom/Potable | 9/30/1998
Maple Crest Care Center | 2820 N 66th Ave | Omaha | NE | 68104-3900 | Douglas | NE21967 | Exempt 1999 LB-66 |  | 1996 | RUUD | AHWH - ANSI/Fired Water Htr |  | HWSD - Hot Water Dom/Potable | 9/30/1998
Maple Crest Care Center | 2820 N 66th Ave | Omaha | NE | 68104-3900 | Douglas | NE21968 | Exempt 1999 LB-66 |  | 1983 | RUUD | AHWH - ANSI/Fired Water Htr |  | HWSD - Hot Water Dom/Potable | 9/30/1998
Maple Crest Care Center | 2820 N 66th Ave | Omaha | NE | 68104-3900 | Douglas | NE22654 | Exempt 1999 LB-66 |  | 1987 | RUUD | AHWH - ANSI/Fired Water Htr | E BOILER ROOM | HWHT - Hot Water Heat | 9/30/1998
Maple Crest Care Center | 2820 N 66th Ave | Omaha | NE | 68104-3900 | Douglas | NE22655 | Exempt 1999 LB-66 |  | 1987 | RUUD | AHWH - ANSI/Fired Water Htr | ROOF | HWSD - Hot Water Dom/Potable | 9/30/1998
Maple Crest Care Center | 2820 N 66th Ave | Omaha | NE | 68104-3900 | Douglas | NE22656 | Exempt 1999 LB-66 |  | 1988 | RHEEM MANUFACTURING CO | AHWH - ANSI/Fired Water Htr | ROOF | HWSD - Hot Water Dom/Potable | 9/30/1998
Crown Pointe | 2820 S 80th St | Omaha | NE | 68124-3266 | Douglas | NE09298 | Scrapped/Junked | 69367 | 2007 | MKTF | FT - Firetube Boiler | KITCHEN | 0021 - Steam Supp Cooker/Kettle | 5/31/2016
Crown Pointe | 2820 S 80th St | Omaha | NE | 68124-3266 | Douglas | NE10533 | Scrapped/Junked | 74432 | 2003 | AOSM | CHWH - ASME/Fired Water Heater | BASEMENT | HWSD - Hot Water Dom/Potable | 12/31/2010
Crown Pointe | 2820 S 80th St | Omaha | NE | 68124-3266 | Douglas | NE10534 | Scrapped/Junked | 65877 | 2001 | AOSM | CHWH - ASME/Fired Water Heater | BASEMENT | HWSD - Hot Water Dom/Potable | 12/31/2012
Crown Pointe | 2820 S 80th St | Omaha | NE | 68124-3266 | Douglas | NE12076 | Scrapped/Junked | 39313 | 2000 | MARKET FORGE INDUSTRIES | FT - Firetube Boiler | KITCHEN | 0021 - Steam Supp Cooker/Kettle | 9/30/2007
Crown Pointe | 2820 S 80th St | Omaha | NE | 68124-3266 | Douglas | NE15875 | Scrapped/Junked | 64741 | 1993 | RHEEM MANUFACTURING CO | CHWH - ASME/Fired Water Heater |  | HWSD - Hot Water Dom/Potable | 9/30/2000
Crown Pointe | 2820 S 80th St | Omaha | NE | 68124-3266 | Douglas | NE15876 | Scrapped/Junked | 43976 | 1993 | Unknown | FT - Firetube Boiler | KITCHEN | PROC - Process Steam | 9/30/2000
Crown Pointe | 2820 S 80th St | Omaha | NE | 68124-3266 | Douglas | NE17841 | Scrapped/Junked | 63620 | 1993 | RHEEM MANUFACTURING CO | CHWH - ASME/Fired Water Heater | BASEMENT | HWSD - Hot Water Dom/Potable | 9/30/2003
Crown Pointe | 2820 S 80th St | Omaha | NE | 68124-3266 | Douglas | NE22185 | Scrapped/Junked | 164076 | 2011 | AO SMITH | CHWH - ASME/Fired Water Heater | Basement Mechanical Room | HWDP - Hotwater Heat & Dom Supply | 5/31/2021
Crown Pointe | 2820 S 80th St | Omaha | NE | 68124-3266 | Douglas | NE24851 | Scrapped/Junked | 180364 | 2013 | AO SMITH | CHWH - ASME/Fired Water Heater | basement mech room | HWSD - Hot Water Dom/Potable | 5/31/2021
Crown Pointe | 2820 S 80th St | Omaha | NE | 68124-3266 | Douglas | NE26683 | Scrapped/Junked | 77608 | 2017 | Market Forge | FT - Firetube Boiler | KITCHEN | 0021 - Steam Supp Cooker/Kettle | 5/31/2021
Shiloh Templecraft | 2823 N 83rd St | Omaha | NE | 68134-6311 | Douglas | NE11944 | Scrapped/Junked | N/A | 1970 | USRA | CI - Cast Iron | BASEMENT | HWHT - Hot Water Heat | 10/31/2008
Shiloh Templecraft | 2823 N 83rd St | Omaha | NE | 68134-6311 | Douglas | NE23739 | Active | 163434 | 2010 | Giannoni France | WT - Water Tube Boiler | basement boiler rm | HWHT - Hot Water Heat | 4/30/2027
SPRIGS RESTAURANT | 2823 N 88th St | Omaha | NE | 68134-6113 | Douglas | NE21751 | Inactive | 35354 | 1996 | AO SMITH | CHWH - ASME/Fired Water Heater | EQUIP ROOM | HWSD - Hot Water Dom/Potable | 7/31/2005
TANGIER TEMPLE | 2823 S 84th St | Omaha | NE | 68124-3210 | Douglas | NE05217 | Inactive |  | 1963 | RITE ENGINEERING | WT - Water Tube Boiler | BOILER ROOM | HWHT - Hot Water Heat | 6/30/2002
TANGIER TEMPLE | 2823 S 84th St | Omaha | NE | 68124-3210 | Douglas | NE05218 | Scrapped/Junked | 38847 | 1984 | KEWANEE | FTFB - Firetube-Firebox Boiler | BASEMENT | HWHT - Hot Water Heat | 6/30/2003
TANGIER TEMPLE | 2823 S 84th St | Omaha | NE | 68124-3210 | Douglas | NE19260 | Exempt 1999 LB-66 |  | 1993 | RHEEM MANUFACTURING CO | AHWH - ANSI/Fired Water Htr |  | HWSD - Hot Water Dom/Potable | 2/29/2000
Maple Crest Health Center | 2824 N 66th Ave | Omaha | NE | 68104-3928 | Douglas | NE12615 | Scrapped/Junked | N/A | 2004 | Peerless | CI - Cast Iron | North Boiler Room | HWHT - Hot Water Heat | 10/31/2022
Maple Crest Health Center | 2824 N 66th Ave | Omaha | NE | 68104-3928 | Douglas | NE22653 | Scrapped/Junked | n/a | 1997 | Peerless | CI - Cast Iron | North Boiler Room | HWHT - Hot Water Heat | 10/31/2022
Maple Crest Health Center | 2824 N 66th Ave | Omaha | NE | 68104-3928 | Douglas | NE27978 | Active | 253075 | 2013 | Lochinvar | WTSS - Watertube SS Steel | South Boiler Room | HWHT - Hot Water Heat | 10/31/2025
Maple Crest Health Center | 2824 N 66th Ave | Omaha | NE | 68104-3928 | Douglas | NE35345 | Scrapped/Junked |  | 1975 | CRANE |  | NO BOILER ROOM | HWHT - Hot Water Heat | 10/31/2006
Maple Crest Health Center | 2824 N 66th Ave | Omaha | NE | 68104-3928 | Douglas | NE37185 | Scrapped/Junked | 2541 | 1975 | ROCKMILLS STEEL | FT - Firetube Boiler | BOILER ROOM | STHT - Steam-Heat | 10/31/2007
Maple Crest Health Center | 2824 N 66th Ave | Omaha | NE | 68104-3928 | Douglas | NE37186 | Out of Service | n/a | 1975 | American Standard | CI - Cast Iron | BOILER ROOM | HWHT - Hot Water Heat | 10/31/2013
Maple Crest Health Center | 2824 N 66th Ave | Omaha | NE | 68104-3928 | Douglas | NE41964 | Active | 6393 | 2018 | Riello | WT - Water Tube Boiler | Mech Room | HWHT - Hot Water Heat | 10/31/2026
Maple Crest Health Center | 2824 N 66th Ave | Omaha | NE | 68104-3928 | Douglas | NE41965 | Active | 6395 | 2018 | Riello | WT - Water Tube Boiler | Mech Room | HWHT - Hot Water Heat | 10/31/2026
Salvation Army/KROC Center | 2825 Y St | Omaha | NE | 68107-4450 | Douglas | NE14843 | Active | 124544 | 2008 | PVI Industries | CHWH - ASME/Fired Water Heater | 2nd fl. Mechanical room | HWDP - Hotwater Heat & Dom Supply | 10/31/2026
Salvation Army/KROC Center | 2825 Y St | Omaha | NE | 68107-4450 | Douglas | NE14847 | Active | 124545 | 2008 | PVI Industries | CHWH - ASME/Fired Water Heater | 2nd fl equipment room | HWDP - Hotwater Heat & Dom Supply | 10/31/2026
Salvation Army/KROC Center | 2825 Y St | Omaha | NE | 68107-4450 | Douglas | NE14848 | Active | 16958 | 2008 | Aldrich/LES | FT - Firetube Boiler | 2nd fl equipment room | HWHT - Hot Water Heat | 10/31/2026
Salvation Army/KROC Center | 2825 Y St | Omaha | NE | 68107-4450 | Douglas | NE14849 | Active | 16957 | 2008 | Aldrich/LES | FTNT - FT Vertical Tubeless | 2nd fl equipment room | HWHT - Hot Water Heat | 10/31/2026
Salvation Army/KROC Center | 2825 Y St | Omaha | NE | 68107-4450 | Douglas | NE14850 | Active | 16959 | 2008 | Aldrich/LES | FTNT - FT Vertical Tubeless | 2nd fl-equipment room | HWHT - Hot Water Heat | 10/31/2026
Salvation Army/KROC Center | 2825 Y St | Omaha | NE | 68107-4450 | Douglas | NE19473 | Active | 16543 | 2010 | GIANNONI | COND - Condenser | south locker room | HWSD - Hot Water Dom/Potable | 10/31/2026
Salvation Army/KROC Center | 2825 Y St | Omaha | NE | 68107-4450 | Douglas | NE20764 | Scrapped/Junked | 21273 | 2009 | Laars | WT - Water Tube Boiler | Basement | HWSP - Hot Water Non Potable Supply | 10/31/2019
Salvation Army/KROC Center | 2825 Y St | Omaha | NE | 68107-4450 | Douglas | NE20765 | Scrapped/Junked | 212372 | 2009 | Laars | WT - Water Tube Boiler | Basement | HWSP - Hot Water Non Potable Supply | 10/31/2020
Salvation Army/KROC Center | 2825 Y St | Omaha | NE | 68107-4450 | Douglas | NE28058 | Active | 295529 | 2019 | Laars | CPPH - Ansi Cpr Fin Pool Heater | pool mech room | IPHT - Indoor Pool Heater | 10/31/2026
Salvation Army/KROC Center | 2825 Y St | Omaha | NE | 68107-4450 | Douglas | NE29010 | Active | 303261 | 2020 | Laars | CPPH - Ansi Cpr Fin Pool Heater | pool mech room | IPHT - Indoor Pool Heater | 10/31/2026
North Middle School | 2828 S 139th St | Omaha | NE | 68144-3343 | Douglas | NE03412 | Scrapped/Junked |  | 1972 | AO SMITH | AHWH - ANSI/Fired Water Htr | BOILER ROOM | HWSD - Hot Water Dom/Potable | 8/31/2006
North Middle School | 2828 S 139th St | Omaha | NE | 68144-3343 | Douglas | NE03413 | Scrapped/Junked |  | 1972 | AO SMITH | AHWH - ANSI/Fired Water Htr | BOILER ROOM | HWSD - Hot Water Dom/Potable | 8/31/2006
North Middle School | 2828 S 139th St | Omaha | NE | 68144-3343 | Douglas | NE04801 | Out of Service | 1706 | 1989 | Teledyne Laars | CPFT - Horiz Cpr Fin Boiler | BOILER ROOM | HWSD - Hot Water Dom/Potable | 8/31/2013
North Middle School | 2828 S 139th St | Omaha | NE | 68144-3343 | Douglas | NE32440 | Scrapped/Junked | 4837 | 1972 | CLEVELAND RANGE | ELBL - Electric Boiler | KITCHEN | 0021 - Steam Supp Cooker/Kettle | 8/31/2007
Prairie Mechanical Corp. | 2842 Tucker St | Omaha | NE | 68112-1838 | Douglas | NE43263 | Active | 376731 | 2022 | Lochinvar | FTVT - Firetube Vertical TB | Mechanical Room | HWHT - Hot Water Heat | 4/30/2027
Prairie Mechanical Corp. | 2842 Tucker St | Omaha | NE | 68112-1838 | Douglas | NE43264 | Active | 383556 | 2022 | Lochinvar | FTVT - Firetube Vertical TB | Mechanical Room | HWHT - Hot Water Heat | 4/30/2027
City of Omaha-Washington Branch Library | 2868 Ames Ave | Omaha | NE | 68111-2469 | Douglas | NE06717 | Active | 13960 | 2005 | ALES | FTVT - Firetube Vertical TB | EQUIPMENT ROOM | HWHT - Hot Water Heat | 9/30/2026
City of Omaha-Washington Branch Library | 2868 Ames Ave | Omaha | NE | 68111-2469 | Douglas | NE06718 | Active | 13961 | 2005 | ALES | FTVT - Firetube Vertical TB | EQUIPMENT ROOM | HWHT - Hot Water Heat | 9/30/2026
Valmont Industries Inc | 28800 Ida St | Valley | NE | 68064-8017 | Douglas | NE07860 | Exempt | 35940 | 1995 | TRANE | SHTB - Shell/Tube Htexchngr |  | COND - Condenser | 9/30/2006
Valmont Industries Inc | 28800 Ida St | Valley | NE | 68064-8017 | Douglas | NE07861 | Exempt | 35939 | 1995 | TRANE | SHTB - Shell/Tube Htexchngr | BLDG 519 | EVAP - Evaporator | 9/30/2006
Valmont Industries Inc | 28800 Ida St | Valley | NE | 68064-8017 | Douglas | NE07862 | Exempt | 35891 | 1995 | TRANE | SHTB - Shell/Tube Htexchngr |  | COND - Condenser | 9/30/2006
Valmont Industries Inc | 28800 Ida St | Valley | NE | 68064-8017 | Douglas | NE07863 | Exempt | 35890 | 1995 | TRANE | SHTB - Shell/Tube Htexchngr |  | COND - Condenser | 9/30/2006
Valmont Industries Inc | 28800 Ida St | Valley | NE | 68064-8017 | Douglas | NE07864 | Exempt | 8442 | 1995 | RANSOME MANUFACTURING | UFPV - Unfired Pressure Vessel | OUTSIDE | 0018 - Vaporizer | 1/1/1900
Valmont Industries Inc | 28800 Ida St | Valley | NE | 68064-8017 | Douglas | NE07865 | Exempt | 9154 | 9999 | HOUSTON PROCESS SYSTEMS | UFPV - Unfired Pressure Vessel | OUTSIDE | 0018 - Vaporizer | 1/1/1900
Valmont Industries Inc | 28800 Ida St | Valley | NE | 68064-8017 | Douglas | NE07866 | Exempt | 111220 | 1975 | TRINITY INDUSTRIES | UFPV - Unfired Pressure Vessel | OUTSIDE | PROP - Propane Storage Tank | 1/1/1900
Valmont Industries Inc | 28800 Ida St | Valley | NE | 68064-8017 | Douglas | NE07867 | Exempt | 62037 | 1975 | TRINITY INDUSTRIES | UFPV - Unfired Pressure Vessel | OUTSIDE | PROP - Propane Storage Tank | 1/1/1900
Valmont Industries Inc | 28800 Ida St | Valley | NE | 68064-8017 | Douglas | NE07868 | Exempt | 607631 | 1975 | TRINITY INDUSTRIES | UFPV - Unfired Pressure Vessel | OUTSIDE | PROP - Propane Storage Tank | 1/1/1900
Valmont Industries Inc | 28800 Ida St | Valley | NE | 68064-8017 | Douglas | NE07869 | Exempt | 35056 | 1965 | TRINITY INDUSTRIES | UFPV - Unfired Pressure Vessel | OUTSIDE | PROP - Propane Storage Tank | 1/1/1900
Valmont Industries Inc | 28800 Ida St | Valley | NE | 68064-8017 | Douglas | NE07870 | Exempt |  | 1967 | MAPP | UFPV - Unfired Pressure Vessel | OUTSIDE | STOR - Storage Vessel | 1/1/1900
Valmont Industries Inc | 28800 Ida St | Valley | NE | 68064-8017 | Douglas | NE14041 | Inactive | 32135 | 1977 | Lattner Boiler Co | ELBL - Electric Boiler | BLDG 516 | HWHP - Hot Water Heat & Nonpotable | 9/30/2010
Valmont Industries Inc | 28800 Ida St | Valley | NE | 68064-8017 | Douglas | NE14075 | Scrapped/Junked | 25825 | 1971 | Cleaver Brooks | FTSM - FTS Marine Dry Back | Boiler Room | PROC - Process Steam | 9/30/2020
Valmont Industries Inc | 28800 Ida St | Valley | NE | 68064-8017 | Douglas | NE15350 | Inactive | 6285 | 1990 | TELE |  | GALVANIZING |  | 9/30/2001
Valmont Industries Inc | 28800 Ida St | Valley | NE | 68064-8017 | Douglas | NE24506 | Active | 220773 | 2013 | Laars | WTSS - Watertube SS Steel | bldg 535 | GLFH - Glycol Floor Heat System | 9/30/2026
Valmont Industries Inc | 28800 Ida St | Valley | NE | 68064-8017 | Douglas | NE25151 | Active | 65704 | 2013 | Aerco | VTTB - Vertical Tube Bundle | Bldg 516 | HWHT - Hot Water Heat | 9/30/2026
Valmont Industries Inc | 28800 Ida St | Valley | NE | 68064-8017 | Douglas | NE25152 | Active | 65705 | 2013 | Aerco | FTVT - Firetube Vertical TB | building 516 | HWHT - Hot Water Heat | 9/30/2026
Valmont Industries Inc | 28800 Ida St | Valley | NE | 68064-8017 | Douglas | NE26592 | Active | 74172 | 2016 | Aerco | FTVT - Firetube Vertical TB | 519 Bldg. | HWHT - Hot Water Heat | 9/30/2026
Valmont Industries Inc | 28800 Ida St | Valley | NE | 68064-8017 | Douglas | NE29198 | Active | 19581 | 2021 | Superior Boiler Works | FTSM - FTS Marine Dry Back | Galvanizing Building | PROC - Process Steam | 9/30/2026
Valmont Industries Inc | 28800 Ida St | Valley | NE | 68064-8017 | Douglas | NE35541 | Out of Service | 33361 | 1979 | Kewannee | FTFB - Firetube-Firebox Boiler | BLDG 516 | STHT - Steam-Heat | 9/30/2012
Valmont Industries Inc | 28800 Ida St | Valley | NE | 68064-8017 | Douglas | NE35542 | Out of Service | 33274 | 1979 | Kewannee | FTFB - Firetube-Firebox Boiler | Unknown | STHT - Steam-Heat | 9/30/2012
Valmont Industries Inc | 28800 Ida St | Valley | NE | 68064-8017 | Douglas | NE35543 | Active | 0 | 1972 | Kewanee | FTFB - Firetube-Firebox Boiler | BLDG 519 | GLYC - Glycol Bldg Heat Sys | 9/30/2026
Valmont Industries Inc | 28800 Ida St | Valley | NE | 68064-8017 | Douglas | NE35544 | Active | n/a | 1980 | Peerless Heater Company | CI - Cast Iron | Bldg 501 | HWHT - Hot Water Heat | 9/30/2026
Ardent Flour Mill | 2900 C St | Omaha | NE | 68107-1589 | Douglas | NE17884 | Active | 4498 | 1993 | Kewanee | FTSM - FTS Marine Dry Back | BOILER ROOM | STHT - Steam-Heat | 9/30/2025
LIVESTOCK EXCHANGE BLDG | 2900 O PLAZA | OMAHA | NE | 68107 | Douglas | NE05159 | Inactive | 3796 | 1969 | WILLIAMS & DAVIS BOILERS | FT - Firetube Boiler |  | STHT - Steam-Heat | 6/30/2002
UNION STOCKYARDS | 2900 O ST | OMAHA | NE | 68107 | Douglas | NE17902 | Scrapped/Junked | 33392 | 1987 | ACE BUEHLER | CHWH - ASME/Fired Water Heater |  | HWSD - Hot Water Dom/Potable | 5/31/1999
Hiland Dairy | 2901 Cuming St | Omaha | NE | 68131-2134 | Douglas | NE00007 | Inactive | 14010 | 2007 | Hurst | FTWB - FTS Marine Wet Back | Boiler Room | PROC - Process Steam | 7/22/2010
Hiland Dairy | 2901 Cuming St | Omaha | NE | 68131-2134 | Douglas | NE00008 | Inactive | 14011 | 2007 | Hurst | FTWB - FTS Marine Wet Back | Boiler Room | PROC - Process Steam | 7/22/2010
Hiland Dairy | 2901 Cuming St | Omaha | NE | 68131-2134 | Douglas | NE03004 | Inactive | 97000 | 1937 | Murray Iron Works | FHRT - FT Horiz Return Tube | Boiler Room | PROC - Process Steam | 6/30/2008
Hiland Dairy | 2901 Cuming St | Omaha | NE | 68131-2134 | Douglas | NE03133 | Inactive |  | 1931 | Frost Mfg. | FHRT - FT Horiz Return Tube | Boiler Room | PROC - Process Steam | 5/31/2008
Hiland Dairy | 2901 Cuming St | Omaha | NE | 68131-2134 | Douglas | NE14643 | Active | 14011 | 2007 | HURST BOILER & WELDING CO | FTSM - FTS Marine Dry Back | BOILER ROOM | PROC - Process Steam | 7/31/2026
Hiland Dairy | 2901 Cuming St | Omaha | NE | 68131-2134 | Douglas | NE14644 | Active | 14010 | 2007 | HURST BOILER & WELDING CO | FTSM - FTS Marine Dry Back | BOILER ROOM | PROC - Process Steam | 7/31/2026
Holy Name School | 2901 Fontenelle Blvd | Omaha | NE | 68104-4501 | Douglas | NE20344 | Exempt 1999 LB-66 |  | 1988 | RUUD | AHWH - ANSI/Fired Water Htr | 3014 N. 45TH | HWSD - Hot Water Dom/Potable | 8/31/1999
Holy Name School | 2901 Fontenelle Blvd | Omaha | NE | 68104-4501 | Douglas | NE26047 | Active | 308858 | 2015 | Laars | WTSS - Watertube SS Steel | Boiler Room | HWHT - Hot Water Heat | 10/31/2026
Holy Name School | 2901 Fontenelle Blvd | Omaha | NE | 68104-4501 | Douglas | NE26048 | Active | 330112 | 2015 | Laars | WTSS - Watertube SS Steel | Boiler Room | HWHT - Hot Water Heat | 10/31/2026
Holy Name School | 2901 Fontenelle Blvd | Omaha | NE | 68104-4501 | Douglas | NE26049 | Active | 330115 | 2015 | Laars | WTSS - Watertube SS Steel | Boiler Room | HWHT - Hot Water Heat | 10/31/2026
Holy Name School | 2901 Fontenelle Blvd | Omaha | NE | 68104-4501 | Douglas | NE26050 | Active | 308862 | 2015 | Laars | WTSS - Watertube SS Steel | Boiler Room | HWHT - Hot Water Heat | 10/31/2026
Holy Name School | 2901 Fontenelle Blvd | Omaha | NE | 68104-4501 | Douglas | NE32046 | Inactive |  | 1955 | MARKET FORGE INDUSTRIES | FT - Firetube Boiler |  | 0021 - Steam Supp Cooker/Kettle | 8/31/1993
Holy Name School | 2901 Fontenelle Blvd | Omaha | NE | 68104-4501 | Douglas | NE34321 | Scrapped/Junked | 58173 | 1984 | CLEAVER BROOKS | WT - Water Tube Boiler | BOILER ROOM | STHT - Steam-Heat | 8/31/2001
Holy Name School | 2901 Fontenelle Blvd | Omaha | NE | 68104-4501 | Douglas | NE34500 | Scrapped/Junked | ne | 1981 | PEER | CI - Cast Iron | FIELD HOUSE/BOILER ROOM | STHT - Steam-Heat | 12/31/2011
ATS Mobile Telephone | 2902 Harney St | Omaha | NE | 68131-3512 | Douglas | NE21955 | Out of Service | n/a | 1996 | Peerless | CI - Cast Iron | BOILER ROOM | STHT - Steam-Heat | 12/31/2018
MAPLE LEAF APARTMENTS | 2902 N 24th St | Omaha | NE | 68110-2057 | Douglas | NE21661 | Exempt 1999 LB-66 |  | 1996 | RUUD | AHWH - ANSI/Fired Water Htr |  | HWSD - Hot Water Dom/Potable | 7/31/1999
MAPLE LEAF APARTMENTS | 2902 N 24th St | Omaha | NE | 68110-2057 | Douglas | NE21662 | Exempt 1999 LB-66 |  | 1996 | RUUD | AHWH - ANSI/Fired Water Htr |  | HWSD - Hot Water Dom/Potable | 7/31/1999
OLD CROSS LUTHERAN SCHOOL | 2902 S 20th St | Omaha | NE | 68108-1301 | Douglas | NE34678 | Inactive |  | 1978 | BRYANT |  | BASEMENT | STHT - Steam-Heat | 12/31/2003
Mercy House | 2904 N 45th St | Omaha | NE | 68104-4521 | Douglas | NE00572 | Active | 9999 | 1988 | Burnham | CI - Cast Iron | BASEMENT | HWHT - Hot Water Heat | 11/30/2026
Kennedy Elementary | 2906 N 30th St | Omaha | NE | 68111-3101 | Douglas | NE12574 | Active | 15327 | 2003 | Lochinvar | CPFT - Horiz Cpr Fin Boiler | EQUIP ROOM | HWHT - Hot Water Heat | 12/31/2026
Kennedy Elementary | 2906 N 30th St | Omaha | NE | 68111-3101 | Douglas | NE30996 | Inactive | 37041 | 1983 | Kewannee | FTFB - Firetube-Firebox Boiler | BOILER ROOM | STHT - Steam-Heat | 6/30/2003
Kennedy Elementary | 2906 N 30th St | Omaha | NE | 68111-3101 | Douglas | NE30997 | Inactive | 37047 | 1983 | Kewannee | FTFB - Firetube-Firebox Boiler | BOILER ROOM | STHT - Steam-Heat | 6/30/2003
Metro Community College | 2909 Edward Babe Gomez Ave Ste A | Omaha | NE | 68107-2603 | Douglas | NE07333 | Active | 15155 | 2006 | Aldrich/L.E.S. | FTVT - Firetube Vertical TB | Connector Bldg. Equipment Room | HWHT - Hot Water Heat | 8/31/2026
Metro Community College | 2909 Edward Babe Gomez Ave Ste A | Omaha | NE | 68107-2603 | Douglas | NE07334 | Active | 15160 | 2006 | Aldrich/L.E.S. | FTVT - Firetube Vertical TB | Connector Bldg. Equipment Room | HWHT - Hot Water Heat | 8/31/2026
Metro Community College | 2909 Edward Babe Gomez Ave Ste A | Omaha | NE | 68107-2603 | Douglas | NE07335 | Active | 15159 | 2006 | Aldrich/L.E.S. | FTVT - Firetube Vertical TB | Connector Bldg. Equipment Room | HWHT - Hot Water Heat | 8/31/2026
Metro Community College | 2909 Edward Babe Gomez Ave Ste A | Omaha | NE | 68107-2603 | Douglas | NE07336 | Active | 15161 | 2006 | Aldrich/L.E.S. | FTVT - Firetube Vertical TB | Connector Bldg. Equipment Room | HWHT - Hot Water Heat | 8/31/2026
Metro Community College | 2909 Edward Babe Gomez Ave Ste A | Omaha | NE | 68107-2603 | Douglas | NE12604 | Active | 16595 | 2007 | Aldrich/L.E.S. | FTVT - Firetube Vertical TB | Library Boiler Room | HWHT - Hot Water Heat | 8/31/2026
Metro Community College | 2909 Edward Babe Gomez Ave Ste A | Omaha | NE | 68107-2603 | Douglas | NE12605 | Active | 16596 | 2007 | Aldrich/L.E.S. | FTVT - Firetube Vertical TB | Library Boiler Room | HWHT - Hot Water Heat | 8/31/2026
Metro Community College | 2909 Edward Babe Gomez Ave Ste A | Omaha | NE | 68107-2603 | Douglas | NE15297 | Out of Service | 42425 | 1989 | Kewannee | FTFB - Firetube-Firebox Boiler | ITC Boiler ROom | HWHT - Hot Water Heat | 8/31/2012
Metro Community College | 2909 Edward Babe Gomez Ave Ste A | Omaha | NE | 68107-2603 | Douglas | NE21246 | Exempt 1999 LB-66 |  | 1977 | RHEEM MANUFACTURING CO | AHWH - ANSI/Fired Water Htr |  | HWSD - Hot Water Dom/Potable | 9/30/1999
Metro Community College | 2909 Edward Babe Gomez Ave Ste A | Omaha | NE | 68107-2603 | Douglas | NE21247 | Exempt 1999 LB-66 |  | 1979 | RHEEM MANUFACTURING CO | AHWH - ANSI/Fired Water Htr |  | HWSD - Hot Water Dom/Potable | 9/30/1999
Metro Community College | 2909 Edward Babe Gomez Ave Ste A | Omaha | NE | 68107-2603 | Douglas | NE22759 | Active | 229298 | 2011 | Lochinvar | FTVT - Firetube Vertical TB | CAM Building | HWHT - Hot Water Heat | 8/31/2026
Metro Community College | 2909 Edward Babe Gomez Ave Ste A | Omaha | NE | 68107-2603 | Douglas | NE22760 | Active | 230162 | 2011 | Lochinvar | FTVT - Firetube Vertical TB | CAM Building | HWHT - Hot Water Heat | 8/31/2026
Metro Community College | 2909 Edward Babe Gomez Ave Ste A | Omaha | NE | 68107-2603 | Douglas | NE22761 | Active | 229304 | 2011 | Lochinvar | FTVT - Firetube Vertical TB | CAM Building | HWHT - Hot Water Heat | 8/31/2026
Metro Community College | 2909 Edward Babe Gomez Ave Ste A | Omaha | NE | 68107-2603 | Douglas | NE23158 | Active | 9299 | 1997 | Aldrich/L.E.S. | FTVT - Firetube Vertical TB | Mahoney Boiler room, Blr. #1 | HWHT - Hot Water Heat | 8/31/2026
Metro Community College | 2909 Edward Babe Gomez Ave Ste A | Omaha | NE | 68107-2603 | Douglas | NE23159 | Active | 9300 | 1997 | Aldrich/L.E.S. | FTVT - Firetube Vertical TB | Mahoney Boiler room, Blr. #2 | HWHT - Hot Water Heat | 8/31/2026
Metro Community College | 2909 Edward Babe Gomez Ave Ste A | Omaha | NE | 68107-2603 | Douglas | NE29231 | Active | 8002 | 2019 | Riello | WT - Water Tube Boiler | Auto Building | HWHT - Hot Water Heat | 8/31/2026
Metro Community College | 2909 Edward Babe Gomez Ave Ste A | Omaha | NE | 68107-2603 | Douglas | NE29232 | Active | 8003 | 2019 | Riello | WT - Water Tube Boiler | Auto Building | HWHT - Hot Water Heat | 8/30/2026
Metro Community College | 2909 Edward Babe Gomez Ave Ste A | Omaha | NE | 68107-2603 | Douglas | NE29233 | Active | 8006 | 2019 | Riello | WT - Water Tube Boiler | Auto Building | HWHT - Hot Water Heat | 8/31/2026
Metro Community College | 2909 Edward Babe Gomez Ave Ste A | Omaha | NE | 68107-2603 | Douglas | NE29234 | Active | 7994 | 2019 | Riello | WT - Water Tube Boiler | Auto Building | HWHT - Hot Water Heat | 8/31/2026
Metro Community College | 2909 Edward Babe Gomez Ave Ste A | Omaha | NE | 68107-2603 | Douglas | NE29235 | Active | 8000 | 2019 | Riello | WT - Water Tube Boiler | Auto Building | HWHT - Hot Water Heat | 8/31/2026
Metro Community College | 2909 Edward Babe Gomez Ave Ste A | Omaha | NE | 68107-2603 | Douglas | NE29236 | Active | 8004 | 2019 | Riello | WT - Water Tube Boiler | Auto Building | HWHT - Hot Water Heat | 8/31/2026
Metro Community College | 2909 Edward Babe Gomez Ave Ste A | Omaha | NE | 68107-2603 | Douglas | NE29237 | Active | 8005 | 2019 | Riello | WT - Water Tube Boiler | Auto Building | HWHT - Hot Water Heat | 8/31/2026
Metro Community College | 2909 Edward Babe Gomez Ave Ste A | Omaha | NE | 68107-2603 | Douglas | NE29238 | Active | 7991 | 2019 | Riello | WT - Water Tube Boiler | Auto Building | HWHT - Hot Water Heat | 8/31/2026
Metro Community College | 2909 Edward Babe Gomez Ave Ste A | Omaha | NE | 68107-2603 | Douglas | NE29239 | Active | 8095 | 2019 | Riello | WT - Water Tube Boiler | Auto Building | HWHT - Hot Water Heat | 8/31/2026
Metro Community College | 2909 Edward Babe Gomez Ave Ste A | Omaha | NE | 68107-2603 | Douglas | NE29240 | Active | 8094 | 2019 | Riello | WT - Water Tube Boiler | Auto Building | HWHT - Hot Water Heat | 8/31/2026
Metro Community College | 2909 Edward Babe Gomez Ave Ste A | Omaha | NE | 68107-2603 | Douglas | NE29341 | Active | 8083 | 2019 | Riello | WT - Water Tube Boiler | Auto Building | HWHT - Hot Water Heat | 8/31/2026
Metro Community College | 2909 Edward Babe Gomez Ave Ste A | Omaha | NE | 68107-2603 | Douglas | NE29342 | Active | 8085 | 2019 | Riello | WT - Water Tube Boiler | Auto Building | HWHT - Hot Water Heat | 8/31/2026
Metro Community College | 2909 Edward Babe Gomez Ave Ste A | Omaha | NE | 68107-2603 | Douglas | NE29343 | Active | 8093 | 2019 | Riello | WT - Water Tube Boiler | Auto Building | HWHT - Hot Water Heat | 8/31/2026
Metro Community College | 2909 Edward Babe Gomez Ave Ste A | Omaha | NE | 68107-2603 | Douglas | NE29344 | Active | 8096 | 2019 | Riello | WT - Water Tube Boiler | Auto Building | HWHT - Hot Water Heat | 8/31/2026
Metro Community College | 2909 Edward Babe Gomez Ave Ste A | Omaha | NE | 68107-2603 | Douglas | NE29345 | Active | 8097 | 2019 | Riello | WT - Water Tube Boiler | Auto Building | HWHT - Hot Water Heat | 8/31/2026
Metro Community College | 2909 Edward Babe Gomez Ave Ste A | Omaha | NE | 68107-2603 | Douglas | NE29346 | Active | 8081 | 2019 | Riello | WT - Water Tube Boiler | Auto Building | HWHT - Hot Water Heat | 8/31/2026
Metro Community College | 2909 Edward Babe Gomez Ave Ste A | Omaha | NE | 68107-2603 | Douglas | NE32908 | Out of Service | 29553 | 1977 | Kewannee | FTFB - Firetube-Firebox Boiler | ITC Equipt Room | HWHT - Hot Water Heat | 8/31/2012
North Park Office 8 | 2909 N 118th St | Omaha | NE | 68164-3620 | Douglas | NE14639 | Active | 21553 | 2008 | Rbi | WT - Water Tube Boiler | BOILER ROOM | HWHT - Hot Water Heat | 1/31/2027
North Park Office 8 | 2909 N 118th St | Omaha | NE | 68164-3620 | Douglas | NE14640 | Active | 21554 | 2008 | Rbi | WT - Water Tube Boiler | BOILER ROOM | HWHT - Hot Water Heat | 1/31/2027
Charles Drew Health Cntr | 2915 Grant St | Omaha | NE | 68111-3863 | Douglas | NE07318 | Active | 13129 | 2006 | Lochinvar | WT - Water Tube Boiler | Equip. Room | HWHT - Hot Water Heat | 12/31/2026
Charles Drew Health Cntr | 2915 Grant St | Omaha | NE | 68111-3863 | Douglas | NE07319 | Active | 24550 | 2006 | Lochinvar | WT - Water Tube Boiler | Equip Room | HWHT - Hot Water Heat | 12/31/2026
Charles Drew Health Cntr | 2915 Grant St | Omaha | NE | 68111-3863 | Douglas | NE18057 | Active | 32359 | 1992 | Bryan | WT - Water Tube Boiler | FLOOR BOILER ROOM | HWHT - Hot Water Heat | 12/31/2026
City of Omaha-Benson Library | 2918 N 60th St | Omaha | NE | 68104-3417 | Douglas | NE20704 | Active | 9482 | 1997 | ALES | FTVT - Firetube Vertical TB | BASEMENT | HWHT - Hot Water Heat | 9/30/2026
City of Omaha-Benson Library | 2918 N 60th St | Omaha | NE | 68104-3417 | Douglas | NE20705 | Active | 9483 | 1997 | ALES | FTVT - Firetube Vertical TB | BASEMENT | HWHT - Hot Water Heat | 9/30/2026
City of Omaha-Benson Library | 2918 N 60th St | Omaha | NE | 68104-3417 | Douglas | NE20706 | Active | 9481 | 1997 | ALES | FTVT - Firetube Vertical TB | BASEMENT | HWHT - Hot Water Heat | 9/30/2026
FLORENCE COMMUNITY CENTER | 2920 Bondesson St | Omaha | NE | 68112-1822 | Douglas | NE37324 | Scrapped/Junked | 25998 | 1975 | ADAMSON | ELBL - Electric Boiler | BASEMENT | HWSD - Hot Water Dom/Potable | 9/30/2003
Swimtastic | 2920 N 118th St | Omaha | NE | 68164-3862 | Douglas | NE06461 | Scrapped/Junked | 234768 | 2005 | Raypak | CPFH - Copper Fin Water Heater | EQUIPMENT ROOM | IPHT - Indoor Pool Heater | 2/28/2019
Vacant Inn & Suites Omaha Zoo | 2920 S 13th Ct | Omaha | NE | 68108-1552 | Douglas | NE24862 | Active | 162755 | 2012 | AO SMITH | CHWH - ASME/Fired Water Heater | laundry area | HWSD - Hot Water Dom/Potable | 9/30/2022
Vacant Inn & Suites Omaha Zoo | 2920 S 13th Ct | Omaha | NE | 68108-1552 | Douglas | NE24863 | Active | 60782 | 1996 | AO SMITH | CHWH - ASME/Fired Water Heater | laundry area | HWSD - Hot Water Dom/Potable | 9/30/2022
Vacant Inn & Suites Omaha Zoo | 2920 S 13th Ct | Omaha | NE | 68108-1552 | Douglas | NE24864 | Active | 60297 | 1996 | AO SMITH | CHWH - ASME/Fired Water Heater | laundry area | HWSD - Hot Water Dom/Potable | 9/30/2022
Holy Name School | 2929 Fontenelle Blvd | Omaha | NE | 68104-4501 | Douglas | NE01430 | Scrapped/Junked | n/a | 2000 | Peerless | CI - Cast Iron | SCHOOL/BOILER RM | STHT - Steam-Heat | 12/31/2014
Holy Name School | 2929 Fontenelle Blvd | Omaha | NE | 68104-4501 | Douglas | NE25638 | Inactive |  | 1948 | PACIFIC | FT - Firetube Boiler | BOILER ROOM | STHT - Steam-Heat | 10/31/2001
APARTMENT BUILDING COMPLX | 2934 Leavenworth St | Omaha | NE | 68105-2748 | Douglas | NE04416 | Inactive |  | 1988 | PEERLESS HEATER COMPANY |  | BOILER ROOM | STHT - Steam-Heat | 10/31/2004
City of Omaha-Gallagher Pool | 2936 N 52nd St | Omaha | NE | 68104-4310 | Douglas | NE21326 | Active | 73587 | 1996 | Teledyne Laars | CPFT - Horiz Cpr Fin Boiler | BOILER ROOM | OPHT - Outdoor Pool Heater | 6/30/2026
MADRID APARTMENTS | 2940 Woolworth Ave | Omaha | NE | 68105-2552 | Douglas | NE04324 | Scrapped/Junked |  | 1949 | KEWANEE | FT - Firetube Boiler | BOILER ROOM | STHT - Steam-Heat | 11/30/2001
VIP CLEANERS | 2941 S 108th St | Omaha | NE | 68144-4805 | Douglas | NE12768 | Inactive | 3337 | 1984 | INDUSTRIAL | FT - Firetube Boiler | 2941 SO. 108TH | PROC - Process Steam | 10/31/1999
Koleys Inc | 2951 Harney St | Omaha | NE | 68131-3536 | Douglas | NE04453 | Active | n/a | 1966 | Peerless | CI - Cast Iron | BOILER ROOM | STHT - Steam-Heat | 3/31/2027
Heritage at Legacy | 2961 S 169th Plz | Omaha | NE | 68130-2320 | Douglas | NE26127 | Active | 197840 | 2014 | AO SMITH | CHWH - ASME/Fired Water Heater | Basement | HWDP - Hotwater Heat & Dom Supply | 12/31/2025
Heritage at Legacy | 2961 S 169th Plz | Omaha | NE | 68130-2320 | Douglas | NE26128 | Active | 197841 | 2014 | AO SMITH | CHWH - ASME/Fired Water Heater | Basement | HWDP - Hotwater Heat & Dom Supply | 12/31/2027
Heritage at Legacy | 2961 S 169th Plz | Omaha | NE | 68130-2320 | Douglas | NE26129 | Active | 197839 | 2014 | AO SMITH | CHWH - ASME/Fired Water Heater | Basement | HWDP - Hotwater Heat & Dom Supply | 12/31/2027
KAZU TATEBAYASHI APTS | 2964 Woolworth Ave | Omaha | NE | 68105-2563 | Douglas | NE21809 | Inactive |  | 1952 | MT HAWLEY | FT - Firetube Boiler | BOILER ROOM | STHT - Steam-Heat | 11/30/2000
CONAGRA | 29TH & C ST | OMAHA | NE | 68102 | Douglas | NE02262 | Inactive | 12365 | 1947 | KEWANEE | FT - Firetube Boiler | BOILER ROOM | STHT - Steam-Heat | 9/30/1993
City of Omaha-Elkhorn Pool | 300 N 207th Ave | Elkhorn | NE | 68022 | Douglas | NE00313 | Active | 121553 | 1990 | Teledyne Laars | CPFT - Horiz Cpr Fin Boiler | WEST SIDE OF POOL | OPHT - Outdoor Pool Heater | 6/30/2026
Farnam 1600 Building | 300 S 16th St | Omaha | NE | 68102-2227 | Douglas | NE01474 | Scrapped/Junked | 88539 | 2000 | Ruud | CHWH - ASME/Fired Water Heater | BOILER ROOM | HWSD - Hot Water Dom/Potable | 1/31/2012
Farnam 1600 Building | 300 S 16th St | Omaha | NE | 68102-2227 | Douglas | NE04041 | Active | 25707 | 1990 | Bryan | WT - Water Tube Boiler | BOILER ROOM | HWHT - Hot Water Heat | 1/31/2027
Farnam 1600 Building | 300 S 16th St | Omaha | NE | 68102-2227 | Douglas | NE04042 | Scrapped/Junked |  | 1988 | RHEEM MANUFACTURING CO | AHWH - ANSI/Fired Water Htr | BOILER ROOM | HWSD - Hot Water Dom/Potable | 1/31/2001
Farnam 1600 Building | 300 S 16th St | Omaha | NE | 68102-2227 | Douglas | NE04043 | Scrapped/Junked |  | 1988 | RHEEM MANUFACTURING CO | CHWH - ASME/Fired Water Heater | BOILER ROOM | HWSD - Hot Water Dom/Potable | 1/31/2002
Farnam 1600 Building | 300 S 16th St | Omaha | NE | 68102-2227 | Douglas | NE05755 | Scrapped/Junked | 76133 | 1996 | RUUD | CHWH - ASME/Fired Water Heater | BOILER ROOM | HWSD - Hot Water Dom/Potable | 1/31/2004
Farnam 1600 Building | 300 S 16th St | Omaha | NE | 68102-2227 | Douglas | NE15059 | Scrapped/Junked | 99141 | 2003 | RHEEM | CHWH - ASME/Fired Water Heater | BOILER ROOM | HWSD - Hot Water Dom/Potable | 1/31/2012
Farnam 1600 Building | 300 S 16th St | Omaha | NE | 68102-2227 | Douglas | NE15060 | Scrapped/Junked | 99142 | 2003 | RHEEM | CHWH - ASME/Fired Water Heater | BOILER ROOM | HWSD - Hot Water Dom/Potable | 1/31/2012
Farnam 1600 Building | 300 S 16th St | Omaha | NE | 68102-2227 | Douglas | NE27226 | Scrapped/Junked | 201451 | 2015 | State Industries | CHWH - ASME/Fired Water Heater | Boiler Room | HWSD - Hot Water Dom/Potable | 1/31/2025
Farnam 1600 Building | 300 S 16th St | Omaha | NE | 68102-2227 | Douglas | NE27227 | Scrapped/Junked | 192084 | 2014 | State Industries | CHWH - ASME/Fired Water Heater | Boiler Room | HWSD - Hot Water Dom/Potable | 1/31/2023
VALHAVEN NURSING HOME | 300 W Meigs St | Valley | NE | 68064-9758 | Douglas | NE24762 | Exempt 1999 LB-66 |  | 1991 | STATE INDUSTRIES | AHWH - ANSI/Fired Water Htr | ELECT ROOM | HWSD - Hot Water Dom/Potable | 5/31/2000
VALHAVEN NURSING HOME | 300 W Meigs St | Valley | NE | 68064-9758 | Douglas | NE24763 | Exempt 1999 LB-66 |  | 1997 | Vanguard Commercial | AHWH - ANSI/Fired Water Htr | ELECT ROOM | HWSD - Hot Water Dom/Potable | 5/31/2000
TWIN TOWERS | 3000 1/2 Farnam St | Omaha | NE | 68131-3508 | Douglas | NE02253 | Inactive |  | 1930 | KEWANEE | FT - Firetube Boiler | BOILER ROOM | STHT - Steam-Heat | 9/30/2001
TWIN TOWERS | 3000 1/2 Farnam St | Omaha | NE | 68131-3508 | Douglas | NE02254 | Inactive |  | 1930 | KEWANEE | FT - Firetube Boiler | BOILER ROOM | STHT - Steam-Heat | 9/30/2002
TWIN TOWERS | 3000 1/2 Farnam St | Omaha | NE | 68131-3508 | Douglas | NE02255 | Inactive | 55777 | 1983 | CLEAVER BROOKS | WT - Water Tube Boiler | BOILER ROOM | STHT - Steam-Heat | 9/30/2002
Twin Towers | 3000 Farnam St | Omaha | NE | 68131-3521 | Douglas | NE06719 | Scrapped/Junked | 12483 | 2003 | ALES | FTVT - Firetube Vertical TB | BOILER ROOM | HWHT - Hot Water Heat | 9/30/2024
Twin Towers | 3000 Farnam St | Omaha | NE | 68131-3521 | Douglas | NE12585 | Out of Service | 16638 | 2007 | ALES | FTVT - Firetube Vertical TB | BASEMENT | HWHT - Hot Water Heat | 9/30/2024
Twin Towers | 3000 Farnam St | Omaha | NE | 68131-3521 | Douglas | NE13842 | Scrapped/Junked | 17436 | 2009 | ALDRICH/LES | FTVT - Firetube Vertical TB | BOILER ROOM | HWDP - Hotwater Heat & Dom Supply | 9/30/2020
Twin Towers | 3000 Farnam St | Omaha | NE | 68131-3521 | Douglas | NE23169 | Scrapped/Junked | 9530 | 1997 | ALDR | FTVT - Firetube Vertical TB | N BOILER ROOM | HWHT - Hot Water Heat | 9/30/2008
Twin Towers | 3000 Farnam St | Omaha | NE | 68131-3521 | Douglas | NE23170 | Scrapped/Junked | 9529 | 1997 | Aldrich | FTVT - Firetube Vertical TB | N BOILER ROOM | HWHT - Hot Water Heat | 9/30/2019
Twin Towers | 3000 Farnam St | Omaha | NE | 68131-3521 | Douglas | NE23171 | Scrapped/Junked | 9522 | 1997 | ALDRICH | FTNF - Firetube Flueless | BOILER ROOM | HWHT - Hot Water Heat | 9/30/2007
Twin Towers | 3000 Farnam St | Omaha | NE | 68131-3521 | Douglas | NE23172 | Scrapped/Junked | 9517 | 1997 | ALDRICH | FTNF - Firetube Flueless | N BOILER ROOM | HWHT - Hot Water Heat | 9/30/2005
Twin Towers | 3000 Farnam St | Omaha | NE | 68131-3521 | Douglas | NE28049 | Active | 404 | 2019 | Les Inc/Aldrich Co | FTVT - Firetube Vertical TB | N BOILER ROOM | HWHT - Hot Water Heat | 9/30/2026
Twin Towers | 3000 Farnam St | Omaha | NE | 68131-3521 | Douglas | NE28847 | Out of Service | 484 | 2020 | Les Inc/Aldrich Co | FTVT - Firetube Vertical TB | BOILER ROOM | HWHT - Hot Water Heat | 9/30/2025
Twin Towers | 3000 Farnam St | Omaha | NE | 68131-3521 | Douglas | NE42881 | Active | 787 | 2024 | Les Inc/Aldrich Co | FTVT - Firetube Vertical TB | BOILER ROOM | HWHT - Hot Water Heat | 9/30/2026
Twin Towers | 3000 Farnam St | Omaha | NE | 68131-3521 | Douglas | NE43082 | Active | 832 | 2024 | Les Inc/Aldrich Co | FTVT - Firetube Vertical TB | Boiler Room | HWHT - Hot Water Heat | 9/30/2026
Greater Omaha Packing | 3001 L St | Omaha | NE | 68107-1409 | Douglas | NE20766 | Out of Service | 17079 | 2011 | Superior | FTSM - FTS Marine Dry Back | boiler room Hide Bay | PROC - Process Steam | 5/31/2023
Greater Omaha Packing | 3001 L St | Omaha | NE | 68107-1409 | Douglas | NE21322 | Scrapped/Junked | 32737 | 1992 | BRYA | WT - Water Tube Boiler | BOILER ROOM | PROC - Process Steam | 5/31/2011
Greater Omaha Packing | 3001 L St | Omaha | NE | 68107-1409 | Douglas | NE24913 | Active | 50711 | 1999 | Kewanee | FTSM - FTS Marine Dry Back | BOILER ROOM | PROC - Process Steam | 5/31/2026
Greater Omaha Packing | 3001 L St | Omaha | NE | 68107-1409 | Douglas | NE24914 | Active | 50714 | 1999 | Kewanee | FTSM - FTS Marine Dry Back | BOILER ROOM | PROC - Process Steam | 5/31/2026
Greater Omaha Packing | 3001 L St | Omaha | NE | 68107-1409 | Douglas | NE24915 | Active | 50720 | 1999 | Kewanee | FTSM - FTS Marine Dry Back | BOILER ROOM | PROC - Process Steam | 5/31/2026
Greater Omaha Packing | 3001 L St | Omaha | NE | 68107-1409 | Douglas | NE41938 | Active | 19735 | 2021 | Superior Boiler Works | FTSM - FTS Marine Dry Back | boiler room | PROC - Process Steam | 5/31/2026
Oakview Mall | 3001 S 144th St | Omaha | NE | 68144-5221 | Douglas | NE15433 | Active | 29730 | 1991 | Bryan Steam | WT - Water Tube Boiler | BOILER ROOM | HWHT - Hot Water Heat | 11/30/2026
Oakview Mall | 3001 S 144th St | Omaha | NE | 68144-5221 | Douglas | NE15434 | Active | 29740 | 1991 | Bryan Steam | WT - Water Tube Boiler | BOILER ROOM | HWHT - Hot Water Heat | 11/30/2026
Champps Americana | 3001 S 144th St | Omaha | NE | 68144-5221 | Douglas | NE21801 | Inactive | 14807 | 1991 | AOSM | CHWH - ASME/Fired Water Heater | EQUIP ROOM | HWSD - Hot Water Dom/Potable | 7/31/2007
Champps Americana | 3001 S 144th St | Omaha | NE | 68144-5221 | Douglas | NE21802 | Inactive | 14812 | 1991 | AOSM | CHWH - ASME/Fired Water Heater | EQUIP ROOM | HWSD - Hot Water Dom/Potable | 7/31/2007
Univar Usa Inc | 3002 F St | Omaha | NE | 68107-1566 | Douglas | NE01725 | Out of Service | 1370 | 2003 | Hurst Boiler & Welding | FTFB - Firetube-Firebox Boiler | BOILER ROOM | PROC - Process Steam | 9/30/2020
Univar Usa Inc | 3002 F St | Omaha | NE | 68107-1566 | Douglas | NE18914 | Scrapped/Junked | 26201 | 1989 | Bryan | WT - Water Tube Boiler | BOILER ROOM | HWHT - Hot Water Heat | 9/30/2014
Univar Usa Inc | 3002 F St | Omaha | NE | 68107-1566 | Douglas | NE25777 | Active | 19038 | 2014 | Aldrich | FTVT - Firetube Vertical TB | Boiler Room | HWHT - Hot Water Heat | 1/31/2027
Univar Usa Inc | 3002 F St | Omaha | NE | 68107-1566 | Douglas | NE41291 | Active | 26082 | 2021 | CLAYTON | FFSG - Force Flow Steam Generator | Boiler Room | PSSH - Process Steam Superheater | 1/31/2027
MAPLES ON 97TH | 3002 N 97th St | Omaha | NE | 68134-5353 | Douglas | NE20391 | Exempt 1999 LB-66 |  | 1987 | STATE INDUSTRIES | AHWH - ANSI/Fired Water Htr |  | HWSD - Hot Water Dom/Potable | 12/31/1999
LATVIAN VILLAGE | 3002-3028 PADDOCK RD | OMAHA | NE | 68124-2920 | Douglas | NE20881 | Exempt 1999 LB-66 |  | 1988 | AO SMITH | AHWH - ANSI/Fired Water Htr |  | HWSD - Hot Water Dom/Potable | 10/31/1999
LATVIAN VILLAGE | 3002-3028 PADDOCK RD | OMAHA | NE | 68124-2920 | Douglas | NE20882 | Exempt 1999 LB-66 |  | 1988 | AO SMITH | AHWH - ANSI/Fired Water Htr |  | HWSD - Hot Water Dom/Potable | 10/31/1999
LATVIAN VILLAGE | 3002-3028 PADDOCK RD | OMAHA | NE | 68124-2920 | Douglas | NE20883 | Exempt 1999 LB-66 |  | 1985 | RUUD | AHWH - ANSI/Fired Water Htr |  | HWSD - Hot Water Dom/Potable | 10/31/1999
LATVIAN VILLAGE | 3002-3028 PADDOCK RD | OMAHA | NE | 68124-2920 | Douglas | NE20884 | Exempt 1999 LB-66 |  | 1985 | AO SMITH | AHWH - ANSI/Fired Water Htr |  | HWSD - Hot Water Dom/Potable | 10/31/1999
LATVIAN VILLAGE | 3002-3028 PADDOCK RD | OMAHA | NE | 68124-2920 | Douglas | NE20885 | Exempt 1999 LB-66 |  | 1985 | AO SMITH | AHWH - ANSI/Fired Water Htr |  | HWSD - Hot Water Dom/Potable | 10/31/1999
LATVIAN VILLAGE | 3002-3028 PADDOCK RD | OMAHA | NE | 68124-2920 | Douglas | NE20886 | Exempt 1999 LB-66 |  | 1991 | AO SMITH | AHWH - ANSI/Fired Water Htr |  | HWSD - Hot Water Dom/Potable | 10/31/1999
LATVIAN VILLAGE | 3002-3028 PADDOCK RD | OMAHA | NE | 68124-2920 | Douglas | NE20887 | Exempt 1999 LB-66 |  | 1994 | AO SMITH | AHWH - ANSI/Fired Water Htr |  | HWSD - Hot Water Dom/Potable | 10/31/1999
The Simple Foundation | 3003 Q St | Omaha | NE | 68107-2526 | Douglas | NE07613 | Inactive | 88615 | 2004 | STAT | CHWH - ASME/Fired Water Heater | BOILER ROOM | HWSD - Hot Water Dom/Potable | 3/31/2021
The Simple Foundation | 3003 Q St | Omaha | NE | 68107-2526 | Douglas | NE14635 | Scrapped/Junked | 17481 | 2009 | ALDRICH/LES | FTVT - Firetube Vertical TB | BOILER ROOM | HWHT - Hot Water Heat | 3/31/2026
The Simple Foundation | 3003 Q St | Omaha | NE | 68107-2526 | Douglas | NE14636 | Scrapped/Junked | 17482 | 2009 | ALDRICH/LES | FTVT - Firetube Vertical TB | BOILER ROOM | HWHT - Hot Water Heat | 3/31/2021
The Simple Foundation | 3003 Q St | Omaha | NE | 68107-2526 | Douglas | NE16709 | Scrapped/Junked | 4303 | 1976 | TRIA | FTNF - Firetube Flueless | BOILER ROOM | HWHT - Hot Water Heat | 3/31/2008
The Simple Foundation | 3003 Q St | Omaha | NE | 68107-2526 | Douglas | NE16710 | Scrapped/Junked | 4052 | 1976 | TRIA | FTNF - Firetube Flueless | BOILER ROOM | HWHT - Hot Water Heat | 3/31/2008
The Simple Foundation | 3003 Q St | Omaha | NE | 68107-2526 | Douglas | NE16711 | Scrapped/Junked | 4570 | 1976 | TRIA | FTNF - Firetube Flueless | BOILER ROOM | HWHT - Hot Water Heat | 3/31/2008
The Simple Foundation | 3003 Q St | Omaha | NE | 68107-2526 | Douglas | NE16712 | Scrapped/Junked | 4053 | 1975 | TRIA | FTNF - Firetube Flueless | BOILER ROOM | HWHT - Hot Water Heat | 3/31/2008
The Simple Foundation | 3003 Q St | Omaha | NE | 68107-2526 | Douglas | NE16713 | Scrapped/Junked | 3987 | 1975 | TRIA | FTNF - Firetube Flueless | BOILER ROOM | HWHT - Hot Water Heat | 3/31/2008
The Simple Foundation | 3003 Q St | Omaha | NE | 68107-2526 | Douglas | NE16714 | Scrapped/Junked | 4572 | 1976 | TRIA | FTNF - Firetube Flueless | BOILER ROOM | HWHT - Hot Water Heat | 3/31/2008
The Simple Foundation | 3003 Q St | Omaha | NE | 68107-2526 | Douglas | NE16715 | Scrapped/Junked | 5196 | 1977 | TRIAD BOILER SYSTEMS INC | FTNF - Firetube Flueless | BOILER ROOM | HWSD - Hot Water Dom/Potable | 3/31/2005
The Simple Foundation | 3003 Q St | Omaha | NE | 68107-2526 | Douglas | NE16716 | Inactive | 5213 | 1975 | TRIAD BOILER SYSTEMS INC | FTNF - Firetube Flueless | BOILER ROOM | HWHT - Hot Water Heat | 3/31/2002
APARTMENT BUILDING | 3005 Harney St | Omaha | NE | 68131-3538 | Douglas | NE12788 | Inactive |  | 1981 | PEERLESS HEATER COMPANY |  | 3005 HARNEY | STHT - Steam-Heat | 12/31/1998
Creighton University - Cardiac Center | 3006 Webster St | Omaha | NE | 68131-2027 | Douglas | NE21915 | Out of Service | 43410 | 1991 | Kewanee | FTFB - Firetube-Firebox Boiler | BOILER ROOM | HWHT - Hot Water Heat | 2/28/2013
Creighton University - Cardiac Center | 3006 Webster St | Omaha | NE | 68131-2027 | Douglas | NE21916 | Scrapped/Junked | 43411 | 1991 | Kewanee | FTFB - Firetube-Firebox Boiler | BOILER ROOM | HWHT - Hot Water Heat | 2/28/2015
Creighton University - Cardiac Center | 3006 Webster St | Omaha | NE | 68131-2027 | Douglas | NE21917 | Scrapped/Junked | 73486 | 1991 | PVI Industries | CHWH - ASME/Fired Water Heater | BOILER ROOM | HWSD - Hot Water Dom/Potable | 2/28/2015
Creighton University - Cardiac Center | 3006 Webster St | Omaha | NE | 68131-2027 | Douglas | NE21918 | Scrapped/Junked | 73485 | 1991 | PVI Industries | CHWH - ASME/Fired Water Heater | BOILER ROOM | HWSD - Hot Water Dom/Potable | 2/28/2013
Creighton University - Cardiac Center | 3006 Webster St | Omaha | NE | 68131-2027 | Douglas | NE25934 | Active | 51332 | 2013 | PVI | CHWH - ASME/Fired Water Heater | Boiler Room | HWSD - Hot Water Dom/Potable | 4/30/2027
Creighton University - Cardiac Center | 3006 Webster St | Omaha | NE | 68131-2027 | Douglas | NE25935 | Active | 49534 | 2013 | PVI Industries | CHWH - ASME/Fired Water Heater | Boiler Room | HWSD - Hot Water Dom/Potable | 4/30/2027
Creighton University - Cardiac Center | 3006 Webster St | Omaha | NE | 68131-2027 | Douglas | NE25936 | Active | 137900 | 2014 | Centurion | WT - Water Tube Boiler | Boiler Room | HWHT - Hot Water Heat | 4/30/2027
Creighton University - Cardiac Center | 3006 Webster St | Omaha | NE | 68131-2027 | Douglas | NE25937 | Active | 137901 | 2013 | Centurion | WT - Water Tube Boiler | Boiler Room | HWHT - Hot Water Heat | 4/30/2027
Jackson Apartments | 3007 Jackson St | Omaha | NE | 68105-2723 | Douglas | NE05729 | Scrapped/Junked |  | 1997 | PEER | CI - Cast Iron |  | STHT - Steam-Heat | 3/31/2010
Omaha Nazarene Karen Baptist Church | 3008 Newport Ave | Omaha | NE | 68112-3041 | Douglas | NE25640 | Active | n/a | 1961 | Kewanee | FT - Firetube Boiler | BASEMENT | HWHT - Hot Water Heat | 3/31/2020
3009 Apartments | 3009 Harney St | Omaha | NE | 68131-3527 | Douglas | NE12974 | Scrapped/Junked |  | 1996 | PEER | CI - Cast Iron | BOILER ROOM | STHT - Steam-Heat | 3/31/2008
NEBRASKA CHILDCARE CENTER | 3009 R St | Omaha | NE | 68107-2527 | Douglas | NE14542 | Inactive |  | 1929 | PENNCO |  |  | HWHT - Hot Water Heat | 1/31/1999
NEBRASKA CHILDCARE CENTER | 3009 R St | Omaha | NE | 68107-2527 | Douglas | NE14543 | Inactive |  | 1930 | NATIONAL CRANE | FT - Firetube Boiler | BASEMENT | HWHT - Hot Water Heat | 1/31/2001
Saltgrass | 301 N 175th St | Omaha | NE | 68118-3561 | Douglas | NE02382 | Scrapped/Junked | 100710 | 2004 | Ruud-Rheem | CHWH - ASME/Fired Water Heater | Water Heater Room | HWSD - Hot Water Dom/Potable | 10/31/2012
Saltgrass | 301 N 175th St | Omaha | NE | 68118-3561 | Douglas | NE02383 | Scrapped/Junked | 100707 | 2004 | Ruud-Rheem | CHWH - ASME/Fired Water Heater | Water Heater Room | HWSD - Hot Water Dom/Potable | 10/31/2013
Saltgrass | 301 N 175th St | Omaha | NE | 68118-3561 | Douglas | NE23747 | Active | 166714 | 2012 | AO SMITH | CHWH - ASME/Fired Water Heater | mech room | HWDP - Hotwater Heat & Dom Supply | 10/31/2027
Saltgrass | 301 N 175th St | Omaha | NE | 68118-3561 | Douglas | NE25796 | Active | 181610 | 2013 | AO SMITH | CHWH - ASME/Fired Water Heater | mech room | HWDP - Hotwater Heat & Dom Supply | 10/31/2027
Public Storage | 301 S 74th St | Omaha | NE | 68114-4618 | Douglas | NE08251 | Active | NA | 2001 | H. B. Smith | CI - Cast Iron | Boiler Room | HWHT - Hot Water Heat | 12/31/2017
Public Storage | 301 S 74th St | Omaha | NE | 68114-4618 | Douglas | NE25100 | Active | NA | 2001 | H. B. Smith | CI - Cast Iron | Boiler Room | HWHT - Hot Water Heat | 12/31/2017
LANCER LABEL | 301 S 74th St | Omaha | NE | 68114-4618 | Douglas | NE14807 | Scrapped/Junked | 4758 | 1959 | KEWANEE | FT - Firetube Boiler | BOILER ROOM | HWHT - Hot Water Heat | 1/31/2002
DC West Middle School | 301 S Pine St | Valley | NE | 68064 | Douglas | NE19079 | Scrapped/Junked | 56815 | 2010 | Aerco | FTVT - Firetube Vertical TB | Boiler Room | HWSD - Hot Water Dom/Potable | 2/28/2021
DC West Middle School | 301 S Pine St | Valley | NE | 68064 | Douglas | NE19080 | Scrapped/Junked | 56816 | 2010 | Aerco | FTVT - Firetube Vertical TB | Boiler Room | HWSD - Hot Water Dom/Potable | 2/28/2020
DC West Middle School | 301 S Pine St | Valley | NE | 68064 | Douglas | NE19081 | Active | 78111 | 2017 | Aerco | FTVT - Firetube Vertical TB | Boiler Room | HWSD - Hot Water Dom/Potable | 2/28/2027
DC West Middle School | 301 S Pine St | Valley | NE | 68064 | Douglas | NE19082 | Out of Service | 13767 | 2010 | Triad Boiler | FTVT - Firetube Vertical TB | Boiler Room | STHT - Steam-Heat | 2/28/2020
DC West Middle School | 301 S Pine St | Valley | NE | 68064 | Douglas | NE19083 | Out of Service | 13765 | 2010 | Triad Boiler | FTVT - Firetube Vertical TB | Boiler Room | STHT - Steam-Heat | 2/28/2020
DC West Middle School | 301 S Pine St | Valley | NE | 68064 | Douglas | NE20337 | Exempt | n/a | 1986 | AO SMITH | AHWH - ANSI/Fired Water Htr | unk | HWSD - Hot Water Dom/Potable | 7/31/1999
DC West Middle School | 301 S Pine St | Valley | NE | 68064 | Douglas | NE21986 | Exempt 1999 LB-66 |  | 1986 | AO SMITH | AHWH - ANSI/Fired Water Htr |  | HWSD - Hot Water Dom/Potable | 7/31/1999
DC West Middle School | 301 S Pine St | Valley | NE | 68064 | Douglas | NE28957 | Active | 87346 | 2020 | Aerco | FTVT - Firetube Vertical TB | Boiler Room | HWHT - Hot Water Heat | 2/28/2027
DC West Middle School | 301 S Pine St | Valley | NE | 68064 | Douglas | NE28958 | Active | 87398 | 2020 | Aerco | FTVT - Firetube Vertical TB | Boiler Room | HWHT - Hot Water Heat | 2/28/2027
DC West Middle School | 301 S Pine St | Valley | NE | 68064 | Douglas | NE33538 | Scrapped/Junked | n/a | 1956 | KEWA | FTSM - FTS Marine Dry Back | BOILER ROOM | STHT - Steam-Heat | 7/31/2010
DC West Middle School | 301 S Pine St | Valley | NE | 68064 | Douglas | NE42393 | Active | 91761 | 2021 | Aerco | FTVT - Firetube Vertical TB | New Boiler Room | HWHT - Hot Water Heat | 2/28/2027
BAKER'S SUPERMARKET | 3010 S 84th St | Omaha | NE | 68124-3215 | Douglas | NE05645 | Exempt 1999 LB-66 |  | 1991 | AO SMITH | AHWH - ANSI/Fired Water Htr |  | HWSD - Hot Water Dom/Potable | 1/31/2000
BAKER'S SUPERMARKET | 3010 S 84th St | Omaha | NE | 68124-3215 | Douglas | NE05646 | Exempt 1999 LB-66 |  | 1990 | STATE INDUSTRIES | AHWH - ANSI/Fired Water Htr |  | HWSD - Hot Water Dom/Potable | 1/31/2000
BAKER'S SUPERMARKET | 3010 S 84th St | Omaha | NE | 68124-3215 | Douglas | NE05647 | Exempt 1999 LB-66 |  | 1994 | AO SMITH | AHWH - ANSI/Fired Water Htr | PRODUCE AREA | HWSD - Hot Water Dom/Potable | 1/31/2000
Burt Street Apts | 3011 Burt St | Omaha | NE | 68131-2073 | Douglas | NE32929 | Active | NA | 1968 | Thermo-Pak | WT - Water Tube Boiler | Basement | HWHT - Hot Water Heat | 10/31/2023
OMAHA HOUSING AUTHORITY | 3012 GRANT ST | OMAHA | NE | 68131 | Douglas | NE18092 | Scrapped/Junked |  | 1955 | NRC |  |  | STHT - Steam-Heat | 3/31/1996
Holy Name Rectory | 3014 N 45th St | Omaha | NE | 68104-4523 | Douglas | NE05980 | Active | n/a | 1988 | Peerless | CI - Cast Iron | RECTORY | STHT - Steam-Heat | 12/31/2026
Dialysis Clinic Inc | 3015 N 118th St | Omaha | NE | 68164-3685 | Douglas | NE21687 | Scrapped/Junked | 62282 | 1996 | Lochinvar | CPFT - Horiz Cpr Fin Boiler | EQUIP ROOM | HWHT - Hot Water Heat | 9/30/2019
WEST HILL PRESBYT CHURCH | 3015 S 82nd Ave | Omaha | NE | 68124-3207 | Douglas | NE35198 | Inactive |  | 1959 | RITE ENGINEERING | WT - Water Tube Boiler | BOILER ROOM | HWHT - Hot Water Heat | 5/31/1997
Great Lakes Chemical Corp | 302 Pierce St | Omaha | NE | 68108-3319 | Douglas | NE11811 | Inactive | 21511 | 1964 | Babcock & Wilcox | WT - Water Tube Boiler | POWER HOUSE | PROC - Process Steam | 9/30/2000
Great Lakes Chemical Corp | 302 Pierce St | Omaha | NE | 68108-3319 | Douglas | NE11812 | Inactive | 21511 | 1963 | Babcock & Wilcox | WT - Water Tube Boiler | POWER HOUSE | PROC - Process Steam | 9/30/2000
Great Lakes Chemical Corp | 302 Pierce St | Omaha | NE | 68108-3319 | Douglas | NE11841 | Inactive | 29623 | 1971 | PM Lattner MFR Company | ELBL - Electric Boiler | POWER HOUSE | PROC - Process Steam | 9/30/2000
Great Lakes Chemical Corp | 302 Pierce St | Omaha | NE | 68108-3319 | Douglas | NE17826 | Inactive | 58157 | 1986 | Pvi Industries | CHWH - ASME/Fired Water Heater | 1ST FLR | HWSD - Hot Water Dom/Potable | 9/30/2001
Kimpton Cottonwood Hotel | 302 S 36th St | Omaha | NE | 68131-3818 | Douglas | NE03688 | Scrapped/Junked | 4666 | 1983 | Rite | WT - Water Tube Boiler | BOILER ROOM | HWHT - Hot Water Heat | 4/30/2008
Kimpton Cottonwood Hotel | 302 S 36th St | Omaha | NE | 68131-3818 | Douglas | NE03689 | Scrapped/Junked | 4667 | 1983 | Rite | WT - Water Tube Boiler | BOILER ROOM | HWHT - Hot Water Heat | 4/30/2008
Kimpton Cottonwood Hotel | 302 S 36th St | Omaha | NE | 68131-3818 | Douglas | NE22765 | Scrapped/Junked | 61660 | 2012 | Aerco | FTVT - Firetube Vertical TB | basement | HWHT - Hot Water Heat | 1/31/2018
Kimpton Cottonwood Hotel | 302 S 36th St | Omaha | NE | 68131-3818 | Douglas | NE22766 | Scrapped/Junked | 62004 | 2012 | Aerco | FTVT - Firetube Vertical TB | basement | HWHT - Hot Water Heat | 1/31/2018
Kimpton Cottonwood Hotel | 302 S 36th St | Omaha | NE | 68131-3818 | Douglas | NE27180 | Scrapped/Junked | 78721 | 2017 | Aerco | FTVT - Firetube Vertical TB | Basement | HWHT - Hot Water Heat | 2/28/2023
Kimpton Cottonwood Hotel | 302 S 36th St | Omaha | NE | 68131-3818 | Douglas | NE27181 | Scrapped/Junked | 78717 | 2017 | Aerco | FTVT - Firetube Vertical TB | Basement | HWHT - Hot Water Heat | 2/28/2023
Kimpton Cottonwood Hotel | 302 S 36th St | Omaha | NE | 68131-3818 | Douglas | NE28881 | Scrapped/Junked | 19138 38175 | 2019 | Cosmogas | WT - Water Tube Boiler | pool equip room | IPHT - Indoor Pool Heater | 2/28/2026
Kimpton Cottonwood Hotel | 302 S 36th St | Omaha | NE | 68131-3818 | Douglas | NE28882 | Active | 21704 21707 | 2019 | Cosmogas | WT - Water Tube Boiler | pool equip room | IPHT - Indoor Pool Heater | 2/28/2027
Kimpton Cottonwood Hotel | 302 S 36th St | Omaha | NE | 68131-3818 | Douglas | NE28887 | Active | 86958 | 2020 | Aerco | WT - Water Tube Boiler | Basement | HWHT - Hot Water Heat | 2/28/2027
Kimpton Cottonwood Hotel | 302 S 36th St | Omaha | NE | 68131-3818 | Douglas | NE28888 | Active | 86959 | 2020 | Aerco | WT - Water Tube Boiler | Basement | HWHT - Hot Water Heat | 2/28/2027
Kimpton Cottonwood Hotel | 302 S 36th St | Omaha | NE | 68131-3818 | Douglas | NE28976 | Active | 497970 | 2020 | Lochinvar | WT - Water Tube Boiler | boiler room | HWDP - Hotwater Heat & Dom Supply | 2/28/2027
Kimpton Cottonwood Hotel | 302 S 36th St | Omaha | NE | 68131-3818 | Douglas | NE28977 | Active | 497970 | 2020 | Lochinvar | WT - Water Tube Boiler | boiler room | HWDP - Hotwater Heat & Dom Supply | 2/28/2027
Kimpton Cottonwood Hotel | 302 S 36th St | Omaha | NE | 68131-3818 | Douglas | NE43973 | Active | 49647 49671 | 2025 | Cosmogas | WT - Water Tube Boiler | pool equip room | IPHT - Indoor Pool Heater | 2/28/2026
Launch Church | 3020 Huntington Ave | Omaha | NE | 68112-3035 | Douglas | NE25642 | Active | n/a | 1958 | Crane | CI - Cast Iron | BASEMENT | HWHT - Hot Water Heat | 12/31/2022
Burt Street Apartments | 3021 Burt St | Omaha | NE | 68131-2072 | Douglas | NE32930 | Active | NA | 1968 | Thermo-Pak | WT - Water Tube Boiler | Basement | HWHT - Hot Water Heat | 10/31/2023
APARTMENT BUILDING | 3021 Burt St | Omaha | NE | 68131-2072 | Douglas | NE05520 | Exempt 1999 LB-66 |  | 1987 | AO SMITH | AHWH - ANSI/Fired Water Htr |  | HWSD - Hot Water Dom/Potable | 6/30/2000
APARTMENT BUILDING | 3021 Burt St | Omaha | NE | 68131-2072 | Douglas | NE05550 | Exempt 1999 LB-66 |  | 1987 | AO SMITH | AHWH - ANSI/Fired Water Htr |  | HWSD - Hot Water Dom/Potable | 6/30/2000
APARTMENT BUILDING | 3021 Burt St | Omaha | NE | 68131-2072 | Douglas | NE05551 | Exempt 1999 LB-66 |  | 1992 | AO SMITH | AHWH - ANSI/Fired Water Htr |  | HWSD - Hot Water Dom/Potable | 6/30/2000
Colonial Apts | 3022 1/2 N 97th St | Omaha | NE | 68134-5300 | Douglas | NE20378 | Out of Service | N/A | 1990 | AOSM | AHWH - ANSI/Fired Water Htr | EQUIP ROOM | HWSD - Hot Water Dom/Potable | 10/31/2009
Colonial Apts | 3022 1/2 N 97th St | Omaha | NE | 68134-5300 | Douglas | NE20379 | Exempt 1999 LB-66 |  | 1993 | AO SMITH | AHWH - ANSI/Fired Water Htr |  | HWSD - Hot Water Dom/Potable | 12/31/1999
Colonial Apts | 3022 1/2 N 97th St | Omaha | NE | 68134-5300 | Douglas | NE20380 | Exempt 1999 LB-66 |  | 1988 | RHEEM MANUFACTURING CO | AHWH - ANSI/Fired Water Htr |  | HWSD - Hot Water Dom/Potable | 12/31/1999
Colonial Apts | 3022 1/2 N 97th St | Omaha | NE | 68134-5300 | Douglas | NE20381 | Exempt 1999 LB-66 |  | 1988 | STATE INDUSTRIES | AHWH - ANSI/Fired Water Htr |  | HWSD - Hot Water Dom/Potable | 12/31/1999
Colonial Apts | 3022 1/2 N 97th St | Omaha | NE | 68134-5300 | Douglas | NE20382 | Exempt 1999 LB-66 |  | 1987 | AO SMITH | AHWH - ANSI/Fired Water Htr |  | HWSD - Hot Water Dom/Potable | 12/31/1999
Colonial Apts | 3022 1/2 N 97th St | Omaha | NE | 68134-5300 | Douglas | NE20384 | Exempt 1999 LB-66 |  | 1991 | AO SMITH | AHWH - ANSI/Fired Water Htr |  | HWSD - Hot Water Dom/Potable | 12/31/1999
Colonial Apts | 3022 1/2 N 97th St | Omaha | NE | 68134-5300 | Douglas | NE20385 | Exempt 1999 LB-66 |  | 1986 | AO SMITH | AHWH - ANSI/Fired Water Htr |  | HWSD - Hot Water Dom/Potable | 12/31/1999
Colonial Apts | 3022 1/2 N 97th St | Omaha | NE | 68134-5300 | Douglas | NE20387 | Exempt 1999 LB-66 |  | 1995 | AO SMITH | AHWH - ANSI/Fired Water Htr |  | HWSD - Hot Water Dom/Potable | 12/31/1999
Colonial Apts | 3022 1/2 N 97th St | Omaha | NE | 68134-5300 | Douglas | NE20388 | Scrapped/Junked | N/A | 1990 | AOSM | AHWH - ANSI/Fired Water Htr | Bldg 3023 | HWSD - Hot Water Dom/Potable | 10/31/2019
Colonial Apts | 3022 1/2 N 97th St | Omaha | NE | 68134-5300 | Douglas | NE20389 | Exempt 1999 LB-66 |  | 1990 | AO SMITH | AHWH - ANSI/Fired Water Htr |  | HWSD - Hot Water Dom/Potable | 12/31/1999
Colonial Apts | 3022 1/2 N 97th St | Omaha | NE | 68134-5300 | Douglas | NE20390 | Exempt 1999 LB-66 |  | 1980 | STATE INDUSTRIES | AHWH - ANSI/Fired Water Htr |  | HWSD - Hot Water Dom/Potable | 12/31/1999
Colonial Apts | 3022 1/2 N 97th St | Omaha | NE | 68134-5300 | Douglas | NE20392 | Exempt 1999 LB-66 |  | 1994 | A. O. Smith | AHWH - ANSI/Fired Water Htr |  | HWSD - Hot Water Dom/Potable | 12/31/1999
Colonial Apts | 3022 1/2 N 97th St | Omaha | NE | 68134-5300 | Douglas | NE20393 | Exempt 1999 LB-66 |  | 1995 | AO SMITH | AHWH - ANSI/Fired Water Htr |  | HWSD - Hot Water Dom/Potable | 12/31/1999
Colonial Apts | 3022 1/2 N 97th St | Omaha | NE | 68134-5300 | Douglas | NE20394 | Exempt 1999 LB-66 |  | 1995 | AO SMITH | AHWH - ANSI/Fired Water Htr |  | HWSD - Hot Water Dom/Potable | 12/31/1999
Colonial Apts | 3022 1/2 N 97th St | Omaha | NE | 68134-5300 | Douglas | NE20395 | Exempt 1999 LB-66 |  | 1988 | STATE INDUSTRIES | AHWH - ANSI/Fired Water Htr |  | HWSD - Hot Water Dom/Potable | 12/31/1999
Colonial Apts | 3022 1/2 N 97th St | Omaha | NE | 68134-5300 | Douglas | NE20396 | Exempt 1999 LB-66 |  | 1988 | AO SMITH | AHWH - ANSI/Fired Water Htr |  | HWSD - Hot Water Dom/Potable | 12/31/1999
Colonial Apts | 3022 1/2 N 97th St | Omaha | NE | 68134-5300 | Douglas | NE20397 | Exempt 1999 LB-66 |  | 1985 | AO SMITH | AHWH - ANSI/Fired Water Htr |  | HWSD - Hot Water Dom/Potable | 12/31/1999
Colonial Apts | 3022 1/2 N 97th St | Omaha | NE | 68134-5300 | Douglas | NE20398 | Exempt 1999 LB-66 |  | 1988 | AO SMITH | AHWH - ANSI/Fired Water Htr |  | HWSD - Hot Water Dom/Potable | 12/31/1999
Colonial Apts | 3022 1/2 N 97th St | Omaha | NE | 68134-5300 | Douglas | NE20400 | Inactive | n/a | 1990 | AOSM | AHWH - ANSI/Fired Water Htr | Bldg 3013 | HWSD - Hot Water Dom/Potable | 10/31/2024
Colonial Apts | 3022 1/2 N 97th St | Omaha | NE | 68134-5300 | Douglas | NE21901 | Active | n/a | 1989 | AOSM | AHWH - ANSI/Fired Water Htr | Bldg 3019 | HWSD - Hot Water Dom/Potable | 2/28/2027
Colonial Apts | 3022 1/2 N 97th St | Omaha | NE | 68134-5300 | Douglas | NE21902 | Scrapped/Junked | n/a | 1988 | AOSM | AHWH - ANSI/Fired Water Htr | Bldg 3011 | HWSD - Hot Water Dom/Potable | 10/31/2009
Colonial Apts | 3022 1/2 N 97th St | Omaha | NE | 68134-5300 | Douglas | NE22966 | Exempt 1999 LB-66 |  | 1997 | RUUD | AHWH - ANSI/Fired Water Htr |  | HWSD - Hot Water Dom/Potable | 12/31/1999
Colonial Apts | 3022 1/2 N 97th St | Omaha | NE | 68134-5300 | Douglas | NE24715 | Exempt 1999 LB-66 |  | 1996 | RUUD | AHWH - ANSI/Fired Water Htr |  | HWSD - Hot Water Dom/Potable | 12/31/1999
vacant building | 3024 Harney St | Omaha | NE | 68131-3535 | Douglas | NE02279 | Out of Service | n/a | 1966 | Kewanee | FTFB - Firetube-Firebox Boiler | BOILER ROOM | STHT - Steam-Heat | 6/30/2017
vacant building | 3024 Harney St | Omaha | NE | 68131-3535 | Douglas | NE02280 | Out of Service | n/a | 1950 | Kewanee | FTFB - Firetube-Firebox Boiler | BOILER ROOM | STHT - Steam-Heat | 6/30/2017
vacant building | 3024 Harney St | Omaha | NE | 68131-3535 | Douglas | NE02281 | Scrapped/Junked |  | 1952 | Cyclotherm |  | Boiler Room |  | 8/31/2002
APARTMENT BUILDING | 3024 Pacific St | Omaha | NE | 68105-6975 | Douglas | NE35303 | Inactive |  | 1950 | US RADIATOR |  | 3024 PACIFIC | HWHT - Hot Water Heat | 6/30/1990
360 Skyview Apartments | 3025 Meredith Ave | Omaha | NE | 68111-2391 | Douglas | NE03442 | Active | N/A | 1960 | Kewanee | FTFB - Firetube-Firebox Boiler | BASEMENT | HWHT - Hot Water Heat | 11/30/2017
360 Skyview Apartments | 3025 Meredith Ave | Omaha | NE | 68111-2391 | Douglas | NE21869 | Exempt 1999 LB-66 |  | 1984 | STATE INDUSTRIES | AHWH - ANSI/Fired Water Htr |  | HWSD - Hot Water Dom/Potable | 6/30/2000
NO FRILLS SUPERMARKET | 3026 S 24th St | Omaha | NE | 68108-1878 | Douglas | NE05121 | Exempt 1999 LB-66 |  | 1993 | STATE INDUSTRIES | AHWH - ANSI/Fired Water Htr |  | HWSD - Hot Water Dom/Potable | 2/29/2000
NO FRILLS SUPERMARKET | 3026 S 24th St | Omaha | NE | 68108-1878 | Douglas | NE15435 | Scrapped/Junked | 35779 | 1983 | RHEEM MANUFACTURING CO | CHWH - ASME/Fired Water Heater | STOREROOM | HWSD - Hot Water Dom/Potable | 11/30/2004
Dillard's #343 | 3030 Oak View Dr | Omaha | NE | 68144-5624 | Douglas | NE22192 | Active | 65248 | 2007 | Reimers | ELBL - Electric Boiler | Alterations Dept | PROC - Process Steam | 2/28/2027
Willa Cather Elementary School | 3030 S 139th St | Omaha | NE | 68144-3341 | Douglas | NE19775 | Exempt 1999 LB-66 |  | 1987 | AO SMITH | AHWH - ANSI/Fired Water Htr |  | HWSD - Hot Water Dom/Potable | 8/31/2000
Willa Cather Elementary School | 3030 S 139th St | Omaha | NE | 68144-3341 | Douglas | NE19776 | Exempt 1999 LB-66 |  | 1979 | AO SMITH | AHWH - ANSI/Fired Water Htr |  | HWSD - Hot Water Dom/Potable | 8/31/2000
Willa Cather Elementary School | 3030 S 139th St | Omaha | NE | 68144-3341 | Douglas | NE32159 | Scrapped/Junked |  | 1966 | MARKET FORGE INDUSTRIES | FT - Firetube Boiler | KITCHEN | 0021 - Steam Supp Cooker/Kettle | 8/31/2006
Westgate Assisted Living | 3030 S 80th St | Omaha | NE | 68124-3232 | Douglas | NE16472 | Scrapped/Junked | 10031 | 1990 | AOSM | COBL - Coil Type Boiler | EQUIPMENT ROOM | HWSD - Hot Water Dom/Potable | 11/30/2015
Westgate Assisted Living | 3030 S 80th St | Omaha | NE | 68124-3232 | Douglas | NE16473 | Scrapped/Junked | 10832 | 1990 | AOSM | COBL - Coil Type Boiler | EQUIPMENT ROOM | HWSD - Hot Water Dom/Potable | 11/30/2015
Secondary Success Program | 3030 Spaulding St | Omaha | NE | 68111-2966 | Douglas | NE27720 | Active | 325046 | 2018 | Lochinvar | WT - Water Tube Boiler | boiler room | HWHT - Hot Water Heat | 12/31/2026
Secondary Success Program | 3030 Spaulding St | Omaha | NE | 68111-2966 | Douglas | NE27721 | Active | 322785 | 2018 | Lochinvar | WT - Water Tube Boiler | boiler room | HWHT - Hot Water Heat | 12/31/2026
Secondary Success Program | 3030 Spaulding St | Omaha | NE | 68111-2966 | Douglas | NE31158 | Scrapped/Junked | n/a | 1964 | Kewanee | FTFB - Firetube-Firebox Boiler | BOILER ROOM | STHT - Steam-Heat | 12/31/2017
Secondary Success Program | 3030 Spaulding St | Omaha | NE | 68111-2966 | Douglas | NE31159 | Scrapped/Junked | n/a | 1964 | Kewanee | FTFB - Firetube-Firebox Boiler | BOILER ROOM | STHT - Steam-Heat | 12/31/2018
Burt Street Apartments | 3031 Burt St | Omaha | NE | 68131-2071 | Douglas | NE32931 | Active | NA | 1968 | Thermo-Pak | WT - Water Tube Boiler | Basement | HWHT - Hot Water Heat | 10/31/2023
Fashion Cleaners | 3031 Leavenworth St | Omaha | NE | 68105-2743 | Douglas | NE01723 | Inactive | 93432 | 2003 | Fulton | FTNT - FT Vertical Tubeless | BOILER ROOM | PROC - Process Steam | 3/31/2026
Fashion Cleaners | 3031 Leavenworth St | Omaha | NE | 68105-2743 | Douglas | NE02406 | Inactive | 977 | 2003 | Hurst | FTVT - Firetube Vertical TB | BOILER ROOM | PROC - Process Steam | 3/31/2014
Fashion Cleaners | 3031 Leavenworth St | Omaha | NE | 68105-2743 | Douglas | NE08484 | Scrapped/Junked | 8339 | 2000 | HURST BOILER & WELDING CO | FT - Firetube Boiler | BOILER ROOM | PROC - Process Steam | 8/31/2003
Fashion Cleaners | 3031 Leavenworth St | Omaha | NE | 68105-2743 | Douglas | NE14256 | Scrapped/Junked | 4138 | 1986 | INDUSTRIAL | FT - Firetube Boiler | BOILER ROOM | PROC - Process Steam | 8/31/2004
Fashion Cleaners | 3031 Leavenworth St | Omaha | NE | 68105-2743 | Douglas | NE41720 | Active | 64722 | 2021 | Parker Ind | WT - Water Tube Boiler | Equip room | PROC - Process Steam | 5/31/2026
NE Medical Center | 304 S 42nd St | Omaha | NE | 68131-3716 | Douglas | NE14733 | Out of Service | N/A | 1965 | Kewanee | FTFB - Firetube-Firebox Boiler | BOILER ROOM | HWHT - Hot Water Heat | 9/30/2016
vacant bldg | 3040 S 143rd Plz | Omaha | NE | 68144-5615 | Douglas | NE08454 | Inactive | 70430 | 2000 | STAT | CHWH - ASME/Fired Water Heater | EQUIP ROOM | HWSD - Hot Water Dom/Potable | 1/31/2011
vacant bldg | 3040 S 143rd Plz | Omaha | NE | 68144-5615 | Douglas | NE08455 | Inactive | 70322 | 2000 | STAT | CHWH - ASME/Fired Water Heater | EQUIP ROOM | HWSD - Hot Water Dom/Potable | 1/31/2011
vacant bldg | 3040 S 143rd Plz | Omaha | NE | 68144-5615 | Douglas | NE21848 | Scrapped/Junked |  | 1992 | AO SMITH | AHWH - ANSI/Fired Water Htr | EQUIP ROOM | HWSD - Hot Water Dom/Potable | 12/31/2000
vacant bldg | 3040 S 143rd Plz | Omaha | NE | 68144-5615 | Douglas | NE21850 | Scrapped/Junked |  | 1991 | AO SMITH | AHWH - ANSI/Fired Water Htr | EQUIP ROOM | HWSD - Hot Water Dom/Potable | 12/31/2000
Apartment Building | 3058 Poppleton Ave | Omaha | NE | 68105-2131 | Douglas | NE04947 | Scrapped/Junked | N/A | 1950 | Kewanee | FTFB - Firetube-Firebox Boiler | BOILER ROOM | HWHT - Hot Water Heat | 3/31/2013
Apartment Building | 3058 Poppleton Ave | Omaha | NE | 68105-2131 | Douglas | NE43583 | Active | N/A | 2013 | Peerless | CI - Cast Iron | BASEMENT | HWHT - Hot Water Heat | 8/31/2025
Apartment Building | 3062 Poppleton Ave | Omaha | NE | 68105-2132 | Douglas | NE04948 | Scrapped/Junked | N/A | 1950 | Kewanee | FT - Firetube Boiler | BOILER ROOM | HWHT - Hot Water Heat | 3/31/2011
Apartment Building | 3062 Poppleton Ave | Omaha | NE | 68105-2132 | Douglas | NE22179 | Active | n/a | 2006 | Peerless | CI - Cast Iron | basement | HWHT - Hot Water Heat | 2/28/2026
Dundee Elementary School | 310 N 51st St | Omaha | NE | 68132-2846 | Douglas | NE05345 | Exempt 1999 LB-66 |  | 1994 | AO SMITH | AHWH - ANSI/Fired Water Htr |  | HWSD - Hot Water Dom/Potable | 6/30/2000
Dundee Elementary School | 310 N 51st St | Omaha | NE | 68132-2846 | Douglas | NE05346 | Exempt 1999 LB-66 |  | 1994 | AO SMITH | AHWH - ANSI/Fired Water Htr | BOILER ROOM | HWSD - Hot Water Dom/Potable | 6/30/2000
Dundee Elementary School | 310 N 51st St | Omaha | NE | 68132-2846 | Douglas | NE32961 | Scrapped/Junked | 32556 | 1979 | KEWA | FTFB - Firetube-Firebox Boiler | BOILER ROOM | HWHT - Hot Water Heat | 12/31/2021
Dundee Elementary School | 310 N 51st St | Omaha | NE | 68132-2846 | Douglas | NE32962 | Scrapped/Junked | 32009 | 1979 | KEWA | FTFB - Firetube-Firebox Boiler | BOILER ROOM | HWHT - Hot Water Heat | 12/31/2021
Dundee Elementary School | 310 N 51st St | Omaha | NE | 68132-2846 | Douglas | NE41276 | Active | 15703 | 2021 | Riello | WT - Water Tube Boiler | Basement | HWHT - Hot Water Heat | 12/31/2026
Dundee Elementary School | 310 N 51st St | Omaha | NE | 68132-2846 | Douglas | NE41280 | Active | 15701 | 2021 | Riello | WT - Water Tube Boiler | Basement | HWHT - Hot Water Heat | 12/31/2026
Dundee Elementary School | 310 N 51st St | Omaha | NE | 68132-2846 | Douglas | NE41281 | Active | 14741 | 2021 | Riello | WT - Water Tube Boiler | Basement | HWHT - Hot Water Heat | 12/31/2026
Dundee Elementary School | 310 N 51st St | Omaha | NE | 68132-2846 | Douglas | NE41282 | Active | 14744 | 2021 | Riello | WT - Water Tube Boiler | Basement | HWHT - Hot Water Heat | 12/31/2026
Dundee Elementary School | 310 N 51st St | Omaha | NE | 68132-2846 | Douglas | NE41283 | Active | 15702 | 2021 | Riello | WT - Water Tube Boiler | Basement | HWHT - Hot Water Heat | 12/31/2026
Dundee Elementary School | 310 N 51st St | Omaha | NE | 68132-2846 | Douglas | NE41284 | Active | 15707 | 2021 | Riello | WT - Water Tube Boiler | Basement | HWHT - Hot Water Heat | 12/31/2026
City of Omaha-Hanscom Park Pool | 3100 Ed Creighton Ave | Omaha | NE | 68105 | Douglas | NE15717 | Scrapped/Junked | 116046 | 1994 | Raypak | CPFT - Horiz Cpr Fin Boiler | BOILER ROOM | OPHT - Outdoor Pool Heater | 6/30/2024
Westridge Elementary | 3100 N 206th St | Elkhorn | NE | 68022-7015 | Douglas | NE02523 | Active | 13387 | 2004 | ALES | FTVT - Firetube Vertical TB | BOILER ROOM | HWHT - Hot Water Heat | 10/31/2026
Westridge Elementary | 3100 N 206th St | Elkhorn | NE | 68022-7015 | Douglas | NE02524 | Active | 13385 | 2004 | ALES | FTVT - Firetube Vertical TB | BOILER ROOM | HWHT - Hot Water Heat | 10/31/2026
Westridge Elementary | 3100 N 206th St | Elkhorn | NE | 68022-7015 | Douglas | NE18344 | Active | 108424 | 1992 | Raypak | CPFT - Horiz Cpr Fin Boiler | 2 FLOOR MECH ROOM | HWHT - Hot Water Heat | 10/31/2026
Westridge Elementary | 3100 N 206th St | Elkhorn | NE | 68022-7015 | Douglas | NE33886 | Inactive |  | 1940 | AMERICAN RADIATOR |  |  | STHT - Steam-Heat | 7/31/1995
Westridge Elementary | 3100 N 206th St | Elkhorn | NE | 68022-7015 | Douglas | NE33887 | Inactive |  | 1940 | AMERICAN RADIATOR |  |  | STHT - Steam-Heat | 7/31/1995
Westridge Elementary | 3100 N 206th St | Elkhorn | NE | 68022-7015 | Douglas | NE33889 | Scrapped/Junked |  | 1963 | KEWANEE | FT - Firetube Boiler | BOILER ROOM | HWHT - Hot Water Heat | 7/31/2004
Mud Construction/Op Ctr | 3100 S 61st Ave | Omaha | NE | 68106-3621 | Douglas | NE09941 | Active | 12275 | 2002 | Aldrich | FTFB - Firetube-Firebox Boiler | Const Center Boiler Room | STHT - Steam-Heat | 10/31/2026
Mud Construction/Op Ctr | 3100 S 61st Ave | Omaha | NE | 68106-3621 | Douglas | NE09942 | Active | 12273 | 2002 | Aldrich | FTFB - Firetube-Firebox Boiler | Const Center Boiler Room | STHT - Steam-Heat | 10/31/2026
Mud Construction/Op Ctr | 3100 S 61st Ave | Omaha | NE | 68106-3621 | Douglas | NE11598 | Active | 37431 | 1968 | Cleaver & Brooks | FTSM - FTS Marine Dry Back | Operating Center Boiler Room | STHT - Steam-Heat | 10/31/2026
Mud Construction/Op Ctr | 3100 S 61st Ave | Omaha | NE | 68106-3621 | Douglas | NE11599 | Active | 37432 | 1968 | Cleaver & Brooks | FTSM - FTS Marine Dry Back | Operation Center Boiler Room | STHT - Steam-Heat | 10/31/2026
Mud Construction/Op Ctr | 3100 S 61st Ave | Omaha | NE | 68106-3621 | Douglas | NE11600 | Active | 7203 | 1986 | Burnham America | FTFB - Firetube-Firebox Boiler | Boiler Room | STHT - Steam-Heat | 10/31/2025
Mud Construction/Op Ctr | 3100 S 61st Ave | Omaha | NE | 68106-3621 | Douglas | NE14410 | Out of Service | 11398 | 1991 | Superior Boiler Works | FT - Firetube Boiler | Const Center Boiler Room | STHT - Steam-Heat | 6/30/2012
Mud Construction Center | 3100 S 61st Ave | Omaha | NE | 68106-3621 | Douglas | NE11597 | Inactive | 11250 | 1957 | POWERMASTER | FT - Firetube Boiler | BOILER ROOM | STHT - Steam-Heat | 5/31/2001
Reformed LLC | 3101 S 20th St | Omaha | NE | 68108-1903 | Douglas | NE05283 | Scrapped/Junked |  | 1970 | AMERICAN STANDARD |  | BOILER ROOM | STHT - Steam-Heat | 4/30/2002
Reformed LLC | 3101 S 20th St | Omaha | NE | 68108-1903 | Douglas | NE08460 | Active | n/a | 2001 | SMITH | CI - Cast Iron | BOILER ROOM | STHT - Steam-Heat | 2/28/2026
AK-SAR-BEN BEEF CO | 3101 S 24th St | Omaha | NE | 68108-1824 | Douglas | NE37302 | Inactive |  | 1967 | THERMO PAK | WT - Water Tube Boiler | BASEMENT | PROC - Process Steam | 9/30/1995
BRISTOL SQAURE APARTMENTS | 3101-3214 MAPLEWOOD | OMAHA | NE | 68134-5463 | Douglas | NE20817 | Exempt 1999 LB-66 |  | 1994 | RUUD | AHWH - ANSI/Fired Water Htr |  | HWSD - Hot Water Dom/Potable | 10/31/1999
BRISTOL SQAURE APARTMENTS | 3101-3214 MAPLEWOOD | OMAHA | NE | 68134-5463 | Douglas | NE20818 | Exempt 1999 LB-66 |  | 1985 | RUUD | AHWH - ANSI/Fired Water Htr |  | HWSD - Hot Water Dom/Potable | 10/31/1999
BRISTOL SQAURE APARTMENTS | 3101-3214 MAPLEWOOD | OMAHA | NE | 68134-5463 | Douglas | NE20819 | Exempt 1999 LB-66 |  | 1991 | AO SMITH | AHWH - ANSI/Fired Water Htr |  | HWSD - Hot Water Dom/Potable | 10/31/1999
BRISTOL SQAURE APARTMENTS | 3101-3214 MAPLEWOOD | OMAHA | NE | 68134-5463 | Douglas | NE20820 | Exempt 1999 LB-66 |  | 1975 | RUUD | AHWH - ANSI/Fired Water Htr |  | HWSD - Hot Water Dom/Potable | 10/31/1999
BRISTOL SQAURE APARTMENTS | 3101-3214 MAPLEWOOD | OMAHA | NE | 68134-5463 | Douglas | NE20821 | Exempt 1999 LB-66 |  | 1983 | AO SMITH | AHWH - ANSI/Fired Water Htr |  | HWSD - Hot Water Dom/Potable | 10/31/1999
BRISTOL SQAURE APARTMENTS | 3101-3214 MAPLEWOOD | OMAHA | NE | 68134-5463 | Douglas | NE20822 | Exempt 1999 LB-66 |  | 1985 | RUUD | AHWH - ANSI/Fired Water Htr |  | HWSD - Hot Water Dom/Potable | 10/31/1999
BRISTOL SQAURE APARTMENTS | 3101-3214 MAPLEWOOD | OMAHA | NE | 68134-5463 | Douglas | NE20823 | Exempt 1999 LB-66 |  | 1993 | AO SMITH | AHWH - ANSI/Fired Water Htr |  | HWSD - Hot Water Dom/Potable | 10/31/1999
BRISTOL SQAURE APARTMENTS | 3101-3214 MAPLEWOOD | OMAHA | NE | 68134-5463 | Douglas | NE20824 | Exempt 1999 LB-66 |  | 1984 | RUUD | AHWH - ANSI/Fired Water Htr |  | HWSD - Hot Water Dom/Potable | 10/31/1999
BRISTOL SQAURE APARTMENTS | 3101-3214 MAPLEWOOD | OMAHA | NE | 68134-5463 | Douglas | NE20825 | Exempt 1999 LB-66 |  | 1987 | AO SMITH | AHWH - ANSI/Fired Water Htr |  | HWSD - Hot Water Dom/Potable | 10/31/1999
BRISTOL SQAURE APARTMENTS | 3101-3214 MAPLEWOOD | OMAHA | NE | 68134-5463 | Douglas | NE20826 | Exempt 1999 LB-66 |  | 1995 | AO SMITH | AHWH - ANSI/Fired Water Htr |  | HWSD - Hot Water Dom/Potable | 10/31/1999
BRISTOL SQAURE APARTMENTS | 3101-3214 MAPLEWOOD | OMAHA | NE | 68134-5463 | Douglas | NE20827 | Exempt 1999 LB-66 |  | 1989 | AO SMITH | AHWH - ANSI/Fired Water Htr |  | HWSD - Hot Water Dom/Potable | 10/31/1999
BRISTOL SQAURE APARTMENTS | 3101-3214 MAPLEWOOD | OMAHA | NE | 68134-5463 | Douglas | NE20828 | Exempt 1999 LB-66 |  | 1986 | RUUD | AHWH - ANSI/Fired Water Htr |  | HWSD - Hot Water Dom/Potable | 10/31/1999
BRISTOL SQAURE APARTMENTS | 3101-3214 MAPLEWOOD | OMAHA | NE | 68134-5463 | Douglas | NE20829 | Exempt 1999 LB-66 |  | 1989 | AO SMITH | AHWH - ANSI/Fired Water Htr |  | HWSD - Hot Water Dom/Potable | 10/31/1999
BRISTOL SQAURE APARTMENTS | 3101-3214 MAPLEWOOD | OMAHA | NE | 68134-5463 | Douglas | NE20830 | Exempt 1999 LB-66 |  | 1989 | AO SMITH | AHWH - ANSI/Fired Water Htr |  | HWSD - Hot Water Dom/Potable | 10/31/1999
BRISTOL SQAURE APARTMENTS | 3101-3214 MAPLEWOOD | OMAHA | NE | 68134-5463 | Douglas | NE20831 | Exempt 1999 LB-66 |  | 1986 | AO SMITH | AHWH - ANSI/Fired Water Htr |  | HWSD - Hot Water Dom/Potable | 10/31/1999
BRISTOL SQAURE APARTMENTS | 3101-3214 MAPLEWOOD | OMAHA | NE | 68134-5463 | Douglas | NE20833 | Exempt 1999 LB-66 |  | 1973 | RUUD | AHWH - ANSI/Fired Water Htr |  | HWSD - Hot Water Dom/Potable | 10/31/1999
BRISTOL SQAURE APARTMENTS | 3101-3214 MAPLEWOOD | OMAHA | NE | 68134-5463 | Douglas | NE20834 | Exempt 1999 LB-66 |  | 1993 | AO SMITH | AHWH - ANSI/Fired Water Htr |  | HWSD - Hot Water Dom/Potable | 10/31/1999
BRISTOL SQAURE APARTMENTS | 3101-3214 MAPLEWOOD | OMAHA | NE | 68134-5463 | Douglas | NE20835 | Exempt 1999 LB-66 |  | 1986 | AO SMITH | AHWH - ANSI/Fired Water Htr |  | HWSD - Hot Water Dom/Potable | 10/31/1999
BRISTOL SQAURE APARTMENTS | 3101-3214 MAPLEWOOD | OMAHA | NE | 68134-5463 | Douglas | NE20836 | Exempt 1999 LB-66 |  | 1993 | RHEEM MANUFACTURING CO | AHWH - ANSI/Fired Water Htr |  | HWSD - Hot Water Dom/Potable | 10/31/1999
BRISTOL SQAURE APARTMENTS | 3101-3214 MAPLEWOOD | OMAHA | NE | 68134-5463 | Douglas | NE24447 | Exempt 1999 LB-66 |  | 1997 | AO SMITH | AHWH - ANSI/Fired Water Htr | BLDG 3206 | HWSD - Hot Water Dom/Potable | 10/31/1999
BRISTOL SQAURE APARTMENTS | 3101-3214 MAPLEWOOD | OMAHA | NE | 68134-5463 | Douglas | NE24448 | Exempt 1999 LB-66 |  | 1998 | VANGUARD | AHWH - ANSI/Fired Water Htr | BLDG 3114 | HWSD - Hot Water Dom/Potable | 10/31/1999
Super Sud Car Wash Omaha | 3103 L St | Omaha | NE | 68107-1462 | Douglas | NE21658 | Scrapped/Junked | 131225 | 1996 | Raytherm/Raypak | WT - Water Tube Boiler | Boiler Room | HWHF - Hot Water Heat-Floor | 4/30/2021
Super Sud Car Wash Omaha | 3103 L St | Omaha | NE | 68107-1462 | Douglas | NE21659 | Scrapped/Junked | 131093 | 1996 | Raytherm/Raypak | WT - Water Tube Boiler | Boiler Room | HWSP - Hot Water Non Potable Supply | 4/30/2018
HIGHLAND TERRACE APTS | 3104 Hascall St | Omaha | NE | 68105-4046 | Douglas | NE22921 | Exempt 1999 LB-66 |  | 1996 | AO SMITH | AHWH - ANSI/Fired Water Htr |  | HWSD - Hot Water Dom/Potable | 2/29/2000
Apartment Building | 3105 Dewey Ave | Omaha | NE | 68105-1430 | Douglas | NE12987 | Scrapped/Junked | NA | 1995 | Peerless | CI - Cast Iron | Basement | STHT - Steam-Heat | 11/30/2014
Church Jesus Christ Of Wt | 3105 N 24Th St | Omaha | NE | 68110-1914 | Douglas | NE35206 | Inactive |  | 1991 | PEER | CI - Cast Iron | BASEMENT | STHT - Steam-Heat | 10/31/2003
Turner Park Apartments | 3106 Dodge St | Omaha | NE | 68131-2647 | Douglas | NE16717 | Active | n/a | 1975 | Kewanee | FTFB - Firetube-Firebox Boiler | Boiler Room #6 | STHT - Steam-Heat | 11/30/2026
Turner Park Apartments | 3106 Dodge St | Omaha | NE | 68131-2647 | Douglas | NE20334 | Exempt 1999 LB-66 |  | 1992 | AO SMITH | AHWH - ANSI/Fired Water Htr |  | HWSD - Hot Water Dom/Potable | 9/30/1999
Turner Park Apartments | 3106 Dodge St | Omaha | NE | 68131-2647 | Douglas | NE20335 | Exempt 1999 LB-66 |  | 1989 | STATE INDUSTRIES | AHWH - ANSI/Fired Water Htr |  | HWSD - Hot Water Dom/Potable | 9/30/1999
Hillside Court Apartments | 3107 Chicago St | Omaha | NE | 68131-2574 | Douglas | NE16287 | Scrapped/Junked | N/A | 1950 | Kewanee | FTFB - Firetube-Firebox Boiler | BOILER ROOM | HWHT - Hot Water Heat | 3/31/2017
Hillside Court Apartments | 3107 Chicago St | Omaha | NE | 68131-2574 | Douglas | NE16288 | Scrapped/Junked | N/A | 1950 | Kewanee | FTFB - Firetube-Firebox Boiler | BOILER ROOM | HWHT - Hot Water Heat | 3/31/2017
Hillside Court Apartments | 3107 Chicago St | Omaha | NE | 68131-2574 | Douglas | NE22643 | Exempt 1999 LB-66 |  | 1993 | AO SMITH | AHWH - ANSI/Fired Water Htr | BOILER ROOM | HWSD - Hot Water Dom/Potable | 11/30/1999
Hillside Court Apartments | 3107 Chicago St | Omaha | NE | 68131-2574 | Douglas | NE22644 | Exempt 1999 LB-66 |  | 1991 | AO SMITH | AHWH - ANSI/Fired Water Htr |  | HWSD - Hot Water Dom/Potable | 11/30/1999
Hillside Court Apartments | 3107 Chicago St | Omaha | NE | 68131-2574 | Douglas | NE22645 | Exempt 1999 LB-66 |  | 1991 | STATE INDUSTRIES | AHWH - ANSI/Fired Water Htr |  | HWSD - Hot Water Dom/Potable | 11/30/1999
Oak Valley Elementary | 3109 Pedersen Dr | Omaha | NE | 68144-3912 | Douglas | NE27694 | Active | 399469 | 2017 | Sermeta/Lochinvar | WT - Water Tube Boiler | mech room | HWHT - Hot Water Heat | 12/31/2026
Oak Valley Elementary | 3109 Pedersen Dr | Omaha | NE | 68144-3912 | Douglas | NE27695 | Active | 400785 | 2017 | Sermeta/Lochinvar | WT - Water Tube Boiler | mech room | HWHT - Hot Water Heat | 12/31/2026
Oak Valley Elementary | 3109 Pedersen Dr | Omaha | NE | 68144-3912 | Douglas | NE31148 | Scrapped/Junked | n/a | 1962 | Kewanee | FTFB - Firetube-Firebox Boiler | BOILER ROOM | HWHT - Hot Water Heat | 12/31/2017
Oak Valley Elementary | 3109 Pedersen Dr | Omaha | NE | 68144-3912 | Douglas | NE31149 | Scrapped/Junked | n/a | 1962 | Kewanee | FTFB - Firetube-Firebox Boiler | BOILER ROOM | HWHT - Hot Water Heat | 12/31/2017
Vacant | 311 S 72nd St | Omaha | NE | 68114-4605 | Douglas | NE16295 | Inactive | n/a | 1979 | HBSM | CI - Cast Iron | 2nd fl mech room | HWHT - Hot Water Heat | 10/31/2022
Emerald Nursing and Rehab Legacy Pointe | 3110 Scott Cir | Omaha | NE | 68112-2604 | Douglas | NE25529 | Inactive | 52617 | 1999 | AOSM | WT - Water Tube Boiler | EQUIPMENT ROOM | HWSD - Hot Water Dom/Potable | 2/28/2017
Emerald Nursing and Rehab Legacy Pointe | 3110 Scott Cir | Omaha | NE | 68112-2604 | Douglas | NE25530 | Scrapped/Junked | 51534 | 1999 | AOSM | CHWH - ASME/Fired Water Heater | BASEMENT | HWSD - Hot Water Dom/Potable | 2/28/2024
Emerald Nursing and Rehab Legacy Pointe | 3110 Scott Cir | Omaha | NE | 68112-2604 | Douglas | NE25531 | Scrapped/Junked | 51524 | 1999 | AOSM | CHWH - ASME/Fired Water Heater | 1ST FL W EQUIP RM | HWSD - Hot Water Dom/Potable | 2/28/2026
Emerald Nursing and Rehab Legacy Pointe | 3110 Scott Cir | Omaha | NE | 68112-2604 | Douglas | NE27121 | Active | 196991 | 2014 | AO SMITH | CHWH - ASME/Fired Water Heater | east mech room | HWSD - Hot Water Dom/Potable | 2/28/2028
Educare of Omaha, Indian Hills | 3110 W St | Omaha | NE | 68107-3320 | Douglas | NE14642 | Active | n/a | 2008 | AERCO INTERNATIONAL | CALU - Cast Aluminum | EQUIP ROOM | HWHT - Hot Water Heat | 12/31/2026
SPRING MANOR APTS | 3113 S 69th Ave | Omaha | NE | 68106-3581 | Douglas | NE23133 | Exempt 1999 LB-66 |  | 1983 | RHEEM MANUFACTURING CO | AHWH - ANSI/Fired Water Htr | BLDG 3109-11 | HWSD - Hot Water Dom/Potable | 4/30/1999
SPRING MANOR APTS | 3113 S 69th Ave | Omaha | NE | 68106-3581 | Douglas | NE23134 | Exempt 1999 LB-66 |  | 1983 | RHEEM MANUFACTURING CO | AHWH - ANSI/Fired Water Htr | BLDG 3109-11 | HWSD - Hot Water Dom/Potable | 4/30/1999
SPRING MANOR APTS | 3113 S 69th Ave | Omaha | NE | 68106-3581 | Douglas | NE23135 | Exempt 1999 LB-66 |  | 1983 | RHEEM MANUFACTURING CO | AHWH - ANSI/Fired Water Htr | BLDG 3119 | HWSD - Hot Water Dom/Potable | 4/30/1999
SPRING MANOR APTS | 3113 S 69th Ave | Omaha | NE | 68106-3581 | Douglas | NE23136 | Exempt 1999 LB-66 |  | 1996 | AO SMITH | AHWH - ANSI/Fired Water Htr | BLDG 3117-21 | HWSD - Hot Water Dom/Potable | 4/30/1999
SPRING MANOR APTS | 3113 S 69th Ave | Omaha | NE | 68106-3581 | Douglas | NE23137 | Exempt 1999 LB-66 |  | 1983 | RHEEM MANUFACTURING CO | AHWH - ANSI/Fired Water Htr | BLDG 3113-15 | HWSD - Hot Water Dom/Potable | 4/30/1999
SPRING MANOR APTS | 3113 S 69th Ave | Omaha | NE | 68106-3581 | Douglas | NE23138 | Exempt 1999 LB-66 |  | 1983 | RHEEM MANUFACTURING CO | AHWH - ANSI/Fired Water Htr | BLDG 3113-15 | HWSD - Hot Water Dom/Potable | 4/30/1999
SPRING MANOR APTS | 3113 S 69th Ave | Omaha | NE | 68106-3581 | Douglas | NE23139 | Exempt 1999 LB-66 |  | 1982 | AO SMITH | AHWH - ANSI/Fired Water Htr | BLDG 3103-07 | HWSD - Hot Water Dom/Potable | 4/30/1999
SPRING MANOR APTS | 3113 S 69th Ave | Omaha | NE | 68106-3581 | Douglas | NE23140 | Exempt 1999 LB-66 |  | 1983 | RHEEM MANUFACTURING CO | AHWH - ANSI/Fired Water Htr | BLDG 3101-05 | HWSD - Hot Water Dom/Potable | 4/30/1999
ANIMATION CORP | 3114 Saint Marys Ave | Omaha | NE | 68105-1451 | Douglas | NE05777 | Inactive |  | 1986 | DUNKIRK |  | BASEMENT | STHT - Steam-Heat | 2/28/2005
J F O'Neill Packing Co | 3120 G St | Omaha | NE | 68107-1447 | Douglas | NE04337 | Scrapped/Junked | 9177 | 1957 | Cleaver Brooks | FTSM - FTS Marine Dry Back | BOILER ROOM | STHT - Steam-Heat | 11/30/2020
J F O'Neill Packing Co | 3120 G St | Omaha | NE | 68107-1447 | Douglas | NE28848 | Scrapped/Junked | 20380 | 2019 | Aldrich | FTHT - Firetube Horizontal | boiler room | PROC - Process Steam | 11/30/2020
J F O'Neill Packing Co | 3120 G St | Omaha | NE | 68107-1447 | Douglas | NE29014 | Active | 20590 | 2020 | Aldrich | FTHT - Firetube Horizontal | boiler room | PROC - Process Steam | 1/31/2027
Anytime Laundry Inc & Golden Horse | 3120 L St | Omaha | NE | 68107-1406 | Douglas | NE25544 | Scrapped/Junked | 8498 | 1999 | William-Davis | FTSM - FTS Marine Dry Back | Boiler room | PROC - Process Steam | 10/31/2015
Club Car Wash | 3120 N 108th St | Omaha | NE | 68164-2901 | Douglas | NE12843 | Inactive | 8209 | 1978 | Raypak | WT - Water Tube Boiler | EQUIPMENT ROOM | HWHF - Hot Water Heat-Floor | 2/28/2021
Club Car Wash | 3120 N 108th St | Omaha | NE | 68164-2901 | Douglas | NE41266 | Active | 531692 | 2021 | Semeta | WT - Water Tube Boiler | Mech Room | HWSD - Hot Water Dom/Potable | 2/28/2027
Indian Hill Elementary | 3121 U St | Omaha | NE | 68107-3378 | Douglas | NE27714 | Active | 328546 | 2018 | Lochinvar | COND - Condenser | basement mech room | HWHT - Hot Water Heat | 12/31/2026
Indian Hill Elementary | 3121 U St | Omaha | NE | 68107-3378 | Douglas | NE27715 | Active | 228556 | 2018 | Lochinvar | COND - Condenser | basement mech room | HWHT - Hot Water Heat | 12/31/2026
Indian Hill Elementary | 3121 U St | Omaha | NE | 68107-3378 | Douglas | NE31054 | Scrapped/Junked | n/a | 1955 | Kewanee | FTFB - Firetube-Firebox Boiler | BOILER ROOM | STHT - Steam-Heat | 12/31/2015
Indian Hill Elementary | 3121 U St | Omaha | NE | 68107-3378 | Douglas | NE31055 | Scrapped/Junked | n/a | 1955 | Kewanee | FT - Firetube Boiler | BOILER ROOM | STHT - Steam-Heat | 12/31/2017
Indian Hill Elementary | 3121 U St | Omaha | NE | 68107-3378 | Douglas | NE31056 | Scrapped/Junked | n/a | 1955 | Kewanee | FTFB - Firetube-Firebox Boiler | BOILER ROOM | STHT - Steam-Heat | 12/31/2016
Apartment Building | 3122 Chicago St | Omaha | NE | 68131-2563 | Douglas | NE27185 | Active | n/a | 2017 | Peerless | CI - Cast Iron | basement | STHT - Steam-Heat | 2/28/2027
St Joan of Arc Parish | 3122 S 74th St | Omaha | NE | 68124-3524 | Douglas | NE20342 | Exempt 1999 LB-66 |  | 1985 | RUUD | AHWH - ANSI/Fired Water Htr |  | HWSD - Hot Water Dom/Potable | 6/30/2000
St Joan of Arc Parish | 3122 S 74th St | Omaha | NE | 68124-3524 | Douglas | NE20343 | Exempt 1999 LB-66 |  | 1991 | AO SMITH | AHWH - ANSI/Fired Water Htr |  | HWSD - Hot Water Dom/Potable | 6/30/2000
St Joan of Arc Parish | 3122 S 74th St | Omaha | NE | 68124-3524 | Douglas | NE23758 | Active | 13810 | 1981 | VULCAN HART | COOK - Fired Cooker | kitchen | STMK - Cooking Steam Kettle | 4/30/2026
SUPRA COLOR LABS INC | 3123 N 93rd St | Omaha | NE | 68134-4717 | Douglas | NE05242 | Exempt 1999 LB-66 |  | 1989 | STATE INDUSTRIES | AHWH - ANSI/Fired Water Htr |  | HWSD - Hot Water Dom/Potable | 3/31/1998
SUPRA COLOR LABS INC | 3123 N 93rd St | Omaha | NE | 68134-4717 | Douglas | NE05250 | Exempt 1999 LB-66 |  | 1989 | STATE INDUSTRIES | AHWH - ANSI/Fired Water Htr |  | HWSD - Hot Water Dom/Potable | 3/31/1998
Salem Baptist Church | 3131 Lake St | Omaha | NE | 68111-3768 | Douglas | NE25521 | Active | 47931 | 1999 | AOSM | CHWH - ASME/Fired Water Heater | EQUIP ROOM | HWSD - Hot Water Dom/Potable | 1/31/2027
Skutt Catholic High School | 3131 S 156th St | Omaha | NE | 68130-1906 | Douglas | NE17822 | Scrapped/Junked | 24230 | 1992 | Teledyne Laars | CPFT - Horiz Cpr Fin Boiler | BOILER ROOM | HWSD - Hot Water Dom/Potable | 12/31/2025
Skutt Catholic High School | 3131 S 156th St | Omaha | NE | 68130-1906 | Douglas | NE17823 | Scrapped/Junked | 24305 | 1992 | Teledyne Laars | CPFT - Horiz Cpr Fin Boiler | BOILER ROOM | HWHT - Hot Water Heat | 12/31/2024
Skutt Catholic High School | 3131 S 156th St | Omaha | NE | 68130-1906 | Douglas | NE17824 | Scrapped/Junked | 24307 | 1992 | Teledyne Laars | CPFT - Horiz Cpr Fin Boiler | BOILER ROOM | HWHT - Hot Water Heat | 12/31/2024
Skutt Catholic High School | 3131 S 156th St | Omaha | NE | 68130-1906 | Douglas | NE17825 | Scrapped/Junked | 24306 | 1992 | TELE | CPFT - Horiz Cpr Fin Boiler | BOILER ROOM | HWHT - Hot Water Heat | 12/31/2012
Skutt Catholic High School | 3131 S 156th St | Omaha | NE | 68130-1906 | Douglas | NE23749 | Scrapped/Junked | 242381 | 2012 | Laars | WT - Water Tube Boiler | boiler room | HWHT - Hot Water Heat | 12/31/2024
Skutt Catholic High School | 3131 S 156th St | Omaha | NE | 68130-1906 | Douglas | NE43097 | Active | 10372 | 2024 | Fulton | FTUT - Firetube U-Tube Vert | Mechanical Room | HWHT - Hot Water Heat | 3/31/2027
Skutt Catholic High School | 3131 S 156th St | Omaha | NE | 68130-1906 | Douglas | NE43098 | Active | 10382 | 2024 | Fulton | FTUT - Firetube U-Tube Vert | Mechanical Room | HWHT - Hot Water Heat | 3/31/2027
Wash World | 3137 N 108th St | Omaha | NE | 68164-2952 | Douglas | NE07472 | Out of Service | 101668 | 2006 | Fulton | FTVT - Firetube Vertical TB | Boiler Room | PROC - Process Steam | 2/28/2018
Wash World | 3137 N 108th St | Omaha | NE | 68164-2952 | Douglas | NE23129 | Scrapped/Junked | 8086 | 1983 | Weben-Jarco | COBL - Coil Type Boiler | Mechanical Room | HWSD - Hot Water Dom/Potable | 2/28/2010
Wash World | 3137 N 108th St | Omaha | NE | 68164-2952 | Douglas | NE23130 | Scrapped/Junked | 8051 | 1983 | Weben-Jarco | COBL - Coil Type Boiler | Mechanical Room | HWSD - Hot Water Dom/Potable | 2/28/2010
FRANX ANTIQUES | 3141 FARNAM ST | OMAHA | NE | 68131 | Douglas | NE12783 | Inactive |  | 1946 | US RADIATOR |  | BASEMENT | STHT - Steam-Heat | 12/31/1991
3144 N 84th Cir | 3144 N 84th Cir | Omaha | NE | 68134-4977 | Douglas | NE00121 | Scrapped/Junked | 85247 | 1999 | Ruud-Rheem | CHWH - ASME/Fired Water Heater | BOILER ROOM | HWSP - Hot Water Non Potable Supply | 5/31/2021
3144 N 84th Cir | 3144 N 84th Cir | Omaha | NE | 68134-4977 | Douglas | NE16773 | Scrapped/Junked | 24867 | 1991 | HAMILTON ENG/LOCHINVAR | CHWH - ASME/Fired Water Heater | BOILER ROOM | HWSD - Hot Water Dom/Potable | 10/31/2000
3144 N 84th Cir | 3144 N 84th Cir | Omaha | NE | 68134-4977 | Douglas | NE22651 | Scrapped/Junked | 4235 | 1997 | Hurst | FTNF - Firetube Flueless | Boiler Room | PROC - Process Steam | 5/31/2017
3144 N 84th Cir | 3144 N 84th Cir | Omaha | NE | 68134-4977 | Douglas | NE22652 | Scrapped/Junked | 4248 | 1997 | Hurst | FTNF - Firetube Flueless | Boiler Room | PROC - Process Steam | 5/31/2024
American National Bank | 3147 Ames Ave | Omaha | NE | 68111-2760 | Douglas | NE12806 | Out of Service | n/a | 1952 | American Radiator | CI - Cast Iron | BASEMENT | STHT - Steam-Heat | 5/31/2014
American National Bank | 3147 Ames Ave | Omaha | NE | 68111-2760 | Douglas | NE12807 | Out of Service | n/a | 1980 | American Standard | CI - Cast Iron | BASEMENT | HWHT - Hot Water Heat | 5/31/2014
ELKHORN MANOR | 315 Hopper St | Elkhorn | NE | 68022-1434 | Douglas | NE21347 | Exempt 1999 LB-66 |  | 1997 | AO SMITH | AHWH - ANSI/Fired Water Htr | MECH ROOM | HWSD - Hot Water Dom/Potable | 2/28/1999
ELKHORN MANOR | 315 Hopper St | Elkhorn | NE | 68022-1434 | Douglas | NE21348 | Exempt 1999 LB-66 |  | 1997 | AO SMITH | AHWH - ANSI/Fired Water Htr | MECH ROOM | HWSD - Hot Water Dom/Potable | 2/28/1999
ELKHORN MANOR | 315 Hopper St | Elkhorn | NE | 68022-1434 | Douglas | NE21349 | Exempt 1999 LB-66 |  | 1997 | AO SMITH | AHWH - ANSI/Fired Water Htr | MECH ROOM | HWSD - Hot Water Dom/Potable | 2/28/1999
METRO DRUG | 315 S 16th St | Omaha | NE | 68102-2208 | Douglas | NE04971 | Inactive |  | 1961 | PEERLESS HEATER COMPANY |  |  | STHT - Steam-Heat | 2/29/1996
Victoria Apartments | 315 S 27th Ave | Omaha | NE | 68131-3633 | Douglas | NE01441 | Inactive | n/a | 1999 | Peerless | CI - Cast Iron | Bldg #2/2642 Harney | STHT - Steam-Heat | 2/28/2018
Victoria Apartments | 315 S 27th Ave | Omaha | NE | 68131-3633 | Douglas | NE04410 | Scrapped/Junked |  | 1983 | WEIL MCLAIN |  |  | STHT - Steam-Heat | 11/30/1997
ELM DALE APARTMENTS | 315 S Main St | Madison | NE | 68748-6348 | Douglas | NE13925 | Out of Service | N/A |  | US NATIONAL |  | BOILER ROOM | HWHT - Hot Water Heat | 4/30/2010
DODGE TERRACE APARTMENTS | 3160 Dodge St | Omaha | NE | 68131-3421 | Douglas | NE03512 | Inactive |  | 1984 | PEERLESS HEATER COMPANY |  | BOILER ROOM | STHT - Steam-Heat | 4/30/1998
DODGE TERRACE APARTMENTS | 3160 Dodge St | Omaha | NE | 68131-3421 | Douglas | NE19293 | Inactive |  | 1980 | RHEEM MANUFACTURING CO | AHWH - ANSI/Fired Water Htr |  | HWSD - Hot Water Dom/Potable | 4/30/2000
DODGE TERRACE APARTMENTS | 3160 Dodge St | Omaha | NE | 68131-3421 | Douglas | NE35312 | Inactive |  | 1984 | PEERLESS HEATER COMPANY |  |  | STHT - Steam-Heat | 4/30/2000
CROSBY-KUNOLD-BURKET COL | 3166 FARNAM ST | OMAHA | NE | 68131 | Douglas | NE04940 | Scrapped/Junked |  | 1975 | PEERLESS HEATER COMPANY |  | BASEMENT | HWHT - Hot Water Heat | 2/28/2007
Omaha Academy of Ballet | 319 N 72nd St | Omaha | NE | 68114-3605 | Douglas | NE11668 | Scrapped/Junked | 17483 | 1990 | Lochinvar | WT - Water Tube Boiler | BASEMENT EQUIP RM | HWHT - Hot Water Heat | 1/31/2021
Brazen Head Pub | 319 N 78th St | Omaha | NE | 68114-3640 | Douglas | NE25526 | Scrapped/Junked | 44080 | 1998 | AOSM | CHWH - ASME/Fired Water Heater | KITCHEN | HWSD - Hot Water Dom/Potable | 1/31/2011
KEELINE BUILDING | 319 S 17th St | Omaha | NE | 68102-1919 | Douglas | NE04774 | Inactive |  | 1988 | PEERLESS HEATER COMPANY |  |  | STHT - Steam-Heat | 3/31/1996
KEELINE BUILDING | 319 S 17th St | Omaha | NE | 68102-1919 | Douglas | NE04775 | Inactive |  | 1988 | PEERLESS HEATER COMPANY |  |  | STHT - Steam-Heat | 3/31/1996
KEELINE BUILDING | 319 S 17th St | Omaha | NE | 68102-1919 | Douglas | NE17339 | Inactive | 2817 | 1974 | RUUD | CHWH - ASME/Fired Water Heater |  | HWSD - Hot Water Dom/Potable | 3/31/1996
AMERICAN FINANCIAL SERV | 319 S 17th St | Omaha | NE | 68102-1919 | Douglas | NE04411 | Inactive |  | 1937 | AMERICAN RADIATOR |  | 315-17 S. 27TH | STHT - Steam-Heat | 11/30/1989
Capitol Hill Apartments | 320 N 22nd St | Omaha | NE | 68102-4817 | Douglas | NE03452 | Scrapped/Junked | 0 | 1985 | HYDR | CI - Cast Iron | BOILER ROOM | HWHT - Hot Water Heat | 11/30/2013
Capitol Hill Apartments | 320 N 22nd St | Omaha | NE | 68102-4817 | Douglas | NE03453 | Inactive |  | 1985 | HYDROTHERM/ADV THER HYD |  | BOILER ROOM | HWHT - Hot Water Heat | 12/31/2005
Capitol Hill Apartments | 320 N 22nd St | Omaha | NE | 68102-4817 | Douglas | NE03454 | Scrapped/Junked | 9999 | 1985 | HYDR | CI - Cast Iron | BOILER ROOM | HWHT - Hot Water Heat | 11/30/2013
Capitol Hill Apartments | 320 N 22nd St | Omaha | NE | 68102-4817 | Douglas | NE03455 | Scrapped/Junked | 9999 | 1985 | HYDR | CI - Cast Iron | BOILER ROOM | HWHT - Hot Water Heat | 11/30/2013
Capitol Hill Apartments | 320 N 22nd St | Omaha | NE | 68102-4817 | Douglas | NE03457 | Scrapped/Junked | 9999 | 1985 | HYDR | CI - Cast Iron | BOILER ROOM | HWHT - Hot Water Heat | 11/30/2013
Capitol Hill Apartments | 320 N 22nd St | Omaha | NE | 68102-4817 | Douglas | NE03458 | Inactive |  | 1987 | HYDR | CI - Cast Iron | BOILER ROOM | HWHT - Hot Water Heat | 11/30/2009
Capitol Hill Apartments | 320 N 22nd St | Omaha | NE | 68102-4817 | Douglas | NE03459 | Inactive |  | 1987 | HYDR | CI - Cast Iron | BOILER ROOM | HWHT - Hot Water Heat | 11/30/2009
Capitol Hill Apartments | 320 N 22nd St | Omaha | NE | 68102-4817 | Douglas | NE03460 | Scrapped/Junked | 9999 | 1987 | HYDR | CI - Cast Iron | BOILER ROOM | HWHT - Hot Water Heat | 11/30/2013
Capitol Hill Apartments | 320 N 22nd St | Omaha | NE | 68102-4817 | Douglas | NE17326 | Scrapped/Junked | 17750 | 1992 | WEBEN JARCO | COBL - Coil Type Boiler | BOILER ROOM | HWSD - Hot Water Dom/Potable | 12/31/1993
Capitol Hill Apartments | 320 N 22nd St | Omaha | NE | 68102-4817 | Douglas | NE17327 | Scrapped/Junked | 17667 | 1992 | WEBEN JARCO | COBL - Coil Type Boiler | BOILER ROOM | HWSD - Hot Water Dom/Potable | 12/31/1993
Capitol Hill Apartments | 320 N 22nd St | Omaha | NE | 68102-4817 | Douglas | NE17848 | Scrapped/Junked | 0 | 1993 | HYDR | CI - Cast Iron | BOILER ROOM | HWHT - Hot Water Heat | 11/30/2013
Capitol Hill Apartments | 320 N 22nd St | Omaha | NE | 68102-4817 | Douglas | NE17849 | Out of Service | 17750 | 1992 | WEBJ | COBL - Coil Type Boiler | BOILER ROOM | HWSD - Hot Water Dom/Potable | 11/30/2010
Capitol Hill Apartments | 320 N 22nd St | Omaha | NE | 68102-4817 | Douglas | NE17850 | Out of Service | 17667 | 1992 | WEBJ | COBL - Coil Type Boiler | BOILER ROOM | HWSD - Hot Water Dom/Potable | 11/30/2013
Capitol Hill Apartments | 320 N 22nd St | Omaha | NE | 68102-4817 | Douglas | NE23968 | Active | 136777 | 2013 | PVI Industries, LLC | FTVT - Firetube Vertical TB | BSMT-BLRM | HWHT - Hot Water Heat | 11/30/2026
Capitol Hill Apartments | 320 N 22nd St | Omaha | NE | 68102-4817 | Douglas | NE23969 | Active | 136776 | 2013 | PVI Industries, LLC | FTVT - Firetube Vertical TB | BSMT-BLRM | HWHT - Hot Water Heat | 11/30/2026
Capitol Hill Apartments | 320 N 22nd St | Omaha | NE | 68102-4817 | Douglas | NE23970 | Scrapped/Junked | 343334 | 2012 | Raypak, Inc. | CPFH - Copper Fin Water Heater | BSMT-BLRM | HWSD - Hot Water Dom/Potable | 11/30/2025
Capitol Hill Apartments | 320 N 22nd St | Omaha | NE | 68102-4817 | Douglas | NE43766 | Active | 599177 | 2025 | Raypak | CPFH - Copper Fin Water Heater | BASEMENT BOILER ROOM | HWSD - Hot Water Dom/Potable | 11/30/2026
Elkhorn Middle School | 3200 N 207th Plz | Elkhorn | NE | 68022-1289 | Douglas | NE05696 | Exempt 1999 LB-66 |  | 1996 | AO SMITH | AHWH - ANSI/Fired Water Htr |  | HWSD - Hot Water Dom/Potable | 7/31/2000
Elkhorn Middle School | 3200 N 207th Plz | Elkhorn | NE | 68022-1289 | Douglas | NE12641 | Active | 17000 | 2008 | ALDRICH/LES | FTFB - Firetube-Firebox Boiler | BOILER ROOM | STHT - Steam-Heat | 1/31/2027
Elkhorn Middle School | 3200 N 207th Plz | Elkhorn | NE | 68022-1289 | Douglas | NE12642 | Active | 17001 | 2008 | ALDRICH/LES | FTFB - Firetube-Firebox Boiler | BOILER ROOM | STHT - Steam-Heat | 1/31/2027
Elkhorn Middle School | 3200 N 207th Plz | Elkhorn | NE | 68022-1289 | Douglas | NE20313 | Active | 108425 | 1994 | Raypak | CPFT - Horiz Cpr Fin Boiler | 2ND FLOOR | HWHT - Hot Water Heat | 1/31/2027
Elkhorn Middle School | 3200 N 207th Plz | Elkhorn | NE | 68022-1289 | Douglas | NE33299 | Scrapped/Junked |  | 1967 | KEWANEE | FT - Firetube Boiler | BOILER ROOM | STHT - Steam-Heat | 7/31/2008
Elkhorn Middle School | 3200 N 207th Plz | Elkhorn | NE | 68022-1289 | Douglas | NE33300 | Scrapped/Junked |  | 1967 | KEWANEE | FT - Firetube Boiler | BOILER ROOM | STHT - Steam-Heat | 7/31/2008
Kennedy Early Learning Center | 3200 N 30th St | Omaha | NE | 68111-3120 | Douglas | NE16912 | Inactive | 21893 | 1993 | Burnham Commericial/Indust | FT - Firetube Boiler |  | STHT - Steam-Heat | 8/31/1996
Kennedy Early Learning Center | 3200 N 30th St | Omaha | NE | 68111-3120 | Douglas | NE28541 | Active | 449855 | 2018 | Lochinvar | WT - Water Tube Boiler | Mech room | HWHT - Hot Water Heat | 12/31/2026
Kennedy Early Learning Center | 3200 N 30th St | Omaha | NE | 68111-3120 | Douglas | NE28542 | Active | 449856 | 2018 | Lochinvar | WT - Water Tube Boiler | Mech room | HWHT - Hot Water Heat | 12/31/2026
SWANSON CORPORATION | 3200 S 60th St | Omaha | NE | 68106-3743 | Douglas | NE15592 | Scrapped/Junked | 54353 | 1990 | RHEEM MANUFACTURING CO | CHWH - ASME/Fired Water Heater | UTILITY ROOM | HWSD - Hot Water Dom/Potable | 2/28/2005
SWANSON CORPORATION | 3200 S 60th St | Omaha | NE | 68106-3743 | Douglas | NE20651 | Scrapped/Junked | 50538 | 1996 | MARKET FORGE INDUSTRIES | FT - Firetube Boiler | KITCHEN | 0021 - Steam Supp Cooker/Kettle | 2/29/2000
SWANSON CORPORATION | 3200 S 60th St | Omaha | NE | 68106-3743 | Douglas | NE31237 | Scrapped/Junked | 4267 | 1972 | CLEVELAND RANGE | ELBL - Electric Boiler |  | 0021 - Steam Supp Cooker/Kettle | 2/29/2000
Genesis Health Club | 3201 Farnam St Ste 6111 | Omaha | NE | 68131-3405 | Douglas | NE16027 | Active | 73067 | 2009 | SUSSMAN | ELBL - Electric Boiler | Outside Women's Locker Room | STMG - Steam Generator | 12/31/2025
Genesis Health Club | 3201 Farnam St Ste 6111 | Omaha | NE | 68131-3405 | Douglas | NE16028 | Active | 73161 | 2009 | SUSSMAN | ELBL - Electric Boiler | Men's Mechanical Room | STMG - Steam Generator | 12/31/2025
J C PENNEY | 3202 Oak View Dr | Omaha | NE | 68144-5224 | Douglas | NE17845 | Inactive | 43506 | 1992 | PM LATTNER MFR COMPANY | FT - Firetube Boiler | 1ST FLOOR | PROC - Process Steam | 7/31/2003
Prospect Hill Cemetery | 3202 Parker St | Omaha | NE | 68111-4254 | Douglas | NE04832 | Scrapped/Junked |  | 1987 | WEIL MCLAIN |  | BOILER ROOM | STHT - Steam-Heat | 3/31/2003
Prospect Hill Cemetery | 3202 Parker St | Omaha | NE | 68111-4254 | Douglas | NE10543 | Active | N/A | 2002 | Peerless | CI - Cast Iron | BASEMENT | STHT - Steam-Heat | 10/31/2026
Dwight Apartments | 3205 Poppleton Ave | Omaha | NE | 68105-2089 | Douglas | NE04950 | Active | N/A | 1991 | Peerless | CI - Cast Iron | BASEMENT | STHT - Steam-Heat | 2/28/2027
Dwight Apartments | 3205 Poppleton Ave | Omaha | NE | 68105-2089 | Douglas | NE19289 | Exempt 1999 LB-66 |  | 1982 | AO SMITH | AHWH - ANSI/Fired Water Htr |  | HWSD - Hot Water Dom/Potable | 2/28/1997
Men's Wearhouse #4133 | 3209 Oak View Dr | Omaha | NE | 68144-5627 | Douglas | NE17765 | Scrapped/Junked | 6360 | 1999 | Pacific Steam Equipment Inc | ELBL - Electric Boiler | Tailor shop | PROC - Process Steam | 5/31/2010
Men's Wearhouse #4133 | 3209 Oak View Dr | Omaha | NE | 68144-5627 | Douglas | NE20763 | Scrapped/Junked | 11666 | 2011 | Pacific Steam | ELBL - Electric Boiler | tailor shop | PROC - Process Steam | 5/31/2023
Men's Wearhouse #4133 | 3209 Oak View Dr | Omaha | NE | 68144-5627 | Douglas | NE42475 | Active | 15422 | 2023 | Pacific Steam Equipment Inc | ELBL - Electric Boiler | tailor shop | PROC - Process Steam | 11/30/2026
City of Omaha-Park 6 Garage | 321 N 17th St | Omaha | NE | 68102-4902 | Douglas | NE21900 | Inactive | 48781 | 1998 | Lattner Boiler Co | ELBL - Electric Boiler | EQUIPMENT ROOM | GLYC - Glycol Bldg Heat Sys | 9/30/2018
TACO BELL CORP #2835 | 3211 N 108th St | Omaha | NE | 68164-2902 | Douglas | NE21669 | Exempt 1999 LB-66 |  | 1995 | RUUD | AHWH - ANSI/Fired Water Htr | EQUIP ROOM | HWSD - Hot Water Dom/Potable | 8/31/2000
Mutual Of Omaha-Plaza | 3212 Dodge St | Omaha | NE | 68131-3413 | Douglas | NE15548 | Scrapped/Junked |  | 1980 | PEER | CI - Cast Iron | BASEMENT | HWHT - Hot Water Heat | 5/31/2010
OPS Tac Building | 3215 Cuming St | Omaha | NE | 68131-2000 | Douglas | NE05032 | Scrapped/Junked | 31533 | 1989 | MARKET FORGE INDUSTRIES | FT - Firetube Boiler | TCHR ADMN CNTR | 0021 - Steam Supp Cooker/Kettle | 6/30/1999
OPS Tac Building | 3215 Cuming St | Omaha | NE | 68131-2000 | Douglas | NE31242 | Active | n/a | 1977 | Kewanee | FTSM - FTS Marine Dry Back | BOILER ROOM | STHT - Steam-Heat | 12/31/2026
OPS Tac Building | 3215 Cuming St | Omaha | NE | 68131-2000 | Douglas | NE31243 | Active | n/a | 1977 | Kewanee | FTSM - FTS Marine Dry Back | BOILER ROOM | STHT - Steam-Heat | 12/31/2026
OPS Tac Building | 3215 Cuming St | Omaha | NE | 68131-2000 | Douglas | NE31244 | Active | n/a | 1977 | Kewanee | FTSM - FTS Marine Dry Back | BOILER ROOM | STHT - Steam-Heat | 6/30/2026
Winter Quarters/Mormon Trail Cntr | 3215 State St | Omaha | NE | 68112-1703 | Douglas | NE21689 | Active | 8702 | 1996 | Aldrich | FT - Firetube Boiler | Blrm | HWHT - Hot Water Heat | 4/30/2027
Winter Quarters/Mormon Trail Cntr | 3215 State St | Omaha | NE | 68112-1703 | Douglas | NE21690 | Active | 8703 | 1996 | Aldrich | FT - Firetube Boiler | Blrm | HWHT - Hot Water Heat | 4/30/2027
Winter Quarters/Mormon Trail Cntr | 3215 State St | Omaha | NE | 68112-1703 | Douglas | NE21691 | Active | 8704 | 1996 | Aldrich | FT - Firetube Boiler | Blrm | HWHT - Hot Water Heat | 4/30/2027
Winter Quarters/Mormon Trail Cntr | 3215 State St | Omaha | NE | 68112-1703 | Douglas | NE21692 | Active | 8705 | 1996 | Aldrich | FT - Firetube Boiler | Blrm | HWHT - Hot Water Heat | 4/30/2027
ST JOHN'S LUTHERAN CHURCH | 322 N MOLLEY RD | BENNINGTON | NE | 68007 | Douglas | NE25641 | Scrapped/Junked |  | 1976 | BURNHAM COMM/INDUST |  | BASEMENT | HWHT - Hot Water Heat | 12/31/2004
West Bay Elementary School | 3220 S 188th Ave | Omaha | NE | 68130-6113 | Douglas | NE23767 | Active | 175715 | 2012 | AO SMITH | CHWH - ASME/Fired Water Heater | mech room | HWDP - Hotwater Heat & Dom Supply | 7/31/2026
Abide | 3223 N 45th St | Omaha | NE | 68104-3711 | Douglas | NE01108 | Inactive | 4414 | 1960 | BROTHERS | WT - Water Tube Boiler | BOILER ROOM | STHT - Steam-Heat | 6/30/2003
Abide | 3223 N 45th St | Omaha | NE | 68104-3711 | Douglas | NE01196 | Scrapped/Junked | 1220 | 1965 | NEBRASKA BOILER | WT - Water Tube Boiler | BOILER ROOM | STHT - Steam-Heat | 6/30/2003
Abide | 3223 N 45th St | Omaha | NE | 68104-3711 | Douglas | NE15045 | Active | 12619 | 2003 | ALES | FTFB - Firetube-Firebox Boiler | Admin Blrm | STHT - Steam-Heat | 2/28/2027
Abide | 3223 N 45th St | Omaha | NE | 68104-3711 | Douglas | NE15046 | Active | 12621 | 2003 | ALES | FTVT - Firetube Vertical TB | E Building - EQUIP ROOM | HWHT - Hot Water Heat | 2/28/2027
Abide | 3223 N 45th St | Omaha | NE | 68104-3711 | Douglas | NE15047 | Active | 12615 | 2003 | ALES | FTVT - Firetube Vertical TB | Training - EQUIP ROOM | HWHT - Hot Water Heat | 2/28/2027
Abide | 3223 N 45th St | Omaha | NE | 68104-3711 | Douglas | NE15048 | Active | 12612 | 2003 | ALES | FTVT - Firetube Vertical TB | Training - EQUIP ROOM | HWHT - Hot Water Heat | 2/28/2027
Abide | 3223 N 45th St | Omaha | NE | 68104-3711 | Douglas | NE15049 | Active | 12623 | 2003 | ALES | FTFB - Firetube-Firebox Boiler | Power Plant | STHT - Steam-Heat | 2/28/2027
Abide | 3223 N 45th St | Omaha | NE | 68104-3711 | Douglas | NE15050 | Active | 12620 | 2003 | ALES | FTVT - Firetube Vertical TB | G Building - EQUIP ROOM | HWHT - Hot Water Heat | 2/28/2027
Abide | 3223 N 45th St | Omaha | NE | 68104-3711 | Douglas | NE15051 | Active | 12616 | 2003 | ALES | FTVT - Firetube Vertical TB | G- EQUIP ROOM | HWHT - Hot Water Heat | 2/28/2027
Abide | 3223 N 45th St | Omaha | NE | 68104-3711 | Douglas | NE15052 | Active | 12618 | 2003 | ALES | FTVT - Firetube Vertical TB | D Building - EQUIP ROOM | HWHT - Hot Water Heat | 2/28/2027
Abide | 3223 N 45th St | Omaha | NE | 68104-3711 | Douglas | NE27190 | Scrapped/Junked | 22416 | 2016 | AO SMITH | FTVT - Firetube Vertical TB | Powerhouse | HWSD - Hot Water Dom/Potable | 2/28/2022
Abide | 3223 N 45th St | Omaha | NE | 68104-3711 | Douglas | NE30694 | Scrapped/Junked | 38816 | 1997 | AOSM | CHWH - ASME/Fired Water Heater | BLR RM UPSTAIRS | HWSD - Hot Water Dom/Potable | 2/28/2018
Abide | 3223 N 45th St | Omaha | NE | 68104-3711 | Douglas | NE43513 | Active | 280765 | 2021 | State Industries | CHWH - ASME/Fired Water Heater | Powerhouse | HWSD - Hot Water Dom/Potable | 2/28/2027
Boys Town Elec Bldg | 323 Lachimia Rd | Boys Town | NE | 68010-7542 | Douglas | NE26937 | Active | 229303 | 2016 | Lochinvar | FTVT - Firetube Vertical TB | Mech Room | HWDP - Hotwater Heat & Dom Supply | 12/31/2026
Boys Town Elec Bldg | 323 Lachimia Rd | Boys Town | NE | 68010-7542 | Douglas | NE26938 | Active | 200590 | 2016 | Lochinvar | FTVT - Firetube Vertical TB | Mech Room | HWDP - Hotwater Heat & Dom Supply | 12/31/2026
Nabity Apartments | 324 N 38th St | Omaha | NE | 68131-2353 | Douglas | NE25517 | Active | n/a | 1998 | WEIL | CI - Cast Iron | BOILER ROOM | HWHT - Hot Water Heat | 12/31/2025
Nabity Apartments | 324 N 38th St | Omaha | NE | 68131-2353 | Douglas | NE25518 | Active | n/a | 1998 | WEIL | CI - Cast Iron | BOILER ROOM | HWHT - Hot Water Heat | 12/31/2025
OLD MAJIC THEATRE | 325 S 16th St | Omaha | NE | 68102-2264 | Douglas | NE12833 | Inactive |  | 1991 | PEERLESS HEATER COMPANY |  |  | STHT - Steam-Heat | 6/30/2002
Element Omaha Midtown Crossing Hotel | 3253 Dodge St | Omaha | NE | 68131-3408 | Douglas | NE18851 | Scrapped/Junked | 128814 | 2010 | PVI Industries | CHWH - ASME/Fired Water Heater | Equip Rm 1st fl | HWSD - Hot Water Dom/Potable | 9/30/2012
Element Omaha Midtown Crossing Hotel | 3253 Dodge St | Omaha | NE | 68131-3408 | Douglas | NE18852 | Scrapped/Junked | 128815 | 2010 | PVI Industries | CHWH - ASME/Fired Water Heater | Equip Rm 1st fl | HWSD - Hot Water Dom/Potable | 9/30/2012
Element Omaha Midtown Crossing Hotel | 3253 Dodge St | Omaha | NE | 68131-3408 | Douglas | NE18853 | Scrapped/Junked | 122816 | 2010 | PVI Industries | CHWH - ASME/Fired Water Heater | Equip Rm 1st fl | HWSD - Hot Water Dom/Potable | 9/30/2012
Element Omaha Midtown Crossing Hotel | 3253 Dodge St | Omaha | NE | 68131-3408 | Douglas | NE18854 | Scrapped/Junked | 128817 | 2010 | PVI Industries | CHWH - ASME/Fired Water Heater | Equip Rm 1st fl | HWSD - Hot Water Dom/Potable | 9/30/2012
Element Omaha Midtown Crossing Hotel | 3253 Dodge St | Omaha | NE | 68131-3408 | Douglas | NE23771 | Active | 134645 | 2012 | PVI Industries | CHWH - ASME/Fired Water Heater | Equip Rm 1st fl | HWSD - Hot Water Dom/Potable | 9/30/2026
Element Omaha Midtown Crossing Hotel | 3253 Dodge St | Omaha | NE | 68131-3408 | Douglas | NE23772 | Active | 134644 | 2012 | PVI Industries | CHWH - ASME/Fired Water Heater | Equip Rm 1st fl | HWSD - Hot Water Dom/Potable | 9/30/2026
Element Omaha Midtown Crossing Hotel | 3253 Dodge St | Omaha | NE | 68131-3408 | Douglas | NE23773 | Active | 134646 | 2010 | PVI Industries | CHWH - ASME/Fired Water Heater | Equip Rm 1st fl | HWSD - Hot Water Dom/Potable | 9/30/2026
Element Omaha Midtown Crossing Hotel | 3253 Dodge St | Omaha | NE | 68131-3408 | Douglas | NE23774 | Active | 134647 | 2010 | PVI Industries | CHWH - ASME/Fired Water Heater | Equip Rm 1st fl | HWSD - Hot Water Dom/Potable | 9/30/2026
Yates Illuminates | 3260 Davenport St | Omaha | NE | 68131-2501 | Douglas | NE19430 | Active | n/a | 2010 | SMITH | CI - Cast Iron | boiler room | STHT - Steam-Heat | 12/31/2026
Yates Illuminates | 3260 Davenport St | Omaha | NE | 68131-2501 | Douglas | NE31013 | Inactive | n/a | 1923 | Kewanee | FT - Firetube Boiler | BOILER ROOM | STHT - Steam-Heat | 12/31/2020
Yates Illuminates | 3260 Davenport St | Omaha | NE | 68131-2501 | Douglas | NE31014 | Scrapped/Junked | n/a | 1923 | Kewanee | FTLO - Firetube Locomotive Type | BOILER ROOM | STHT - Steam-Heat | 12/31/2010
Lasher Apartments | 328-330 S 37Th St | Omaha | NE | 68105 | Douglas | NE25603 | Inactive | na | 1957 | PACI | WT - Water Tube Boiler | BOILER ROOM | HWHT - Hot Water Heat | 4/30/2010
Vacant | 330 N 117th St | Omaha | NE | 68154-2508 | Douglas | NE05102 | Active | 87720 | 1986 | TELE | CPFT - Horiz Cpr Fin Boiler | Zen Room Closet | HWHT - Hot Water Heat | 2/28/2022
Vacant | 330 N 117th St | Omaha | NE | 68154-2508 | Douglas | NE05103 | Active | 88871 | 1986 | TELE | CPFT - Horiz Cpr Fin Boiler | Zen Room Closet | HWHT - Hot Water Heat | 2/28/2022
Vacant | 330 N 117th St | Omaha | NE | 68154-2508 | Douglas | NE05104 | Scrapped/Junked | 10993 | 1992 | TELE | CPFT - Horiz Cpr Fin Boiler | Hall Mechanical Room | HWHT - Hot Water Heat | 2/28/2019
Vacant | 330 N 117th St | Omaha | NE | 68154-2508 | Douglas | NE28021 | Active | 9217 | 2018 | Camus Hydronics | WT - Water Tube Boiler | EQUIP ROOM | HWHT - Hot Water Heat | 2/28/2026
Burger King | 330 N 168th Cir | Omaha | NE | 68118-4085 | Douglas | NE07641 | Scrapped/Junked | 1433 | 2006 | NORI | CHWH - ASME/Fired Water Heater | KITCHEN | HWDP - Hotwater Heat & Dom Supply | 6/30/2020
Four Points By Sheraton (Vacant) | 330 N 30th St | Omaha | NE | 68131-2104 | Douglas | NE17868 | Active | 3633 | 1985 | WEBJ | COBL - Coil Type Boiler | LAUNDRY | HWSD - Hot Water Dom/Potable | 3/31/2020
Four Points By Sheraton (Vacant) | 330 N 30th St | Omaha | NE | 68131-2104 | Douglas | NE18366 | Active | 123161 | 1985 | Raypak | CPFT - Horiz Cpr Fin Boiler | LAUNDRY | HWSD - Hot Water Dom/Potable | 3/31/2020
THE NOONEY COMPANY | 330 S 108th Ave | Omaha | NE | 68154-2602 | Douglas | NE18815 | Exempt 1999 LB-66 |  | 1984 | STATE INDUSTRIES | AHWH - ANSI/Fired Water Htr |  | HWSD - Hot Water Dom/Potable | 5/31/1999
Columbian Elementary | 330 S 127th St | Omaha | NE | 68154-2310 | Douglas | NE05353 | Exempt 1999 LB-66 |  | 1991 | AO SMITH | AHWH - ANSI/Fired Water Htr |  | HWSD - Hot Water Dom/Potable | 6/30/2000
Columbian Elementary | 330 S 127th St | Omaha | NE | 68154-2310 | Douglas | NE16292 | Scrapped/Junked | 8008 | 1990 | Burnham | FTFB - Firetube-Firebox Boiler | BOILER ROOM | HWHT - Hot Water Heat | 12/31/2018
Columbian Elementary | 330 S 127th St | Omaha | NE | 68154-2310 | Douglas | NE16293 | Scrapped/Junked | 7943 | 1990 | Burnham | FTFB - Firetube-Firebox Boiler | BOILER ROOM | HWHT - Hot Water Heat | 12/31/2019
Columbian Elementary | 330 S 127th St | Omaha | NE | 68154-2310 | Douglas | NE28043 | Active | 4953 | 2018 | Riello | WT - Water Tube Boiler | mech room | HWHT - Hot Water Heat | 12/31/2026
Columbian Elementary | 330 S 127th St | Omaha | NE | 68154-2310 | Douglas | NE28044 | Active | 4956 | 2018 | Riello | WT - Water Tube Boiler | mech room | HWHT - Hot Water Heat | 12/31/2026
Columbian Elementary | 330 S 127th St | Omaha | NE | 68154-2310 | Douglas | NE28045 | Active | 4947 | 2018 | Riello | WT - Water Tube Boiler | mech room | HWHT - Hot Water Heat | 12/31/2026
Columbian Elementary | 330 S 127th St | Omaha | NE | 68154-2310 | Douglas | NE28046 | Active | 4949 | 2018 | Riello | WT - Water Tube Boiler | mech room | HWHT - Hot Water Heat | 12/31/2026
Columbian Elementary | 330 S 127th St | Omaha | NE | 68154-2310 | Douglas | NE28047 | Active | 71692 | 2016 | PVI Industries | WT - Water Tube Boiler | mech room | HWSP - Hot Water Non Potable Supply | 12/31/2026
RED LOBSTER | 330 S 72nd St | Omaha | NE | 68114-4606 | Douglas | NE21876 | Exempt 1999 LB-66 |  | 1996 | AO SMITH | AHWH - ANSI/Fired Water Htr | EQUIP ROOM | HWSD - Hot Water Dom/Potable | 2/29/2000
RED LOBSTER | 330 S 72nd St | Omaha | NE | 68114-4606 | Douglas | NE21877 | Exempt 1999 LB-66 |  | 1994 | AO SMITH | AHWH - ANSI/Fired Water Htr | EQUIP ROOM | HWSD - Hot Water Dom/Potable | 2/29/2000
Lothrop Elementary School | 3300 N 22nd St | Omaha | NE | 68110-1988 | Douglas | NE05347 | Exempt 1999 LB-66 |  | 1991 | AO SMITH | AHWH - ANSI/Fired Water Htr |  | HWSD - Hot Water Dom/Potable | 6/30/2000
Lothrop Elementary School | 3300 N 22nd St | Omaha | NE | 68110-1988 | Douglas | NE27104 | Active | 75839 | 2016 | Aerco | COND - Condenser | equip room | HWHT - Hot Water Heat | 12/31/2026
Lothrop Elementary School | 3300 N 22nd St | Omaha | NE | 68110-1988 | Douglas | NE27105 | Active | 75840 | 2016 | Aerco | COND - Condenser | equip room | HWHT - Hot Water Heat | 12/31/2026
Lothrop Elementary School | 3300 N 22nd St | Omaha | NE | 68110-1988 | Douglas | NE31166 | Scrapped/Junked | n/a | 1963 | Kewanee | FTFB - Firetube-Firebox Boiler | BOILER ROOM | HWHT - Hot Water Heat | 12/31/2016
Lothrop Elementary School | 3300 N 22nd St | Omaha | NE | 68110-1988 | Douglas | NE31167 | Scrapped/Junked | n/a | 1963 | Kewanee | FTFB - Firetube-Firebox Boiler | BOILER ROOM | HWHT - Hot Water Heat | 12/31/2016
Heartland Family Services | 3300 N 60th St | Omaha | NE | 68104-3402 | Douglas | NE01426 | Out of Service | 12457 | 2000 | Triad Boiler | FTVT - Firetube Vertical TB | BASEMENT | STHT - Steam-Heat | 2/28/2017
Heartland Family Services | 3300 N 60th St | Omaha | NE | 68104-3402 | Douglas | NE01427 | Out of Service | 12411 | 2000 | Triad Boiler | FTVT - Firetube Vertical TB | BASEMENT | STHT - Steam-Heat | 2/28/2017
Heartland Family Services | 3300 N 60th St | Omaha | NE | 68104-3402 | Douglas | NE20330 | Exempt 1999 LB-66 |  | 1993 | RUUD | AHWH - ANSI/Fired Water Htr |  | HWSD - Hot Water Dom/Potable | 7/31/1999
Heartland Family Services | 3300 N 60th St | Omaha | NE | 68104-3402 | Douglas | NE37567 | Active | 40681 | 1988 | Kewanee | FTFB - Firetube-Firebox Boiler | BOILER ROOM | STHT - Steam-Heat | 2/28/2027
Heartland Family Services | 3300 N 60th St | Omaha | NE | 68104-3402 | Douglas | NE37568 | Active | 40673 | 1988 | Kewanee | FTFB - Firetube-Firebox Boiler | BOILER ROOM | STHT - Steam-Heat | 2/28/2027
Heartland Family Services | 3300 N 60th St | Omaha | NE | 68104-3402 | Douglas | NE37582 | Inactive | 6422 | 1970 | CLEVELAND RANGE | FT - Firetube Boiler | KITCHEN | 0021 - Steam Supp Cooker/Kettle | 7/31/1999
Dewey Apartments | 3301 Dewey Ave | Omaha | NE | 68105-1478 | Douglas | NE04444 | Active | N/A | 1985 | Peerless | CI - Cast Iron | BOILER ROOM | STHT - Steam-Heat | 10/31/2026
Dewey Apartments | 3301 Dewey Ave | Omaha | NE | 68105-1478 | Douglas | NE21943 | Exempt 1999 LB-66 |  | 1985 | RUUD | AHWH - ANSI/Fired Water Htr |  | HWSD - Hot Water Dom/Potable | 5/31/2000
Dewey Apartments | 3301 Dewey Ave | Omaha | NE | 68105-1478 | Douglas | NE21944 | Exempt 1999 LB-66 |  | 1995 | RHEEM MANUFACTURING CO | AHWH - ANSI/Fired Water Htr |  | HWSD - Hot Water Dom/Potable | 5/31/2000
Mutual Of Omaha | 3301 Dodge St | Omaha | NE | 68131-3416 | Douglas | NE01708 | Inactive | 104648 | 2004 | Cleveland Range | ELBL - Electric Boiler | KITCHEN | 0021 - Steam Supp Cooker/Kettle | 8/31/2020
Quality Refrigerated Services | 3301 G St | Omaha | NE | 68107-1463 | Douglas | NE11441 | Inactive | 9654 | 1961 | CLEAVER BROOKS | FTSM - FTS Marine Dry Back | BOILER ROOM | PROC - Process Steam | 6/30/2004
Quality Refrigerated Services | 3301 G St | Omaha | NE | 68107-1463 | Douglas | NE28863 | Active | 57724 | 2019 | Electrode | ELBL - Electric Boiler | Cold Storage Warehouse | GLYC - Glycol Bldg Heat Sys | 8/31/2026
Quality Refrigerated Services | 3301 G St | Omaha | NE | 68107-1463 | Douglas | NE28864 | Active | 57721 | 2019 | Electrode | ELBL - Electric Boiler | Cold Storage Warehouse | GLYC - Glycol Bldg Heat Sys | 8/31/2026
Quality Refrigerated Services | 3301 G St | Omaha | NE | 68107-1463 | Douglas | NE29021 | Active | 59440 | 2020 | Electrode | ELBL - Electric Boiler | Cold Storage Warehouse | GLYC - Glycol Bldg Heat Sys | 8/31/2026
Quality Refrigerated Services | 3301 G St | Omaha | NE | 68107-1463 | Douglas | NE29022 | Active | 59439 | 2020 | Electrode | ELBL - Electric Boiler | Cold Storage Warehouse | GLYC - Glycol Bldg Heat Sys | 8/31/2026
SIGMA PHI EPSILON | 3301 Harney St | Omaha | NE | 68131-3916 | Douglas | NE12896 | Inactive |  | 1977 | PEERLESS HEATER COMPANY |  | BOILER ROOM | HWHT - Hot Water Heat | 10/31/2004
BEACON HILL APTS | 3301 N 93RD | OMAHA | NE | 68134-4740 | Douglas | NE21632 | Exempt 1999 LB-66 |  | 1995 | BRADFORD-WHITE | AHWH - ANSI/Fired Water Htr |  | HWSD - Hot Water Dom/Potable | 5/31/1999
Baymont Inn & Suites | 3301 S 72nd St | Omaha | NE | 68124-3567 | Douglas | NE05232 | Out of Service | 26993 | 1992 | Lochinvar | CPFT - Horiz Cpr Fin Boiler | BOILER ROOM | HWSD - Hot Water Dom/Potable | 9/30/2016
Baymont Inn & Suites | 3301 S 72nd St | Omaha | NE | 68124-3567 | Douglas | NE05233 | Out of Service | 223363 | 1993 | Lochinvar | CPFT - Horiz Cpr Fin Boiler | BOILER ROOM | HWSD - Hot Water Dom/Potable | 9/30/2016
Baymont Inn & Suites | 3301 S 72nd St | Omaha | NE | 68124-3567 | Douglas | NE20306 | Inactive | 182185 | 1996 | Lochinvar | CPFT - Horiz Cpr Fin Boiler | 2nd Floor Mech Room | HWSD - Hot Water Dom/Potable | 6/30/2008
Baymont Inn & Suites | 3301 S 72nd St | Omaha | NE | 68124-3567 | Douglas | NE21981 | Exempt 1999 LB-66 |  | 1992 | State Ind. | WT - Water Tube Boiler | 1ST FLOOR | HWSD - Hot Water Dom/Potable | 6/30/1999
Baymont Inn & Suites | 3301 S 72nd St | Omaha | NE | 68124-3567 | Douglas | NE21982 | Exempt 1999 LB-66 |  | 1992 | State Ind. | WT - Water Tube Boiler | 1ST FLOOR | HWSD - Hot Water Dom/Potable | 6/30/1999
FALSTAFF BREWERY | 3302 S 25TH ST | OMAHA | NE | 68109 | Douglas | NE34196 | Scrapped/Junked |  | 1965 | BRYAN STEAM LLC | WT - Water Tube Boiler | BOILER ROOM | HWHT - Hot Water Heat | 2/28/1997
Wash World | 3303 N 108th St | Omaha | NE | 68164-2904 | Douglas | NE27129 | Active | 123239 | 2017 | Fulton | VTNT - Vertical Tubeless | boiler room | PROC - Process Steam | 11/30/2026
BEACON HILL APTS | 3303 N 93RD | OMAHA | NE | 68134-4740 | Douglas | NE21633 | Exempt 1999 LB-66 |  | 1995 | BRADFORD-WHITE | AHWH - ANSI/Fired Water Htr |  | HWSD - Hot Water Dom/Potable | 5/31/1999
VILLAGE INN | 3304 S 143rd Plz | Omaha | NE | 68144-5619 | Douglas | NE21810 | Scrapped/Junked | 9855 | 1992 | STATE INDUSTRIES | CHWH - ASME/Fired Water Heater | EQUIP ROOM | HWSD - Hot Water Dom/Potable | 2/28/2006
ONE HOUR MARTINIZING | 3305 S 66th Avenue Cir | Omaha | NE | 68106-3626 | Douglas | NE04201 | Scrapped/Junked | 3565 | 1984 | INDUSTRIAL | FT - Firetube Boiler | BOILER ROOM | PROC - Process Steam | 5/31/2000
ONE HOUR MARTINIZING | 3305 S 66th Avenue Cir | Omaha | NE | 68106-3626 | Douglas | NE04427 | Scrapped/Junked | 4778 | 1988 | INDUSTRIAL | FT - Firetube Boiler |  | PROC - Process Steam | 5/31/2000
BEACON HILL APTS | 3309 N 93RD | OMAHA | NE | 68134-4740 | Douglas | NE21626 | Exempt 1999 LB-66 |  | 1969 | RUUD | AHWH - ANSI/Fired Water Htr |  | HWSD - Hot Water Dom/Potable | 5/31/1999
BUCCA DI BEPPO | 3309 Oak View Dr | Omaha | NE | 68144-5606 | Douglas | NE00624 | Inactive | 70177 | 2000 | STATE INDUSTRIES | CHWH - ASME/Fired Water Heater | EQUIPMENT ROOM | HWSD - Hot Water Dom/Potable | 1/31/2006
BUCCA DI BEPPO | 3309 Oak View Dr | Omaha | NE | 68144-5606 | Douglas | NE00625 | Inactive | 69834 | 2000 | STATE INDUSTRIES | CHWH - ASME/Fired Water Heater | EQUIPMENT ROOM | HWSD - Hot Water Dom/Potable | 1/31/2006
Morning Star Ev Lutheran-BMIC#444902 | 331 S 85th St | Omaha | NE | 68114-4260 | Douglas | NE14540 | Active | n/a | 1968 | Peerless | CI - Cast Iron | Boiler Room | HWHT - Hot Water Heat | 12/31/2026
Morning Star Ev Lutheran-BMIC#444902 | 331 S 85th St | Omaha | NE | 68114-4260 | Douglas | NE14541 | Active | n/a | 1968 | Peerless | CI - Cast Iron | Boiler Room | HWHT - Hot Water Heat | 12/31/2026
Berkshire Hathaway | 331 Village Pointe Plaza | Omaha | NE | 68118 | Douglas | NE26136 | Active | 281026 | 2015 | Lochinvar | WT - Water Tube Boiler | basement | HWHT - Hot Water Heat | 1/31/2026
Berkshire Hathaway | 331 Village Pointe Plaza | Omaha | NE | 68118 | Douglas | NE26137 | Active | 281025 | 2015 | Lochinvar | WT - Water Tube Boiler | basement | HWHT - Hot Water Heat | 1/31/2027
Berkshire Hathaway | 331 Village Pointe Plaza | Omaha | NE | 68118 | Douglas | NE26138 | Active | 319086 | 2014 | Lochinvar | COND - Condenser | basement | GLFH - Glycol Floor Heat System | 1/31/2027
JL's Plaza 93, LLC | 3310 N 93rd Ave | Omaha | NE | 68134-4624 | Douglas | NE00551 | Scrapped/Junked | 66398 | 1999 | STAT | CHWH - ASME/Fired Water Heater | EQUIP ROOM | HWSD - Hot Water Dom/Potable | 8/31/2017
JL's Plaza 93, LLC | 3310 N 93rd Ave | Omaha | NE | 68134-4624 | Douglas | NE10651 | Scrapped/Junked | 77423 | 2003 | STAT | CHWH - ASME/Fired Water Heater | SECOND FLR | HWSD - Hot Water Dom/Potable | 8/31/2013
JL's Plaza 93, LLC | 3310 N 93rd Ave | Omaha | NE | 68134-4624 | Douglas | NE21666 | Scrapped/Junked | 45925 | 1986 | RHEEM MANUFACTURING CO | CHWH - ASME/Fired Water Heater | EQUIPMENT ROOM | HWSD - Hot Water Dom/Potable | 8/31/2000
JL's Plaza 93, LLC | 3310 N 93rd Ave | Omaha | NE | 68134-4624 | Douglas | NE21667 | Scrapped/Junked | 51685 | 1988 | RHEEM MANUFACTURING CO | CHWH - ASME/Fired Water Heater | EQUIPMENT ROOM | HWSD - Hot Water Dom/Potable | 8/31/2003
NEW TOWNE WEST APT | 3311 N 103 PL | OMAHA | NE | 68134-3549 | Douglas | NE21737 | Exempt 1999 LB-66 |  | 1993 | RUUD | AHWH - ANSI/Fired Water Htr |  | HWSD - Hot Water Dom/Potable | 2/29/2000
BEACON HILL APTS | 3311 N 93RD | OMAHA | NE | 68134-4740 | Douglas | NE21627 | Exempt 1999 LB-66 |  | 1969 | RUUD | AHWH - ANSI/Fired Water Htr |  | HWSD - Hot Water Dom/Potable | 5/31/1999
BEACON HILL APTS | 3313 N 93RD | OMAHA | NE | 68134-4740 | Douglas | NE21628 | Exempt 1999 LB-66 |  | 1969 | RUUD | AHWH - ANSI/Fired Water Htr |  | HWSD - Hot Water Dom/Potable | 5/31/1999
BEACON HILL APTS | 3315 N 93RD | OMAHA | NE | 68134-4740 | Douglas | NE21629 | Exempt 1999 LB-66 |  | 1969 | RUUD | AHWH - ANSI/Fired Water Htr |  | HWSD - Hot Water Dom/Potable | 5/31/1999
Dialysis Clinic Inc | 3316 Dodge St | Omaha | NE | 68131-3403 | Douglas | NE09323 | Scrapped/Junked | 123706 | 2008 | AOSM | CHWH - ASME/Fired Water Heater | EQUIP ROOM | HWSD - Hot Water Dom/Potable | 3/31/2013
Dialysis Clinic Inc | 3316 Dodge St | Omaha | NE | 68131-3403 | Douglas | NE23757 | Scrapped/Junked | 172702 | 2012 | AO SMITH | CHWH - ASME/Fired Water Heater | equip room | HWDP - Hotwater Heat & Dom Supply | 3/31/2016
Dialysis Clinic Inc | 3316 Dodge St | Omaha | NE | 68131-3403 | Douglas | NE26273 | Inactive | 211611 | 2015 | State Industries | CHWH - ASME/Fired Water Heater | equip room | HWSD - Hot Water Dom/Potable | 3/31/2020
NEW TOWNE WEST APT | 3316 N 102 PL | OMAHA | NE | 68134-3500 | Douglas | NE21735 | Exempt 1999 LB-66 |  | 1991 | RUUD | AHWH - ANSI/Fired Water Htr |  | HWSD - Hot Water Dom/Potable | 2/29/2000
NEW TOWNE WEST APT | 3317 N 103 PL | OMAHA | NE | 68134-3550 | Douglas | NE21738 | Exempt 1999 LB-66 |  | 1988 | RUUD | AHWH - ANSI/Fired Water Htr |  | HWSD - Hot Water Dom/Potable | 2/29/2000
Shirley Apartments | 3320 California St | Omaha | NE | 68131-1954 | Douglas | NE06704 | Scrapped/Junked |  | 2003 | BURN | CI - Cast Iron | BASEMENT | STHT - Steam-Heat | 7/31/2008
Shirley Apartments | 3320 California St | Omaha | NE | 68131-1954 | Douglas | NE21989 | Scrapped/Junked |  | 1994 | PEERLESS HEATER COMPANY |  | BASEMENT | STHT - Steam-Heat | 7/31/2006
Cody Elementary School | 3320 S 127th St | Omaha | NE | 68144-3710 | Douglas | NE05838 | Exempt 1999 LB-66 |  | 1998 | STATE INDUSTRIES | AHWH - ANSI/Fired Water Htr |  | HWSD - Hot Water Dom/Potable | 8/31/2000
Cody Elementary School | 3320 S 127th St | Omaha | NE | 68144-3710 | Douglas | NE19778 | Exempt 1999 LB-66 |  | 1996 | STATE INDUSTRIES | AHWH - ANSI/Fired Water Htr |  | HWSD - Hot Water Dom/Potable | 8/31/2000
Cody Elementary School | 3320 S 127th St | Omaha | NE | 68144-3710 | Douglas | NE32344 | Scrapped/Junked | 16658 | 1976 | Market Forge | FT - Firetube Boiler | KITCHEN | 0021 - Steam Supp Cooker/Kettle | 8/31/2012
Cody Elementary School | 3320 S 127th St | Omaha | NE | 68144-3710 | Douglas | NE33571 | Scrapped/Junked | n/a | 1964 | Kewanee | FTFB - Firetube-Firebox Boiler | BOILER ROOM | HWHT - Hot Water Heat | 8/31/2025
Cody Elementary School | 3320 S 127th St | Omaha | NE | 68144-3710 | Douglas | NE33572 | Scrapped/Junked | n/a | 1964 | Kewanee | FTFB - Firetube-Firebox Boiler | BOILER ROOM | HWHT - Hot Water Heat | 8/31/2025
Cody Elementary School | 3320 S 127th St | Omaha | NE | 68144-3710 | Douglas | NE42878 | Active | 405 | 2022 | Riello | WTSS - Watertube SS Steel | Boiler Room | HWHT - Hot Water Heat | 8/31/2026
Cody Elementary School | 3320 S 127th St | Omaha | NE | 68144-3710 | Douglas | NE42879 | Active | 401 | 2022 | Riello | WTSS - Watertube SS Steel | Boiler Room | HWHT - Hot Water Heat | 8/31/2026
Cody Elementary School | 3320 S 127th St | Omaha | NE | 68144-3710 | Douglas | NE42880 | Active | 404 | 2022 | Riello | WTSS - Watertube SS Steel | Boiler Room | HWHT - Hot Water Heat | 8/31/2026
CoCo Key Omaha Hotel & Water Resort | 3321 S 72nd St | Omaha | NE | 68124-3587 | Douglas | NE01471 | Inactive | 4482 | 1997 | HURST BOILER & WELDING CO | FTFB - Firetube-Firebox Boiler | BOILER ROOM | STHT - Steam-Heat | 6/30/2001
CoCo Key Omaha Hotel & Water Resort | 3321 S 72nd St | Omaha | NE | 68124-3587 | Douglas | NE05169 | Scrapped/Junked | 41843 | 1984 | RUUD | CHWH - ASME/Fired Water Heater | KITCHEN | HWSD - Hot Water Dom/Potable | 6/30/1999
CoCo Key Omaha Hotel & Water Resort | 3321 S 72nd St | Omaha | NE | 68124-3587 | Douglas | NE05202 | Scrapped/Junked |  | 1967 | RITE ENGINEERING | WT - Water Tube Boiler | BOILER ROOM | HWHT - Hot Water Heat | 6/30/2003
CoCo Key Omaha Hotel & Water Resort | 3321 S 72nd St | Omaha | NE | 68124-3587 | Douglas | NE05222 | Inactive | 30858 | 1992 | LOCHINVAR | CPFT - Horiz Cpr Fin Boiler | 1ST FLOOR | HWSD - Hot Water Dom/Potable | 6/30/2004
CoCo Key Omaha Hotel & Water Resort | 3321 S 72nd St | Omaha | NE | 68124-3587 | Douglas | NE07795 | Scrapped/Junked | 61571 | 1998 | STAT | CHWH - ASME/Fired Water Heater | JAKES KITCHEN | HWSD - Hot Water Dom/Potable | 4/30/2010
CoCo Key Omaha Hotel & Water Resort | 3321 S 72nd St | Omaha | NE | 68124-3587 | Douglas | NE08119 | Scrapped/Junked | 265984 | 2007 | Raypak | CPFT - Horiz Cpr Fin Boiler | WATER PARK | HWSP - Hot Water Non Potable Supply | 11/30/2015
CoCo Key Omaha Hotel & Water Resort | 3321 S 72nd St | Omaha | NE | 68124-3587 | Douglas | NE08120 | Scrapped/Junked | 265985 | 2007 | Raypak | CPFT - Horiz Cpr Fin Boiler | WATER PARK | HWSP - Hot Water Non Potable Supply | 10/31/2021
CoCo Key Omaha Hotel & Water Resort | 3321 S 72nd St | Omaha | NE | 68124-3587 | Douglas | NE08121 | Scrapped/Junked | 265983 | 2007 | Raypak | CPFT - Horiz Cpr Fin Boiler | WATER PARK | HWSP - Hot Water Non Potable Supply | 11/30/2016
CoCo Key Omaha Hotel & Water Resort | 3321 S 72nd St | Omaha | NE | 68124-3587 | Douglas | NE08122 | Scrapped/Junked | 265986 | 2007 | Raypak | CPFT - Horiz Cpr Fin Boiler | WATER PARK | HWSP - Hot Water Non Potable Supply | 10/31/2021
CoCo Key Omaha Hotel & Water Resort | 3321 S 72nd St | Omaha | NE | 68124-3587 | Douglas | NE09623 | Scrapped/Junked | 5113 | 2002 | RUSC | WT - Water Tube Boiler | BOILER ROOM | HWDP - Hotwater Heat & Dom Supply | 10/31/2021
CoCo Key Omaha Hotel & Water Resort | 3321 S 72nd St | Omaha | NE | 68124-3587 | Douglas | NE09624 | Scrapped/Junked | 5135 | 2002 | RUSC | WT - Water Tube Boiler | BOILER ROOM | HWDP - Hotwater Heat & Dom Supply | 10/31/2019
CoCo Key Omaha Hotel & Water Resort | 3321 S 72nd St | Omaha | NE | 68124-3587 | Douglas | NE10656 | Scrapped/Junked | 6343 | 2002 | Rbi | VCPF - Vert Cpr Fin Blr | BOILER ROOM | HWHT - Hot Water Heat | 4/30/2009
CoCo Key Omaha Hotel & Water Resort | 3321 S 72nd St | Omaha | NE | 68124-3587 | Douglas | NE10657 | Scrapped/Junked | 6342 | 2002 | Rbi | VCPF - Vert Cpr Fin Blr | BOILER ROOM | HWHT - Hot Water Heat | 4/30/2009
CoCo Key Omaha Hotel & Water Resort | 3321 S 72nd St | Omaha | NE | 68124-3587 | Douglas | NE12569 | Scrapped/Junked | 181085 | 2007 | Teledyne & Laars | CPFT - Horiz Cpr Fin Boiler | POOL AREA | IPHT - Indoor Pool Heater | 11/30/2012
CoCo Key Omaha Hotel & Water Resort | 3321 S 72nd St | Omaha | NE | 68124-3587 | Douglas | NE12617 | Out of Service | 54735 | 2007 | Bryan | WT - Water Tube Boiler | LAUNDRY ROOM | PROC - Process Steam | 11/30/2014
CoCo Key Omaha Hotel & Water Resort | 3321 S 72nd St | Omaha | NE | 68124-3587 | Douglas | NE14854 | Scrapped/Junked | n/a | 2008 | Peerless | CI - Cast Iron | boiler room | HWHT - Hot Water Heat | 11/30/2012
CoCo Key Omaha Hotel & Water Resort | 3321 S 72nd St | Omaha | NE | 68124-3587 | Douglas | NE14855 | Scrapped/Junked | n/a | 2008 | Peerless | CI - Cast Iron | boiler room | HWHT - Hot Water Heat | 11/30/2012
CoCo Key Omaha Hotel & Water Resort | 3321 S 72nd St | Omaha | NE | 68124-3587 | Douglas | NE20315 | Exempt 1999 LB-66 |  | 1991 | STATE INDUSTRIES | AHWH - ANSI/Fired Water Htr | KITCHEN 3 | HWSD - Hot Water Dom/Potable | 6/30/2000
CoCo Key Omaha Hotel & Water Resort | 3321 S 72nd St | Omaha | NE | 68124-3587 | Douglas | NE22199 | Scrapped/Junked | 312869 | 2010 | Raypak | CPFH - Copper Fin Water Heater | boiler room | HWDP - Hotwater Heat & Dom Supply | 10/31/2020
CoCo Key Omaha Hotel & Water Resort | 3321 S 72nd St | Omaha | NE | 68124-3587 | Douglas | NE23150 | Scrapped/Junked | 73865 | 1996 | LAARS HEATING SYSTEMS CO | CPFT - Horiz Cpr Fin Boiler | POOL AREA | IPHT - Indoor Pool Heater | 4/30/2007
CoCo Key Omaha Hotel & Water Resort | 3321 S 72nd St | Omaha | NE | 68124-3587 | Douglas | NE23151 | Scrapped/Junked | 147123 | 1997 | RAYP | CPFT - Horiz Cpr Fin Boiler | BOILER ROOM | HWSD - Hot Water Dom/Potable | 4/30/2010
CoCo Key Omaha Hotel & Water Resort | 3321 S 72nd St | Omaha | NE | 68124-3587 | Douglas | NE26667 | Scrapped/Junked | 428634 | 2016 | Raypak | CPFH - Copper Fin Water Heater | pool area | IPHT - Indoor Pool Heater | 10/31/2021
CoCo Key Omaha Hotel & Water Resort | 3321 S 72nd St | Omaha | NE | 68124-3587 | Douglas | NE26668 | Scrapped/Junked | 428635 | 2016 | Raypak | CPFH - Copper Fin Water Heater | pool area | IPHT - Indoor Pool Heater | 10/31/2021
CoCo Key Omaha Hotel & Water Resort | 3321 S 72nd St | Omaha | NE | 68124-3587 | Douglas | NE34126 | Scrapped/Junked | 23762 | 1971 | CLEAVER BROOKS | WT - Water Tube Boiler |  | STHT - Steam-Heat | 6/30/2000
CoCo Key Omaha Hotel & Water Resort | 3321 S 72nd St | Omaha | NE | 68124-3587 | Douglas | NE34231 | Scrapped/Junked |  | 1964 | RITE ENGINEERING | WT - Water Tube Boiler | BOILER ROOM | HWHT - Hot Water Heat | 6/30/2003
NEW TOWNE WEST APT | 3322 N 102 PL | OMAHA | NE | 68134-3501 | Douglas | NE21736 | Exempt 1999 LB-66 |  | 1992 | RUUD | AHWH - ANSI/Fired Water Htr |  | HWSD - Hot Water Dom/Potable | 2/29/2000
Vaughan Manor | 3325 Fontenelle Blvd | Omaha | NE | 68104-3675 | Douglas | NE15319 | Active | n/a | 1986 | Peerless | CI - Cast Iron | BASEMENT | HWHT - Hot Water Heat | 3/31/2027
AUTOMOTIVE APPEARANCE | 3325 S 66th Avenue Cir | Omaha | NE | 68106-3626 | Douglas | NE21875 | Exempt 1999 LB-66 |  | 1990 | AO SMITH | AHWH - ANSI/Fired Water Htr | EQUIP ROOM | HWSD - Hot Water Dom/Potable | 2/29/2000
Shirley Apartments | 3328 California St | Omaha | NE | 68131-1911 | Douglas | NE32940 | Out of Service |  | 1950 | CRAN | CI - Cast Iron | BASEMENT | STHT - Steam-Heat | 7/31/2008
Jewish Federation Omaha | 333 S 132nd St | Omaha | NE | 68154-2106 | Douglas | NE12052 | Scrapped/Junked | 62926 | 2001 | MARKET FORGE INDUSTRIES | FT - Firetube Boiler | MEAT KITCHEN | 0021 - Steam Supp Cooker/Kettle | 5/31/2007
Jewish Federation Omaha | 333 S 132nd St | Omaha | NE | 68154-2106 | Douglas | NE12587 | Active | 181884 | 2007 | Teledyne & Laars | WT - Water Tube Boiler | BOILER ROOM | HWHT - Hot Water Heat | 5/31/2026
Jewish Federation Omaha | 333 S 132nd St | Omaha | NE | 68154-2106 | Douglas | NE12588 | Active | 183392 | 2007 | Teledyne & Laars | WT - Water Tube Boiler | BOILER ROOM | HWHT - Hot Water Heat | 5/31/2026
Jewish Federation Omaha | 333 S 132nd St | Omaha | NE | 68154-2106 | Douglas | NE15064 | Active | 11702 | 2001 | ALES | FTFB - Firetube-Firebox Boiler | BOILER ROOM | HWHT - Hot Water Heat | 5/31/2026
Jewish Federation Omaha | 333 S 132nd St | Omaha | NE | 68154-2106 | Douglas | NE15065 | Scrapped/Junked | 70119 | 2003 | WEBJ | COBL - Coil Type Boiler | EQUIPMENT ROOM | HWSD - Hot Water Dom/Potable | 5/31/2009
Jewish Federation Omaha | 333 S 132nd St | Omaha | NE | 68154-2106 | Douglas | NE22915 | Active | n/a | 1972 | Kewanee | FTSM - FTS Marine Dry Back | BOILER ROOM | HWHT - Hot Water Heat | 5/31/2026
Jewish Federation Omaha | 333 S 132nd St | Omaha | NE | 68154-2106 | Douglas | NE22916 | Active | n/a | 1972 | Kewanee | FTSM - FTS Marine Dry Back | BOILER ROOM | HWHT - Hot Water Heat | 5/31/2026
Jewish Federation Omaha | 333 S 132nd St | Omaha | NE | 68154-2106 | Douglas | NE22917 | Scrapped/Junked | 12558 | 1997 | Chromalox | ELBL - Electric Boiler | BOILER ROOM | HUMI - Humidifier/Humidity Contr | 5/31/2020
Jewish Federation Omaha | 333 S 132nd St | Omaha | NE | 68154-2106 | Douglas | NE22969 | Scrapped/Junked | 16144 | 1991 | WEBJ | COBL - Coil Type Boiler | KITCHEN BOILER ROOM | HWSD - Hot Water Dom/Potable | 5/31/2009
Jewish Federation Omaha | 333 S 132nd St | Omaha | NE | 68154-2106 | Douglas | NE22970 | Scrapped/Junked | 53569 | 1997 | MKTF | FT - Firetube Boiler | DAIRY KITCHEN | 0021 - Steam Supp Cooker/Kettle | 5/31/2008
Jewish Federation Omaha | 333 S 132nd St | Omaha | NE | 68154-2106 | Douglas | NE23147 | Scrapped/Junked | 16107 | 1991 | Weben-Jarco | COBL - Coil Type Boiler | KITCHEN BOILER ROOM | HWSD - Hot Water Dom/Potable | 5/31/2003
Jewish Federation Omaha | 333 S 132nd St | Omaha | NE | 68154-2106 | Douglas | NE24737 | Out of Service | 55710 | 1972 | Chromalox | ELBL - Electric Boiler | BOILER ROOM | HUMI - Humidifier/Humidity Contr | 5/31/2020
Jewish Federation Omaha | 333 S 132nd St | Omaha | NE | 68154-2106 | Douglas | NE24738 | Scrapped/Junked | 58240 | 1999 | MARKET FORGE INDUSTRIES | FT - Firetube Boiler | MEAT KITCHEN | 0021 - Steam Supp Cooker/Kettle | 5/31/2003
Jewish Federation Omaha | 333 S 132nd St | Omaha | NE | 68154-2106 | Douglas | NE26364 | Active | 348841 | 2015 | Lochinvar | COND - Condenser | North Boiler Room | HWSD - Hot Water Dom/Potable | 5/31/2026
Jewish Federation Omaha | 333 S 132nd St | Omaha | NE | 68154-2106 | Douglas | NE27191 | Active | 319912 | 2018 | Lochinvar | CPPH - Ansi Cpr Fin Pool Heater | pool area | IPHT - Indoor Pool Heater | 5/31/2026
Jewish Federation Omaha | 333 S 132nd St | Omaha | NE | 68154-2106 | Douglas | NE27192 | Active | 319911 | 2018 | Lochinvar | CPPH - Ansi Cpr Fin Pool Heater | pool area | IPHT - Indoor Pool Heater | 5/31/2026
Jewish Federation Omaha | 333 S 132nd St | Omaha | NE | 68154-2106 | Douglas | NE27193 | Active | 319910 | 2018 | Lochinvar | CPPH - Ansi Cpr Fin Pool Heater | pool area | IPHT - Indoor Pool Heater | 5/31/2026
Jewish Federation Omaha | 333 S 132nd St | Omaha | NE | 68154-2106 | Douglas | NE28861 | Scrapped/Junked | 123776 | 2020 | SUSSMAN | ELBL - Electric Boiler | Steam room | SAUN - Sauna Steam Room Heat | 5/31/2022
Jewish Federation Omaha | 333 S 132nd St | Omaha | NE | 68154-2106 | Douglas | NE28862 | Active | 352792 | 2020 | Lochinvar | CPFT - Horiz Cpr Fin Boiler | pool Mech room | IPHT - Indoor Pool Heater | 5/31/2026
Jewish Federation Omaha | 333 S 132nd St | Omaha | NE | 68154-2106 | Douglas | NE41206 | Active | 268535 | 2018 | AIC Tuchom/US Boiler | WT - Water Tube Boiler | pool area | IPHT - Indoor Pool Heater | 5/31/2026
Jewish Federation Omaha | 333 S 132nd St | Omaha | NE | 68154-2106 | Douglas | NE42199 | Active | 1575 | 2022 | Amertec | ELBL - Electric Boiler | Steam Room | STMG - Steam Generator | 5/31/2026
Jewish Federation Omaha | 333 S 132nd St | Omaha | NE | 68154-2106 | Douglas | NE42200 | Active | 7496 | 2022 | Amertec | ELBL - Electric Boiler | Steam Room | STMG - Steam Generator | 5/31/2026
La Quinta Inn | 3330 N 104th Ave | Omaha | NE | 68134-3764 | Douglas | NE05009 | Scrapped/Junked | 20683 | 1989 | BRDW | CHWH - ASME/Fired Water Heater | MECH RM | HWSD - Hot Water Dom/Potable | 11/30/2011
La Quinta Inn | 3330 N 104th Ave | Omaha | NE | 68134-3764 | Douglas | NE05010 | Scrapped/Junked | 49090 | 1987 | RHEEM MANUFACTURING CO | CHWH - ASME/Fired Water Heater | MECH RM | HWSD - Hot Water Dom/Potable | 11/30/2003
La Quinta Inn | 3330 N 104th Ave | Omaha | NE | 68134-3764 | Douglas | NE05011 | Scrapped/Junked | 45358 | 1986 | RHEE | CHWH - ASME/Fired Water Heater | MECH RM | HWSD - Hot Water Dom/Potable | 11/30/2010
La Quinta Inn | 3330 N 104th Ave | Omaha | NE | 68134-3764 | Douglas | NE05012 | Scrapped/Junked | 59154 | 1992 | RHEE | CHWH - ASME/Fired Water Heater | MECH RM | HWSD - Hot Water Dom/Potable | 11/30/2018
La Quinta Inn | 3330 N 104th Ave | Omaha | NE | 68134-3764 | Douglas | NE15071 | Scrapped/Junked | 77967 | 2003 | STAT | CHWH - ASME/Fired Water Heater | EQUIP ROOM | HWSD - Hot Water Dom/Potable | 11/30/2019
La Quinta Inn | 3330 N 104th Ave | Omaha | NE | 68134-3764 | Douglas | NE19427 | Active | 142964 | 2009 | AO SMITH | CHWH - ASME/Fired Water Heater | 1st fl mech room | HWSD - Hot Water Dom/Potable | 11/30/2026
La Quinta Inn | 3330 N 104th Ave | Omaha | NE | 68134-3764 | Douglas | NE19428 | Active | 145269 | 2010 | AO SMITH | CHWH - ASME/Fired Water Heater | 1st fl mech room | HWSD - Hot Water Dom/Potable | 11/30/2026
La Quinta Inn | 3330 N 104th Ave | Omaha | NE | 68134-3764 | Douglas | NE20399 | Out of Service | 96038 | 1996 | TELE | WT - Water Tube Boiler | MECHANICAL ROOM | IPHT - Indoor Pool Heater | 11/30/2012
La Quinta Inn | 3330 N 104th Ave | Omaha | NE | 68134-3764 | Douglas | NE28076 | Active | 239073 | 2018 | AO SMITH | CHWH - ASME/Fired Water Heater | 1st fl mech room | HWSD - Hot Water Dom/Potable | 11/30/2026
La Quinta Inn | 3330 N 104th Ave | Omaha | NE | 68134-3764 | Douglas | NE28077 | Active | 244328 | 2018 | AO SMITH | CHWH - ASME/Fired Water Heater | 1st fl mech room | HWSD - Hot Water Dom/Potable | 11/30/2026
VILLAGE INN | 3333 N 90th St | Omaha | NE | 68134-4709 | Douglas | NE21601 | Inactive | 55931 | 1990 | RHEEM MANUFACTURING CO | CHWH - ASME/Fired Water Heater |  | HWSD - Hot Water Dom/Potable | 4/30/1998
VILLAGE INN | 3333 N 90th St | Omaha | NE | 68134-4709 | Douglas | NE21670 | Scrapped/Junked | 39723 | 1997 | AO SMITH | CHWH - ASME/Fired Water Heater | EQUIP ROOM | HWSD - Hot Water Dom/Potable | 9/30/2003
NEW TOWNE WEST APT | 3335 N 103 PL | OMAHA | NE | 68134-3552 | Douglas | NE21744 | Exempt 1999 LB-66 |  | 1997 | RUUD | AHWH - ANSI/Fired Water Htr |  | HWSD - Hot Water Dom/Potable | 2/29/2000
NEW TOWNE WEST APT | 3341 N 103 PL | OMAHA | NE | 68134-3551 | Douglas | NE21739 | Exempt 1999 LB-66 |  | 1990 | AO SMITH | AHWH - ANSI/Fired Water Htr |  | HWSD - Hot Water Dom/Potable | 2/29/2000
BEACON HILL APTS | 3401 N 93rd St | Omaha | NE | 68134-4741 | Douglas | NE21611 | Exempt 1999 LB-66 |  | 1993 | BRADFORD-WHITE | AHWH - ANSI/Fired Water Htr |  | HWSD - Hot Water Dom/Potable | 5/31/1999
CARRIAGE CLEANERS | 3401 S 84th St | Omaha | NE | 68124-3325 | Douglas | NE08044 | Inactive | 34944 | 1981 | PM LATTNER MFR COMPANY | FT - Firetube Boiler | 3401 SO. 84TH | PROC - Process Steam | 10/31/1994
Lighthouse United Pentecostal Church | 3402 Burt St | Omaha | NE | 68131-1942 | Douglas | NE21701 | Out of Service | n/a | 1996 | Peerless | CI - Cast Iron | BOILER ROOM | STHT - Steam-Heat | 10/31/2017
Vacant | 3402 N 120th St | Omaha | NE | 68164-2523 | Douglas | NE21688 | Out of Service | 136629 | 1995 | Teledyne Laars | CPFT - Horiz Cpr Fin Boiler | EQUIP ROOM | HWSP - Hot Water Non Potable Supply | 2/28/2017
BEACON HILL APTS | 3403 N 93rd St | Omaha | NE | 68134-4742 | Douglas | NE21612 | Exempt 1999 LB-66 |  | 1986 | BRADFORD-WHITE | AHWH - ANSI/Fired Water Htr |  | HWSD - Hot Water Dom/Potable | 5/31/1999
Swimtastic | 3404 N 191st Ave | Elkhorn | NE | 68022-3350 | Douglas | NE42331 | Active | 551524 | 2022 | Raypak | CPPH - Ansi Cpr Fin Pool Heater | Mechanical Room | IPHT - Indoor Pool Heater | 5/31/2026
BEACON HILL APTS | 3404 N 93RD | OMAHA | NE | 68134-4740 | Douglas | NE21624 | Exempt 1999 LB-66 |  | 1968 | RUUD | AHWH - ANSI/Fired Water Htr |  | HWSD - Hot Water Dom/Potable | 5/31/1999
BEACON HILL APTS | 3404 N 93RD | OMAHA | NE | 68134-4740 | Douglas | NE21625 | Exempt 1999 LB-66 |  | 1968 | RUUD | AHWH - ANSI/Fired Water Htr |  | HWSD - Hot Water Dom/Potable | 5/31/1999
Schon Apartments | 3406 Dodge St | Omaha | NE | 68131-3419 | Douglas | NE25636 | Active | n/a | 1969 | American Standard | CI - Cast Iron | BASEMENT | HWHT - Hot Water Heat | 1/31/2027
vacant bldg | 3409 L St | Omaha | NE | 68107-2577 | Douglas | NE09945 | Out of Service | 140052 | 2002 | HAMI | CPFH - Copper Fin Water Heater | EQUP ROOM | HWSD - Hot Water Dom/Potable | 3/31/2009
BEACON HILL APTS | 3409 N 93rd St | Omaha | NE | 68134-4740 | Douglas | NE21608 | Exempt 1999 LB-66 |  | 1969 | RUUD | AHWH - ANSI/Fired Water Htr |  | HWSD - Hot Water Dom/Potable | 5/31/1999
BEACON HILL APTS | 3409 N 93rd St | Omaha | NE | 68134-4740 | Douglas | NE21609 | Exempt 1999 LB-66 |  | 1969 | RUUD | AHWH - ANSI/Fired Water Htr |  | HWSD - Hot Water Dom/Potable | 5/31/1999
BEACON HILL APTS | 3410 N 93RD | OMAHA | NE | 68134-4740 | Douglas | NE21630 | Exempt 1999 LB-66 |  | 1968 | RUUD | AHWH - ANSI/Fired Water Htr |  | HWSD - Hot Water Dom/Potable | 5/31/1999
FIRST PRESBYTERIAN CHURCH | 3412 FARNAM ST | OMAHA | NE | 68131 | Douglas | NE21257 | Exempt 1999 LB-66 |  | 1997 | AO SMITH | AHWH - ANSI/Fired Water Htr | KITCHEN | HWSD - Hot Water Dom/Potable | 10/31/1998
BEACON HILL APTS | 3412 N 93RD | OMAHA | NE | 68134-4740 | Douglas | NE21631 | Exempt 1999 LB-66 |  | 1977 | RUUD | AHWH - ANSI/Fired Water Htr |  | HWSD - Hot Water Dom/Potable | 5/31/1999
BEACON HILL APTS | 3415 N 93rd St | Omaha | NE | 68134-4737 | Douglas | NE21610 | Exempt 1999 LB-66 |  | 1969 | RUUD | AHWH - ANSI/Fired Water Htr |  | HWSD - Hot Water Dom/Potable | 5/31/1999
OrthoNebraska Elkhorn | 3415 S 205th St | Elkhorn | NE | 68022-3509 | Douglas | NE41207 | Active | 366930 | 2021 | Lochinvar | FT - Firetube Boiler | Mech Room | HWHT - Hot Water Heat | 9/30/2026
OrthoNebraska Elkhorn | 3415 S 205th St | Elkhorn | NE | 68022-3509 | Douglas | NE41208 | Active | 365625 | 2021 | Lochinvar | FT - Firetube Boiler | Mech Room | HWHT - Hot Water Heat | 9/30/2026
OrthoNebraska Elkhorn | 3415 S 205th St | Elkhorn | NE | 68022-3509 | Douglas | NE43757 | Active | 437126 | 2025 | Lochinvar | FTVT - Firetube Vertical TB | Mech Room | HWHT - Hot Water Heat | 9/30/2026
OrthoNebraska Elkhorn | 3415 S 205th St | Elkhorn | NE | 68022-3509 | Douglas | NE43758 | Active | 437132 | 2025 | Lochinvar | FTVT - Firetube Vertical TB | Mech Room | HWHT - Hot Water Heat | 9/30/2026
OrthoNebraska Elkhorn | 3415 S 205th St | Elkhorn | NE | 68022-3509 | Douglas | NE43919 | Active | 143586 | 2025 | DIVERSIFIED HEAT TRANSFER | ELBL - Electric Boiler | STERILE AREA | STER - Sterilizer | 9/30/2026
OrthoNebraska Elkhorn | 3415 S 205th St | Elkhorn | NE | 68022-3509 | Douglas | NE43920 | Active | 143585 | 2025 | DIVERSIFIED HEAT TRANSFER | ELBL - Electric Boiler | STERILE AREA | STER - Sterilizer | 9/30/2026
City Light Mosaic Church | 3416 Woolworth Ave | Omaha | NE | 68105-1944 | Douglas | NE04321 | Scrapped/Junked |  | 1950 | KEWANEE | FTLO - Firetube Locomotive Type | BOILER ROOM | STHT - Steam-Heat | 9/30/2006
City Light Mosaic Church | 3416 Woolworth Ave | Omaha | NE | 68105-1944 | Douglas | NE06784 | Active | 7202 | 2005 | Giannoni | SSCO - SS Coil Boiler | BASEMENT | HWHT - Hot Water Heat | 4/30/2027
City Light Mosaic Church | 3416 Woolworth Ave | Omaha | NE | 68105-1944 | Douglas | NE06785 | Active | 10030 | 2005 | Giannoni | SSCO - SS Coil Boiler | BASEMENT | HWHT - Hot Water Heat | 4/30/2027
Valencia Apartments | 3419 Howard St | Omaha | NE | 68105-1352 | Douglas | NE19274 | Scrapped/Junked |  | 1985 | Ruud-Rheem | AHWH - ANSI/Fired Water Htr |  | HWSD - Hot Water Dom/Potable | 3/31/2000
University Place Apartments | 3419 Howard St | Omaha | NE | 68105-1352 | Douglas | NE19275 | Scrapped/Junked |  | 1986 | Ruud-Rheem | AHWH - ANSI/Fired Water Htr | BOILER ROOM | HWSD - Hot Water Dom/Potable | 3/31/2000
University Place Apts | 3419 Howard St | Omaha | NE | 68105-1352 | Douglas | NE18333 | Scrapped/Junked | NA | 1994 | Peerless | CI - Cast Iron | BOILER ROOM | STHT - Steam-Heat | 3/31/2019
Adams Elementary School | 3420 N 78th St | Omaha | NE | 68134-5038 | Douglas | NE05319 | Exempt 1999 LB-66 |  | 1988 | STATE INDUSTRIES | AHWH - ANSI/Fired Water Htr |  | HWSD - Hot Water Dom/Potable | 6/30/2000
Adams Elementary School | 3420 N 78th St | Omaha | NE | 68134-5038 | Douglas | NE23950 | Active | n/a | 2012 | Smith Cast Iron | CI - Cast Iron | boiler room | STHT - Steam-Heat | 12/31/2026
Adams Elementary School | 3420 N 78th St | Omaha | NE | 68134-5038 | Douglas | NE31032 | Scrapped/Junked | n/a | 1953 | Fitzgibbons | FTFB - Firetube-Firebox Boiler | BOILER ROOM | STHT - Steam-Heat | 12/31/2014
Adams Elementary School | 3420 N 78th St | Omaha | NE | 68134-5038 | Douglas | NE31033 | Scrapped/Junked | n/a | 1953 | Fitzgibbons | FTFB - Firetube-Firebox Boiler | BOILER ROOM | STHT - Steam-Heat | 12/31/2021
Adams Elementary School | 3420 N 78th St | Omaha | NE | 68134-5038 | Douglas | NE41953 | Active | 20722 | 2021 | Aldrich | FT - Firetube Boiler | Basement Mech Room | STHT - Steam-Heat | 12/21/2026
BEACON HILL APTS | 3420 N 93RD | OMAHA | NE | 68134-4740 | Douglas | NE21622 | Exempt 1999 LB-66 |  | 1969 | RUUD | AHWH - ANSI/Fired Water Htr |  | HWSD - Hot Water Dom/Potable | 5/31/1999
BEACON HILL APTS | 3422 N 93RD | OMAHA | NE | 68134-4740 | Douglas | NE21623 | Exempt 1999 LB-66 |  | 1968 | RUUD | AHWH - ANSI/Fired Water Htr |  | HWSD - Hot Water Dom/Potable | 5/31/1999
BEACON HILL APTS | 3425 N 93rd St | Omaha | NE | 68134-4743 | Douglas | NE21613 | Exempt 1999 LB-66 |  | 1982 | BRADFORD-WHITE | AHWH - ANSI/Fired Water Htr |  | HWSD - Hot Water Dom/Potable | 5/31/1999
Swift Beef Company | 3435 Edward Babe Gomez Ave | Omaha | NE | 68107-2561 | Douglas | NE05788 | Scrapped/Junked | 49223 | 1998 | Kewanee | FTSM - FTS Marine Dry Back | RENDERING | PROC - Process Steam | 3/31/2020
Swift Beef Company | 3435 Edward Babe Gomez Ave | Omaha | NE | 68107-2561 | Douglas | NE10457 | Active | 8399 | 1991 | JOHNSTON BOILER COMP | FTSM - FTS Marine Dry Back | PORTABLE | PHPS - Portable High PSI Steam | 12/31/2026
Swift Beef Company | 3435 Edward Babe Gomez Ave | Omaha | NE | 68107-2561 | Douglas | NE14989 | Scrapped/Junked | 27795 | 1975 | KEWANEE | FTSM - FTS Marine Dry Back | BOILER ROOM | PROC - Process Steam | 9/30/2000
Swift Beef Company | 3435 Edward Babe Gomez Ave | Omaha | NE | 68107-2561 | Douglas | NE25563 | Active | 9060 | 1995 | Johnston Boiler Co. | FTSM - FTS Marine Dry Back | RENDERING | PROC - Process Steam | 3/31/2027
Swift Beef Company | 3435 Edward Babe Gomez Ave | Omaha | NE | 68107-2561 | Douglas | NE28070 | Inactive | 18754 | 2018 | Superior Boiler Works | FTSM - FTS Marine Dry Back | portable boiler | FDHT - Feedwater Heater | 9/30/2020
Swift Beef Company | 3435 Edward Babe Gomez Ave | Omaha | NE | 68107-2561 | Douglas | NE41224 | Active | 40790 | 2020 | CAMUS | VTWT - Vert Watertube | boiler room | HWSD - Hot Water Dom/Potable | 3/31/2027
Swift Beef Company | 3435 Edward Babe Gomez Ave | Omaha | NE | 68107-2561 | Douglas | NE41225 | Active | 10789 | 2020 | CAMUS | VTWT - Vert Watertube | boiler room | HWSD - Hot Water Dom/Potable | 3/31/2027
Swift Beef Company | 3435 Edward Babe Gomez Ave | Omaha | NE | 68107-2561 | Douglas | NE41226 | Active | 10791 | 2020 | CAMUS | VTWT - Vert Watertube | boiler room | HWSD - Hot Water Dom/Potable | 3/31/2027
Swift Beef Company | 3435 Edward Babe Gomez Ave | Omaha | NE | 68107-2561 | Douglas | NE41227 | Active | 21855 | 2020 | Cleaver Brooks | FT - Firetube Boiler | boiler room | PROC - Process Steam | 3/31/2027
Notre Dame Housing | 3439 State St | Omaha | NE | 68112-1780 | Douglas | NE20345 | Exempt 1999 LB-66 |  | 1988 | RHEEM MANUFACTURING CO | AHWH - ANSI/Fired Water Htr |  | HWSD - Hot Water Dom/Potable | 8/31/1999
Notre Dame Housing | 3439 State St | Omaha | NE | 68112-1780 | Douglas | NE21991 | Exempt 1999 LB-66 |  | 1997 | AO SMITH | AHWH - ANSI/Fired Water Htr | 2-FLR HUD-1 | HWSD - Hot Water Dom/Potable | 8/31/1999
Notre Dame Housing | 3439 State St | Omaha | NE | 68112-1780 | Douglas | NE23168 | Active | 40171 | 1997 | AOSM | CHWH - ASME/Fired Water Heater | BLDG 2 3rd Floor | HWSD - Hot Water Dom/Potable | 8/31/2026
Notre Dame Housing | 3439 State St | Omaha | NE | 68112-1780 | Douglas | NE24791 | Scrapped/Junked | 44148 | 1998 | AOSM | CHWH - ASME/Fired Water Heater | BLDG 3 1st Floor | HWSD - Hot Water Dom/Potable | 8/31/2021
Notre Dame Housing | 3439 State St | Omaha | NE | 68112-1780 | Douglas | NE37644 | Inactive | 20392 | 1980 | York International | FTSM - FTS Marine Dry Back | BOILER ROOM | STHT - Steam-Heat | 8/31/2012
Notre Dame Housing | 3439 State St | Omaha | NE | 68112-1780 | Douglas | NE41721 | Active | 239895 | 2018 | AO SMITH | CHWH - ASME/Fired Water Heater | Mech Room | HWSD - Hot Water Dom/Potable | 8/31/2026
The Kiewit Luminarium | 345 Riverfront Dr | Omaha | NE | 68102 | Douglas | NE09935 | Scrapped/Junked | 122491 | 2002 | WTRP | COBL - Coil Type Boiler | BASEMENT | HWHT - Hot Water Heat | 12/31/2010
The Kiewit Luminarium | 345 Riverfront Dr | Omaha | NE | 68102 | Douglas | NE09936 | Inactive | 122772 | 2002 | WTRP | COBL - Coil Type Boiler | BASEMENT | HWHT - Hot Water Heat | 12/31/2011
The Kiewit Luminarium | 345 Riverfront Dr | Omaha | NE | 68102 | Douglas | NE09937 | Scrapped/Junked | 122767 | 2002 | WTRP | COBL - Coil Type Boiler | BASEMENT | HWHT - Hot Water Heat | 12/31/2010
The Kiewit Luminarium | 345 Riverfront Dr | Omaha | NE | 68102 | Douglas | NE20730 | Scrapped/Junked | 151376 | 2010 | GIANNONI | WT - Water Tube Boiler | basement | HWHT - Hot Water Heat | 12/31/2015
The Kiewit Luminarium | 345 Riverfront Dr | Omaha | NE | 68102 | Douglas | NE20731 | Scrapped/Junked | 151402 | 2010 | GIANNONI | WT - Water Tube Boiler | basement | HWHT - Hot Water Heat | 12/31/2015
The Kiewit Luminarium | 345 Riverfront Dr | Omaha | NE | 68102 | Douglas | NE41798 | Active | 1332 | 2021 | Fulton | FT - Firetube Boiler | penthouse | HWHT - Hot Water Heat | 9/30/2026
The Kiewit Luminarium | 345 Riverfront Dr | Omaha | NE | 68102 | Douglas | NE41799 | Active | 1317 | 2021 | Fulton | FT - Firetube Boiler | penthouse | HWHT - Hot Water Heat | 9/30/2026
Nova Therapeutic | 3473 Larimore Ave | Omaha | NE | 68111-2383 | Douglas | NE12767 | Inactive | 34522 | 1980 | KEWA | FTFB - Firetube-Firebox Boiler | POWER HOUSE | STHT - Steam-Heat | 7/31/2011
Taco John's | 350 N 168th Cir | Omaha | NE | 68118-4085 | Douglas | NE08103 | Scrapped/Junked | 1427 | 2006 | Noritz | CHWH - ASME/Fired Water Heater | KITCHEN | HWSD - Hot Water Dom/Potable | 7/31/2017
Security National Bank | 3500 Farnam St | Omaha | NE | 68131-3303 | Douglas | NE04454 | Scrapped/Junked | 0 | 1984 | PEER | CI - Cast Iron | BOILER ROOM | STHT - Steam-Heat | 1/31/2015
Security National Bank | 3500 Farnam St | Omaha | NE | 68131-3303 | Douglas | NE26130 | Active | 120946 | 2014 | AIC Tuchom/Lochinvar | FTSS - Firetube Stainless Steel | Garage Equipment Room | HWHT - Hot Water Heat | 12/31/2026
Butler Gast YMCA | 3501 Ames Ave | Omaha | NE | 68111-2752 | Douglas | NE10655 | Out of Service | 6559 | 2002 | Rbi | WT - Water Tube Boiler | BOILER ROOM | HWSP - Hot Water Non Potable Supply | 8/31/2020
Butler Gast YMCA | 3501 Ames Ave | Omaha | NE | 68111-2752 | Douglas | NE18388 | Scrapped/Junked | 45604 | 1994 | Lattner Boiler Co | FTNF - Firetube Flueless | BOILER ROOM | STHT - Steam-Heat | 8/31/2016
Butler Gast YMCA | 3501 Ames Ave | Omaha | NE | 68111-2752 | Douglas | NE18395 | Scrapped/Junked | 21620 | 1994 | WEBEN JARCO | WT - Water Tube Boiler |  | HWSD - Hot Water Dom/Potable | 6/30/2000
Butler Gast YMCA | 3501 Ames Ave | Omaha | NE | 68111-2752 | Douglas | NE18396 | Scrapped/Junked | 21612 | 1994 | WEBJ | COBL - Coil Type Boiler | BOILER ROOM | HWSD - Hot Water Dom/Potable | 2/28/2026
Butler Gast YMCA | 3501 Ames Ave | Omaha | NE | 68111-2752 | Douglas | NE18397 | Scrapped/Junked | 21613 | 1994 | WEBJ | COBL - Coil Type Boiler | BOILER ROOM | HWSD - Hot Water Dom/Potable | 2/28/2026
Butler Gast YMCA | 3501 Ames Ave | Omaha | NE | 68111-2752 | Douglas | NE24799 | Scrapped/Junked | 63730 | 1999 | WEBEN JARCO | COBL - Coil Type Boiler | BOILER ROOM | HWSD - Hot Water Dom/Potable | 6/30/2003
Butler Gast YMCA | 3501 Ames Ave | Omaha | NE | 68111-2752 | Douglas | NE26656 | Scrapped/Junked | 107223 | 2016 | Sussman/mr steam | ELBL - Electric Boiler | Men's Locker Room | SAUN - Sauna Steam Room Heat | 2/28/2026
Butler Gast YMCA | 3501 Ames Ave | Omaha | NE | 68111-2752 | Douglas | NE41217 | Out of Service | 347673 | 2019 | Lochinvar | WT - Water Tube Boiler | Mech Room | IPHT - Indoor Pool Heater | 8/31/2022
ConAgra Brands | 3501 Doolittle Plz | Omaha | NE | 68110-2662 | Douglas | NE12031 | Scrapped/Junked | 136626 | 2003 | WTRP | COBL - Coil Type Boiler | EQUIP RM ABV MAIN OFF | HWHT - Hot Water Heat | 1/31/2010
ConAgra Brands | 3501 Doolittle Plz | Omaha | NE | 68110-2662 | Douglas | NE12032 | Scrapped/Junked | 136628 | 2003 | WTRP | COBL - Coil Type Boiler | EQUIP RM ABV MAIN OFF | HWHT - Hot Water Heat | 1/31/2010
ConAgra Brands | 3501 Doolittle Plz | Omaha | NE | 68110-2662 | Douglas | NE12033 | Scrapped/Junked | 132651 | 2003 | WTRP | COBL - Coil Type Boiler | EQUIP RM ABV MAIN OFF | HWHT - Hot Water Heat | 1/31/2010
ConAgra Brands | 3501 Doolittle Plz | Omaha | NE | 68110-2662 | Douglas | NE12034 | Scrapped/Junked | 136627 | 2003 | WTRP | COBL - Coil Type Boiler | EQUIP RM ABV MAIN OFF | HWHT - Hot Water Heat | 1/31/2010
ConAgra Brands | 3501 Doolittle Plz | Omaha | NE | 68110-2662 | Douglas | NE12035 | Scrapped/Junked | 132067 | 2002 | WTRP | COBL - Coil Type Boiler | EQUIP RM ABV MAIN OFF | HWHT - Hot Water Heat | 1/31/2010
ConAgra Brands | 3501 Doolittle Plz | Omaha | NE | 68110-2662 | Douglas | NE12036 | Scrapped/Junked | 136611 | 2003 | WTRP | COBL - Coil Type Boiler | EQUIP RM ABV MAIN OFF | HWHT - Hot Water Heat | 1/31/2010
ConAgra Brands | 3501 Doolittle Plz | Omaha | NE | 68110-2662 | Douglas | NE12037 | Scrapped/Junked | 134311 | 2003 | WTRP | COBL - Coil Type Boiler | EQUIP RM ABV MAIN OFF | HWHT - Hot Water Heat | 1/31/2010
ConAgra Brands | 3501 Doolittle Plz | Omaha | NE | 68110-2662 | Douglas | NE14859 | Scrapped/Junked | 105194 | 2009 | GIANNONI | WT - Water Tube Boiler | Mech Room, #4 | GLYC - Glycol Bldg Heat Sys | 2/28/2025
ConAgra Brands | 3501 Doolittle Plz | Omaha | NE | 68110-2662 | Douglas | NE14860 | Scrapped/Junked | 105221 | 2009 | GIANNONI | WT - Water Tube Boiler | Mech Room, #3 | GLYC - Glycol Bldg Heat Sys | 2/28/2025
ConAgra Brands | 3501 Doolittle Plz | Omaha | NE | 68110-2662 | Douglas | NE14861 | Scrapped/Junked | 107085 | 2009 | GIANNONI | WT - Water Tube Boiler | Mech Room, #2 | GLYC - Glycol Bldg Heat Sys | 2/28/2026
ConAgra Brands | 3501 Doolittle Plz | Omaha | NE | 68110-2662 | Douglas | NE14862 | Scrapped/Junked | 107207 | 2009 | GIANNONI | WT - Water Tube Boiler | Mech Room, #1 | GLYC - Glycol Bldg Heat Sys | 2/28/2026
ConAgra Brands | 3501 Doolittle Plz | Omaha | NE | 68110-2662 | Douglas | NE43571 | Active | 563574 | 2022 | Lochinvar | WTSS - Watertube SS Steel | Mech Room | GLYC - Glycol Bldg Heat Sys | 2/28/2027
ConAgra Brands | 3501 Doolittle Plz | Omaha | NE | 68110-2662 | Douglas | NE43572 | Active | 627324 | 2024 | Lochinvar | WTSS - Watertube SS Steel | Mech Room | GLYC - Glycol Bldg Heat Sys | 2/28/2027
ConAgra Brands | 3501 Doolittle Plz | Omaha | NE | 68110-2662 | Douglas | NE43792 | Active | 604718 | 2024 | Sermeta | WTSS - Watertube SS Steel | Mech Room | HWHT - Hot Water Heat | 2/28/2027
ConAgra Brands | 3501 Doolittle Plz | Omaha | NE | 68110-2662 | Douglas | NE43793 | Active | 569943 | 2022 | Sermeta | WTSS - Watertube SS Steel | Mech Room | HWHT - Hot Water Heat | 2/28/2027
WOWT-TV | 3501 Farnam St | Omaha | NE | 68131-3301 | Douglas | NE11603 | Inactive | 33750 | 1980 | Kewanee | FTFB - Firetube-Firebox Boiler | BOILER ROOM | HWHT - Hot Water Heat | 5/31/2022
WOWT-TV | 3501 Farnam St | Omaha | NE | 68131-3301 | Douglas | NE11604 | Inactive | 33545 | 1980 | Kewanee | FTFB - Firetube-Firebox Boiler | BOILER ROOM | HWHT - Hot Water Heat | 5/31/2022
vacant bldg | 3501 S 84th St | Omaha | NE | 68124-4056 | Douglas | NE35224 | Out of Service | 39328 | 1981 | Kewanee | FTFB - Firetube-Firebox Boiler | BOILER ROOM | HWHT - Hot Water Heat | 10/31/2016
BEACON HILL APTS | 3502 N 93RD | OMAHA | NE | 68134-4740 | Douglas | NE21614 | Exempt 1999 LB-66 |  | 1988 | RHEEM MANUFACTURING CO | AHWH - ANSI/Fired Water Htr |  | HWSD - Hot Water Dom/Potable | 5/31/1999
Green Lodge Apartments | 3503-3507 Jones St | Omaha | NE | 68105 | Douglas | NE04831 | Active | 20142 | 1950 | Kewanee | FTFB - Firetube-Firebox Boiler | BOILER ROOM | STHT - Steam-Heat | 12/31/2026
GREEN LODGE APARTMENTS | 3503-3507 JONES ST | OMAHA | NE | 68131 | Douglas | NE20355 | Exempt 1999 LB-66 |  | 1985 | AMERICAN APPLIANCE | AHWH - ANSI/Fired Water Htr |  | HWSD - Hot Water Dom/Potable | 9/30/1999
RAINBOW DENTAL CLINIC | 3504 Leavenworth St | Omaha | NE | 68105-1919 | Douglas | NE12804 | Inactive |  | 1969 | AMERICAN STANDARD |  | BASEMENT | STHT - Steam-Heat | 4/30/1996
BEACON HILL APTS | 3504 N 93RD | OMAHA | NE | 68134-4740 | Douglas | NE21615 | Exempt 1999 LB-66 |  | 1994 | RUUD | AHWH - ANSI/Fired Water Htr |  | HWSD - Hot Water Dom/Potable | 5/31/1999
NEW TOWNE WEST APT | 3505 N 103 PL | OMAHA | NE | 68134-3542 | Douglas | NE21741 | Exempt 1999 LB-66 |  | 1986 | AO SMITH | AHWH - ANSI/Fired Water Htr |  | HWSD - Hot Water Dom/Potable | 2/29/2000
LAKE FOREST APARTMENTS | 3505 N 113th Plz | Omaha | NE | 68164-2772 | Douglas | NE21715 | Exempt 1999 LB-66 |  | 1984 | RUUD | AHWH - ANSI/Fired Water Htr |  | HWSD - Hot Water Dom/Potable | 11/30/1999
BEACON HILL APTS | 3505 N 93rd Ave | Omaha | NE | 68134-4665 | Douglas | NE21620 | Exempt 1999 LB-66 |  | 1969 | RUUD | AHWH - ANSI/Fired Water Htr |  | HWSD - Hot Water Dom/Potable | 5/31/1999
Franklin Elementary | 3506 Franklin St | Omaha | NE | 68111-4151 | Douglas | NE05088 | Scrapped/Junked |  | 1993 | AO SMITH | CHWH - ASME/Fired Water Heater | BOILER ROOM | HWSD - Hot Water Dom/Potable | 12/31/2007
Franklin Elementary | 3506 Franklin St | Omaha | NE | 68111-4151 | Douglas | NE26687 | Active | 297567 | 2016 | Lochinvar | COND - Condenser | equip room | HWHT - Hot Water Heat | 12/31/2026
Franklin Elementary | 3506 Franklin St | Omaha | NE | 68111-4151 | Douglas | NE26688 | Active | 297568 | 2016 | Lochinvar | COND - Condenser | equip room | HWHT - Hot Water Heat | 12/31/2026
Franklin Elementary | 3506 Franklin St | Omaha | NE | 68111-4151 | Douglas | NE34381 | Scrapped/Junked | 34076 | 1980 | Kewanee | FTFB - Firetube-Firebox Boiler | BOILER ROOM | HWHT - Hot Water Heat | 12/31/2016
Franklin Elementary | 3506 Franklin St | Omaha | NE | 68111-4151 | Douglas | NE34382 | Scrapped/Junked | 34079 | 1980 | KEWA | FTFB - Firetube-Firebox Boiler | BOILER ROOM | HWHT - Hot Water Heat | 12/31/2016
Franklin Elementary | 3506 Franklin St | Omaha | NE | 68111-4151 | Douglas | NE34383 | Scrapped/Junked | 34070 | 1980 | KEWA | FTFB - Firetube-Firebox Boiler | BOILER ROOM | HWHT - Hot Water Heat | 12/31/2016
NEW TOWNE WEST APT | 3506 N 102 PL | OMAHA | NE | 68134-3502 | Douglas | NE21743 | Exempt 1999 LB-66 |  | 1971 | CRANE | AHWH - ANSI/Fired Water Htr |  | HWSD - Hot Water Dom/Potable | 2/29/2000
LAKE FOREST APARTMENTS | 3506 N 113th Plz | Omaha | NE | 68164-2773 | Douglas | NE21714 | Exempt 1999 LB-66 |  | 1985 | RUUD | AHWH - ANSI/Fired Water Htr |  | HWSD - Hot Water Dom/Potable | 11/30/1999
Tide Dry Cleaners | 3506 N 147th St | Omaha | NE | 68116-8141 | Douglas | NE23753 | Active | 115046 | 2013 | Fulton | VTNT - Vertical Tubeless | boiler room | PROC - Process Steam | 6/30/2027
Tide Dry Cleaners | 3506 N 147th St | Omaha | NE | 68116-8141 | Douglas | NE27167 | Active | 121965 | 2016 | Fulton | VTNT - Vertical Tubeless | boiler room | PROC - Process Steam | 6/30/2027
NEW TOWNE WEST APT | 3507 N 103 PL | OMAHA | NE | 68134-3541 | Douglas | NE21740 | Exempt 1999 LB-66 |  | 1984 | PRESTIGE | AHWH - ANSI/Fired Water Htr |  | HWSD - Hot Water Dom/Potable | 2/29/2000
BEACON HILL APTS | 3507 N 93rd Ave | Omaha | NE | 68134-4664 | Douglas | NE21621 | Exempt 1999 LB-66 |  | 1969 | RUUD | AHWH - ANSI/Fired Water Htr |  | HWSD - Hot Water Dom/Potable | 5/31/1999
BEACON HILL APTS | 3509 N 93rd Ave | Omaha | NE | 68134-4675 | Douglas | NE21616 | Exempt 1999 LB-66 |  | 1969 | RUUD | AHWH - ANSI/Fired Water Htr |  | HWSD - Hot Water Dom/Potable | 5/31/1999
Denny's Resturant | 3509 S 84th St | Omaha | NE | 68124-4012 | Douglas | NE43026 | Active | 576020 | 2022 | Lochinvar | WTHW - Watertube Wtr Heater | Mechanical Room | HWSD - Hot Water Dom/Potable | 1/31/2025
BEACON HILL APTS | 3511 N 93rd Ave | Omaha | NE | 68134-4674 | Douglas | NE21617 | Exempt 1999 LB-66 |  | 1995 | STATE INDUSTRIES | AHWH - ANSI/Fired Water Htr |  | HWSD - Hot Water Dom/Potable | 5/31/1999
Field Club Elementary | 3512 Walnut St | Omaha | NE | 68105-2454 | Douglas | NE34747 | Active | 38711 | 1985 | Kewanee | FTFB - Firetube-Firebox Boiler | BOILER ROOM | HWHT - Hot Water Heat | 12/31/2026
Field Club Elementary | 3512 Walnut St | Omaha | NE | 68105-2454 | Douglas | NE34748 | Active | 38712 | 1985 | KEWA | FTFB - Firetube-Firebox Boiler | BOILER ROOM | HWHT - Hot Water Heat | 12/31/2026
Field Club Elementary | 3512 Walnut St | Omaha | NE | 68105-2454 | Douglas | NE34749 | Active | 38713 | 1985 | KEWA | FTFB - Firetube-Firebox Boiler | BOILER ROOM | HWHT - Hot Water Heat | 12/31/2026
Field Club Elementary | 3512 Walnut St | Omaha | NE | 68105-2454 | Douglas | NE37715 | Scrapped/Junked | 42123 | 1985 | RHEEM MANUFACTURING CO | CHWH - ASME/Fired Water Heater | BOILER ROOM | HWSD - Hot Water Dom/Potable | 12/31/2004
BEACON HILL APTS | 3513 N 93rd Ave | Omaha | NE | 68134-4673 | Douglas | NE21618 | Exempt 1999 LB-66 |  | 1990 | BRADFORD-WHITE | AHWH - ANSI/Fired Water Htr |  | HWSD - Hot Water Dom/Potable | 5/31/1999
Hood Packaging Co | 3514 S 25th St | Omaha | NE | 68105-4065 | Douglas | NE35539 | Scrapped/Junked | 28075 | 1976 | Kewannee | FT - Firetube Boiler | Boiler Room | STHT - Steam-Heat | 3/31/2019
Hood Packaging Co | 3514 S 25th St | Omaha | NE | 68105-4065 | Douglas | NE35540 | Scrapped/Junked | 28092 | 1976 | Kewannee | FT - Firetube Boiler | Boiler Room | STHT - Steam-Heat | 3/31/2019
Hood Packaging Co | 3514 S 25th St | Omaha | NE | 68105-4065 | Douglas | NE35594 | Scrapped/Junked | 28104 | 1976 | Kewannee | FT - Firetube Boiler | Boiler Room | STHT - Steam-Heat | 3/31/2019
LAKE FOREST APARTMENTS | 3515 N 113th Plz | Omaha | NE | 68164-2774 | Douglas | NE21716 | Exempt 1999 LB-66 |  | 1984 | RUUD | AHWH - ANSI/Fired Water Htr |  | HWSD - Hot Water Dom/Potable | 11/30/1999
BEACON HILL APTS | 3515 N 93rd Ave | Omaha | NE | 68134-4672 | Douglas | NE21619 | Exempt 1999 LB-66 |  | 1969 | RUUD | AHWH - ANSI/Fired Water Htr |  | HWSD - Hot Water Dom/Potable | 5/31/1999
St Thomas More School | 3515 S 48th Ave | Omaha | NE | 68106-4532 | Douglas | NE16123 | Scrapped/Junked | n/a | 1960 | MKTF | FT - Firetube Boiler | KITCHEN | 0021 - Steam Supp Cooker/Kettle | 1/31/2017
St Thomas More School | 3515 S 48th Ave | Omaha | NE | 68106-4532 | Douglas | NE32670 | Out of Service | 13066 | 1959 | Cleaver Brooks | FTSM - FTS Marine Dry Back | SCHOOL BOILER ROOM | HWHT - Hot Water Heat | 1/31/2018
St Thomas More School | 3515 S 48th Ave | Omaha | NE | 68106-4532 | Douglas | NE32671 | Scrapped/Junked | 13065 | 1959 | Cleaver Brooks | FTSM - FTS Marine Dry Back | SCHOOL BOILER ROOM | HWHT - Hot Water Heat | 1/31/2018
NEW TOWNE WEST APT | 3516 N 102 PL | OMAHA | NE | 68134-3503 | Douglas | NE21742 | Exempt 1999 LB-66 |  | 1971 | CRANE | AHWH - ANSI/Fired Water Htr |  | HWSD - Hot Water Dom/Potable | 2/29/2000
LAKE FOREST APARTMENTS | 3516 N 112th Plz # M | Omaha | NE | 68164-2833 | Douglas | NE21720 | Exempt 1999 LB-66 |  | 1996 | AO SMITH | AHWH - ANSI/Fired Water Htr |  | HWSD - Hot Water Dom/Potable | 11/30/1999
LAKE FOREST APARTMENTS | 3516 N 113th Plz | Omaha | NE | 68164-2775 | Douglas | NE21713 | Exempt 1999 LB-66 |  | 1984 | RUUD | AHWH - ANSI/Fired Water Htr |  | HWSD - Hot Water Dom/Potable | 11/30/1999
Campbell Apartments | 3519 Cuming St | Omaha | NE | 68131-1968 | Douglas | NE35329 | Scrapped/Junked |  | 1985 | Peerless Heater Company | CI - Cast Iron | BASEMENT | STHT - Steam-Heat | 3/31/2002
Apartment Bldg | 3519 Cuming St | Omaha | NE | 68131-1968 | Douglas | NE09594 | Scrapped/Junked | n/a | 2001 | Peerless | CI - Cast Iron | BASEMENT | STHT - Steam-Heat | 2/28/2011
Dodge Elementary School | 3520 Maplewood Blvd | Omaha | NE | 68134-4562 | Douglas | NE05341 | Exempt 1999 LB-66 |  | 1987 | BRADFORD-WHITE | AHWH - ANSI/Fired Water Htr |  | HWSD - Hot Water Dom/Potable | 6/30/2000
Dodge Elementary School | 3520 Maplewood Blvd | Omaha | NE | 68134-4562 | Douglas | NE05342 | Exempt 1999 LB-66 |  | 1991 | AO SMITH | AHWH - ANSI/Fired Water Htr |  | HWSD - Hot Water Dom/Potable | 6/30/2000
Dodge Elementary School | 3520 Maplewood Blvd | Omaha | NE | 68134-4562 | Douglas | NE28050 | Active | 4840 | 2018 | Riello | WT - Water Tube Boiler | Boiler room | HWHT - Hot Water Heat | 12/31/2026
Dodge Elementary School | 3520 Maplewood Blvd | Omaha | NE | 68134-4562 | Douglas | NE28051 | Active | 4839 | 2018 | Riello | WT - Water Tube Boiler | Boiler room | HWHT - Hot Water Heat | 12/31/2026
Dodge Elementary School | 3520 Maplewood Blvd | Omaha | NE | 68134-4562 | Douglas | NE28052 | Active | 4842 | 2018 | Riello | WT - Water Tube Boiler | Boiler room | HWHT - Hot Water Heat | 12/31/2026
Dodge Elementary School | 3520 Maplewood Blvd | Omaha | NE | 68134-4562 | Douglas | NE28053 | Active | 4829 | 2018 | Riello | WT - Water Tube Boiler | Boiler room | HWHT - Hot Water Heat | 12/31/2026
Dodge Elementary School | 3520 Maplewood Blvd | Omaha | NE | 68134-4562 | Douglas | NE28054 | Active | 4830 | 2018 | Riello | WT - Water Tube Boiler | Boiler room | HWHT - Hot Water Heat | 12/31/2026
Dodge Elementary School | 3520 Maplewood Blvd | Omaha | NE | 68134-4562 | Douglas | NE28055 | Active | 4831 | 2018 | Riello | WT - Water Tube Boiler | Boiler room | HWHT - Hot Water Heat | 12/31/2026
Dodge Elementary School | 3520 Maplewood Blvd | Omaha | NE | 68134-4562 | Douglas | NE31772 | Scrapped/Junked | n/a | 1964 | Kewanee | FTFB - Firetube-Firebox Boiler | BOILER ROOM | STHT - Steam-Heat | 12/31/2018
Dodge Elementary School | 3520 Maplewood Blvd | Omaha | NE | 68134-4562 | Douglas | NE31773 | Scrapped/Junked | n/a | 1964 | Kewanee | FTFB - Firetube-Firebox Boiler | BOILER ROOM | STHT - Steam-Heat | 12/31/2019
BMO | 3520 N 90th St | Omaha | NE | 68134-4125 | Douglas | NE05099 | Scrapped/Junked | 9078 | 1985 | HYDROTHERM/ADV THER HYD |  | BOILER ROOM | HWHT - Hot Water Heat | 4/30/2005
FOX RUN APARTMENTS | 3521 S 70th St | Omaha | NE | 68106-4131 | Douglas | NE23921 | Exempt 1999 LB-66 |  | 1993 | AO SMITH | AHWH - ANSI/Fired Water Htr |  | HWSD - Hot Water Dom/Potable | 8/31/1999
Apartment Building | 3525 Cuming St | Omaha | NE | 68131-1967 | Douglas | NE21749 | Active | n/a | 1995 | Peerless | CI - Cast Iron | BASEMENT | HWHT - Hot Water Heat | 12/31/2026
Maple Ridge Adult Living | 3525 N 167th Cir | Omaha | NE | 68116-2376 | Douglas | NE07320 | Scrapped/Junked | 117477 | 2005 | Pvi | CHWH - ASME/Fired Water Heater | EQUIP ROOM | HWDP - Hotwater Heat & Dom Supply | 12/31/2023
Maple Ridge Adult Living | 3525 N 167th Cir | Omaha | NE | 68116-2376 | Douglas | NE07321 | Scrapped/Junked | 117478 | 2005 | Pvi | CHWH - ASME/Fired Water Heater | EQUIP ROOM | HWSP - Hot Water Non Potable Supply | 12/31/2023
Maple Ridge Adult Living | 3525 N 167th Cir | Omaha | NE | 68116-2376 | Douglas | NE07322 | Active | 117476 | 2005 | Pvi | CHWH - ASME/Fired Water Heater | EQUIP ROOM | HWDP - Hotwater Heat & Dom Supply | 12/31/2026
Maple Ridge Adult Living | 3525 N 167th Cir | Omaha | NE | 68116-2376 | Douglas | NE07323 | Active | 117479 | 2005 | Pvi | CHWH - ASME/Fired Water Heater | EQUIP ROOM | HWDP - Hotwater Heat & Dom Supply | 12/31/2026
FOX RUN APARTMENTS | 3525 S 70th St | Omaha | NE | 68106-4113 | Douglas | NE23922 | Exempt 1999 LB-66 |  | 1993 | AO SMITH | AHWH - ANSI/Fired Water Htr |  | HWSD - Hot Water Dom/Potable | 8/31/1999
LAKE FOREST APARTMENTS | 3526 N 113th Plz | Omaha | NE | 68164-2703 | Douglas | NE21719 | Exempt 1999 LB-66 |  | 1989 | RHEEM MANUFACTURING CO | AHWH - ANSI/Fired Water Htr |  | HWSD - Hot Water Dom/Potable | 11/30/1999
FOX RUN APARTMENTS | 3526 S 69th Plz | Omaha | NE | 68106-4157 | Douglas | NE24081 | Exempt 1999 LB-66 |  | 1997 | BRADFORD-WHITE | AHWH - ANSI/Fired Water Htr |  | HWSD - Hot Water Dom/Potable | 8/31/1999
Creighton University/Psychiatry Clinic | 3528 Dodge St | Omaha | NE | 68131-3202 | Douglas | NE03465 | Scrapped/Junked | n/a | 1967 | Weil-Mcclain | CI - Cast Iron | BASEMENT | HWHT - Hot Water Heat | 4/30/2013
St Mary's Parish | 3529 Q St | Omaha | NE | 68107-2522 | Douglas | NE20362 | Active | n/a | 1995 | Peerless | CI - Cast Iron | Church Basement | STHT - Steam-Heat | 2/28/2027
St Mary's Parish | 3529 Q St | Omaha | NE | 68107-2522 | Douglas | NE20363 | Active | 58081 | 1995 | Lochinvar | CPFT - Horiz Cpr Fin Boiler | CONVENT BASEMENT | HWHT - Hot Water Heat | 2/28/2027
St Mary's Parish | 3529 Q St | Omaha | NE | 68107-2522 | Douglas | NE24431 | Scrapped/Junked | 58082 | 1995 | Lochinvar | CPFT - Horiz Cpr Fin Boiler | RECTORY BASEMENT | HWHT - Hot Water Heat | 2/28/2022
FOX RUN APARTMENTS | 3531 S 70th St | Omaha | NE | 68106-4128 | Douglas | NE23920 | Exempt 1999 LB-66 |  | 1995 | AO SMITH | AHWH - ANSI/Fired Water Htr |  | HWSD - Hot Water Dom/Potable | 8/31/1999
Community Education Ctr | 3534 S 108th St | Omaha | NE | 68144-4910 | Douglas | NE24739 | Active | 1007 | 1998 | WEBEN JARCO | COBL - Coil Type Boiler | BOILER ROOM | HWSD - Hot Water Dom/Potable | 1/31/2026
Community Education Ctr | 3534 S 108th St | Omaha | NE | 68144-4910 | Douglas | NE33388 | Active | n/a | 1963 | Kewanee | FTSM - FTS Marine Dry Back | BOILER ROOM | STHT - Steam-Heat | 1/31/2026
Community Education Ctr | 3534 S 108th St | Omaha | NE | 68144-4910 | Douglas | NE33389 | Active | n/a | 1962 | Kewanee | FTSM - FTS Marine Dry Back | BOILER ROOM | STHT - Steam-Heat | 1/31/2026
Paddock Road Elementary | 3535 Paddock Rd | Omaha | NE | 68124-3827 | Douglas | NE25604 | Scrapped/Junked | 63082 | 1999 | Weben-Jarco | COBL - Coil Type Boiler | BOILER ROOM | HWSD - Hot Water Dom/Potable | 7/31/2016
Paddock Road Elementary | 3535 Paddock Rd | Omaha | NE | 68124-3827 | Douglas | NE27679 | Active | 74700 | 2016 | Aerco | WT - Water Tube Boiler | boiler room | HWHT - Hot Water Heat | 7/31/2026
Paddock Road Elementary | 3535 Paddock Rd | Omaha | NE | 68124-3827 | Douglas | NE27680 | Active | 74701 | 2016 | Aerco | WT - Water Tube Boiler | boiler room | HWHT - Hot Water Heat | 7/31/2026
Paddock Road Elementary | 3535 Paddock Rd | Omaha | NE | 68124-3827 | Douglas | NE33360 | Scrapped/Junked | 2510H-BA | 1960 | TITUSVILLE | FTSM - FTS Marine Dry Back | BOILER ROOM | STHT - Steam-Heat | 7/31/2016
Paddock Road Elementary | 3535 Paddock Rd | Omaha | NE | 68124-3827 | Douglas | NE34097 | Scrapped/Junked | 4323 | 1984 | AMERICAN APPLIANCE | CHWH - ASME/Fired Water Heater |  | HWSD - Hot Water Dom/Potable | 7/31/1999
Paddock Road Elementary | 3535 Paddock Rd | Omaha | NE | 68124-3827 | Douglas | NE34098 | Scrapped/Junked | 4269 | 1984 | AMERICAN APPLIANCE | CHWH - ASME/Fired Water Heater |  | HWSD - Hot Water Dom/Potable | 7/31/1999
Mary Our Queen School | 3535 S 119th St | Omaha | NE | 68144-4631 | Douglas | NE06478 | Active | 52331 | 2005 | Bryan | WT - Water Tube Boiler | BASEMENT | HWHT - Hot Water Heat | 1/31/2027
Mary Our Queen School | 3535 S 119th St | Omaha | NE | 68144-4631 | Douglas | NE08561 | Inactive | 19192 | 1984 | BRYANT | WT - Water Tube Boiler | BASEMENT | HWHT - Hot Water Heat | 7/31/2005
Mary Our Queen School | 3535 S 119th St | Omaha | NE | 68144-4631 | Douglas | NE09588 | Active | 11628 | 2001 | ALES | FTFB - Firetube-Firebox Boiler | BOILER ROOM | STHT - Steam-Heat | 1/31/2027
Mary Our Queen School | 3535 S 119th St | Omaha | NE | 68144-4631 | Douglas | NE09589 | Active | 11626 | 2001 | ALES | FTFB - Firetube-Firebox Boiler | BOILER ROOM | STHT - Steam-Heat | 1/31/2027
Mary Our Queen School | 3535 S 119th St | Omaha | NE | 68144-4631 | Douglas | NE09590 | Active | 11627 | 2001 | ALES | FTFB - Firetube-Firebox Boiler | BOILER ROOM | STHT - Steam-Heat | 1/31/2027
Mary Our Queen School | 3535 S 119th St | Omaha | NE | 68144-4631 | Douglas | NE12014 | Scrapped/Junked | 200227 | 2002 | WTRP | WT - Water Tube Boiler | BOILER ROOM | HWHT - Hot Water Heat | 1/31/2017
Mary Our Queen School | 3535 S 119th St | Omaha | NE | 68144-4631 | Douglas | NE12015 | Active | 199965 | 2002 | WTRP | WT - Water Tube Boiler | BOILER ROOM | HWHT - Hot Water Heat | 1/31/2027
Mary Our Queen School | 3535 S 119th St | Omaha | NE | 68144-4631 | Douglas | NE18347 | Scrapped/Junked |  | 1977 | AO SMITH | AHWH - ANSI/Fired Water Htr | BOILER ROOM | HWSD - Hot Water Dom/Potable | 7/31/2002
Mary Our Queen School | 3535 S 119th St | Omaha | NE | 68144-4631 | Douglas | NE23160 | Scrapped/Junked | 84557 | 1997 | CLEV | FT - Firetube Boiler | KITCHEN | 0021 - Steam Supp Cooker/Kettle | 7/31/2011
Mary Our Queen School | 3535 S 119th St | Omaha | NE | 68144-4631 | Douglas | NE23775 | Active | 115420 | 2010 | Cleveland | FT - Firetube Boiler | kitchen | STMK - Cooking Steam Kettle | 1/31/2027
Mary Our Queen School | 3535 S 119th St | Omaha | NE | 68144-4631 | Douglas | NE26340 | Scrapped/Junked | 261605 | 2015 | Laars | WT - Water Tube Boiler | boiler room | HWSP - Hot Water Non Potable Supply | 1/31/2024
Mary Our Queen School | 3535 S 119th St | Omaha | NE | 68144-4631 | Douglas | NE34328 | Scrapped/Junked |  | 1977 | AO SMITH | AHWH - ANSI/Fired Water Htr | BOILER ROOM | HWSD - Hot Water Dom/Potable | 7/31/2002
Mary Our Queen School | 3535 S 119th St | Omaha | NE | 68144-4631 | Douglas | NE34330 | Inactive |  | 1977 | A. O. Smith | COBL - Coil Type Boiler | BOILER ROOM | HWSD - Hot Water Dom/Potable | 7/31/2003
Mary Our Queen School | 3535 S 119th St | Omaha | NE | 68144-4631 | Douglas | NE34494 | Scrapped/Junked |  | 1964 | KEWANEE | FTFB - Firetube-Firebox Boiler | BASEMENT BOILER ROOM | STHT - Steam-Heat | 7/31/2001
Mary Our Queen School | 3535 S 119th St | Omaha | NE | 68144-4631 | Douglas | NE34495 | Scrapped/Junked |  | 1966 | KEWANEE | FTFB - Firetube-Firebox Boiler | BOILER ROOM | STHT - Steam-Heat | 7/31/2001
Mary Our Queen School | 3535 S 119th St | Omaha | NE | 68144-4631 | Douglas | NE42679 | Active | 3221558 | 2023 | Laars | CPFT - Horiz Cpr Fin Boiler | boiler room | HWSD - Hot Water Dom/Potable | 1/31/2027
FOX RUN APARTMENTS | 3535 S 70th St | Omaha | NE | 68106-4126 | Douglas | NE23919 | Exempt 1999 LB-66 |  | 1996 | AO SMITH | AHWH - ANSI/Fired Water Htr |  | HWSD - Hot Water Dom/Potable | 8/31/1999
FOX RUN APARTMENTS | 3537 S 70th St | Omaha | NE | 68106-4125 | Douglas | NE23918 | Exempt 1999 LB-66 |  | 1996 | AO SMITH | AHWH - ANSI/Fired Water Htr |  | HWSD - Hot Water Dom/Potable | 8/31/1999
Rocket Car Wash | 3540 N 167th Cir | Omaha | NE | 68116 | Douglas | NE41252 | Active | 120311 | 2019 | Lochinvar | FT - Firetube Boiler | Equipment Room | HWFS - HW Heat - Floor & Sidewalk | 12/31/2025
NE CHILDREN HOME SOCIETY | 3549 Fontenelle Blvd | Omaha | NE | 68104-3601 | Douglas | NE11520 | Inactive |  | 1968 | PEERLESS HEATER COMPANY |  |  | STHT - Steam-Heat | 7/31/1998
Boys Town | 355 McBreen Cir | Boys Town | NE | 68010-7549 | Douglas | NE03246 | Scrapped/Junked | 21761 | 1964 | B&W | WT - Water Tube Boiler | MAIN BOILER PLANT | PROC - Process Steam | 12/31/2019
Boys Town | 355 McBreen Cir | Boys Town | NE | 68010-7549 | Douglas | NE03350 | Out of Service | 28360 | 1972 | CLEA | WT - Water Tube Boiler | Main Boiler Plant | PROC - Process Steam | 10/31/2010
Boys Town | 355 McBreen Cir | Boys Town | NE | 68010-7549 | Douglas | NE05161 | Scrapped/Junked | 24858 | 1987 | B&W | WT - Water Tube Boiler | Boiler Room | PROC - Process Steam | 12/31/2019
Boys Town | 355 McBreen Cir | Boys Town | NE | 68010-7549 | Douglas | NE19086 | Inactive | 16455 | 2010 | Hurst | FTSM - FTS Marine Dry Back | Power Plant | STHT - Steam-Heat | 12/31/2024
Boys Town | 355 McBreen Cir | Boys Town | NE | 68010-7549 | Douglas | NE19087 | Out of Service | 7154 | 2010 | Fintube | ECON - Boiler Economizer | Power Plant | ECON - Boiler Economizer | 12/31/2024
Boys Town | 355 McBreen Cir | Boys Town | NE | 68010-7549 | Douglas | NE28503 | Active | 32501 | 2019 | Burnham | FTHT - Firetube Horizontal | Boiler Plant | STHT - Steam-Heat | 12/31/2026
Boys Town | 355 McBreen Cir | Boys Town | NE | 68010-7549 | Douglas | NE28504 | Active | 2705 | 2019 | QCCM Inc. | ECON - Boiler Economizer | Boiler Plant | ECON - Boiler Economizer | 12/31/2026
Boys Town | 355 McBreen Cir | Boys Town | NE | 68010-7549 | Douglas | NE28505 | Active | 32500 | 2019 | Burnham | FTHT - Firetube Horizontal | Boiler Plant | STHT - Steam-Heat | 12/31/2026
Boys Town | 355 McBreen Cir | Boys Town | NE | 68010-7549 | Douglas | NE28506 | Active | 2706 | 2019 | QCCM Inc. | ECON - Boiler Economizer | Boiler Plant | ECON - Boiler Economizer | 12/31/2026
Boys Town | 355 McBreen Cir | Boys Town | NE | 68010-7549 | Douglas | NE28574 | Out of Service | 11723 | 2004 | Hurst | FTSM - FTS Marine Dry Back | portable | STMG - Steam Generator | 12/31/2024
Boys Town | 355 McBreen Cir | Boys Town | NE | 68010-7549 | Douglas | NE43405 | Active | 27009 | 2025 | Hurst | FTSM - FTS Marine Dry Back | Boiler Room | STHT - Steam-Heat | 12/31/2026
Boys Town | 355 McBreen Cir | Boys Town | NE | 68010-7549 | Douglas | NE43406 | Active | 4617 | 2024 | Cain Industries | ECON - Boiler Economizer | Boiler Room | ECON - Boiler Economizer | 12/31/2026
Ehrhart Griffin & Associates | 3552 Farnam St | Omaha | NE | 68131-3304 | Douglas | NE07038 | Active | 65929 | 2005 | Ajax | WT - Water Tube Boiler | BASEMENT | HWHT - Hot Water Heat | 8/31/2026
SESQUITENNIAL PLACE LLC | 3552 Farnam St | Omaha | NE | 68131-3304 | Douglas | NE20061 | Inactive |  | 1960 | RITE ENGINEERING | WT - Water Tube Boiler |  | HWHT - Hot Water Heat | 10/31/1998
SESQUITENNIAL PLACE LLC | 3552 Farnam St | Omaha | NE | 68131-3304 | Douglas | NE20062 | Scrapped/Junked |  | 1960 | RITE ENGINEERING | WT - Water Tube Boiler | BOILER ROOM | HWHT - Hot Water Heat | 10/31/2005
SESQUITENNIAL PLACE LLC | 3552 Farnam St | Omaha | NE | 68131-3304 | Douglas | NE20063 | Exempt 1999 LB-66 |  | 1993 | AO SMITH | AHWH - ANSI/Fired Water Htr |  | HWSD - Hot Water Dom/Potable | 10/31/1999
Blackstone Plaza | 3555 Farnam St | Omaha | NE | 68131-3311 | Douglas | NE02912 | Scrapped/Junked | 7735 | 1959 | TITUSVILLE | FT - Firetube Boiler | KIEWIT PLAZA | HWHT - Hot Water Heat | 6/30/2002
Blackstone Plaza | 3555 Farnam St | Omaha | NE | 68131-3311 | Douglas | NE02913 | Scrapped/Junked | 7736 | 1959 | TITUSVILLE | FT - Firetube Boiler | KIEWIT PLAZA | HWHT - Hot Water Heat | 6/30/2002
Blackstone Plaza | 3555 Farnam St | Omaha | NE | 68131-3311 | Douglas | NE05050 | Scrapped/Junked | 38647 | 1986 | PM LATTNER MFR COMPANY | AHWH - ANSI/Fired Water Htr | 3535 HARNEY | HWSD - Hot Water Dom/Potable | 6/30/2000
Blackstone Plaza | 3555 Farnam St | Omaha | NE | 68131-3311 | Douglas | NE06781 | Scrapped/Junked | 14291 | 2005 | Aldrich | CHWH - ASME/Fired Water Heater | BOILER ROOM | HWSD - Hot Water Dom/Potable | 5/31/2019
Blackstone Plaza | 3555 Farnam St | Omaha | NE | 68131-3311 | Douglas | NE09916 | Scrapped/Junked | 12010 | 2002 | Aldrich | FTVT - Firetube Vertical TB | BOILER ROOM, Blr. #4 | HWHT - Hot Water Heat | 5/31/2019
Blackstone Plaza | 3555 Farnam St | Omaha | NE | 68131-3311 | Douglas | NE09917 | Scrapped/Junked | 12013 | 2002 | Aldrich | FTVT - Firetube Vertical TB | BOILER ROOM, Blr. #1 | HWHT - Hot Water Heat | 5/31/2019
Blackstone Plaza | 3555 Farnam St | Omaha | NE | 68131-3311 | Douglas | NE09918 | Scrapped/Junked | 12015 | 2002 | Aldrich | FTVT - Firetube Vertical TB | BOILER ROOM, Blr. #3 | HWHT - Hot Water Heat | 5/31/2019
Blackstone Plaza | 3555 Farnam St | Omaha | NE | 68131-3311 | Douglas | NE09919 | Scrapped/Junked | 12017 | 2002 | Aldrich | FTVT - Firetube Vertical TB | BOILER ROOM, Blr. #5 | HWHT - Hot Water Heat | 5/31/2019
Blackstone Plaza | 3555 Farnam St | Omaha | NE | 68131-3311 | Douglas | NE09920 | Scrapped/Junked | 12018 | 2002 | Aldrich | FTVT - Firetube Vertical TB | BOILER ROOM, Blr. #2 | HWHT - Hot Water Heat | 5/31/2019
Blackstone Plaza | 3555 Farnam St | Omaha | NE | 68131-3311 | Douglas | NE09921 | Scrapped/Junked | 93438 | 2001 | AO SMITH | CHWH - ASME/Fired Water Heater | BOILER ROOM | HWSD - Hot Water Dom/Potable | 6/30/2005
Blackstone Plaza | 3555 Farnam St | Omaha | NE | 68131-3311 | Douglas | NE27753 | Active | 20064 | 2018 | Aldrich | FTVT - Firetube Vertical TB | boiler room | HWHT - Hot Water Heat | 5/31/2026
Blackstone Plaza | 3555 Farnam St | Omaha | NE | 68131-3311 | Douglas | NE27754 | Active | 20141 | 2018 | Aldrich | FTVT - Firetube Vertical TB | boiler room | HWHT - Hot Water Heat | 5/31/2026
Blackstone Plaza | 3555 Farnam St | Omaha | NE | 68131-3311 | Douglas | NE27755 | Out of Service | 20065 | 2018 | Aldrich | FTVT - Firetube Vertical TB | boiler room | HWHT - Hot Water Heat | 5/31/2024
Blackstone Plaza | 3555 Farnam St | Omaha | NE | 68131-3311 | Douglas | NE27756 | Active | 20139 | 2018 | Aldrich | FTVT - Firetube Vertical TB | boiler room | HWHT - Hot Water Heat | 5/31/2026
Blackstone Plaza | 3555 Farnam St | Omaha | NE | 68131-3311 | Douglas | NE27757 | Active | 20140 | 2018 | Aldrich | FTVT - Firetube Vertical TB | boiler room | HWHT - Hot Water Heat | 5/31/2026
Blackstone Plaza | 3555 Farnam St | Omaha | NE | 68131-3311 | Douglas | NE27758 | Active | 20070 | 2018 | Aldrich | FTVT - Firetube Vertical TB | boiler room | HWSP - Hot Water Non Potable Supply | 5/31/2026
PETER KIEWIT & SONS INC | 3555 Farnam St Ste 1000 | Omaha | NE | 68131-3302 | Douglas | NE05051 | Scrapped/Junked | 12815 | 1990 | RAYPAK INC, CALIFORNIA | WT - Water Tube Boiler |  | HWSD - Hot Water Dom/Potable | 6/30/2002
PETER KIEWIT & SONS INC | 3555 Farnam St Ste 1000 | Omaha | NE | 68131-3302 | Douglas | NE14416 | Scrapped/Junked | 41787 | 1992 | MARKET FORGE INDUSTRIES | ELBL - Electric Boiler | KIEWIT PLZA | 0021 - Steam Supp Cooker/Kettle | 6/30/2005
Evo Apartments | 3555 N 185th Ct | Elkhorn | NE | 68022-7972 | Douglas | NE43576 | Active | 00045728 | 2024 | PENTAIR | WTSS - Watertube SS Steel | outside pool area | OPHT - Outdoor Pool Heater | 7/31/2025
Oberman Apartments | 356 N 40th St | Omaha | NE | 68131-2342 | Douglas | NE35331 | Exempt |  | 1950 | CRAN | CI - Cast Iron | BASEMENT | HWHT - Hot Water Heat | 4/30/2010
FOX RUN APARTMENTS | 3576 S 70TH ST | OMAHA | NE | 68106 | Douglas | NE23923 | Exempt 1999 LB-66 |  | 1997 | BRADFORD-WHITE | AHWH - ANSI/Fired Water Htr |  | HWSD - Hot Water Dom/Potable | 8/31/1999
Main Stay Suites | 360 S 108th Ave | Omaha | NE | 68154-2602 | Douglas | NE06135 | Scrapped/Junked | 87551 | 2004 | AO SMITH | CHWH - ASME/Fired Water Heater | SECOND FLOOR | HWSD - Hot Water Dom/Potable | 10/31/2021
Main Stay Suites | 360 S 108th Ave | Omaha | NE | 68154-2602 | Douglas | NE06136 | Scrapped/Junked | 87223 | 2004 | AOSM | CHWH - ASME/Fired Water Heater | SECOND FLOOR | HWSD - Hot Water Dom/Potable | 10/31/2021
Main Stay Suites | 360 S 108th Ave | Omaha | NE | 68154-2602 | Douglas | NE21752 | Scrapped/Junked | 35519 | 1996 | AO SMITH | WT - Water Tube Boiler | 2ND FL EQUIP RM | HWSD - Hot Water Dom/Potable | 4/30/2004
Main Stay Suites | 360 S 108th Ave | Omaha | NE | 68154-2602 | Douglas | NE21753 | Scrapped/Junked | 35516 | 1996 | AO SMITH | WT - Water Tube Boiler | 2ND FL EQUIP RM | HWSD - Hot Water Dom/Potable | 4/30/2004
Main Stay Suites | 360 S 108th Ave | Omaha | NE | 68154-2602 | Douglas | NE41238 | Active | 156229 | 2018 | RHEEM | WT - Water Tube Boiler | 1st fl mech room | HWSD - Hot Water Dom/Potable | 12/31/2027
Main Stay Suites | 360 S 108th Ave | Omaha | NE | 68154-2602 | Douglas | NE41239 | Active | 155843 | 2018 | RHEEM | WT - Water Tube Boiler | 1st fl mech room | HWSD - Hot Water Dom/Potable | 12/31/2027
OHA/Evans Tower Apts | 3600 N 24th St | Omaha | NE | 68110-1872 | Douglas | NE17340 | Active | n/a | 1992 | Peerless | CI - Cast Iron | BOILER ROOM | HWHT - Hot Water Heat | 3/31/2025
OHA/Evans Tower Apts | 3600 N 24th St | Omaha | NE | 68110-1872 | Douglas | NE17341 | Active | n/a | 1992 | Peerless | CI - Cast Iron | BOILER ROOM | HWHT - Hot Water Heat | 3/31/2026
OHA/Evans Tower Apts | 3600 N 24th St | Omaha | NE | 68110-1872 | Douglas | NE17342 | Scrapped/Junked | 25855 | 1992 | LOCHINVAR | CHWH - ASME/Fired Water Heater | BOILER ROOM | HWSD - Hot Water Dom/Potable | 3/31/2007
OHA/Evans Tower Apts | 3600 N 24th St | Omaha | NE | 68110-1872 | Douglas | NE17343 | Scrapped/Junked | 25854 | 1992 | LOCHINVAR | CHWH - ASME/Fired Water Heater | BOILER ROOM | HWSD - Hot Water Dom/Potable | 3/31/2007
OHA/Evans Tower Apts | 3600 N 24th St | Omaha | NE | 68110-1872 | Douglas | NE17344 | Scrapped/Junked | 25860 | 1991 | LOCHINVAR | CHWH - ASME/Fired Water Heater | BOILER ROOM | HWSD - Hot Water Dom/Potable | 3/31/2007
Blue Sage Elementary | 3600 S 215th St | Elkhorn | NE | 68022-3252 | Douglas | NE27676 | Active | 71851 | 2016 | PVI Industries | WT - Water Tube Boiler | mech room | HWSD - Hot Water Dom/Potable | 7/31/2026
Blue Sage Elementary | 3600 S 215th St | Elkhorn | NE | 68022-3252 | Douglas | NE27677 | Active | 71848 | 2016 | PVI Industries | WT - Water Tube Boiler | mech room | HWSD - Hot Water Dom/Potable | 7/31/2026
(1049016) Duchesne Academy | 3601 Burt St | Omaha | NE | 68131-1945 | Douglas | NE09305 | Out of Service | 104185 | 2007 | Fulton | VTNT - Vertical Tubeless | BOILER ROOM | HWHT - Hot Water Heat | 5/31/2019
(1049016) Duchesne Academy | 3601 Burt St | Omaha | NE | 68131-1945 | Douglas | NE09306 | Out of Service | 104182 | 2007 | Fulton | VTNT - Vertical Tubeless | BOILER ROOM | HWHT - Hot Water Heat | 5/31/2023
(1049016) Duchesne Academy | 3601 Burt St | Omaha | NE | 68131-1945 | Douglas | NE20042 | Exempt 1999 LB-66 |  | 1981 | AO SMITH | AHWH - ANSI/Fired Water Htr |  | HWSD - Hot Water Dom/Potable | 8/31/1999
(1049016) Duchesne Academy | 3601 Burt St | Omaha | NE | 68131-1945 | Douglas | NE26352 | Active | 170238 | 2011 | Lochinvar | WT - Water Tube Boiler | Basement Mech | HWHT - Hot Water Heat | 5/31/2027
(1049016) Duchesne Academy | 3601 Burt St | Omaha | NE | 68131-1945 | Douglas | NE27161 | Active | 245143 | 2017 | Lochinvar AIC Tuchom | WT - Water Tube Boiler | boiler room | HWHT - Hot Water Heat | 5/31/2027
(1049016) Duchesne Academy | 3601 Burt St | Omaha | NE | 68131-1945 | Douglas | NE27162 | Active | 234218 | 2017 | Lochinvar AIC Tuchom | WT - Water Tube Boiler | boiler room | HWHT - Hot Water Heat | 5/31/2027
(1049016) Duchesne Academy | 3601 Burt St | Omaha | NE | 68131-1945 | Douglas | NE34824 | Inactive |  | 1981 | PEERLESS HEATER COMPANY |  | BOILER ROOM | HWHT - Hot Water Heat | 8/31/2003
(1049016) Duchesne Academy | 3601 Burt St | Omaha | NE | 68131-1945 | Douglas | NE34834 | Inactive | 35338 | 1981 | Kewanee | FTFB - Firetube-Firebox Boiler | BOILER ROOM | STHT - Steam-Heat | 5/31/2017
(1049016) Duchesne Academy | 3601 Burt St | Omaha | NE | 68131-1945 | Douglas | NE34835 | Inactive | 35342 | 1981 | Kewanee | FTFB - Firetube-Firebox Boiler | BOILER ROOM | STHT - Steam-Heat | 5/31/2017
The Conrad | 3601 Jones St | Omaha | NE | 68105-1215 | Douglas | NE27108 | Active | 429853 | 2016 | Raypak | CPFH - Copper Fin Water Heater | pool area | OPHT - Outdoor Pool Heater | 7/31/2026
J F O'NEILL PACKING CO | 3601 L ST | OMAHA | NE | 68107 | Douglas | NE03715 | Inactive | 42277 | 1980 | ECLIPSE | FT - Firetube Boiler | BOILER ROOM | PROC - Process Steam | 7/31/1987
Douglas County Sheriff | 3601 N 156th St | Omaha | NE | 68116-2025 | Douglas | NE24795 | Scrapped/Junked | 69031 | 1996 | Teledyne & Laars | CPFT - Horiz Cpr Fin Boiler | Boiler room | HWHT - Hot Water Heat | 6/30/2023
Douglas County Sheriff | 3601 N 156th St | Omaha | NE | 68116-2025 | Douglas | NE24796 | Scrapped/Junked | 69032 | 1996 | Teledyne & Laars | CPFT - Horiz Cpr Fin Boiler | Boiler Rm | HWHT - Hot Water Heat | 6/30/2023
Douglas County Sheriff | 3601 N 156th St | Omaha | NE | 68116-2025 | Douglas | NE24797 | Scrapped/Junked | 135795 | 1996 | Raypak | CPFT - Horiz Cpr Fin Boiler | Boiler Rm | HWSD - Hot Water Dom/Potable | 6/30/2023
Douglas County Sheriff | 3601 N 156th St | Omaha | NE | 68116-2025 | Douglas | NE42783 | Active | 393905 | 2022 | Lochinvar | FTVT - Firetube Vertical TB | Mechanical room | HWHT - Hot Water Heat | 6/30/2027
Douglas County Sheriff | 3601 N 156th St | Omaha | NE | 68116-2025 | Douglas | NE42784 | Active | 393906 | 2022 | Lochinvar | FTVT - Firetube Vertical TB | Mechanical room | HWHT - Hot Water Heat | 6/30/2027
St Bernard Church | 3601 N 65th St | Omaha | NE | 68104-3217 | Douglas | NE09320 | Active | N/A | 2007 | SMITH | CI - Cast Iron | School Boiler Room | STHT - Steam-Heat | 1/31/2027
St Bernard Church | 3601 N 65th St | Omaha | NE | 68104-3217 | Douglas | NE09321 | Active | N/A | 2007 | SMITH | CI - Cast Iron | School Boiler Room | STHT - Steam-Heat | 1/31/2027
St Bernard Church | 3601 N 65th St | Omaha | NE | 68104-3217 | Douglas | NE37600 | Scrapped/Junked |  | 1985 | PEERLESS HEATER COMPANY |  | BASEMENT | STHT - Steam-Heat | 6/30/2002
Ready Mixed Concrete | 3602 L St | Omaha | NE | 68107-1352 | Douglas | NE04509 | Scrapped/Junked | 21422 | 1958 | Orr-Sembower | FTSM - FTS Marine Dry Back | BOILER ROOM | PROC - Process Steam | 8/31/2001
Ready Mixed Concrete | 3602 L St | Omaha | NE | 68107-1352 | Douglas | NE05164 | Active | 2839 | 1968 | Superior Boiler Works | FTSM - FTS Marine Dry Back | Boiler Room | PROC - Process Steam | 9/30/2026
Ash Grove Cement Company | 3602 L St | Omaha | NE | 68107-1352 | Douglas | NE95164 | Scrapped/Junked | 2839 | 1968 | Superior Boiler Works | FT - Firetube Boiler | Boiler room |  | 9/1/2003
SOUTH PARK APARTMENTS | 3602 S 50th St | Omaha | NE | 68106-4543 | Douglas | NE22990 | Exempt 1999 LB-66 |  | 1992 | AO SMITH | AHWH - ANSI/Fired Water Htr |  | HWSD - Hot Water Dom/Potable | 4/30/2000
SOUTH PARK APARTMENTS | 3602 S 50th St | Omaha | NE | 68106-4543 | Douglas | NE22991 | Exempt 1999 LB-66 |  | 1992 | AO SMITH | AHWH - ANSI/Fired Water Htr |  | HWSD - Hot Water Dom/Potable | 4/30/2000
SOUTH PARK APARTMENTS | 3602 S 50th St | Omaha | NE | 68106-4543 | Douglas | NE22992 | Exempt 1999 LB-66 |  | 1992 | AO SMITH | AHWH - ANSI/Fired Water Htr |  | HWSD - Hot Water Dom/Potable | 4/30/2000
ST BERNARD SCHOOL | 3604 N 65th St | Omaha | NE | 68104-3218 | Douglas | NE32040 | Scrapped/Junked |  | 1994 | KEWANEE | FTFB - Firetube-Firebox Boiler | BOILER ROOM | STHT - Steam-Heat | 8/31/2007
ST BERNARD SCHOOL | 3604 N 65th St | Omaha | NE | 68104-3218 | Douglas | NE32041 | Inactive |  | 1953 | KEWANEE | FTFB - Firetube-Firebox Boiler | BOILER ROOM | STHT - Steam-Heat | 6/30/1991
LAKE FOREST APARTMENTS | 3605 N 113th Ct | Omaha | NE | 68164-2770 | Douglas | NE21721 | Exempt 1999 LB-66 |  | 1997 | AO SMITH | AHWH - ANSI/Fired Water Htr |  | HWSD - Hot Water Dom/Potable | 11/30/1999
JIM RYAN | 3605 S 149th St | Omaha | NE | 68144-5554 | Douglas | NE00553 | Inactive | 164352 | 2000 | RAYPAK INC, CALIFORNIA | WT - Water Tube Boiler | EQUIPMENT ROOM | HWHT - Hot Water Heat | 10/31/2007
LAKE FOREST APARTMENTS | 3606 Lake Forest Dr | Omaha | NE | 68164-2789 | Douglas | NE21726 | Exempt 1999 LB-66 |  | 1990 | RUUD | AHWH - ANSI/Fired Water Htr |  | HWSD - Hot Water Dom/Potable | 11/30/1999
Union Pacific Railroad | 3609 Doolittle Plz | Omaha | NE | 68110-2639 | Douglas | NE17790 | Scrapped/Junked | n/a | 2008 | Aerco | CALU - Cast Aluminum | boiler room | GLYC - Glycol Bldg Heat Sys | 11/30/2023
Union Pacific Railroad | 3609 Doolittle Plz | Omaha | NE | 68110-2639 | Douglas | NE42884 | Active | 579331 | 2022 | Thermal Solutions | WT - Water Tube Boiler | Mechanical Room | HWHT - Hot Water Heat | 11/30/2026
3610 DODGE BUILDING | 3610 Dodge St | Omaha | NE | 68131-3218 | Douglas | NE02271 | Scrapped/Junked |  | 1964 | KEWANEE | FT - Firetube Boiler |  | STHT - Steam-Heat | 8/31/1999
3610 DODGE BUILDING | 3610 Dodge St | Omaha | NE | 68131-3218 | Douglas | NE02272 | Scrapped/Junked |  | 1987 | HYDROTHERM/ADV THER HYD |  |  | STHT - Steam-Heat | 8/31/1999
3610 DODGE BUILDING | 3610 Dodge St | Omaha | NE | 68131-3218 | Douglas | NE02273 | Scrapped/Junked |  | 1987 | HYDROTHERM/ADV THER HYD |  |  | STHT - Steam-Heat | 1/1/1900
3610 DODGE BUILDING | 3610 Dodge St | Omaha | NE | 68131-3218 | Douglas | NE05663 | Scrapped/Junked |  | 1996 | PEERLESS HEATER COMPANY |  |  | STHT - Steam-Heat | 8/31/1999
Heritage Place | 3612 Cuming St | Omaha | NE | 68131-1952 | Douglas | NE05025 | Scrapped/Junked | 45264 | 1993 | Kewanee | FTSM - FTS Marine Dry Back | BASEMENT | STHT - Steam-Heat | 6/30/2017
Heritage Place | 3612 Cuming St | Omaha | NE | 68131-1952 | Douglas | NE05026 | Scrapped/Junked | 45258 | 1993 | Kewanee | FTSM - FTS Marine Dry Back | BASEMENT | STHT - Steam-Heat | 6/30/2017
Heritage Place | 3612 Cuming St | Omaha | NE | 68131-1952 | Douglas | NE05027 | Out of Service | 45295 | 1993 | Kewanee | FTSM - FTS Marine Dry Back | BASEMENT | STHT - Steam-Heat | 6/30/2016
Heritage Place | 3612 Cuming St | Omaha | NE | 68131-1952 | Douglas | NE14258 | Out of Service | n/a | 1986 | Kewanee | FTSM - FTS Marine Dry Back | BOILER ROOM | STHT - Steam-Heat | 6/30/2013
Heritage Place | 3612 Cuming St | Omaha | NE | 68131-1952 | Douglas | NE26654 | Scrapped/Junked | 373010 | 2016 | AO SMITH | CHWH - ASME/Fired Water Heater | basment mech room | HWSD - Hot Water Dom/Potable | 3/31/2025
Heritage Place | 3612 Cuming St | Omaha | NE | 68131-1952 | Douglas | NE43776 | Active | 622364 | 2024 | Sermeta | WTSS - Watertube SS Steel | Mechanical Room | HWSD - Hot Water Dom/Potable | 10/31/2027
Lyle Apartments | 3612 Cuming St | Omaha | NE | 68131-1952 | Douglas | NE26678 | Active | n/a | 2014 | Aerco | CALU - Cast Aluminum | mech room | HWHT - Hot Water Heat | 5/31/2027
Lyle Apartments | 3612 Cuming St | Omaha | NE | 68131-1952 | Douglas | NE26679 | Active | n/a | 2014 | Aerco | CALU - Cast Aluminum | mech room | HWHT - Hot Water Heat | 5/31/2027
Lyle Apartments | 3612 Cuming St | Omaha | NE | 68131-1952 | Douglas | NE42123 | Active | 260973 | 2019 | State Industries | CHWH - ASME/Fired Water Heater | Boiler Room | HWSD - Hot Water Dom/Potable | 5/31/2026
LAKE FOREST TOWNHOMES | 3613 N 112th Ave | Omaha | NE | 68164-2803 | Douglas | NE21867 | Exempt 1999 LB-66 |  | 1997 | AO SMITH | AHWH - ANSI/Fired Water Htr |  | HWSD - Hot Water Dom/Potable | 1/31/2000
LAKE FOREST TOWNHOMES | 3613 N 112th Ave | Omaha | NE | 68164-2803 | Douglas | NE21868 | Exempt 1999 LB-66 |  | 1997 | AO SMITH | AHWH - ANSI/Fired Water Htr |  | HWSD - Hot Water Dom/Potable | 1/31/2000
LAKE FOREST APARTMENTS | 3615 N 113th Ct | Omaha | NE | 68164-2771 | Douglas | NE21722 | Exempt 1999 LB-66 |  | 1995 | RUUD | AHWH - ANSI/Fired Water Htr |  | HWSD - Hot Water Dom/Potable | 11/30/1999
Mulhall's Nursery | 3615 N 120th St | Omaha | NE | 68164-2518 | Douglas | NE10668 | Active | 188692 | 2001 | Raypak | WT - Water Tube Boiler | Hoop GREENHOUSE #6 | HWHT - Hot Water Heat | 3/31/2027
Mulhall's Nursery | 3615 N 120th St | Omaha | NE | 68164-2518 | Douglas | NE10669 | Active | 188693 | 2001 | Raypak | WT - Water Tube Boiler | Hoop GREENHOUSE #2 | HWHT - Hot Water Heat | 3/31/2027
Mulhall's Nursery | 3615 N 120th St | Omaha | NE | 68164-2518 | Douglas | NE25548 | Active | 166867 | 1998 | Raypak | WT - Water Tube Boiler | Hoop GREENHOUSE #5 | HWHT - Hot Water Heat | 3/31/2027
PASTIMES RESTAURANT | 3615 N 129th St | Omaha | NE | 68164-5211 | Douglas | NE21702 | Exempt 1999 LB-66 |  | 1997 | AO SMITH | AHWH - ANSI/Fired Water Htr | EQUIP ROOM | HWSD - Hot Water Dom/Potable | 10/31/1999
Field Club Of Omaha | 3615 Woolworth Ave | Omaha | NE | 68105-2458 | Douglas | NE21882 | Scrapped/Junked | 7858 | 1994 | ALES | FTVT - Firetube Vertical TB | BOILER ROOM | HWHT - Hot Water Heat | 11/30/2024
Field Club Of Omaha | 3615 Woolworth Ave | Omaha | NE | 68105-2458 | Douglas | NE21883 | Scrapped/Junked | 7863 | 1994 | ALES | FTVT - Firetube Vertical TB | BOILER ROOM | HWHT - Hot Water Heat | 11/30/2024
Field Club Of Omaha | 3615 Woolworth Ave | Omaha | NE | 68105-2458 | Douglas | NE21884 | Scrapped/Junked | 7864 | 1993 | ALES | FTVT - Firetube Vertical TB | BOILER ROOM | HWHT - Hot Water Heat | 11/30/2024
Field Club Of Omaha | 3615 Woolworth Ave | Omaha | NE | 68105-2458 | Douglas | NE21885 | Scrapped/Junked | 7865 | 1994 | ALES | FTVT - Firetube Vertical TB | BOILER ROOM | HWSD - Hot Water Dom/Potable | 11/30/2013
Field Club Of Omaha | 3615 Woolworth Ave | Omaha | NE | 68105-2458 | Douglas | NE26342 | Active | 274189 | 2016 | Laars | FTHT - Firetube Horizontal | pool Area Outside | OPHT - Outdoor Pool Heater | 11/30/2026
Field Club Of Omaha | 3615 Woolworth Ave | Omaha | NE | 68105-2458 | Douglas | NE42869 | Active | 373578 | 2022 | Lochinvar | FTVT - Firetube Vertical TB | Boiler Room | HWHT - Hot Water Heat | 11/30/2026
Field Club Of Omaha | 3615 Woolworth Ave | Omaha | NE | 68105-2458 | Douglas | NE42870 | Active | 398110 | 2022 | Lochinvar | FTVT - Firetube Vertical TB | Boiler Room | HWHT - Hot Water Heat | 11/30/2026
Field Club Of Omaha | 3615 Woolworth Ave | Omaha | NE | 68105-2458 | Douglas | NE42871 | Active | 371247 | 2022 | Lochinvar | FTVT - Firetube Vertical TB | Boiler Room | HWHT - Hot Water Heat | 11/30/2026
LAKE FOREST APARTMENTS | 3616 Lake Forest Dr | Omaha | NE | 68164-2791 | Douglas | NE21725 | Exempt 1999 LB-66 |  | 1985 | RUUD | AHWH - ANSI/Fired Water Htr |  | HWSD - Hot Water Dom/Potable | 11/30/1999
Blackstone Corner | 3618 Farnam St | Omaha | NE | 68131-3234 | Douglas | NE28549 | Active | 440256 | 2018 | Peerless/Semeta | WT - Water Tube Boiler | Parking Garage | HWFG - Hotwater Heat Floor-Glycl | 11/30/2026
Apartment Bldg | 3620 Pacific St | Omaha | NE | 68105-1866 | Douglas | NE17433 | Active | N/A | 1992 | Peerless | CI - Cast Iron | BASEMENT | STHT - Steam-Heat | 2/28/2027
Apartment Bldg | 3620 Pacific St | Omaha | NE | 68105-1866 | Douglas | NE21919 | Exempt 1999 LB-66 |  | 1993 | AO SMITH | AHWH - ANSI/Fired Water Htr |  | HWSD - Hot Water Dom/Potable | 2/29/2000
Demolished Vacant Lot | 3621 N 30th St | Omaha | NE | 68111-3260 | Douglas | NE21645 | Scrapped/Junked | 1203 | 1960 | WEBJ | COBL - Coil Type Boiler | EQUIP ROOM | HWSP - Hot Water Non Potable Supply | 6/30/2018
Demolished Vacant Lot | 3621 N 30th St | Omaha | NE | 68111-3260 | Douglas | NE21646 | Scrapped/Junked | 25557 | 1979 | RUUD | CHWH - ASME/Fired Water Heater | EQUIP ROOM | HWSP - Hot Water Non Potable Supply | 6/30/2018
Slate Architecture Inc | 3624 Farnam St | Omaha | NE | 68131-3217 | Douglas | NE04351 | Active | n/a | 1958 | Bryant | CI - Cast Iron | BOILER ROOM | HWHT - Hot Water Heat | 3/31/2027
Kousgaard Apartments | 3625 Dewey Ave | Omaha | NE | 68105-1596 | Douglas | NE12778 | Scrapped/Junked | NA | 1984 | PEER | CI - Cast Iron | BOILER ROOM | STHT - Steam-Heat | 11/30/2015
Nagl Manufacturing | 3626 Martha St | Omaha | NE | 68105-3153 | Douglas | NE17003 | Active | 924 | 1954 | Be&S Continental | FTSM - FTS Marine Dry Back | BOILER ROOM | STHT - Steam-Heat | 10/31/2023
LAKE FOREST TOWNHOMES | 3626 N 112th Ave | Omaha | NE | 68164-2875 | Douglas | NE21796 | Exempt 1999 LB-66 |  | 1989 | AO SMITH | AHWH - ANSI/Fired Water Htr |  | HWSD - Hot Water Dom/Potable | 1/31/2000
Girls Inc of Omaha | 3626 N 65th Ave | Omaha | NE | 68104-3219 | Douglas | NE18329 | Scrapped/Junked | n/a | 1994 | Peerless | CI - Cast Iron | BASEMENT | HWHT - Hot Water Heat | 1/31/2017
Girls Inc of Omaha | 3626 N 65th Ave | Omaha | NE | 68104-3219 | Douglas | NE18392 | Scrapped/Junked |  | 1994 | PEERLESS HEATER COMPANY |  | 3626 N 65TH | HWHT - Hot Water Heat | 1/31/1998
Girls Inc of Omaha | 3626 N 65th Ave | Omaha | NE | 68104-3219 | Douglas | NE21905 | Exempt 1999 LB-66 |  | 1991 | RHEEM MANUFACTURING CO | AHWH - ANSI/Fired Water Htr |  | HWSD - Hot Water Dom/Potable | 1/31/2000
(1049016) Duchesne Academy | 3636 California St | Omaha | NE | 68131-1977 | Douglas | NE06496 | Active | 12942 | 2003 | TRIA | FTVT - Firetube Vertical TB | BASEMENT | HWSD - Hot Water Dom/Potable | 11/30/2026
(1049016) Duchesne Academy | 3636 California St | Omaha | NE | 68131-1977 | Douglas | NE06497 | Active | 13023 | 2004 | TRIA | FTVT - Firetube Vertical TB | BASEMENT | HWHT - Hot Water Heat | 11/30/2026
(1049016) Duchesne Academy | 3636 California St | Omaha | NE | 68131-1977 | Douglas | NE06498 | Active | 13026 | 2004 | TRIA | FTVT - Firetube Vertical TB | BASEMENT | HWHT - Hot Water Heat | 11/30/2026
FOX RUN APARTMENTS | 3636 S 69th Plz | Omaha | NE | 68106-4156 | Douglas | NE24083 | Exempt 1999 LB-66 |  | 1997 | BRADFORD-WHITE | AHWH - ANSI/Fired Water Htr |  | HWSD - Hot Water Dom/Potable | 8/31/1999
Signature Flight Support, BBA Aviation | 3636 Wilbur Plz | Omaha | NE | 68110-2642 | Douglas | NE37303 | Active | 34054 | 1981 | Kewanee | FTFB - Firetube-Firebox Boiler | REPAIR HANGER | HWHT - Hot Water Heat | 4/30/2026
Signature Flight Support, BBA Aviation | 3636 Wilbur Plz | Omaha | NE | 68110-2642 | Douglas | NE37304 | Active | 34055 | 1981 | Kewanee | FTFB - Firetube-Firebox Boiler | REPAIR HANGER | HWHT - Hot Water Heat | 4/30/2026
Augustana Lutheran Church-BMIC#421348 | 3647 Lafayette Ave | Omaha | NE | 68131-1363 | Douglas | NE04317 | Scrapped/Junked | 17656 | 1987 | Burnham America | FTFB - Firetube-Firebox Boiler | Boiler room | STHT - Steam-Heat | 3/31/2014
Augustana Lutheran Church-BMIC#421348 | 3647 Lafayette Ave | Omaha | NE | 68131-1363 | Douglas | NE20354 | Exempt 1999 LB-66 |  | 1980 | AO SMITH | AHWH - ANSI/Fired Water Htr |  | HWSD - Hot Water Dom/Potable | 9/30/1999
Doubletree Omaha SW | 3650 S 72nd St | Omaha | NE | 68124-3572 | Douglas | NE00134 | Scrapped/Junked | 46203 | 1998 | AOSM | COBL - Coil Type Boiler | RESTAURANT BASEMENT | HWSD - Hot Water Dom/Potable | 1/31/2013
Doubletree Omaha SW | 3650 S 72nd St | Omaha | NE | 68124-3572 | Douglas | NE07890 | Scrapped/Junked | 59962 | 2000 | AOSM | COBL - Coil Type Boiler | MECH RM BY LAUNDRY | HWSD - Hot Water Dom/Potable | 1/31/2013
Doubletree Omaha SW | 3650 S 72nd St | Omaha | NE | 68124-3572 | Douglas | NE12149 | Scrapped/Junked | 71450 | 2003 | AOSM | COBL - Coil Type Boiler | MECH RM BY LAUNDRY | HWSD - Hot Water Dom/Potable | 3/31/2009
Doubletree Omaha SW | 3650 S 72nd St | Omaha | NE | 68124-3572 | Douglas | NE12648 | Scrapped/Junked | C22587 | 2008 | AO SMITH | CHWH - ASME/Fired Water Heater | BOILER ROOM | HWDP - Hotwater Heat & Dom Supply | 1/31/2013
Doubletree Omaha SW | 3650 S 72nd St | Omaha | NE | 68124-3572 | Douglas | NE12873 | Scrapped/Junked | 17296 | 1992 | AO SMITH | FT - Firetube Boiler | EQUIPMENT ROOM | HWSD - Hot Water Dom/Potable | 1/31/2003
Doubletree Omaha SW | 3650 S 72nd St | Omaha | NE | 68124-3572 | Douglas | NE12875 | Exempt |  | 1970 | RAYPAK INC, CALIFORNIA | CPFT - Horiz Cpr Fin Boiler | EQUIP ROOM | IPHT - Indoor Pool Heater | 7/31/2000
Doubletree Omaha SW | 3650 S 72nd St | Omaha | NE | 68124-3572 | Douglas | NE12876 | Scrapped/Junked |  | 1970 | RAYPAK INC, CALIFORNIA | WT - Water Tube Boiler | EQUIP ROOM | IPHT - Indoor Pool Heater | 7/31/2001
Doubletree Omaha SW | 3650 S 72nd St | Omaha | NE | 68124-3572 | Douglas | NE12877 | Scrapped/Junked | 9164 | 1980 | COPPERGLASS | CHWH - ASME/Fired Water Heater |  | HWSD - Hot Water Dom/Potable | 7/31/2000
Doubletree Omaha SW | 3650 S 72nd St | Omaha | NE | 68124-3572 | Douglas | NE21657 | Scrapped/Junked | 31922 | 1996 | AO SMITH | CHWH - ASME/Fired Water Heater | EQUIP ROOM | HWSD - Hot Water Dom/Potable | 7/31/2001
Doubletree Omaha SW | 3650 S 72nd St | Omaha | NE | 68124-3572 | Douglas | NE22198 | Scrapped/Junked | 273025 | 2007 | Raypak | CPPH - Ansi Cpr Fin Pool Heater | equip room | IPHT - Indoor Pool Heater | 3/31/2023
Doubletree Omaha SW | 3650 S 72nd St | Omaha | NE | 68124-3572 | Douglas | NE24900 | Active | 371490 | 2014 | Raypak | CPPH - Ansi Cpr Fin Pool Heater | pool area | IPHT - Indoor Pool Heater | 3/31/2027
Fox Run Apartments | 3656 S 69Th St | Omaha | NE |  | Douglas | NE24082 | Exempt 1999 LB-66 |  | 1997 | Bradford White | AHWH - ANSI/Fired Water Htr |  | HWSD - Hot Water Dom/Potable | 8/31/1999
Super Laundry | 3661 Q St | Omaha | NE | 68107-2523 | Douglas | NE02405 | Active | 171884 | 2004 | Hamilton Eng | CPFT - Horiz Cpr Fin Boiler | BASEMENT | HWSD - Hot Water Dom/Potable | 1/31/2027
SUMMER KITCHEN CAFE | 3685 N 129th St | Omaha | NE | 68164-5211 | Douglas | NE21862 | Exempt 1999 LB-66 |  | 1997 | AO SMITH | AHWH - ANSI/Fired Water Htr | KITCHEN | HWSD - Hot Water Dom/Potable | 12/31/1999
SUMMER KITCHEN CAFE | 3685 N 129th St | Omaha | NE | 68164-5211 | Douglas | NE21863 | Exempt 1999 LB-66 |  | 1997 | AO SMITH | AHWH - ANSI/Fired Water Htr | KITCHEN | HWSD - Hot Water Dom/Potable | 12/31/1999
Henry Doorly Zoo | 3701 S 10th St | Omaha | NE | 68107-2299 | Douglas | NE02919 | Active | 1482 | 1968 | CMP | FT - Firetube Boiler | TRAIN STATION | LOCO - Locomotive/Train | 2/28/2027
Henry Doorly Zoo | 3701 S 10th St | Omaha | NE | 68107-2299 | Douglas | NE03707 | Active | N/A | 1890 | KRAU | FT - Firetube Boiler | TRAIN STATION | LOCO - Locomotive/Train | 2/28/2026
Henry Doorly Zoo | 3701 S 10th St | Omaha | NE | 68107-2299 | Douglas | NE04969 | Scrapped/Junked | 27761 | 1977 | Kewanee | FTFB - Firetube-Firebox Boiler | cat complex | HWHT - Hot Water Heat | 4/30/2022
Henry Doorly Zoo | 3701 S 10th St | Omaha | NE | 68107-2299 | Douglas | NE04970 | Scrapped/Junked | 27705 | 1977 | Kewanee | FTFB - Firetube-Firebox Boiler | cat complex | HWHT - Hot Water Heat | 4/30/2022
Henry Doorly Zoo | 3701 S 10th St | Omaha | NE | 68107-2299 | Douglas | NE04976 | Scrapped/Junked | 6343 | 1989 | ALES | FTVT - Firetube Vertical TB | lied jungle | HWHT - Hot Water Heat | 4/30/2022
Henry Doorly Zoo | 3701 S 10th St | Omaha | NE | 68107-2299 | Douglas | NE04977 | Scrapped/Junked | 6347 | 1989 | ALES | FTVT - Firetube Vertical TB | lied jungle | HWHT - Hot Water Heat | 4/30/2022
Henry Doorly Zoo | 3701 S 10th St | Omaha | NE | 68107-2299 | Douglas | NE04978 | Scrapped/Junked | 6342 | 1989 | ALES | FTVT - Firetube Vertical TB | lied jungle | HWHT - Hot Water Heat | 4/30/2022
Henry Doorly Zoo | 3701 S 10th St | Omaha | NE | 68107-2299 | Douglas | NE04979 | Scrapped/Junked | 6346 | 1989 | ALES | FTVT - Firetube Vertical TB | lied jungle | HWHT - Hot Water Heat | 4/30/2022
Henry Doorly Zoo | 3701 S 10th St | Omaha | NE | 68107-2299 | Douglas | NE04980 | Scrapped/Junked | 6345 | 1989 | ALES | FTVT - Firetube Vertical TB | lied jungle | HWHT - Hot Water Heat | 4/30/2022
Henry Doorly Zoo | 3701 S 10th St | Omaha | NE | 68107-2299 | Douglas | NE04981 | Scrapped/Junked | 6348 | 1989 | ALES | FTVT - Firetube Vertical TB | lied jungle | HWHT - Hot Water Heat | 4/30/2022
Henry Doorly Zoo | 3701 S 10th St | Omaha | NE | 68107-2299 | Douglas | NE06251 | Scrapped/Junked | 65066 | 2001 | AOSM | CHWH - ASME/Fired Water Heater | lied jungle | HWSD - Hot Water Dom/Potable | 4/30/2010
Henry Doorly Zoo | 3701 S 10th St | Omaha | NE | 68107-2299 | Douglas | NE07071 | Scrapped/Junked | 13882 | 2005 | ALES | FTVT - Firetube Vertical TB | orangutan bldg | HWHT - Hot Water Heat | 4/30/2023
Henry Doorly Zoo | 3701 S 10th St | Omaha | NE | 68107-2299 | Douglas | NE07072 | Scrapped/Junked | 13883 | 2005 | ALES | FTVT - Firetube Vertical TB | orangutan bldg | HWHT - Hot Water Heat | 4/30/2023
Henry Doorly Zoo | 3701 S 10th St | Omaha | NE | 68107-2299 | Douglas | NE07073 | Active | 14633 | 2005 | ALES | FTVT - Firetube Vertical TB | conservation & research | HWHT - Hot Water Heat | 4/30/2026
Henry Doorly Zoo | 3701 S 10th St | Omaha | NE | 68107-2299 | Douglas | NE07074 | Active | 14634 | 2005 | ALES | FTVT - Firetube Vertical TB | conservation & research | HWHT - Hot Water Heat | 4/30/2026
Henry Doorly Zoo | 3701 S 10th St | Omaha | NE | 68107-2299 | Douglas | NE07075 | Active | 14635 | 2005 | ALES | FTVT - Firetube Vertical TB | conservation & research | HWHT - Hot Water Heat | 4/30/2026
Henry Doorly Zoo | 3701 S 10th St | Omaha | NE | 68107-2299 | Douglas | NE07301 | Scrapped/Junked | 13771 | 2004 | ALES | FTVT - Firetube Vertical TB | elephant complex | HWHT - Hot Water Heat | 4/30/2016
Henry Doorly Zoo | 3701 S 10th St | Omaha | NE | 68107-2299 | Douglas | NE07302 | Scrapped/Junked | 13772 | 2004 | ALES | FTVT - Firetube Vertical TB | elephant complex | HWHT - Hot Water Heat | 4/30/2016
Henry Doorly Zoo | 3701 S 10th St | Omaha | NE | 68107-2299 | Douglas | NE09595 | Out of Service | 4154 | 2000 | Fulton | FTUT - Firetube U-Tube Vert | desert dome | HWHT - Hot Water Heat | 4/30/2022
Henry Doorly Zoo | 3701 S 10th St | Omaha | NE | 68107-2299 | Douglas | NE09596 | Out of Service | 4153 | 2000 | Fulton | FTUT - Firetube U-Tube Vert | desert dome | HWHT - Hot Water Heat | 4/30/2022
Henry Doorly Zoo | 3701 S 10th St | Omaha | NE | 68107-2299 | Douglas | NE09597 | Out of Service | 4172 | 2000 | Fulton | FTUT - Firetube U-Tube Vert | desert dome | HWHT - Hot Water Heat | 4/30/2022
Henry Doorly Zoo | 3701 S 10th St | Omaha | NE | 68107-2299 | Douglas | NE09598 | Out of Service | 4155 | 2000 | Fulton | FTUT - Firetube U-Tube Vert | desert dome | HWHT - Hot Water Heat | 4/30/2022
Henry Doorly Zoo | 3701 S 10th St | Omaha | NE | 68107-2299 | Douglas | NE09599 | Out of Service | 4163 | 2000 | Fulton | FTUT - Firetube U-Tube Vert | desert dome | HWHT - Hot Water Heat | 4/30/2022
Henry Doorly Zoo | 3701 S 10th St | Omaha | NE | 68107-2299 | Douglas | NE09600 | Out of Service | 4157 | 2000 | Fulton | FTUT - Firetube U-Tube Vert | desert dome | HWHT - Hot Water Heat | 4/30/2022
Henry Doorly Zoo | 3701 S 10th St | Omaha | NE | 68107-2299 | Douglas | NE09601 | Out of Service | 4161 | 2000 | fulton | FTUT - Firetube U-Tube Vert | desert dome | HWHT - Hot Water Heat | 4/30/2022
Henry Doorly Zoo | 3701 S 10th St | Omaha | NE | 68107-2299 | Douglas | NE09602 | Out of Service | 4162 | 2000 | Fulton | FTUT - Firetube U-Tube Vert | desert dome | HWHT - Hot Water Heat | 4/30/2022
Henry Doorly Zoo | 3701 S 10th St | Omaha | NE | 68107-2299 | Douglas | NE09603 | Out of Service | 4164 | 2000 | Fulton | FTUT - Firetube U-Tube Vert | desert dome | HWHT - Hot Water Heat | 4/30/2022
Henry Doorly Zoo | 3701 S 10th St | Omaha | NE | 68107-2299 | Douglas | NE12571 | Active | 16630 | 2007 | ALES | FTVT - Firetube Vertical TB | Butterfly Bldg | HWHT - Hot Water Heat | 4/30/2026
Henry Doorly Zoo | 3701 S 10th St | Omaha | NE | 68107-2299 | Douglas | NE12572 | Active | 16632 | 2007 | ALES | FTVT - Firetube Vertical TB | butterfly bldg | HWHT - Hot Water Heat | 4/30/2026
Henry Doorly Zoo | 3701 S 10th St | Omaha | NE | 68107-2299 | Douglas | NE12573 | Active | 16631 | 2007 | ALES | FTVT - Firetube Vertical TB | butterfly bldg | HWHT - Hot Water Heat | 4/30/2026
Henry Doorly Zoo | 3701 S 10th St | Omaha | NE | 68107-2299 | Douglas | NE15072 | Active | 12921 | 2003 | ALES | FTVT - Firetube Vertical TB | gorilla complex | HWHT - Hot Water Heat | 4/30/2026
Henry Doorly Zoo | 3701 S 10th St | Omaha | NE | 68107-2299 | Douglas | NE15073 | Active | 12920 | 2003 | ALES | FTVT - Firetube Vertical TB | gorilla complex | HWHT - Hot Water Heat | 4/30/2026
Henry Doorly Zoo | 3701 S 10th St | Omaha | NE | 68107-2299 | Douglas | NE15074 | Active | 12923 | 2003 | ALES | FTVT - Firetube Vertical TB | gorilla complex | HWHT - Hot Water Heat | 4/30/2026
Henry Doorly Zoo | 3701 S 10th St | Omaha | NE | 68107-2299 | Douglas | NE15594 | Scrapped/Junked | 7616 | 1985 | ALDRICH | FTVT - Firetube Vertical TB | BOILER ROOM | HWHT - Hot Water Heat | 4/30/2003
Henry Doorly Zoo | 3701 S 10th St | Omaha | NE | 68107-2299 | Douglas | NE15595 | Scrapped/Junked | 7615 | 1985 | ALDRICH | FTVT - Firetube Vertical TB | BOILER ROOM | HWHT - Hot Water Heat | 4/30/2003
Henry Doorly Zoo | 3701 S 10th St | Omaha | NE | 68107-2299 | Douglas | NE15620 | Active | 79942 | 1986 | Teledyne Laars | CPFT - Horiz Cpr Fin Boiler | wild kingdom | HWHT - Hot Water Heat | 4/30/2026
Henry Doorly Zoo | 3701 S 10th St | Omaha | NE | 68107-2299 | Douglas | NE15621 | Active | 79943 | 1986 | Teledyne Laars | CPFT - Horiz Cpr Fin Boiler | wild kingdom | HWSD - Hot Water Dom/Potable | 4/30/2026
Henry Doorly Zoo | 3701 S 10th St | Omaha | NE | 68107-2299 | Douglas | NE15624 | Scrapped/Junked | 7614 | 1985 | ALDRICH | FTVT - Firetube Vertical TB | BOILER ROOM | HWHT - Hot Water Heat | 4/30/2003
Henry Doorly Zoo | 3701 S 10th St | Omaha | NE | 68107-2299 | Douglas | NE15625 | Scrapped/Junked | 7613 | 1985 | ALDRICH | FTVT - Firetube Vertical TB | BOILER ROOM | HWHT - Hot Water Heat | 4/30/2003
Henry Doorly Zoo | 3701 S 10th St | Omaha | NE | 68107-2299 | Douglas | NE15674 | Scrapped/Junked | 8335 | 1995 | ALES | FTVT - Firetube Vertical TB | aquarium | HWHT - Hot Water Heat | 4/30/2022
Henry Doorly Zoo | 3701 S 10th St | Omaha | NE | 68107-2299 | Douglas | NE15675 | Scrapped/Junked | 7854 | 1994 | ALES | FTVT - Firetube Vertical TB | aquarium | HWHT - Hot Water Heat | 4/30/2022
Henry Doorly Zoo | 3701 S 10th St | Omaha | NE | 68107-2299 | Douglas | NE15676 | Scrapped/Junked | 7853 | 1994 | Aldrich | FTVT - Firetube Vertical TB | aquarium | HWHT - Hot Water Heat | 4/30/2022
Henry Doorly Zoo | 3701 S 10th St | Omaha | NE | 68107-2299 | Douglas | NE15677 | Scrapped/Junked | 7848 | 1994 | ALES | FTVT - Firetube Vertical TB | aquarium | HWHT - Hot Water Heat | 4/30/2022
Henry Doorly Zoo | 3701 S 10th St | Omaha | NE | 68107-2299 | Douglas | NE15678 | Scrapped/Junked | 7849 | 1994 | ALES | FTVT - Firetube Vertical TB | aquarium | HWHT - Hot Water Heat | 4/30/2022
Henry Doorly Zoo | 3701 S 10th St | Omaha | NE | 68107-2299 | Douglas | NE15679 | Scrapped/Junked | 7851 | 1994 | ALES | FTVT - Firetube Vertical TB | aquarium | HWHT - Hot Water Heat | 4/30/2022
Henry Doorly Zoo | 3701 S 10th St | Omaha | NE | 68107-2299 | Douglas | NE15680 | Scrapped/Junked | 23287 | 1993 | AOSM | CHWH - ASME/Fired Water Heater | cat complex | HWSD - Hot Water Dom/Potable | 4/30/2013
Henry Doorly Zoo | 3701 S 10th St | Omaha | NE | 68107-2299 | Douglas | NE16071 | Active | 17159 | 2008 | Les Inc/Aldrich Co | FTVT - Firetube Vertical TB | Madagascar Bldg-2FL | HWHT - Hot Water Heat | 4/30/2026
Henry Doorly Zoo | 3701 S 10th St | Omaha | NE | 68107-2299 | Douglas | NE16072 | Active | 17158 | 2008 | Les Inc/Aldrich Co | FTVT - Firetube Vertical TB | Madagascar Bldg-2FL | HWHT - Hot Water Heat | 4/30/2026
Henry Doorly Zoo | 3701 S 10th St | Omaha | NE | 68107-2299 | Douglas | NE16073 | Active | 17157 | 2008 | Les Inc/Aldrich Co | FTVT - Firetube Vertical TB | Madagascar Bldg-2FL | HWHT - Hot Water Heat | 4/30/2026
Henry Doorly Zoo | 3701 S 10th St | Omaha | NE | 68107-2299 | Douglas | NE20641 | Exempt 1999 LB-66 |  | 1997 | AO SMITH | AHWH - ANSI/Fired Water Htr |  | HWSD - Hot Water Dom/Potable | 4/30/2000
Henry Doorly Zoo | 3701 S 10th St | Omaha | NE | 68107-2299 | Douglas | NE20645 | Active | 8795 | 1996 | ALES | FTVT - Firetube Vertical TB | Imax Theater | HWHT - Hot Water Heat | 4/30/2026
Henry Doorly Zoo | 3701 S 10th St | Omaha | NE | 68107-2299 | Douglas | NE20646 | Active | 8802 | 1996 | ALES | FTVT - Firetube Vertical TB | Imax Theater | HWHT - Hot Water Heat | 4/30/2026
Henry Doorly Zoo | 3701 S 10th St | Omaha | NE | 68107-2299 | Douglas | NE20647 | Active | 8801 | 1996 | ALES | FTVT - Firetube Vertical TB | Imax Theater | HWHT - Hot Water Heat | 4/30/2026
Henry Doorly Zoo | 3701 S 10th St | Omaha | NE | 68107-2299 | Douglas | NE20669 | Scrapped/Junked | 35514 | 1997 | AO SMITH | CHWH - ASME/Fired Water Heater | BOILER ROOM | HWSD - Hot Water Dom/Potable | 4/30/2002
Henry Doorly Zoo | 3701 S 10th St | Omaha | NE | 68107-2299 | Douglas | NE22176 | Active | 202715 | 2011 | Giannoni | WT - Water Tube Boiler | Guest Services | HWDP - Hotwater Heat & Dom Supply | 4/30/2026
Henry Doorly Zoo | 3701 S 10th St | Omaha | NE | 68107-2299 | Douglas | NE22177 | Scrapped/Junked | 143845 | 2010 | AO SMITH | CHWH - ASME/Fired Water Heater | Lied Jungle | HWDP - Hotwater Heat & Dom Supply | 4/30/2013
Henry Doorly Zoo | 3701 S 10th St | Omaha | NE | 68107-2299 | Douglas | NE23313 | Scrapped/Junked | 53730 | 1998 | MARKET FORGE INDUSTRIES | FT - Firetube Boiler | KITCHEN | 0021 - Steam Supp Cooker/Kettle | 4/30/2001
Henry Doorly Zoo | 3701 S 10th St | Omaha | NE | 68107-2299 | Douglas | NE24860 | Scrapped/Junked | 161925 | 2011 | AO SMITH | CHWH - ASME/Fired Water Heater | Tree Top Restaurant | HWSD - Hot Water Dom/Potable | 4/30/2016
Henry Doorly Zoo | 3701 S 10th St | Omaha | NE | 68107-2299 | Douglas | NE24861 | Scrapped/Junked | 171567 | 2012 | State Industries | CHWH - ASME/Fired Water Heater | Cat Complex | HWSD - Hot Water Dom/Potable | 4/30/2021
Henry Doorly Zoo | 3701 S 10th St | Omaha | NE | 68107-2299 | Douglas | NE26356 | Active | 367796 | 2015 | Lochinvar | COND - Condenser | Lion Bldg | HWFG - Hotwater Heat Floor-Glycl | 4/30/2026
Henry Doorly Zoo | 3701 S 10th St | Omaha | NE | 68107-2299 | Douglas | NE26357 | Active | 367795 | 2015 | Lochinvar | COND - Condenser | Lion Bldg | HWFG - Hotwater Heat Floor-Glycl | 4/30/2026
Henry Doorly Zoo | 3701 S 10th St | Omaha | NE | 68107-2299 | Douglas | NE26692 | Active | 231087 | 2016 | Lochinvar | COND - Condenser | Education Building | HWHT - Hot Water Heat | 4/30/2026
Henry Doorly Zoo | 3701 S 10th St | Omaha | NE | 68107-2299 | Douglas | NE26693 | Active | 231991 | 2016 | Lochinvar | COND - Condenser | Education Building | HWHT - Hot Water Heat | 4/30/2026
Henry Doorly Zoo | 3701 S 10th St | Omaha | NE | 68107-2299 | Douglas | NE26694 | Active | 384904 | 2016 | Lochinvar | COND - Condenser | Education Building | HWSD - Hot Water Dom/Potable | 4/30/2026
Henry Doorly Zoo | 3701 S 10th St | Omaha | NE | 68107-2299 | Douglas | NE26695 | Active | 384892 | 2016 | Lochinvar | COND - Condenser | Education Building | HWSD - Hot Water Dom/Potable | 4/30/2026
Henry Doorly Zoo | 3701 S 10th St | Omaha | NE | 68107-2299 | Douglas | NE28870 | Active | 6388 | 2018 | Riello | WT - Water Tube Boiler | Sea Lion Exhibit | HWHT - Hot Water Heat | 4/30/2026
Henry Doorly Zoo | 3701 S 10th St | Omaha | NE | 68107-2299 | Douglas | NE28871 | Active | 6492 | 2018 | Riello | WT - Water Tube Boiler | Sea Lion Exhibit | HWHT - Hot Water Heat | 4/30/2026
Henry Doorly Zoo | 3701 S 10th St | Omaha | NE | 68107-2299 | Douglas | NE28872 | Active | 5915 | 2018 | Riello | WT - Water Tube Boiler | Sea Lion Exhibit | HWHT - Hot Water Heat | 4/30/2026
Henry Doorly Zoo | 3701 S 10th St | Omaha | NE | 68107-2299 | Douglas | NE28873 | Active | 5918 | 2018 | Riello | WT - Water Tube Boiler | Sea Lion Exhibit | HWHT - Hot Water Heat | 4/30/2026
Henry Doorly Zoo | 3701 S 10th St | Omaha | NE | 68107-2299 | Douglas | NE29255 | Active | 518067 | 2021 | Raypak | CPFT - Horiz Cpr Fin Boiler | Stingray Beach | OPHT - Outdoor Pool Heater | 4/30/2026
Henry Doorly Zoo | 3701 S 10th St | Omaha | NE | 68107-2299 | Douglas | NE41751 | Active | 11959 | 2020 | Riello | SSCH - SS Coil Water Heater | Lied Jungle | HWHT - Hot Water Heat | 4/30/2026
Henry Doorly Zoo | 3701 S 10th St | Omaha | NE | 68107-2299 | Douglas | NE41752 | Active | 11960 | 2020 | Riello | SSCH - SS Coil Water Heater | Lied Jungle | HWHT - Hot Water Heat | 4/30/2026
Henry Doorly Zoo | 3701 S 10th St | Omaha | NE | 68107-2299 | Douglas | NE41753 | Active | 11970 | 2020 | Riello | SSCH - SS Coil Water Heater | Lied Jungle | HWHT - Hot Water Heat | 4/30/2026
Henry Doorly Zoo | 3701 S 10th St | Omaha | NE | 68107-2299 | Douglas | NE41754 | Active | 10983 | 2020 | Riello | SSCH - SS Coil Water Heater | Lied Jungle | HWHT - Hot Water Heat | 4/30/2026
Henry Doorly Zoo | 3701 S 10th St | Omaha | NE | 68107-2299 | Douglas | NE41755 | Active | 11958 | 2020 | Riello | SSCH - SS Coil Water Heater | Lied Jungle | HWHT - Hot Water Heat | 4/30/2026
Henry Doorly Zoo | 3701 S 10th St | Omaha | NE | 68107-2299 | Douglas | NE41756 | Active | 11312 | 2020 | Riello | SSCH - SS Coil Water Heater | Lied Jungle | HWHT - Hot Water Heat | 4/30/2026
Henry Doorly Zoo | 3701 S 10th St | Omaha | NE | 68107-2299 | Douglas | NE41757 | Active | 11957 | 2020 | Riello | SSCH - SS Coil Water Heater | Lied Jungle | HWHT - Hot Water Heat | 4/30/2026
Henry Doorly Zoo | 3701 S 10th St | Omaha | NE | 68107-2299 | Douglas | NE41758 | Active | 11441 | 2020 | Riello | SSCH - SS Coil Water Heater | Lied Jungle | HWHT - Hot Water Heat | 4/30/2026
Henry Doorly Zoo | 3701 S 10th St | Omaha | NE | 68107-2299 | Douglas | NE41759 | Active | 10919 | 2020 | Riello | SSCH - SS Coil Water Heater | Lied Jungle | HWHT - Hot Water Heat | 4/30/2026
Henry Doorly Zoo | 3701 S 10th St | Omaha | NE | 68107-2299 | Douglas | NE41760 | Active | 11681 | 2020 | Riello | SSCH - SS Coil Water Heater | Lied Jungle | HWHT - Hot Water Heat | 4/30/2026
Henry Doorly Zoo | 3701 S 10th St | Omaha | NE | 68107-2299 | Douglas | NE41761 | Active | 11707 | 2020 | Riello | SSCH - SS Coil Water Heater | Lied Jungle | HWHT - Hot Water Heat | 4/30/2026
Henry Doorly Zoo | 3701 S 10th St | Omaha | NE | 68107-2299 | Douglas | NE41762 | Active | 10947 | 2020 | Riello | SSCH - SS Coil Water Heater | Lied Jungle | HWHT - Hot Water Heat | 4/30/2026
Henry Doorly Zoo | 3701 S 10th St | Omaha | NE | 68107-2299 | Douglas | NE41763 | Active | 10945 | 2020 | Riello | SSCH - SS Coil Water Heater | Lied Jungle | HWHT - Hot Water Heat | 4/30/2026
Henry Doorly Zoo | 3701 S 10th St | Omaha | NE | 68107-2299 | Douglas | NE41764 | Active | 10948 | 2020 | Riello | SSCH - SS Coil Water Heater | Lied Jungle | HWHT - Hot Water Heat | 4/30/2026
Henry Doorly Zoo | 3701 S 10th St | Omaha | NE | 68107-2299 | Douglas | NE41765 | Active | 10946 | 2020 | Riello | SSCH - SS Coil Water Heater | Lied Jungle | HWHT - Hot Water Heat | 4/30/2026
Henry Doorly Zoo | 3701 S 10th St | Omaha | NE | 68107-2299 | Douglas | NE41766 | Active | 12933 | 2025 | Riello | SSCH - SS Coil Water Heater | Lied Jungle | HWHT - Hot Water Heat | 4/30/2026
Henry Doorly Zoo | 3701 S 10th St | Omaha | NE | 68107-2299 | Douglas | NE41767 | Active | 11362 | 2020 | Riello | SSCH - SS Coil Water Heater | Aquarium | HWHT - Hot Water Heat | 4/30/2026
Henry Doorly Zoo | 3701 S 10th St | Omaha | NE | 68107-2299 | Douglas | NE41768 | Active | 11381 | 2020 | Riello | SSCH - SS Coil Water Heater | Aquarium | HWHT - Hot Water Heat | 4/30/2026
Henry Doorly Zoo | 3701 S 10th St | Omaha | NE | 68107-2299 | Douglas | NE41769 | Active | 11383 | 2020 | Riello | SSCH - SS Coil Water Heater | Aquarium | HWHT - Hot Water Heat | 4/30/2026
Henry Doorly Zoo | 3701 S 10th St | Omaha | NE | 68107-2299 | Douglas | NE41770 | Active | 11380 | 2020 | Riello | SSCH - SS Coil Water Heater | Aquarium | HWHT - Hot Water Heat | 4/30/2026
Henry Doorly Zoo | 3701 S 10th St | Omaha | NE | 68107-2299 | Douglas | NE41771 | Active | 11382 | 2020 | Riello | SSCH - SS Coil Water Heater | Aquarium | HWHT - Hot Water Heat | 4/30/2026
Henry Doorly Zoo | 3701 S 10th St | Omaha | NE | 68107-2299 | Douglas | NE41772 | Active | 11379 | 2020 | Riello | SSCH - SS Coil Water Heater | Aquarium | HWHT - Hot Water Heat | 4/30/2026
Henry Doorly Zoo | 3701 S 10th St | Omaha | NE | 68107-2299 | Douglas | NE41773 | Active | 11914 | 2020 | Riello | SSCH - SS Coil Water Heater | Aquarium | HWHT - Hot Water Heat | 4/30/2026
Henry Doorly Zoo | 3701 S 10th St | Omaha | NE | 68107-2299 | Douglas | NE41774 | Active | 11955 | 2020 | Riello | SSCH - SS Coil Water Heater | Aquarium | HWHT - Hot Water Heat | 4/30/2026
Henry Doorly Zoo | 3701 S 10th St | Omaha | NE | 68107-2299 | Douglas | NE41775 | Active | 11945 | 2020 | Riello | SSCH - SS Coil Water Heater | Aquarium | HWHT - Hot Water Heat | 4/30/2026
Henry Doorly Zoo | 3701 S 10th St | Omaha | NE | 68107-2299 | Douglas | NE41776 | Active | 11956 | 2020 | Riello | SSCH - SS Coil Water Heater | Aquarium | HWHT - Hot Water Heat | 4/30/2026
Henry Doorly Zoo | 3701 S 10th St | Omaha | NE | 68107-2299 | Douglas | NE41777 | Active | 11944 | 2020 | Riello | SSCH - SS Coil Water Heater | Aquarium | HWHT - Hot Water Heat | 4/30/2026
Henry Doorly Zoo | 3701 S 10th St | Omaha | NE | 68107-2299 | Douglas | NE41778 | Active | 11949 | 2020 | Riello | SSCH - SS Coil Water Heater | Aquarium | HWHT - Hot Water Heat | 4/30/2026
Henry Doorly Zoo | 3701 S 10th St | Omaha | NE | 68107-2299 | Douglas | NE41902 | Active | 18452 | 2021 | Riello | WT - Water Tube Boiler | Desert Dome | HWHT - Hot Water Heat | 4/30/2026
Henry Doorly Zoo | 3701 S 10th St | Omaha | NE | 68107-2299 | Douglas | NE41903 | Active | 18432 | 2021 | Riello | WT - Water Tube Boiler | Desert Dome | HWHT - Hot Water Heat | 4/30/2026
Henry Doorly Zoo | 3701 S 10th St | Omaha | NE | 68107-2299 | Douglas | NE41904 | Active | 18427 | 2021 | Riello | WT - Water Tube Boiler | Desert Dome | HWHT - Hot Water Heat | 4/30/2026
Henry Doorly Zoo | 3701 S 10th St | Omaha | NE | 68107-2299 | Douglas | NE41905 | Active | 18429 | 2021 | Riello | WT - Water Tube Boiler | Desert Dome | HWHT - Hot Water Heat | 4/30/2026
Henry Doorly Zoo | 3701 S 10th St | Omaha | NE | 68107-2299 | Douglas | NE41906 | Active | 18428 | 2021 | Riello | WT - Water Tube Boiler | Desert Dome | HWHT - Hot Water Heat | 4/30/2026
Henry Doorly Zoo | 3701 S 10th St | Omaha | NE | 68107-2299 | Douglas | NE41907 | Active | 18431 | 2021 | Riello | WT - Water Tube Boiler | Desert Dome | HWHT - Hot Water Heat | 4/30/2026
Henry Doorly Zoo | 3701 S 10th St | Omaha | NE | 68107-2299 | Douglas | NE41908 | Active | 18570 | 2021 | Riello | WT - Water Tube Boiler | Desert Dome | HWHT - Hot Water Heat | 4/30/2026
Henry Doorly Zoo | 3701 S 10th St | Omaha | NE | 68107-2299 | Douglas | NE41909 | Active | 18574 | 2021 | Riello | WT - Water Tube Boiler | Desert Dome | HWHT - Hot Water Heat | 4/30/2026
Henry Doorly Zoo | 3701 S 10th St | Omaha | NE | 68107-2299 | Douglas | NE41910 | Active | 18569 | 2021 | Riello | WT - Water Tube Boiler | Desert Dome | HWHT - Hot Water Heat | 4/30/2026
Henry Doorly Zoo | 3701 S 10th St | Omaha | NE | 68107-2299 | Douglas | NE41911 | Active | 18573 | 2021 | Riello | WT - Water Tube Boiler | Desert Dome | HWHT - Hot Water Heat | 4/30/2026
Henry Doorly Zoo | 3701 S 10th St | Omaha | NE | 68107-2299 | Douglas | NE41912 | Active | 18568 | 2021 | Riello | WT - Water Tube Boiler | Desert Dome | HWHT - Hot Water Heat | 4/30/2026
Henry Doorly Zoo | 3701 S 10th St | Omaha | NE | 68107-2299 | Douglas | NE41913 | Active | 18571 | 2021 | Riello | WT - Water Tube Boiler | Desert Dome | HWHT - Hot Water Heat | 4/30/2026
Henry Doorly Zoo | 3701 S 10th St | Omaha | NE | 68107-2299 | Douglas | NE41914 | Active | 19033 | 2021 | Riello | WT - Water Tube Boiler | Desert Dome | HWHT - Hot Water Heat | 4/30/2026
Henry Doorly Zoo | 3701 S 10th St | Omaha | NE | 68107-2299 | Douglas | NE41915 | Active | 19032 | 2021 | Riello | WT - Water Tube Boiler | Desert Dome | HWHT - Hot Water Heat | 4/30/2026
Henry Doorly Zoo | 3701 S 10th St | Omaha | NE | 68107-2299 | Douglas | NE41916 | Active | 19030 | 2021 | Riello | WT - Water Tube Boiler | Desert Dome | HWHT - Hot Water Heat | 4/30/2026
Henry Doorly Zoo | 3701 S 10th St | Omaha | NE | 68107-2299 | Douglas | NE41917 | Active | 19034 | 2021 | Riello | WT - Water Tube Boiler | Desert Dome | HWHT - Hot Water Heat | 4/30/2026
Henry Doorly Zoo | 3701 S 10th St | Omaha | NE | 68107-2299 | Douglas | NE41918 | Active | 18892 | 2021 | Riello | WT - Water Tube Boiler | Desert Dome | HWHT - Hot Water Heat | 4/30/2026
Henry Doorly Zoo | 3701 S 10th St | Omaha | NE | 68107-2299 | Douglas | NE41919 | Active | 13616 | 2025 | Riello | WT - Water Tube Boiler | Desert Dome | HWHT - Hot Water Heat | 4/30/2026
Henry Doorly Zoo | 3701 S 10th St | Omaha | NE | 68107-2299 | Douglas | NE41920 | Active | 17891 | 2021 | Riello | WT - Water Tube Boiler | Desert Dome | HWHT - Hot Water Heat | 4/30/2026
Henry Doorly Zoo | 3701 S 10th St | Omaha | NE | 68107-2299 | Douglas | NE41921 | Active | 17883 | 2021 | Riello | WT - Water Tube Boiler | Desert Dome | HWHT - Hot Water Heat | 4/30/2026
Henry Doorly Zoo | 3701 S 10th St | Omaha | NE | 68107-2299 | Douglas | NE41922 | Active | 17890 | 2021 | Riello | WT - Water Tube Boiler | Desert Dome | HWHT - Hot Water Heat | 4/30/2026
Henry Doorly Zoo | 3701 S 10th St | Omaha | NE | 68107-2299 | Douglas | NE41923 | Active | 17884 | 2021 | Riello | WT - Water Tube Boiler | Desert Dome | HWHT - Hot Water Heat | 4/30/2026
Henry Doorly Zoo | 3701 S 10th St | Omaha | NE | 68107-2299 | Douglas | NE41924 | Active | 17889 | 2021 | Riello | WT - Water Tube Boiler | Desert Dome | HWHT - Hot Water Heat | 4/30/2026
Henry Doorly Zoo | 3701 S 10th St | Omaha | NE | 68107-2299 | Douglas | NE41925 | Active | 17885 | 2021 | Riello | WT - Water Tube Boiler | Desert Dome | HWHT - Hot Water Heat | 4/30/2026
Henry Doorly Zoo | 3701 S 10th St | Omaha | NE | 68107-2299 | Douglas | NE43781 | Active | 7938 | 2024 | Riello | WTSS - Watertube SS Steel | Grewcock Animal Hospital | GLYC - Glycol Bldg Heat Sys | 4/30/2026
Henry Doorly Zoo | 3701 S 10th St | Omaha | NE | 68107-2299 | Douglas | NE43782 | Active | 7944 | 2024 | Riello | WTSS - Watertube SS Steel | Grewcock Animal Hospital | GLYC - Glycol Bldg Heat Sys | 4/30/2026
Henry Doorly Zoo | 3701 S 10th St | Omaha | NE | 68107-2299 | Douglas | NE43783 | Active | 7945 | 2024 | Riello | WTSS - Watertube SS Steel | Grewcock Animal Hospital | GLYC - Glycol Bldg Heat Sys | 4/30/2026
Henry Doorly Zoo | 3701 S 10th St | Omaha | NE | 68107-2299 | Douglas | NE43784 | Active | 7934 | 2024 | Riello | WTSS - Watertube SS Steel | Grewcock Animal Hospital | GLYC - Glycol Bldg Heat Sys | 4/30/2026
Henry Doorly Zoo | 3701 S 10th St | Omaha | NE | 68107-2299 | Douglas | NE43785 | Active | 7933 | 2024 | Riello | WTSS - Watertube SS Steel | Grewcock Animal Hospital | GLYC - Glycol Bldg Heat Sys | 4/30/2026
Henry Doorly Zoo | 3701 S 10th St | Omaha | NE | 68107-2299 | Douglas | NE43786 | Active | 7937 | 2024 | Riello | WTSS - Watertube SS Steel | Grewcock Animal Hospital | GLYC - Glycol Bldg Heat Sys | 4/30/2026
Henry Doorly Zoo | 3701 S 10th St | Omaha | NE | 68107-2299 | Douglas | NE43787 | Active | 7750 | 2024 | Riello | WTSS - Watertube SS Steel | Grewcock Animal Hospital | GLYC - Glycol Bldg Heat Sys | 4/30/2026
Henry Doorly Zoo | 3701 S 10th St | Omaha | NE | 68107-2299 | Douglas | NE43788 | Active | 7926 | 2024 | Riello | WTSS - Watertube SS Steel | Grewcock Animal Hospital | GLYC - Glycol Bldg Heat Sys | 4/30/2026
Henry Doorly Zoo | 3701 S 10th St | Omaha | NE | 68107-2299 | Douglas | NE43999 | Active | 1891 | 2022 | Riello | WTSS - Watertube SS Steel | Orangutan Building | HWHT - Hot Water Heat | 4/30/2026
Henry Doorly Zoo | 3701 S 10th St | Omaha | NE | 68107-2299 | Douglas | NE44000 | Active | 1913 | 2022 | Riello | WTSS - Watertube SS Steel | Orangutan Building | HWHT - Hot Water Heat | 4/30/2026
Henry Doorly Zoo | 3701 S 10th St | Omaha | NE | 68107-2299 | Douglas | NE44201 | Active | 1893 | 2022 | Riello | WTSS - Watertube SS Steel | Orangutan Building | HWHT - Hot Water Heat | 4/30/2026
Henry Doorly Zoo | 3701 S 10th St | Omaha | NE | 68107-2299 | Douglas | NE44202 | Active | 1885 | 2022 | Riello | WTSS - Watertube SS Steel | Orangutan Building | HWHT - Hot Water Heat | 4/30/2026
Henry Doorly Zoo | 3701 S 10th St | Omaha | NE | 68107-2299 | Douglas | NE44203 | Active | 1964 | 2022 | Riello | WTSS - Watertube SS Steel | Orangutan Building | HWHT - Hot Water Heat | 4/30/2026
Henry Doorly Zoo | 3701 S 10th St | Omaha | NE | 68107-2299 | Douglas | NE44204 | Active | 1972 | 2022 | Riello | WTSS - Watertube SS Steel | Orangutan Building | HWHT - Hot Water Heat | 4/30/2026
Henry Doorly Zoo | 3701 S 10th St | Omaha | NE | 68107-2299 | Douglas | NE44205 | Active | 880 | 2022 | Riello | WTSS - Watertube SS Steel | Orangutan Building | HWHT - Hot Water Heat | 4/30/2026
Henry Doorly Zoo | 3701 S 10th St | Omaha | NE | 68107-2299 | Douglas | NE44206 | Active | 879 | 2022 | Riello | WTSS - Watertube SS Steel | Orangutan Building | HWHT - Hot Water Heat | 4/30/2026
Henry Doorly Zoo | 3701 S 10th St | Omaha | NE | 68107-2299 | Douglas | NE44207 | Active | 876 | 2022 | Riello | WTSS - Watertube SS Steel | Orangutan Building | HWHT - Hot Water Heat | 4/30/2026
Henry Doorly Zoo | 3701 S 10th St | Omaha | NE | 68107-2299 | Douglas | NE44208 | Active | 885 | 2022 | Riello | WTSS - Watertube SS Steel | Orangutan Building | HWHT - Hot Water Heat | 4/30/2026
Henry Doorly Zoo | 3701 S 10th St | Omaha | NE | 68107-2299 | Douglas | NE44209 | Active | 875 | 2022 | Riello | WTSS - Watertube SS Steel | Orangutan Building | HWHT - Hot Water Heat | 4/30/2026
Henry Doorly Zoo | 3701 S 10th St | Omaha | NE | 68107-2299 | Douglas | NE44210 | Active | 881 | 2022 | Riello | WTSS - Watertube SS Steel | Orangutan Building | HWHT - Hot Water Heat | 4/30/2026
Henry Doorly Zoo | 3701 S 10th St | Omaha | NE | 68107-2299 | Douglas | NE44211 | Active | 1191 | 2022 | Riello | WTSS - Watertube SS Steel | Orangutan Building | HWHT - Hot Water Heat | 4/30/2026
Henry Doorly Zoo | 3701 S 10th St | Omaha | NE | 68107-2299 | Douglas | NE44212 | Active | 1189 | 2022 | Riello | WTSS - Watertube SS Steel | Orangutan Building | HWHT - Hot Water Heat | 4/30/2026
Henry Doorly Zoo | 3701 S 10th St | Omaha | NE | 68107-2299 | Douglas | NE44213 | Active | 298 | 2022 | Riello | WTSS - Watertube SS Steel | Orangutan Building | HWHT - Hot Water Heat | 4/30/2026
Henry Doorly Zoo | 3701 S 10th St | Omaha | NE | 68107-2299 | Douglas | NE44214 | Active | 295 | 2022 | Riello | WTSS - Watertube SS Steel | Orangutan Building | HWHT - Hot Water Heat | 4/30/2026
Henry Doorly Zoo | 3701 S 10th St | Omaha | NE | 68107-2299 | Douglas | NE44215 | Active | 296 | 2022 | Riello | WTSS - Watertube SS Steel | Orangutan Building | HWHT - Hot Water Heat | 4/30/2026
Henry Doorly Zoo | 3701 S 10th St | Omaha | NE | 68107-2299 | Douglas | NE44216 | Active | 292 | 2022 | Riello | WTSS - Watertube SS Steel | Orangutan Building | HWHT - Hot Water Heat | 4/30/2026
Henry Doorly Zoo | 3701 S 10th St | Omaha | NE | 68107-2299 | Douglas | NE44217 | Active | 604101 | 2024 | Sermeta | SSCH - SS Coil Water Heater | 3R Mechanical (Treetop Restaraunt) | HWSD - Hot Water Dom/Potable | 4/30/2026
Austin Apartments | 3703 Davenport St | Omaha | NE | 68131-2435 | Douglas | NE14641 | Out of Service | 294758 | 2009 | RAYPAK INC, CALIFORNIA | WT - Water Tube Boiler | BOILER ROOM | HWSD - Hot Water Dom/Potable | 10/31/2011
Austin Apartments | 3705 Davenport St | Omaha | NE | 68131-2436 | Douglas | NE09112 | Scrapped/Junked | 9561 | 1985 | SUPR | FTFB - Firetube-Firebox Boiler | BOILER ROOM | STHT - Steam-Heat | 4/30/2011
Austin Apartments | 3705 Davenport St | Omaha | NE | 68131-2436 | Douglas | NE09113 | Scrapped/Junked | 57961 | 1975 | RAYP | CPFT - Horiz Cpr Fin Boiler | BOILER ROOM | HWSD - Hot Water Dom/Potable | 10/31/2009
Castle Court Apartments | 3706 Jones St | Omaha | NE | 68105-5102 | Douglas | NE17885 | Scrapped/Junked | n/a | 1992 | Peerless | CI - Cast Iron | BOILER ROOM | STHT - Steam-Heat | 4/30/2023
King Elementary School | 3706 Maple St | Omaha | NE | 68111-3125 | Douglas | NE04932 | Scrapped/Junked | 7960 | 1990 | BURN | FTFB - Firetube-Firebox Boiler | BOILER ROOM | STHT - Steam-Heat | 12/31/2019
King Elementary School | 3706 Maple St | Omaha | NE | 68111-3125 | Douglas | NE31217 | Scrapped/Junked | n/a | 1972 | Kewanee | FTFB - Firetube-Firebox Boiler | BOILER ROOM | STHT - Steam-Heat | 12/31/2019
King Elementary School | 3706 Maple St | Omaha | NE | 68111-3125 | Douglas | NE31218 | Scrapped/Junked | n/a | 1972 | Kewanee | FTFB - Firetube-Firebox Boiler | BOILER ROOM | STHT - Steam-Heat | 12/31/2019
King Elementary School | 3706 Maple St | Omaha | NE | 68111-3125 | Douglas | NE42118 | Active | 340665 | 2019 | Lochinvar | FTVT - Firetube Vertical TB | BOILER ROOM | HWHT - Hot Water Heat | 12/31/2026
King Elementary School | 3706 Maple St | Omaha | NE | 68111-3125 | Douglas | NE42119 | Active | 341008 | 2019 | Lochinvar | FTVT - Firetube Vertical TB | BOILER ROOM | HWHT - Hot Water Heat | 12/31/2026
King Elementary School | 3706 Maple St | Omaha | NE | 68111-3125 | Douglas | NE42120 | Active | 453301 | 2018 | Lochinvar | COWH - Coil Type Water Heater | Boiler Room | HWSD - Hot Water Dom/Potable | 12/31/2026
OFFICE BUILDING | 3707 N 144th St | Omaha | NE | 68116-4201 | Douglas | NE24430 | Scrapped/Junked |  | 1998 | AQUA-STAR | COBL - Coil Type Boiler | MECH ROOM | HWHT - Hot Water Heat | 12/31/2005
Chi Club Apartments | 3708 Dewey Ave | Omaha | NE | 68105-1126 | Douglas | NE12809 | Scrapped/Junked | 1299 | 1981 | Peerless | CI - Cast Iron | BASEMENT | STHT - Steam-Heat | 12/31/2014
Chi Club Apartments | 3708 Dewey Ave | Omaha | NE | 68105-1126 | Douglas | NE21879 | Exempt 1999 LB-66 |  | 1997 | AO SMITH | AHWH - ANSI/Fired Water Htr | BOILER ROOM | HWSD - Hot Water Dom/Potable | 3/31/2000
Chi Club Apartments | 3708 Dewey Ave | Omaha | NE | 68105-1126 | Douglas | NE26021 | Active | N/A | 2012 | Peerless | CI - Cast Iron | BASEMENT | STHT - Steam-Heat | 9/30/2026
Auto Bathouse | 3711 N 90th St | Omaha | NE | 68134-4128 | Douglas | NE04828 | Inactive | 66464 | 1986 | AO SMITH | WT - Water Tube Boiler | Mechanical Room | HWSP - Hot Water Non Potable Supply | 2/28/2018
C & S AUTOMOTIVE | 3712 Dahlman Ave | Omaha | NE | 68107-1557 | Douglas | NE12985 | Inactive |  | 1960 | PEERLESS HEATER COMPANY |  | EQUIP ROOM | HWHT - Hot Water Heat | 4/30/2001
Montessori Parents Co-op | 3713 N 52nd St | Omaha | NE | 68104-2905 | Douglas | NE03428 | Scrapped/Junked |  | 1988 | PEERLESS HEATER COMPANY |  | BOILER ROOM | HWHT - Hot Water Heat | 11/30/2006
Montessori Parents Co-op | 3713 N 52nd St | Omaha | NE | 68104-2905 | Douglas | NE07044 | Active | 43511 | 2005 | Aerco International | FT - Firetube Boiler | EQUIPMENT ROOM | HWHT - Hot Water Heat | 9/30/2026
Apartment Building | 3716 Jones St | Omaha | NE | 68105-1170 | Douglas | NE15032 | Scrapped/Junked | n/a | 2002 | Peerless | CI - Cast Iron | BASEMENT | STHT - Steam-Heat | 2/28/2015
Apartment Building | 3716 Jones St | Omaha | NE | 68105-1170 | Douglas | NE18398 | Scrapped/Junked |  | 1950 | AMERICAN RADIATOR |  |  | STHT - Steam-Heat | 1/31/2000
Apartment Building | 3716 Jones St | Omaha | NE | 68105-1170 | Douglas | NE26022 | Active | N/A | 2014 | Peerless | CI - Cast Iron | BASEMENT | STHT - Steam-Heat | 9/30/2026
Law Offices | 3717 Harney St | Omaha | NE | 68131-3844 | Douglas | NE06483 | Scrapped/Junked | 507 | 2004 | GIANNONI | COBL - Coil Type Boiler | EQUIPMENT ROOM | HWHT - Hot Water Heat | 10/31/2022
Law Offices | 3717 Harney St | Omaha | NE | 68131-3844 | Douglas | NE06484 | Scrapped/Junked | 513 | 2004 | GIANNONI | COBL - Coil Type Boiler | EQUIPMENT ROOM | HWHT - Hot Water Heat | 10/31/2022
Law Offices | 3717 Harney St | Omaha | NE | 68131-3844 | Douglas | NE43552 | Active | 79386 | 2021 | Laars | WTSS - Watertube SS Steel | Mechanical Room | HWHT - Hot Water Heat | 7/31/2026
Law Offices | 3717 Harney St | Omaha | NE | 68131-3844 | Douglas | NE43553 | Active | 79411 | 2021 | Laars | WTSS - Watertube SS Steel | Mechanical Room | HWHT - Hot Water Heat | 7/31/2026
AMOURA MACK & ASSOCIATES | 3717 Harney St | Omaha | NE | 68131-3844 | Douglas | NE37671 | Scrapped/Junked |  | 1966 | KEWANEE | FTFB - Firetube-Firebox Boiler | 2ND FLOOR | HWHT - Hot Water Heat | 12/31/2000
King Science Center | 3720 Florence Blvd | Omaha | NE | 68110-1737 | Douglas | NE04852 | Scrapped/Junked | 52920 | 1990 | CLEVELAND RANGE | FT - Firetube Boiler |  | 0021 - Steam Supp Cooker/Kettle | 6/30/1993
King Science Center | 3720 Florence Blvd | Omaha | NE | 68110-1737 | Douglas | NE09980 | Scrapped/Junked | 37206 | 2002 | Aerco International | COWH - Coil Type Water Heater | BASMENT BLR RM | HWSD - Hot Water Dom/Potable | 12/31/2010
King Science Center | 3720 Florence Blvd | Omaha | NE | 68110-1737 | Douglas | NE09981 | Scrapped/Junked | 37194 | 2002 | Aerco International | COWH - Coil Type Water Heater | BASEMENT BLR RM | HWSD - Hot Water Dom/Potable | 12/31/2010
King Science Center | 3720 Florence Blvd | Omaha | NE | 68110-1737 | Douglas | NE09982 | Active | 37035 | 2002 | Aerco International | VTWT - Vert Watertube | BASEMENT BLR RM | HWHT - Hot Water Heat | 12/31/2026
King Science Center | 3720 Florence Blvd | Omaha | NE | 68110-1737 | Douglas | NE09983 | Active | 37034 | 2002 | Aerco International | VTWT - Vert Watertube | BASEMENT BLR RM | HWHT - Hot Water Heat | 12/31/2023
King Science Center | 3720 Florence Blvd | Omaha | NE | 68110-1737 | Douglas | NE09984 | Scrapped/Junked | 37033 | 2002 | Aerco International | VTWT - Vert Watertube | BASEMENT BLR RM | HWHT - Hot Water Heat | 12/31/2024
King Science Center | 3720 Florence Blvd | Omaha | NE | 68110-1737 | Douglas | NE31070 | Scrapped/Junked |  | 1958 | FITZGIBBONS | FTFB - Firetube-Firebox Boiler | BOILER ROOM | STHT - Steam-Heat | 6/30/2003
King Science Center | 3720 Florence Blvd | Omaha | NE | 68110-1737 | Douglas | NE31071 | Scrapped/Junked |  | 1958 | FITZGIBBONS | FTFB - Firetube-Firebox Boiler | BOILER ROOM | STHT - Steam-Heat | 6/30/2002
King Science Center | 3720 Florence Blvd | Omaha | NE | 68110-1737 | Douglas | NE31072 | Scrapped/Junked |  | 1958 | FITZGIBBONS | FTFB - Firetube-Firebox Boiler | BOILER ROOM | STHT - Steam-Heat | 6/30/2002
King Science Center | 3720 Florence Blvd | Omaha | NE | 68110-1737 | Douglas | NE43201 | Active | 97096 | 2023 | Aerco | FTVT - Firetube Vertical TB | Mechanical Room | GLYC - Glycol Bldg Heat Sys | 12/31/2026
Country House Resident | 3720 George B Lake Pkwy | Elkhorn | NE | 68022-3556 | Douglas | NE28899 | Active | 271297 | 2020 | AO SMITH | CHWH - ASME/Fired Water Heater | 1st fl mech room | HWSP - Hot Water Non Potable Supply | 10/31/2026
Country House Resident | 3720 George B Lake Pkwy | Elkhorn | NE | 68022-3556 | Douglas | NE28900 | Active | 271266 | 2020 | AO SMITH | CHWH - ASME/Fired Water Heater | 1st fl mech room | HWSP - Hot Water Non Potable Supply | 10/31/2026
108 Cleaners | 3722 S 132nd St | Omaha | NE | 68144-3608 | Douglas | NE01689 | Scrapped/Junked | 192 | 2002 | Hurst Boiler & Welding | FT - Firetube Boiler | Boiler Room | PROC - Process Steam | 3/31/2008
108 Cleaners | 3722 S 132nd St | Omaha | NE | 68144-3608 | Douglas | NE13825 | Scrapped/Junked | 105817 | 2008 | Fulton | FTVT - Firetube Vertical TB | Boiler Closet | STMG - Steam Generator | 1/31/2019
Cromwell Apartments | 3724 Jackson St | Omaha | NE | 68105-5101 | Douglas | NE21757 | Scrapped/Junked | 66877 | 1994 | RUUD | CHWH - ASME/Fired Water Heater | EQUIP ROOM | HWSD - Hot Water Dom/Potable | 4/30/2013
Cromwell Apartments | 3724 Jackson St | Omaha | NE | 68105-5101 | Douglas | NE21758 | Scrapped/Junked | 68926 | 1995 | RUUD | CHWH - ASME/Fired Water Heater | EQUIP ROOM | HWSD - Hot Water Dom/Potable | 4/30/2013
Casey's General Store | 3725 N 147th St | Omaha | NE | 68116-1473 | Douglas | NE01447 | Active | 442 | 1999 | axeman-anderson | COBL - Coil Type Boiler | BOILER ROOM | GLYC - Glycol Bldg Heat Sys | 2/28/2026
Casey's General Store | 3725 N 147th St | Omaha | NE | 68116-1473 | Douglas | NE01448 | Active | 443 | 1999 | axeman-anderson | COBL - Coil Type Boiler | BOILER ROOM | GLYC - Glycol Bldg Heat Sys | 2/28/2026
Casey's General Store | 3725 N 147th St | Omaha | NE | 68116-1473 | Douglas | NE01449 | Active | 450 | 1999 | axeman-anderson | COBL - Coil Type Boiler | BOILER ROOM | GLYC - Glycol Bldg Heat Sys | 2/28/2026
Casey's General Store | 3725 N 147th St | Omaha | NE | 68116-1473 | Douglas | NE01450 | Active | 451 | 1999 | axeman-anderson | COBL - Coil Type Boiler | BOILER ROOM | GLYC - Glycol Bldg Heat Sys | 2/28/2026
Casey's General Store | 3725 N 147th St | Omaha | NE | 68116-1473 | Douglas | NE01451 | Active | 452 | 1999 | axeman-anderson | COBL - Coil Type Boiler | BOILER ROOM | GLYC - Glycol Bldg Heat Sys | 2/28/2026
Casey's General Store | 3725 N 147th St | Omaha | NE | 68116-1473 | Douglas | NE01452 | Active | 453 | 1999 | axeman-anderson | COBL - Coil Type Boiler | BOILER ROOM | GLYC - Glycol Bldg Heat Sys | 2/28/2026
Casey's General Store | 3725 N 147th St | Omaha | NE | 68116-1473 | Douglas | NE01453 | Out of Service | 454 | 1999 | axeman-anderson | COBL - Coil Type Boiler | BOILER ROOM | HWHT - Hot Water Heat | 2/28/2021
Casey's General Store | 3725 N 147th St | Omaha | NE | 68116-1473 | Douglas | NE01454 | Out of Service | 455 | 1999 | axeman-anderson | COBL - Coil Type Boiler | BOILER ROOM | HWHT - Hot Water Heat | 2/28/2021
Vacant Building | 3737 Lake St | Omaha | NE | 68111-3550 | Douglas | NE09465 | Out of Service | 20841 | 1961 | Kewannee | FTSM - FTS Marine Dry Back | BOILER ROOM | STHT - Steam-Heat | 6/30/2014
Atlantic Aviation | 3737 Orville Plz | Omaha | NE | 68110-2601 | Douglas | NE18075 | Active | 19704 | 1985 | Bryan Steam LLC | WT - Water Tube Boiler | 2ND FLOOR | HWHT - Hot Water Heat | 5/31/2027
Atlantic Aviation | 3737 Orville Plz | Omaha | NE | 68110-2601 | Douglas | NE23064 | Exempt 1999 LB-66 |  | 1984 | A. O. Smith | AHWH - ANSI/Fired Water Htr |  | HWSD - Hot Water Dom/Potable | 9/30/1999
Atlantic Aviation | 3737 Orville Plz | Omaha | NE | 68110-2601 | Douglas | NE23065 | Exempt 1999 LB-66 |  | 1985 | A. O. Smith | AHWH - ANSI/Fired Water Htr |  | HWSD - Hot Water Dom/Potable | 9/30/1999
Citadel Corps | 3738 Cuming St | Omaha | NE | 68131-1953 | Douglas | NE26676 | Active | 3631 | 2014 | Aerco | COND - Condenser | mech room | HWHT - Hot Water Heat | 5/31/2027
Citadel Corps | 3738 Cuming St | Omaha | NE | 68131-1953 | Douglas | NE26677 | Active | 3397 | 2014 | Aerco | COND - Condenser | mech room | HWHT - Hot Water Heat | 5/31/2027
Citadel Corps | 3738 Cuming St | Omaha | NE | 68131-1953 | Douglas | NE26696 | Active | 3630 | 2014 | Aerco | COND - Condenser | mech room | HWHT - Hot Water Heat | 5/31/2027
Citadel Corps | 3738 Cuming St | Omaha | NE | 68131-1953 | Douglas | NE26697 | Active | 3396 | 2014 | Aerco | COND - Condenser | mech room | HWHT - Hot Water Heat | 5/31/2027
Belvedere Academy | 3775 Curtis Ave | Omaha | NE | 68111-1169 | Douglas | NE05439 | Scrapped/Junked |  | 1983 | STATE INDUSTRIES | AHWH - ANSI/Fired Water Htr |  | HWSD - Hot Water Dom/Potable | 6/30/1997
Belvedere Academy | 3775 Curtis Ave | Omaha | NE | 68111-1169 | Douglas | NE05440 | Exempt 1999 LB-66 |  | 1983 | STATE INDUSTRIES | AHWH - ANSI/Fired Water Htr |  | HWSD - Hot Water Dom/Potable | 6/30/2000
Belvedere Academy | 3775 Curtis Ave | Omaha | NE | 68111-1169 | Douglas | NE05441 | Exempt 1999 LB-66 |  | 1983 | STATE INDUSTRIES | AHWH - ANSI/Fired Water Htr |  | HWSD - Hot Water Dom/Potable | 6/30/2000
Belvedere Academy | 3775 Curtis Ave | Omaha | NE | 68111-1169 | Douglas | NE23764 | Scrapped/Junked | 199439 | 2011 | Peerless | WT - Water Tube Boiler | boiler room | HWHT - Hot Water Heat | 12/31/2023
Belvedere Academy | 3775 Curtis Ave | Omaha | NE | 68111-1169 | Douglas | NE30988 | Scrapped/Junked | 36081 | 1982 | KEWANEE | FT - Firetube Boiler | BOILER ROOM | STHT - Steam-Heat | 6/30/2002
Belvedere Academy | 3775 Curtis Ave | Omaha | NE | 68111-1169 | Douglas | NE30989 | Scrapped/Junked | 36110 | 1982 | KEWANEE | FT - Firetube Boiler | BOILER ROOM | STHT - Steam-Heat | 6/30/2001
Belvedere Academy | 3775 Curtis Ave | Omaha | NE | 68111-1169 | Douglas | NE30990 | Scrapped/Junked | 36111 | 1982 | Kewanee | FTFB - Firetube-Firebox Boiler | BOILER ROOM | HWHT - Hot Water Heat | 12/31/2014
Belvedere Academy | 3775 Curtis Ave | Omaha | NE | 68111-1169 | Douglas | NE42618 | Active | N/A | 2023 | Advanced Thermal Hydronics | CI - Cast Iron | Boiler Room | HWHT - Hot Water Heat | 3/31/2027
Belvedere Academy | 3775 Curtis Ave | Omaha | NE | 68111-1169 | Douglas | NE42619 | Active | N/A | 2023 | Advanced Thermal Hydronics | CI - Cast Iron | Boiler Room | HWHT - Hot Water Heat | 3/31/2027
Jet Linx Office & Hanger | 3800 Amelia Earhart Plz | Omaha | NE | 68110-2643 | Douglas | NE43225 | Active | 93256 | 2022 | Aerco | FTVT - Firetube Vertical TB | Shop Floor | HWFG - Hotwater Heat Floor-Glycl | 4/30/2026
3801 Harney Office Bldg | 3801 Harney St | Omaha | NE | 68131-3851 | Douglas | NE02263 | Scrapped/Junked | NA | 1957 | Kewanee | FTFB - Firetube-Firebox Boiler | Basement Mechanical Room | HWHT - Hot Water Heat | 12/31/2017
KNICKERBOCKERS | 3801 Jones St | Omaha | NE | 68105-1149 | Douglas | NE19288 | Exempt 1999 LB-66 |  | 1980 | AMERICAN APPLIANCE | AHWH - ANSI/Fired Water Htr |  | HWSD - Hot Water Dom/Potable | 8/31/1999
McMillan Magnet Center | 3802 Redick Ave | Omaha | NE | 68112-2966 | Douglas | NE31095 | Active | 11054 | 1957 | Kewanee | FT - Firetube Boiler | BOILER ROOM | STHT - Steam-Heat | 6/30/2026
McMillan Magnet Center | 3802 Redick Ave | Omaha | NE | 68112-2966 | Douglas | NE31096 | Active | 5096 | 1957 | Kewanee | FT - Firetube Boiler | BOILER ROOM | STHT - Steam-Heat | 12/31/2026
McMillan Magnet Center | 3802 Redick Ave | Omaha | NE | 68112-2966 | Douglas | NE31097 | Active | 5098 | 1957 | Kewanee | FT - Firetube Boiler | BOILER ROOM | STHT - Steam-Heat | 12/31/2026
Colonial Hotel | 3804 Farnam St | Omaha | NE | 68131-3114 | Douglas | NE04308 | Scrapped/Junked |  | 1938 | PACIFIC | FTFB - Firetube-Firebox Boiler | BOILER ROOM | STHT - Steam-Heat | 9/30/2001
Knickerbocker Apartments | 3805 Jones St | Omaha | NE | 68105-1114 | Douglas | NE17883 | Scrapped/Junked | n/a | 1993 | Peerless | CI - Cast Iron | BASEMENT | STHT - Steam-Heat | 2/28/2018
Knickerbocker Apartments | 3805 Jones St | Omaha | NE | 68105-1114 | Douglas | NE27148 | Active | n/a | 2017 | Peerless | CI - Cast Iron | boiler room | STHT - Steam-Heat | 11/30/2026
N 90th St Car Wash | 3808 N 90th St | Omaha | NE | 68134-4131 | Douglas | NE17869 | Scrapped/Junked | 3740 | 1985 | WEBJ | COBL - Coil Type Boiler | EQUIP ROOM | HWSP - Hot Water Non Potable Supply | 2/28/2015
City of Omaha-Ed Zorinsky Water Park | 3808 S 156th St | Omaha | NE | 68130-2104 | Douglas | NE17770 | Active | 221696 | 2009 | Lochinvar | CPFT - Horiz Cpr Fin Boiler | Pump House | OPHT - Outdoor Pool Heater | 6/30/2026
Darling International | 3811 Dahlman Ave | Omaha | NE | 68107-1559 | Douglas | NE11242 | Inactive | 21185 | 1962 | Kewannee | FTSM - FTS Marine Dry Back | FIRST FLOOR | PROC - Process Steam | 3/31/2004
Darling International | 3811 Dahlman Ave | Omaha | NE | 68107-1559 | Douglas | NE12747 | Inactive | 28767 | 1977 | Kewannee | FT - Firetube Boiler | Maintenance | PROC - Process Steam | 3/31/2010
Hidden Valley | 3811 N 109th Plz | Omaha | NE | 68164-2841 | Douglas | NE00614 | Scrapped/Junked | 52608 | 2000 | Lochinvar | CHWH - ASME/Fired Water Heater | EQUIP ROOM | HWSD - Hot Water Dom/Potable | 9/30/2016
Hidden Valley | 3811 N 109th Plz | Omaha | NE | 68164-2841 | Douglas | NE12898 | Scrapped/Junked | 30044 | 1980 | RUUD | CHWH - ASME/Fired Water Heater | EQUIPMENT ROOM | HWSD - Hot Water Dom/Potable | 9/30/2016
Hidden Valley | 3811 N 109th Plz | Omaha | NE | 68164-2841 | Douglas | NE12899 | Scrapped/Junked | 30045 | 1980 | RUUD | CHWH - ASME/Fired Water Heater | EQUIPMENT ROOM | HWSD - Hot Water Dom/Potable | 9/30/2000
Neighborhood Cleaners | 3814 N 156th St | Omaha | NE | 68116-2802 | Douglas | NE08108 | Scrapped/Junked | 3371 | 2006 | Hurst | VTNT - Vertical Tubeless | BOILER ROOM | PROC - Process Steam | 11/30/2010
Neighborhood Cleaners | 3814 N 156th St | Omaha | NE | 68116-2802 | Douglas | NE25550 | Scrapped/Junked | 7153 | 2000 | Hurst Boiler & Welding Co | FTVT - Firetube Vertical TB | BOILER ROOM | PROC - Process Steam | 4/30/2007
West Farnam Apartments | 3817 Dewey Ave | Omaha | NE | 68105-1199 | Douglas | NE04319 | Out of Service | n/a | 1977 | Peerless | CI - Cast Iron | BOILER ROOM | STHT - Steam-Heat | 1/31/2016
CYRGUS CO | 3823 Leavenworth St | Omaha | NE | 68105-1116 | Douglas | NE04945 | Inactive |  | 1973 | BRYANT |  | BOILER ROOM | STHT - Steam-Heat | 12/31/2001
Genoa Apartments | 3830 Cass St | Omaha | NE | 68131-1850 | Douglas | NE04437 | Scrapped/Junked |  | 1988 | PEERLESS HEATER COMPANY |  | BOILER ROOM | STHT - Steam-Heat | 4/30/2005
Genoa Apartments | 3830 Cass St | Omaha | NE | 68131-1850 | Douglas | NE04439 | Scrapped/Junked |  | 1988 | PEERLESS HEATER COMPANY |  | BOILER ROOM | STHT - Steam-Heat | 4/30/2000
Genoa Apartments | 3830 Cass St | Omaha | NE | 68131-1850 | Douglas | NE25606 | Out of Service |  | 1999 | PEER | CI - Cast Iron | BOILER ROOM | STHT - Steam-Heat | 4/30/2005
Transportation Building | 3833 N 72nd St | Omaha | NE | 68134-4403 | Douglas | NE04612 | Active | n/a | 1973 | Kewanee | FTFB - Firetube-Firebox Boiler | BOILER ROOM | HWHT - Hot Water Heat | 12/31/2026
The Carriage House | 3838 Davenport St | Omaha | NE | 68131-2389 | Douglas | NE31088 | Scrapped/Junked | N/A | 1952 | HYDR | CI - Cast Iron | BASEMENT | HWHT - Hot Water Heat | 12/31/2011
The Carriage House | 3838 Davenport St | Omaha | NE | 68131-2389 | Douglas | NE31089 | Scrapped/Junked | n/a | 1952 | HYDR | CI - Cast Iron | BASEMENT | HWHT - Hot Water Heat | 12/31/2011
American Red Cross | 3838 Dewey Ave | Omaha | NE | 68105-1148 | Douglas | NE16432 | Active | 31489 | 1978 | Kewannee | FT - Firetube Boiler | Basement | HWHT - Hot Water Heat | 10/31/2026
American Red Cross | 3838 Dewey Ave | Omaha | NE | 68105-1148 | Douglas | NE16433 | Active | 31483 | 1978 | Kewannee | FT - Firetube Boiler | Basement | HWHT - Hot Water Heat | 10/31/2026
American Red Cross | 3838 Dewey Ave | Omaha | NE | 68105-1148 | Douglas | NE21311 | Exempt 1999 LB-66 |  | 1980 | AO SMITH | AHWH - ANSI/Fired Water Htr |  | HWSD - Hot Water Dom/Potable | 9/30/1999
American Red Cross | 3838 Dewey Ave | Omaha | NE | 68105-1148 | Douglas | NE21312 | Exempt 1999 LB-66 |  | 1980 | AO SMITH | AHWH - ANSI/Fired Water Htr |  | HWSD - Hot Water Dom/Potable | 9/30/1999
COLUMBIAN VILLA | 3838 JONES ST | OMAHA | NE | 68105 | Douglas | NE21833 | Exempt 1999 LB-66 |  | 1991 | AO SMITH | AHWH - ANSI/Fired Water Htr |  | HWSD - Hot Water Dom/Potable | 9/30/1999
COLUMBIAN VILLA | 3838 JONES ST | OMAHA | NE | 68105 | Douglas | NE21834 | Exempt 1999 LB-66 |  | 1991 | AO SMITH | AHWH - ANSI/Fired Water Htr |  | HWSD - Hot Water Dom/Potable | 9/30/1999
Behlen Mfg. Co. | 3838 S 108th St | Omaha | NE | 68144-4951 | Douglas | NE23195 | Inactive | 49555 | 1998 | Kewannee | FTSM - FTS Marine Dry Back | BOILER ROOM | PROC - Process Steam | 4/30/2003
Behlen Mfg. Co. | 3838 S 108th St | Omaha | NE | 68144-4951 | Douglas | NE23196 | Inactive | 49541 | 1998 | Kewannee | FTSM - FTS Marine Dry Back | BOILER ROOM | PROC - Process Steam | 4/30/2003
Village Inn | 3839 N 138th St | Omaha | NE | 68164-6310 | Douglas | NE25527 | Scrapped/Junked | 66817 | 1999 | STAT | CHWH - ASME/Fired Water Heater | EQUIP ROOM | HWSD - Hot Water Dom/Potable | 2/28/2014
Highland Court | 3860 Harney St | Omaha | NE | 68131-3815 | Douglas | NE41722 | Active | N/A | 2021 | Peerless | CI - Cast Iron | Basement Mechanical | STHT - Steam-Heat | 1/31/2027
UNMC Residences | 3861 Dewey Ave | Omaha | NE | 68105-1147 | Douglas | NE43941 | Active | 431393 | 2025 | Lochinvar | FTVT - Firetube Vertical TB | Boiler Room | GLYC - Glycol Bldg Heat Sys | 3/31/2026
UNMC Residences | 3861 Dewey Ave | Omaha | NE | 68105-1147 | Douglas | NE43942 | Active | 430711 | 2025 | Lochinvar | FTVT - Firetube Vertical TB | Boiler Room | GLYC - Glycol Bldg Heat Sys | 3/31/2026
UNMC Residences | 3861 Dewey Ave | Omaha | NE | 68105-1147 | Douglas | NE43943 | Active | 160366 | 2025 | PVI Industries | CHWH - ASME/Fired Water Heater | Boiler Room | HWSD - Hot Water Dom/Potable | 3/31/2026
UNMC Residences | 3861 Dewey Ave | Omaha | NE | 68105-1147 | Douglas | NE43944 | Active | 160322 | 2025 | PVI Industries | CHWH - ASME/Fired Water Heater | Boiler Room | HWSD - Hot Water Dom/Potable | 3/31/2026
UNMC Residences | 3861 Dewey Ave | Omaha | NE | 68105-1147 | Douglas | NE43945 | Active | 159871 | 2025 | PVI Industries | CHWH - ASME/Fired Water Heater | Boiler Room | HWSD - Hot Water Dom/Potable | 3/31/2026
St Cecilia's School | 3869 Webster St | Omaha | NE | 68131-1809 | Douglas | NE21992 | Exempt 1999 LB-66 |  | 1993 | STATE INDUSTRIES | AHWH - ANSI/Fired Water Htr |  | HWSD - Hot Water Dom/Potable | 7/31/1999
St Cecilia's School | 3869 Webster St | Omaha | NE | 68131-1809 | Douglas | NE21993 | Exempt 1999 LB-66 |  | 1993 | STATE INDUSTRIES | AHWH - ANSI/Fired Water Htr |  | HWSD - Hot Water Dom/Potable | 7/31/1999
St Cecilia's School | 3869 Webster St | Omaha | NE | 68131-1809 | Douglas | NE32089 | Scrapped/Junked | n/a | 1949 | Kewanee | FTFB - Firetube-Firebox Boiler | BOILER ROOM | STHT - Steam-Heat | 1/31/2016
St Cecilia's School | 3869 Webster St | Omaha | NE | 68131-1809 | Douglas | NE32090 | Scrapped/Junked | 9509 | 1949 | Kewanee | FTFB - Firetube-Firebox Boiler | BOILER ROOM | STHT - Steam-Heat | 1/31/2016
St Cecilia's School | 3869 Webster St | Omaha | NE | 68131-1809 | Douglas | NE37621 | Inactive |  | 1980 | PEERLESS HEATER COMPANY |  | CONVENT | STHT - Steam-Heat | 7/31/1996
Saunders Cnty Law Enforcement | 387 N Chestnut St | Wahoo | NE | 68066-1869 | Douglas | NE13417 | Active | 13405 | 2007 | TRIAD BOILER SYSTEMS INC | FTVT - Firetube Vertical TB | MECH ROOM | HWHT - Hot Water Heat | 2/28/2027
Saunders Cnty Law Enforcement | 387 N Chestnut St | Wahoo | NE | 68066-1869 | Douglas | NE13418 | Active | 13406 | 2007 | TRIAD BOILER SYSTEMS INC | FTVT - Firetube Vertical TB | MECH ROOM | HWHT - Hot Water Heat | 2/28/2027
Saunders Cnty Law Enforcement | 387 N Chestnut St | Wahoo | NE | 68066-1869 | Douglas | NE13419 | Active | 13402 | 2007 | TRIAD BOILER SYSTEMS INC | FTVT - Firetube Vertical TB | MECH ROOM | HWHT - Hot Water Heat | 2/28/2027
Saunders Cnty Law Enforcement | 387 N Chestnut St | Wahoo | NE | 68066-1869 | Douglas | NE13420 | Inactive | 120107 | 2007 | AO SMITH | CHWH - ASME/Fired Water Heater | MECH ROOM | HWSD - Hot Water Dom/Potable | 2/28/2023
Saunders Cnty Law Enforcement | 387 N Chestnut St | Wahoo | NE | 68066-1869 | Douglas | NE13421 | Scrapped/Junked | 120230 | 2007 | AO SMITH | CHWH - ASME/Fired Water Heater | MECH ROOM | HWSD - Hot Water Dom/Potable | 2/28/2024
Saunders Cnty Law Enforcement | 387 N Chestnut St | Wahoo | NE | 68066-1869 | Douglas | NE13422 | Scrapped/Junked | 120227 | 2007 | AO SMITH | CHWH - ASME/Fired Water Heater | MECH ROOM | HWSD - Hot Water Dom/Potable | 2/28/2024
Saunders Cnty Law Enforcement | 387 N Chestnut St | Wahoo | NE | 68066-1869 | Douglas | NE13423 | Scrapped/Junked | 120218 | 2007 | AO SMITH | CHWH - ASME/Fired Water Heater | MECH ROOM | HWSD - Hot Water Dom/Potable | 2/28/2024
Saunders Cnty Law Enforcement | 387 N Chestnut St | Wahoo | NE | 68066-1869 | Douglas | NE28462 | Active | 7537 | 2019 | Riello | WT - Water Tube Boiler | Boiler Room | HWHT - Hot Water Heat | 2/28/2027
Saunders Cnty Law Enforcement | 387 N Chestnut St | Wahoo | NE | 68066-1869 | Douglas | NE28463 | Active | 7542 | 2019 | Riello | WT - Water Tube Boiler | Boiler Room | HWHT - Hot Water Heat | 2/28/2027
Saunders Cnty Law Enforcement | 387 N Chestnut St | Wahoo | NE | 68066-1869 | Douglas | NE28464 | Active | 7469 | 2019 | Riello | WT - Water Tube Boiler | Boiler Room | HWHT - Hot Water Heat | 2/28/2027
Saunders Cnty Law Enforcement | 387 N Chestnut St | Wahoo | NE | 68066-1869 | Douglas | NE42131 | Active | 293996 | 2022 | AO SMITH | CHWH - ASME/Fired Water Heater | MECH ROOM | HWSD - Hot Water Dom/Potable | 2/28/2027
Saunders Cnty Law Enforcement | 387 N Chestnut St | Wahoo | NE | 68066-1869 | Douglas | NE42319 | Active | 293236 | 2022 | AO SMITH | CHWH - ASME/Fired Water Heater | MECH ROOM | HWSD - Hot Water Dom/Potable | 2/28/2027
Saunders Cnty Law Enforcement | 387 N Chestnut St | Wahoo | NE | 68066-1869 | Douglas | NE42660 | Active | 312021 | 2023 | AO SMITH | CHWH - ASME/Fired Water Heater | MECH ROOM | HWSD - Hot Water Dom/Potable | 2/28/2027
Saunders Cnty Law Enforcement | 387 N Chestnut St | Wahoo | NE | 68066-1869 | Douglas | NE42661 | Active | 311058 | 2023 | AO SMITH | CHWH - ASME/Fired Water Heater | MECH ROOM | HWSD - Hot Water Dom/Potable | 2/28/2027
The Colbert | 3870 Harney St | Omaha | NE | 68131-3813 | Douglas | NE01717 | Scrapped/Junked | n/a | 1999 | Peerless | CI - Cast Iron | BOILER ROOM | STHT - Steam-Heat | 1/31/2020
The Colbert | 3870 Harney St | Omaha | NE | 68131-3813 | Douglas | NE08563 | Scrapped/Junked |  | 1995 | AO SMITH | CHWH - ASME/Fired Water Heater | BOILER ROOM | HWSD - Hot Water Dom/Potable | 1/31/2004
The Colbert | 3870 Harney St | Omaha | NE | 68131-3813 | Douglas | NE20632 | Scrapped/Junked | 31498 | 1995 | AOSM | CHWH - ASME/Fired Water Heater | BOILER ROOM | HWSD - Hot Water Dom/Potable | 1/31/2016
The Colbert | 3870 Harney St | Omaha | NE | 68131-3813 | Douglas | NE28010 | Active | 212331 | 2016 | AO SMITH | CHWH - ASME/Fired Water Heater | boiler room | HWSD - Hot Water Dom/Potable | 1/31/2027
The Colbert | 3870 Harney St | Omaha | NE | 68131-3813 | Douglas | NE37351 | Scrapped/Junked |  | 1982 | Peerless | CI - Cast Iron | BOILER ROOM | STHT - Steam-Heat | 1/31/2005
UNMC | 3872 Leavenworth St | Omaha | NE | 68105-1156 | Douglas | NE01434 | Out of Service | 140567 | 2000 | COLU | FTVT - Firetube Vertical TB | BOILER ROOM | PROC - Process Steam | 5/31/2013
UNMC | 3872 Leavenworth St | Omaha | NE | 68105-1156 | Douglas | NE12705 | Scrapped/Junked | 21682 | 1963 | KEWANEE | FT - Firetube Boiler | BOILER ROOM | PROC - Process Steam | 8/31/2001
Big John's Car Wash | 3875 Leavenworth St | Omaha | NE | 68105-1113 | Douglas | NE22972 | Scrapped/Junked | 6604 | 1990 | TELE | CPFT - Horiz Cpr Fin Boiler | MECH ROOM | HWHT - Hot Water Heat | 8/31/2013
Joslyn Castle | 3902 Davenport St | Omaha | NE | 68131-2316 | Douglas | NE12861 | Active | 8161 | 1994 | ALES | FTVT - Firetube Vertical TB | BASEMENT | HWHT - Hot Water Heat | 1/31/2027
Joslyn Castle | 3902 Davenport St | Omaha | NE | 68131-2316 | Douglas | NE12862 | Active | 8164 | 1994 | ALES | FTVT - Firetube Vertical TB | BASEMENT | HWHT - Hot Water Heat | 1/31/2027
Joslyn Castle | 3902 Davenport St | Omaha | NE | 68131-2316 | Douglas | NE12863 | Active | 8162 | 1994 | ALES | FTVT - Firetube Vertical TB | BASEMENT | HWHT - Hot Water Heat | 1/31/2027
TRAVEL INN | 3902 DODGE ST | OMAHA | NE | 68131 | Douglas | NE21859 | Scrapped/Junked |  | 1990 | AO SMITH | AHWH - ANSI/Fired Water Htr | EQUIP ROOM | HWSD - Hot Water Dom/Potable | 10/31/1999
TRAVEL INN | 3902 DODGE ST | OMAHA | NE | 68131 | Douglas | NE21860 | Scrapped/Junked |  | 1998 | RICHMOND ENG. | AHWH - ANSI/Fired Water Htr | EQUIP ROOM | HWSD - Hot Water Dom/Potable | 10/31/1999
Premier Plastics Inc. | 3902 Leavenworth St | Omaha | NE | 68105-1119 | Douglas | NE04323 | Inactive |  | 1947 | PACIFIC | FT - Firetube Boiler | BOILER ROOM | STHT - Steam-Heat | 9/30/1990
Premier Plastics Inc. | 3902 Leavenworth St | Omaha | NE | 68105-1119 | Douglas | NE15406 | Scrapped/Junked | NA | 1989 | Peerless | CI - Cast Iron | Boiler Room | STHT - Steam-Heat | 10/31/2010
Harvest Community Church | 3903 Cuming St | Omaha | NE | 68131-1211 | Douglas | NE22773 | Scrapped/Junked | n/a | 1958 | Rite Eng | WT - Water Tube Boiler | boiler room | HWHT - Hot Water Heat | 3/31/2020
Torrey Pines Apartments | 3904 N 153rd Ct | Omaha | NE | 68116-6202 | Douglas | NE00123 | Scrapped/Junked | 2384 | 1997 | PURE | WT - Water Tube Boiler | BASEMENT | OPHT - Outdoor Pool Heater | 5/31/2013
Torrey Pines Apartments | 3904 N 153rd Ct | Omaha | NE | 68116-6202 | Douglas | NE42318 | Active | 552677 | 2022 | Raypak | CPPH - Ansi Cpr Fin Pool Heater | Clubhouse Boiler Room | IPHT - Indoor Pool Heater | 5/31/2027
FONTENELLE ELEMENTARY | 3905 N 52nd St | Omaha | NE | 68104-2909 | Douglas | NE31104 | Scrapped/Junked |  | 1954 | KEWANEE | FTFB - Firetube-Firebox Boiler | BOILER ROOM | STHT - Steam-Heat | 6/30/2003
FONTENELLE ELEMENTARY | 3905 N 52nd St | Omaha | NE | 68104-2909 | Douglas | NE31105 | Scrapped/Junked |  | 1954 | KEWANEE | FTFB - Firetube-Firebox Boiler | BOILER ROOM | STHT - Steam-Heat | 6/30/2003
FONTENELLE ELEMENTARY | 3905 N 52nd St | Omaha | NE | 68104-2909 | Douglas | NE31106 | Scrapped/Junked |  | 1954 | AMERICAN RADIATOR |  | FONTENELLE | STHT - Steam-Heat | 6/30/2000
Vacant | 3910 Amelia Earhart Plz | Omaha | NE | 68110-2643 | Douglas | NE15859 | Inactive | 33397 | 1979 | Kewanee | FTFB - Firetube-Firebox Boiler | BOILER ROOM | HWHT - Hot Water Heat | 5/31/2024
Mercer Manor Apartments | 3920 Cuming St | Omaha | NE | 68131-1212 | Douglas | NE08146 | Active | N/A | 2007 | Peerless | CI - Cast Iron | BASEMENT | STHT - Steam-Heat | 11/30/2025
Mercer Manor Apartments | 3920 Cuming St | Omaha | NE | 68131-1212 | Douglas | NE12847 | Scrapped/Junked |  | 1973 | AMERICAN STANDARD |  | BASEMENT BOILER ROOM | STHT - Steam-Heat | 9/30/2004
Thomas Funeral Home | 3920 N 24th St | Omaha | NE | 68110-1734 | Douglas | NE16501 | Active | N/A | 1950 | IDEL | CI - Cast Iron | BOILER ROOM | HWHT - Hot Water Heat | 2/28/2027
3921 Apartments | 3921 Nicholas St | Omaha | NE | 68131-1242 | Douglas | NE18872 | Active | n/a | 2009 | Burnham | CI - Cast Iron | basement | HWHT - Hot Water Heat | 11/30/2026
FARNAM ST PROPERTIES | 3926-28 FARNAM ST | OMAHA | NE | 68131-3014 | Douglas | NE32943 | Scrapped/Junked |  | 1983 | DUNKIRK |  | BASEMENT | STHT - Steam-Heat | 2/28/2004
Apartment Building | 3928 Farnam St | Omaha | NE | 68102-2159 | Douglas | NE15053 | Inactive | n/a | 2003 | Peerless | CI - Cast Iron | BASEMENT | STHT - Steam-Heat | 2/28/2014
SAMMY DEE'S BARBER SHOP | 3929 Ames Ave | Omaha | NE | 68111-2238 | Douglas | NE12780 | Scrapped/Junked |  | 1970 | AMERICAN STANDARD |  | BASEMENT | STHT - Steam-Heat | 12/31/2000
UNMC Annex 32, Red Cross | 3929 Harney St | Omaha | NE | 68131-3717 | Douglas | NE04853 | Active | NA | 1983 | Peerless | CI - Cast Iron | Boiler room | HWHT - Hot Water Heat | 10/31/2026
DC West Elementary | 400 Center St | Valley | NE | 68064 | Douglas | NE28126 | Active | 5917 | 2018 | Riello | WT - Water Tube Boiler | Boiler Room | HWHT - Hot Water Heat | 2/28/2027
DC West Elementary | 400 Center St | Valley | NE | 68064 | Douglas | NE28127 | Active | 5901 | 2018 | Riello | WT - Water Tube Boiler | Boiler Room | HWHT - Hot Water Heat | 2/28/2027
DC West Elementary | 400 Center St | Valley | NE | 68064 | Douglas | NE28128 | Active | 5905 | 2018 | Riello | WT - Water Tube Boiler | Boiler Room | HWHT - Hot Water Heat | 2/28/2027
DC West Elementary | 400 Center St | Valley | NE | 68064 | Douglas | NE28129 | Active | 5898 | 2018 | Riello | WT - Water Tube Boiler | Boiler Room | HWHT - Hot Water Heat | 2/28/2027
Brownell-Talbot School | 400 N Happy Hollow Blvd | Omaha | NE | 68132-2106 | Douglas | NE05091 | Scrapped/Junked | 27511 | 1994 | AOSM | CHWH - ASME/Fired Water Heater | BOILER ROOM | HWSD - Hot Water Dom/Potable | 2/28/2026
Brownell-Talbot School | 400 N Happy Hollow Blvd | Omaha | NE | 68132-2106 | Douglas | NE05473 | Active | 8479 | 1995 | ALES | FTFB - Firetube-Firebox Boiler | FINE ARTS BLDG | STHT - Steam-Heat | 2/28/2027
Brownell-Talbot School | 400 N Happy Hollow Blvd | Omaha | NE | 68132-2106 | Douglas | NE07045 | Active | 83384 | 2004 | AOSC | CHWH - ASME/Fired Water Heater | EQUIPMENT ROOM | HWSD - Hot Water Dom/Potable | 2/28/2027
Brownell-Talbot School | 400 N Happy Hollow Blvd | Omaha | NE | 68132-2106 | Douglas | NE08142 | Active | 16621 | 2007 | ALES | FTVT - Firetube Vertical TB | BOILER ROOM | HWHT - Hot Water Heat | 2/28/2027
Brownell-Talbot School | 400 N Happy Hollow Blvd | Omaha | NE | 68132-2106 | Douglas | NE08143 | Active | 16620 | 2007 | ALES | FTVT - Firetube Vertical TB | BOILER ROOM | HWHT - Hot Water Heat | 2/28/2027
Brownell-Talbot School | 400 N Happy Hollow Blvd | Omaha | NE | 68132-2106 | Douglas | NE08144 | Active | 16623 | 2007 | ALES | FTVT - Firetube Vertical TB | BOILER ROOM | HWHT - Hot Water Heat | 2/28/2027
Brownell-Talbot School | 400 N Happy Hollow Blvd | Omaha | NE | 68132-2106 | Douglas | NE08145 | Active | 16622 | 2007 | ALES | FTVT - Firetube Vertical TB | BOILER ROOM | HWHT - Hot Water Heat | 2/28/2027
Brownell-Talbot School | 400 N Happy Hollow Blvd | Omaha | NE | 68132-2106 | Douglas | NE12616 | Active | 125423 | 2008 | AOSM | CHWH - ASME/Fired Water Heater | EQUIP ROOM | HWSD - Hot Water Dom/Potable | 2/28/2027
Brownell-Talbot School | 400 N Happy Hollow Blvd | Omaha | NE | 68132-2106 | Douglas | NE25910 | Active | 294565 | 2014 | Lochinvar | WTSS - Watertube SS Steel | Pool Mech Room | HWSD - Hot Water Dom/Potable | 2/28/2027
Brownell-Talbot School | 400 N Happy Hollow Blvd | Omaha | NE | 68132-2106 | Douglas | NE25911 | Active | 302355 | 2014 | Lochinvar | WTSS - Watertube SS Steel | Pool Mech Room | IPHT - Indoor Pool Heater | 2/28/2027
Brownell-Talbot School | 400 N Happy Hollow Blvd | Omaha | NE | 68132-2106 | Douglas | NE25912 | Active | 302353 | 2014 | Lochinvar | WTSS - Watertube SS Steel | Pool Mech Room | IPHT - Indoor Pool Heater | 2/28/2027
Brownell-Talbot School | 400 N Happy Hollow Blvd | Omaha | NE | 68132-2106 | Douglas | NE33364 | Scrapped/Junked |  | 1958 | KEWANEE | FTSM - FTS Marine Dry Back | LOW SCH WRTHGT | STHT - Steam-Heat | 8/31/2007
Brownell-Talbot School | 400 N Happy Hollow Blvd | Omaha | NE | 68132-2106 | Douglas | NE39153 | Scrapped/Junked |  | 1984 | AO SMITH | CHWH - ASME/Fired Water Heater | COMMONS AREA | HWSD - Hot Water Dom/Potable | 8/31/2006
Brownell-Talbot School | 400 N Happy Hollow Blvd | Omaha | NE | 68132-2106 | Douglas | NE39154 | Scrapped/Junked | 44643 | 1984 | AO SMITH | CHWH - ASME/Fired Water Heater | COMMONS AREA | HWSD - Hot Water Dom/Potable | 8/31/2008
Brownell-Talbot School | 400 N Happy Hollow Blvd | Omaha | NE | 68132-2106 | Douglas | NE39155 | Scrapped/Junked | 4527 | 1985 | ALDR | FTVT - Firetube Vertical TB | MACHINERY RM | HWHT - Hot Water Heat | 8/31/2014
Brownell-Talbot School | 400 N Happy Hollow Blvd | Omaha | NE | 68132-2106 | Douglas | NE39156 | Scrapped/Junked | 8246 | 1985 | ALDR | FTVT - Firetube Vertical TB | MACHINERY RM | HWHT - Hot Water Heat | 8/31/2014
Brownell-Talbot School | 400 N Happy Hollow Blvd | Omaha | NE | 68132-2106 | Douglas | NE39157 | Scrapped/Junked | 4579 | 1985 | ALDR | FTVT - Firetube Vertical TB | MACHINERY ROOM | HWHT - Hot Water Heat | 8/31/2014
Skyline Elementary School | 400 S 210th St | Elkhorn | NE | 68022-2166 | Douglas | NE17356 | Scrapped/Junked | 6186 | 1992 | Teledyne Laars | CPFT - Horiz Cpr Fin Boiler | PENTHOUSE | HWHT - Hot Water Heat | 7/31/2024
Skyline Elementary School | 400 S 210th St | Elkhorn | NE | 68022-2166 | Douglas | NE20311 | Exempt 1999 LB-66 |  | 1992 | STATE INDUSTRIES | AHWH - ANSI/Fired Water Htr |  | HWSD - Hot Water Dom/Potable | 7/31/2000
BEATON REALTY COMPANY | 4001 Farnam St | Omaha | NE | 68131-3015 | Douglas | NE04933 | Scrapped/Junked |  | 1972 | PEERLESS HEATER COMPANY |  | BOILER ROOM | STHT - Steam-Heat | 2/28/2004
City of Omaha-Household Hazardous Waste | 4001 S 120th St | Omaha | NE | 68137-1205 | Douglas | NE06488 | Active | 1191 | 2005 | AXEM | FTHT - Firetube Horizontal | MECHANICAL ROOM | HWHT - Hot Water Heat | 9/30/2026
City of Omaha-Household Hazardous Waste | 4001 S 120th St | Omaha | NE | 68137-1205 | Douglas | NE08109 | Active | n/a | 2006 | Aerco International | CI - Cast Iron | EQUIP ROOM | HWHT - Hot Water Heat | 9/30/2026
DUDS & SUDS | 4002 Dodge St | Omaha | NE | 68131-3017 | Douglas | NE00143 | Scrapped/Junked | 113352 | 2000 | LOCHINVAR | CPFT - Horiz Cpr Fin Boiler | EQUIP ROOM | HWSP - Hot Water Non Potable Supply | 5/31/2006
DUDS & SUDS | 4002 Dodge St | Omaha | NE | 68131-3017 | Douglas | NE00144 | Scrapped/Junked | 114315 | 2000 | LOCHINVAR | CPFT - Horiz Cpr Fin Boiler | EQUIP ROOM | HWSP - Hot Water Non Potable Supply | 5/31/2006
DUDS & SUDS | 4002 Dodge St | Omaha | NE | 68131-3017 | Douglas | NE12839 | Scrapped/Junked | 24045 | 1991 | HAMILTON ENG/LOCHINVAR | CHWH - ASME/Fired Water Heater | EQUIPMENT ROOM | HWSD - Hot Water Dom/Potable | 6/30/2000
DUDS & SUDS | 4002 Dodge St | Omaha | NE | 68131-3017 | Douglas | NE12840 | Scrapped/Junked | 24041 | 1991 | HAMILTON ENG/LOCHINVAR | CHWH - ASME/Fired Water Heater | EQUIPMENT ROOM | HWSD - Hot Water Dom/Potable | 6/30/1997
St Stanislaus Church | 4002 J St | Omaha | NE | 68107-1157 | Douglas | NE12019 | Active | N/A | 2003 | Burnham | CI - Cast Iron | BASEMENT | HWHT - Hot Water Heat | 1/31/2025
St Stanislaus Church | 4002 J St | Omaha | NE | 68107-1157 | Douglas | NE16125 | Scrapped/Junked | N/A | 1965 | Pennco | CI - Cast Iron | BASEMENT | HWHT - Hot Water Heat | 1/31/2017
St Stanislaus Church | 4002 J St | Omaha | NE | 68107-1157 | Douglas | NE37587 | Scrapped/Junked |  | 1965 | NRC | FTFB - Firetube-Firebox Boiler | BOILER ROOM | HWHT - Hot Water Heat | 7/31/2003
La Michoacana | 4004 S 24th St | Omaha | NE | 68107-1830 | Douglas | NE21773 | Inactive | N/A | 1945 | Kewanee | FT - Firetube Boiler | BASEMENT | HWHT - Hot Water Heat | 5/31/2010
La Michoacana | 4004 S 24th St | Omaha | NE | 68107-1830 | Douglas | NE26602 | Active | n/a | 2013 | Peerless | CI - Cast Iron | basement | HWHT - Hot Water Heat | 10/31/2025
Vacant Building | 4007 S 145th Plz | Omaha | NE | 68137-5406 | Douglas | NE00568 | Scrapped/Junked | 46624 | 2000 | MRST | ELBL - Electric Boiler | POOL AREA | SAUN - Sauna Steam Room Heat | 11/30/2006
Vacant Building | 4007 S 145th Plz | Omaha | NE | 68137-5406 | Douglas | NE00569 | Scrapped/Junked | 101990 | 2000 | Pvi | CHWH - ASME/Fired Water Heater | POOL AREA | HWSP - Hot Water Non Potable Supply | 11/30/2004
Vacant Building | 4007 S 145th Plz | Omaha | NE | 68137-5406 | Douglas | NE22193 | Scrapped/Junked | 75401 | 2009 | Mr. Steam | ELBL - Electric Boiler | Sauna Mechanical | STMG - Steam Generator | 12/31/2020
Vacant Building | 4007 S 145th Plz | Omaha | NE | 68137-5406 | Douglas | NE22194 | Scrapped/Junked | 247391 | 2006 | Raypack | WT - Water Tube Boiler | Pool | SPAJ - Spa/Jacuzzi Heater | 12/31/2014
Vacant Building | 4007 S 145th Plz | Omaha | NE | 68137-5406 | Douglas | NE22195 | Scrapped/Junked | 246196 | 2008 | Jandy Pool | WT - Water Tube Boiler | Pool | IPHT - Indoor Pool Heater | 12/31/2014
Vacant Building | 4007 S 145th Plz | Omaha | NE | 68137-5406 | Douglas | NE24895 | Scrapped/Junked | 371644 | 2014 | Raypak | CPPH - Ansi Cpr Fin Pool Heater | Pool Mechanical | IPHT - Indoor Pool Heater | 12/31/2020
Vacant Building | 4007 S 145th Plz | Omaha | NE | 68137-5406 | Douglas | NE24896 | Scrapped/Junked | 387861 | 2014 | Raypak | CPFH - Copper Fin Water Heater | Pool Mechanical | SPAJ - Spa/Jacuzzi Heater | 12/31/2020
NEBRASKA MACHINERY CO | 401 N 12th St | Omaha | NE | 68102-1123 | Douglas | NE11476 | Scrapped/Junked | 101866 | 1946 | PACIFIC | FT - Firetube Boiler | BOILER ROOM | STHT - Steam-Heat | 7/31/2002
Satterlee Apartments | 401 S 38th Ave | Omaha | NE | 68131-3833 | Douglas | NE12831 | Active | n/a | 1991 | Peerless | CI - Cast Iron | BASEMENT BOILER ROOM | HWHT - Hot Water Heat | 10/31/2026
Santa Monica House | 401 S 39th St | Omaha | NE | 68131-3710 | Douglas | NE12053 | Active | n/a | 1979 | Bryant | CI - Cast Iron | BASEMENT | HWHT - Hot Water Heat | 2/28/2027
Apartment Building | 401 S 41st St | Omaha | NE | 68131-3729 | Douglas | NE10653 | Scrapped/Junked | n/a | 1960 | GENERAL ELECTRIC | WT - Water Tube Boiler | BASEMENT | HWHT - Hot Water Heat | 10/31/2012
VILLA VINEE APARTMENTS | 401 S 78th St | Omaha | NE | 68114-4585 | Douglas | NE22995 | Exempt 1999 LB-66 |  | 1995 | AO SMITH | AHWH - ANSI/Fired Water Htr |  | HWSD - Hot Water Dom/Potable | 4/30/2000
DC West High School | 401 S Pine St | Valley | NE | 68064-9794 | Douglas | NE08555 | Active | 72304 | 2001 | STAT | CHWH - ASME/Fired Water Heater | 1ST FLOOR | HWSD - Hot Water Dom/Potable | 2/28/2027
DC West High School | 401 S Pine St | Valley | NE | 68064-9794 | Douglas | NE08559 | Scrapped/Junked | 58522 | 1999 | MARKET FORGE INDUSTRIES | ELBL - Electric Boiler | KITCHEN | 0021 - Steam Supp Cooker/Kettle | 10/31/2006
DC West High School | 401 S Pine St | Valley | NE | 68064-9794 | Douglas | NE11920 | Scrapped/Junked |  | 1975 | AO SMITH | AHWH - ANSI/Fired Water Htr | 1ST FLR BOILER ROOM | HWSD - Hot Water Dom/Potable | 7/31/2001
DC West High School | 401 S Pine St | Valley | NE | 68064-9794 | Douglas | NE11921 | Scrapped/Junked |  | 1975 | AO SMITH | AHWH - ANSI/Fired Water Htr | 1ST FLOOR | HWSD - Hot Water Dom/Potable | 7/31/1999
DC West High School | 401 S Pine St | Valley | NE | 68064-9794 | Douglas | NE16761 | Scrapped/Junked | 43483 | 1991 | KEWA | FTFB - Firetube-Firebox Boiler | BOILER ROOM | STHT - Steam-Heat | 7/31/2010
DC West High School | 401 S Pine St | Valley | NE | 68064-9794 | Douglas | NE16762 | Scrapped/Junked | 25635 | 1991 | MARKET FORGE INDUSTRIES | FTSO - Ft Shell/No Tubes | KITCHEN | 0021 - Steam Supp Cooker/Kettle | 7/31/2000
DC West High School | 401 S Pine St | Valley | NE | 68064-9794 | Douglas | NE20338 | Scrapped/Junked | 51770 | 1989 | RHEE | CHWH - ASME/Fired Water Heater | BOYS LOCKER ROOM | HWSD - Hot Water Dom/Potable | 7/31/2011
DC West High School | 401 S Pine St | Valley | NE | 68064-9794 | Douglas | NE22408 | Exempt 1999 LB-66 |  | 1992 | AO SMITH | AHWH - ANSI/Fired Water Htr | BOILER ROOM | HWSD - Hot Water Dom/Potable | 7/31/1999
DC West High School | 401 S Pine St | Valley | NE | 68064-9794 | Douglas | NE22409 | Exempt 1999 LB-66 |  | 1992 | AO SMITH | AHWH - ANSI/Fired Water Htr | BOILER ROOM | HWSD - Hot Water Dom/Potable | 7/31/1999
DC West High School | 401 S Pine St | Valley | NE | 68064-9794 | Douglas | NE22410 | Exempt 1999 LB-66 |  | 1992 | AO SMITH | AHWH - ANSI/Fired Water Htr | BOILER ROOM | HWSD - Hot Water Dom/Potable | 7/31/1999
DC West High School | 401 S Pine St | Valley | NE | 68064-9794 | Douglas | NE24787 | Scrapped/Junked | 43387 | 1998 | AOSM | CHWH - ASME/Fired Water Heater | 1ST FLOOR | HWSD - Hot Water Dom/Potable | 2/28/2020
DC West High School | 401 S Pine St | Valley | NE | 68064-9794 | Douglas | NE42130 | Active | 255837 | 2019 | AO SMITH | CHWH - ASME/Fired Water Heater | Mech room | HWSD - Hot Water Dom/Potable | 2/28/2027
Big John's Car Wash | 4012 N 72nd St | Omaha | NE | 68134-4408 | Douglas | NE12916 | Scrapped/Junked | 64575 | 1985 | TELE | CPFT - Horiz Cpr Fin Boiler | BOILER ROOM | HWHF - Hot Water Heat-Floor | 2/28/2012
Druid Hill Elementary | 4020 N 30th St | Omaha | NE | 68111-2975 | Douglas | NE09609 | Active | 51544 | 2001 | Kewanee | FTFB - Firetube-Firebox Boiler | EQUIPMENT ROOM | HWHT - Hot Water Heat | 12/31/2025
Druid Hill Elementary | 4020 N 30th St | Omaha | NE | 68111-2975 | Douglas | NE09610 | Active | 51548 | 2001 | Kewanee | FTFB - Firetube-Firebox Boiler | EQUIPMENT ROOM | HWHT - Hot Water Heat | 12/31/2025
J J Coin Laundry | 4023 N 30th St | Omaha | NE | 68111-2974 | Douglas | NE06126 | Out of Service | 8101 | 2004 | HTPI | COBL - Coil Type Boiler | EQUIPMENT ROOM | HWSD - Hot Water Dom/Potable | 4/30/2016
J J Coin Laundry | 4023 N 30th St | Omaha | NE | 68111-2974 | Douglas | NE06127 | Inactive | 8107 | 2004 | HTPI | COBL - Coil Type Boiler | EQUIPMENT ROOM | HWSD - Hot Water Dom/Potable | 4/30/2025
J J Coin Laundry | 4023 N 30th St | Omaha | NE | 68111-2974 | Douglas | NE06128 | Out of Service | 9067 | 2004 | HTPI | COBL - Coil Type Boiler | EQUIPMENT ROOM | HWSD - Hot Water Dom/Potable | 4/30/2016
Apartment Building | 403 N 40th St | Omaha | NE | 68131-2366 | Douglas | NE16286 | Active | n/a | 1949 | HYDR | CI - Cast Iron | BASEMENT | HWHT - Hot Water Heat | 3/31/2027
Apartment Building | 403 N 40th St | Omaha | NE | 68131-2366 | Douglas | NE17867 | Active | n/a | 1948 | HYDR | CI - Cast Iron | BASEMENT | HWHT - Hot Water Heat | 3/31/2027
Christ Community Church-BMIC#425580 | 404 S 108th Ave | Omaha | NE | 68154-2626 | Douglas | NE10867 | Active | 33572 | 1980 | Kewanee | FTFB - Firetube-Firebox Boiler | Boiler Room | HWHT - Hot Water Heat | 5/31/2027
Christ Community Church-BMIC#425580 | 404 S 108th Ave | Omaha | NE | 68154-2626 | Douglas | NE10868 | Out of Service | 40606 | 1987 | Kewanee | FTFB - Firetube-Firebox Boiler | Boiler Room | HWHT - Hot Water Heat | 9/2/2021
Christ Community Church-BMIC#425580 | 404 S 108th Ave | Omaha | NE | 68154-2626 | Douglas | NE12552 | Scrapped/Junked | 16837 | 2007 | Les Inc/Aldrich Co | FTNT - FT Vertical Tubeless | Boiler Room | HWSD - Hot Water Dom/Potable | 5/31/2016
Christ Community Church-BMIC#425580 | 404 S 108th Ave | Omaha | NE | 68154-2626 | Douglas | NE18068 | Active | 40606 | 1987 | Kewanee | FTFB - Firetube-Firebox Boiler | Boiler Room | HWHT - Hot Water Heat | 5/31/2027
Christ Community Church-BMIC#425580 | 404 S 108th Ave | Omaha | NE | 68154-2626 | Douglas | NE20321 | Scrapped/Junked | 7812 | 1993 | Aldrich | FTVT - Firetube Vertical TB | Boiler Room | HWHT - Hot Water Heat | 5/31/2007
Christ Community Church-BMIC#425580 | 404 S 108th Ave | Omaha | NE | 68154-2626 | Douglas | NE20322 | Exempt 1999 LB-66 |  | 1987 | Stat |  |  |  | 7/31/1999
Christ Community Church-BMIC#425580 | 404 S 108th Ave | Omaha | NE | 68154-2626 | Douglas | NE20323 | Exempt 1999 LB-66 |  | 1987 | Stat |  |  |  | 7/31/1999
Christ Community Church-BMIC#425580 | 404 S 108th Ave | Omaha | NE | 68154-2626 | Douglas | NE20324 | Exempt 1999 LB-66 |  | 1987 | Stat |  |  |  | 7/31/1999
Christ Community Church-BMIC#425580 | 404 S 108th Ave | Omaha | NE | 68154-2626 | Douglas | NE20325 | Out of Service | 25275 | 1987 | State Ind. | AHWH - ANSI/Fired Water Htr | 2 - Floor | HWSD - Hot Water Dom/Potable | 5/31/2013
Christ Community Church-BMIC#425580 | 404 S 108th Ave | Omaha | NE | 68154-2626 | Douglas | NE26362 | Active | 72705 | 2015 | Aerco | FTNT - FT Vertical Tubeless | Boiler Room | HWHT - Hot Water Heat | 5/31/2027
GOLDEN PALACE | 4040 N 132nd St | Omaha | NE | 68164-1838 | Douglas | NE21880 | Exempt 1999 LB-66 |  | 1995 | AO SMITH | AHWH - ANSI/Fired Water Htr | KITCHEN | HWSD - Hot Water Dom/Potable | 2/29/2000
Ashley Park Apartments | 405 S 24th Ave | Omaha | NE | 68131-3639 | Douglas | NE25982 | Scrapped/Junked | n/a | 1907 | Peerless | CI - Cast Iron | Basement | STHT - Steam-Heat | 3/31/2020
Ashley Park Apartments | 405 S 24th Ave | Omaha | NE | 68131-3639 | Douglas | NE28068 | Active | n/a | 2019 | Peerless | CI - Cast Iron | Basement | STHT - Steam-Heat | 3/31/2027
VILLA VINEE APARTMENTS | 405 S 78th St | Omaha | NE | 68114-4586 | Douglas | NE22996 | Exempt 1999 LB-66 |  | 1989 | AO SMITH | AHWH - ANSI/Fired Water Htr |  | HWSD - Hot Water Dom/Potable | 4/30/2000
New Life Presbyterian Church | 4060 Pratt St | Omaha | NE | 68111-2657 | Douglas | NE08569 | Active | n/a | 2000 | Burnham | CI - Cast Iron | BASEMENT | HWHT - Hot Water Heat | 4/30/2027
New Life Presbyterian Church | 4060 Pratt St | Omaha | NE | 68111-2657 | Douglas | NE21602 | Active | n/a | 1995 | Peerless | CI - Cast Iron | EQUIP ROOM | HWHT - Hot Water Heat | 4/30/2027
New Life Presbyterian Church | 4060 Pratt St | Omaha | NE | 68111-2657 | Douglas | NE25643 | Scrapped/Junked |  | 1950 | PACIFIC | FTFB - Firetube-Firebox Boiler | BASEMENT | HWHT - Hot Water Heat | 5/31/2001
Jefferson Elementary | 4065 Vinton St | Omaha | NE | 68105-3842 | Douglas | NE05455 | Exempt 1999 LB-66 | 28043 | 1976 | AO SMITH | AHWH - ANSI/Fired Water Htr |  | HWSD - Hot Water Dom/Potable | 6/30/2000
Jefferson Elementary | 4065 Vinton St | Omaha | NE | 68105-3842 | Douglas | NE07345 | Active | 15568 | 2006 | ALES | FTVT - Firetube Vertical TB | EQUIP ROOM | HWHT - Hot Water Heat | 12/31/2026
Jefferson Elementary | 4065 Vinton St | Omaha | NE | 68105-3842 | Douglas | NE30998 | Scrapped/Junked | 36894 | 1983 | KEWANEE | FTFB - Firetube-Firebox Boiler | BOILER ROOM | STHT - Steam-Heat | 12/31/2006
Jefferson Elementary | 4065 Vinton St | Omaha | NE | 68105-3842 | Douglas | NE30999 | Scrapped/Junked | 37054 | 1983 | Kewannee | FTFB - Firetube-Firebox Boiler | BOILER ROOM | STHT - Steam-Heat | 12/31/2006
VILLA VINEE APARTMENTS | 407 S 78th St | Omaha | NE | 68114-4587 | Douglas | NE22997 | Exempt 1999 LB-66 |  | 1990 | AO SMITH | AHWH - ANSI/Fired Water Htr |  | HWSD - Hot Water Dom/Potable | 4/30/2000
VILLA VINEE APARTMENTS | 409 S 78th St | Omaha | NE | 68114-4588 | Douglas | NE22998 | Exempt 1999 LB-66 |  | 1993 | AO SMITH | AHWH - ANSI/Fired Water Htr |  | HWSD - Hot Water Dom/Potable | 4/30/2000
Swanson Elementary | 410 S 86th St | Omaha | NE | 68114-4006 | Douglas | NE21255 | Scrapped/Junked | 30557 | 1997 | Weben-Jarco | COBL - Coil Type Boiler | BOILER ROOM | HWSD - Hot Water Dom/Potable | 1/31/2019
Swanson Elementary | 410 S 86th St | Omaha | NE | 68114-4006 | Douglas | NE28034 | Active | 5216 | 2018 | Riello | WT - Water Tube Boiler | basement mech room | HWHT - Hot Water Heat | 7/31/2026
Swanson Elementary | 410 S 86th St | Omaha | NE | 68114-4006 | Douglas | NE28035 | Active | 5202 | 2018 | Riello | WT - Water Tube Boiler | basement mech room | HWHT - Hot Water Heat | 7/31/2026
Swanson Elementary | 410 S 86th St | Omaha | NE | 68114-4006 | Douglas | NE28036 | Active | 5203 | 2018 | Riello | WT - Water Tube Boiler | basement mech room | HWHT - Hot Water Heat | 7/31/2026
Swanson Elementary | 410 S 86th St | Omaha | NE | 68114-4006 | Douglas | NE28037 | Active | 4988 | 2018 | Riello | WT - Water Tube Boiler | basement mech room | HWHT - Hot Water Heat | 7/31/2026
Swanson Elementary | 410 S 86th St | Omaha | NE | 68114-4006 | Douglas | NE28038 | Active | 4985 | 2018 | Riello | WT - Water Tube Boiler | basement mech room | HWHT - Hot Water Heat | 7/31/2026
Swanson Elementary | 410 S 86th St | Omaha | NE | 68114-4006 | Douglas | NE28039 | Active | 4995 | 2018 | Riello | WT - Water Tube Boiler | basement mech room | HWHT - Hot Water Heat | 7/31/2026
Swanson Elementary | 410 S 86th St | Omaha | NE | 68114-4006 | Douglas | NE33357 | Scrapped/Junked | n/a | 1959 | Kewanee | FTSM - FTS Marine Dry Back | BOILER ROOM | HWHT - Hot Water Heat | 1/31/2019
RICHARD NICHOLLS | 4101 Grant St | Omaha | NE | 68111-3404 | Douglas | NE14587 | Inactive |  | 1967 | THERMO PAK | WT - Water Tube Boiler | OFFICE BLDG | HWHT - Hot Water Heat | 6/30/1999
VA Medical Center | 4101 Woolworth Ave | Omaha | NE | 68105-1850 | Douglas | NE24680 | Exempt | 1585 | 1973 | Nebraska Boiler | WT - Water Tube Boiler | boiler plant | STHT - Steam-Heat | 6/30/2014
VA Medical Center | 4101 Woolworth Ave | Omaha | NE | 68105-1850 | Douglas | NE24681 | Exempt | 1586 | 1973 | Nebraska Boiler | WT - Water Tube Boiler | boiler plant | STHT - Steam-Heat | 6/30/2014
ST ROSE PARISH | 4102 S 13th St | Omaha | NE | 68107-2335 | Douglas | NE32630 | Inactive |  | 1963 | PEERLESS HEATER COMPANY |  | BOILER ROOM | STHT - Steam-Heat | 6/30/1986
Douglas County Hospital | 4102 Woolworth Ave | Omaha | NE | 68105-1851 | Douglas | NE01720 | Active | 13067 | 2004 | Cleaver & Brooks | FTWB - FTS Marine Wet Back | BOILER HOUSE | BSUP - Bldg Heat & Process | 7/31/2026
Douglas County Hospital | 4102 Woolworth Ave | Omaha | NE | 68105-1851 | Douglas | NE11815 | Inactive | 4883 | 1963 | Brothers Inc | WT - Water Tube Boiler | BOILER ROOM | PROC - Process Steam | 6/30/2010
Douglas County Hospital | 4102 Woolworth Ave | Omaha | NE | 68105-1851 | Douglas | NE11868 | Active | 39892 | 1986 | Kewanee | FTSM - FTS Marine Dry Back | POWER HOUSE | PROC - Process Steam | 6/30/2026
Douglas County Hospital | 4102 Woolworth Ave | Omaha | NE | 68105-1851 | Douglas | NE13504 | Inactive | 1564 | 1973 | NEBRASKA BOILER | WT - Water Tube Boiler |  | PROC - Process Steam | 11/30/1995
Douglas County Hospital | 4102 Woolworth Ave | Omaha | NE | 68105-1851 | Douglas | NE20002 | Active | 47336 | 1995 | Kewanee | FTSM - FTS Marine Dry Back | Boiler Plant | STHT - Steam-Heat | 8/31/2026
A-1 DISCOUNT CLEANERS | 4105 S 84th St | Omaha | NE | 68127-1703 | Douglas | NE04772 | Inactive | 38960 | 1987 | PM LATTNER MFR COMPANY | FTNF - Firetube Flueless | BOILER ROOM | PROC - Process Steam | 10/31/2000
Omaha Classic Coin Laundry | 4107 S 24th St | Omaha | NE | 68107-1858 | Douglas | NE22763 | Active | 229092 | 2010 | Hamilton Eng | CPFT - Horiz Cpr Fin Boiler | basement | HWDP - Hotwater Heat & Dom Supply | 1/31/2026
Omaha Classic Coin Laundry | 4107 S 24th St | Omaha | NE | 68107-1858 | Douglas | NE22764 | Active | 229091 | 2010 | Hamilton Eng | CPFT - Horiz Cpr Fin Boiler | basement | HWDP - Hotwater Heat & Dom Supply | 1/31/2026
RITZ CLEANERS | 4108 N 24th St | Omaha | NE | 68110-1626 | Douglas | NE12763 | Inactive | 38039 | 1986 | PM LATTNER MFR COMPANY | FT - Firetube Boiler | BASEMENT | PROC - Process Steam | 1/31/1999
Sommerset Apts | 411 E Washington St | West Point | NE | 68788-1307 | Douglas | NE13922 | Out of Service | 122727 | 2008 | AO SMITH | CHWH - ASME/Fired Water Heater | BOILER ROOM | HWSD - Hot Water Dom/Potable | 4/30/2019
Sommerset Apts | 411 E Washington St | West Point | NE | 68788-1307 | Douglas | NE13923 | Scrapped/Junked | 96590 | 2005 | AO SMITH | CHWH - ASME/Fired Water Heater | BOILER ROOM | HWSD - Hot Water Dom/Potable | 4/30/2022
VILLA VINEE APARTMENTS | 411 S 78th St | Omaha | NE | 68114-4589 | Douglas | NE23103 | Exempt 1999 LB-66 |  | 1989 | AO SMITH | AHWH - ANSI/Fired Water Htr |  | HWSD - Hot Water Dom/Potable | 4/30/2000
Fantastic Beginnings | 4110 S 13th St | Omaha | NE | 68107-2315 | Douglas | NE16127 | Scrapped/Junked | n/a | 1960 | Kewanee | FTFB - Firetube-Firebox Boiler | BOILER ROOM | HWHT - Hot Water Heat | 1/31/2019
Syngenta Omaha Plant | 4111 Gibson Rd | Omaha | NE | 68107-2353 | Douglas | NE02259 | Out of Service | 6437 | 1955 | Cleaver & Brooks | FTSM - FTS Marine Dry Back | #1 Boiler Room | STHT - Steam-Heat | 10/31/2013
Syngenta Omaha Plant | 4111 Gibson Rd | Omaha | NE | 68107-2353 | Douglas | NE02260 | Scrapped/Junked |  | 1951 | Superior Boiler Works | FTSM - FTS Marine Dry Back | #2 Boiler Room | STHT - Steam-Heat | 10/31/2007
Syngenta Omaha Plant | 4111 Gibson Rd | Omaha | NE | 68107-2353 | Douglas | NE02261 | Active | 53874 | 1982 | Cleaver & Brooks | FTSM - FTS Marine Dry Back | #4 Boiler Room | STHT - Steam-Heat | 10/31/2026
Syngenta Omaha Plant | 4111 Gibson Rd | Omaha | NE | 68107-2353 | Douglas | NE09311 | Active | 16616 | 2007 | Les Inc/Aldrich Co | FTFB - Firetube-Firebox Boiler | Boiler Room #2 | BSUP - Bldg Heat & Process | 10/31/2026
Syngenta Omaha Plant | 4111 Gibson Rd | Omaha | NE | 68107-2353 | Douglas | NE09312 | Active | 16617 | 2007 | Les Inc/Aldrich Co | FTFB - Firetube-Firebox Boiler | Boiler Room #2 | BSUP - Bldg Heat & Process | 10/30/2026
Syngenta Omaha Plant | 4111 Gibson Rd | Omaha | NE | 68107-2353 | Douglas | NE14874 | Active | 17564 | 2009 | Les Inc/Aldrich Co | FTFB - Firetube-Firebox Boiler | Boiler rm Bldg 700 | PROC - Process Steam | 10/31/2026
Syngenta Omaha Plant | 4111 Gibson Rd | Omaha | NE | 68107-2353 | Douglas | NE14875 | Active | 17562 | 2009 | Les Inc/Aldrich Co | FTFB - Firetube-Firebox Boiler | boiler room Bldg 700 | PROC - Process Steam | 10/31/2026
Syngenta Omaha Plant | 4111 Gibson Rd | Omaha | NE | 68107-2353 | Douglas | NE23937 | Active | 170093 | 2012 | AO SMITH | CHWH - ASME/Fired Water Heater | lab bldg | HWSD - Hot Water Dom/Potable | 10/31/2026
Syngenta Omaha Plant | 4111 Gibson Rd | Omaha | NE | 68107-2353 | Douglas | NE32914 | Inactive | 48591 | 1980 | Cleaver & Brooks |  | #3 Boiler Room | PROC - Process Steam | 6/30/2004
St Bridget School | 4112 S 26th St | Omaha | NE | 68107-1601 | Douglas | NE06477 | Scrapped/Junked | 14219 | 2004 | HTPI | COBL - Coil Type Boiler | BASMENT | HWHT - Hot Water Heat | 12/31/2016
St Bridget School | 4112 S 26th St | Omaha | NE | 68107-1601 | Douglas | NE23162 | Exempt 1999 LB-66 |  | 1996 | AO SMITH | AHWH - ANSI/Fired Water Htr | BOILER ROOM | HWSD - Hot Water Dom/Potable | 6/30/1999
St Bridget School | 4112 S 26th St | Omaha | NE | 68107-1601 | Douglas | NE26943 | Active | 135473 | 2014 | AIC | FTVT - Firetube Vertical TB | Rectory Bsmt | HWHT - Hot Water Heat | 12/31/2026
St Bridget School | 4112 S 26th St | Omaha | NE | 68107-1601 | Douglas | NE32544 | Active | n/a | 1949 | Kewanee | FTFB - Firetube-Firebox Boiler | BOILER ROOM | STHT - Steam-Heat | 12/31/2026
St Bridget School | 4112 S 26th St | Omaha | NE | 68107-1601 | Douglas | NE32545 | Active | n/a | 1949 | Kewanee | FTFB - Firetube-Firebox Boiler | BOILER ROOM | STHT - Steam-Heat | 12/31/2026
Sheldon Apartments | 4114 S 25th St | Omaha | NE | 68107-1747 | Douglas | NE04419 | Scrapped/Junked |  | 1974 | Bryant Boiler | CI - Cast Iron | BOILER ROOM | STHT - Steam-Heat | 5/31/2002
Sheldon Apartments | 4114 S 25th St | Omaha | NE | 68107-1747 | Douglas | NE10544 | Active | n/a | 2002 | Weil-Mcclain | CI - Cast Iron | Basement Boiler Room | STHT - Steam-Heat | 1/31/2025
A1 Enterprises | 4114 S 90th St | Omaha | NE | 68127-1302 | Douglas | NE06792 | Inactive | 24193 | 2005 | HTPI | WT - Water Tube Boiler | EQUIPMENT ROOM | HWHT - Hot Water Heat | 1/31/2017
A1 Enterprises | 4114 S 90th St | Omaha | NE | 68127-1302 | Douglas | NE06793 | Inactive | 24105 | 2005 | HTPI | WT - Water Tube Boiler | EQUIPMENT ROOM | HWHT - Hot Water Heat | 1/31/2019
Gorilla Wash | 4120 S 24th St | Omaha | NE | 68107-1802 | Douglas | NE25542 | Scrapped/Junked | 114237 | 1989 | Teledyne Laars | CPFT - Horiz Cpr Fin Boiler | EQUIP ROOM | HWSP - Hot Water Non Potable Supply | 3/31/2019
Gorilla Wash | 4120 S 24th St | Omaha | NE | 68107-1802 | Douglas | NE25543 | Scrapped/Junked | 118813 | 1989 | Teledyne Laars | WT - Water Tube Boiler | EQUIP ROOM | HWFS - HW Heat - Floor & Sidewalk | 3/31/2019
Gorilla Wash | 4120 S 24th St | Omaha | NE | 68107-1802 | Douglas | NE43271 | Active | 313370 | 2018 | Lochinvar | FTVT - Firetube Vertical TB | Mechanical Room | HWHF - Hot Water Heat-Floor | 4/30/2025
Gorilla Wash | 4120 S 24th St | Omaha | NE | 68107-1802 | Douglas | NE43272 | Active | 313373 | 2018 | Lochinvar | FTVT - Firetube Vertical TB | Mechanical Room | HWHF - Hot Water Heat-Floor | 4/30/2025
Darling Ingredients Inc | 4125 Dahlman Ave | Omaha | NE | 68107-1565 | Douglas | NE09307 | Active | 13534 | 2007 | Hurst | FTWB - FTS Marine Wet Back | Boiler Room | PROC - Process Steam | 3/31/2027
VILLA VINEE APARTMENTS | 413 S 78th St | Omaha | NE | 68114-4590 | Douglas | NE23102 | Exempt 1999 LB-66 |  | 1989 | AO SMITH | AHWH - ANSI/Fired Water Htr |  | HWSD - Hot Water Dom/Potable | 4/30/2000
PRIVATE RESIDENCE | 4133 S 23rd St | Omaha | NE | 68107-1909 | Douglas | NE01691 | Exempt |  | 1960 | CRANE |  | BASEMENT | HWHT - Hot Water Heat | 5/31/2005
Crown Cork & Seal | 4133 S 72nd St | Omaha | NE | 68127-1802 | Douglas | NE15348 | Inactive | 218 | 1989 | Cleaver & Brooks |  | BOILER ROOM |  | 7/31/2000
Crown Cork & Seal | 4133 S 72nd St | Omaha | NE | 68127-1802 | Douglas | NE34281 | Scrapped/Junked |  | 1968 | Sellers Engineering | FTSM - FTS Marine Dry Back | Boiler Room | HWSP - Hot Water Non Potable Supply | 7/31/2007
Crown Cork & Seal | 4133 S 72nd St | Omaha | NE | 68127-1802 | Douglas | NE34283 | Scrapped/Junked |  | 1953 | Cleaver & Brooks | FTSM - FTS Marine Dry Back | Boiler Room | HWHT - Hot Water Heat | 7/31/2007
Crown Cork & Seal | 4133 S 72nd St | Omaha | NE | 68127-1802 | Douglas | NE34284 | Scrapped/Junked |  | 1953 | Cleaver & Brooks | FTSM - FTS Marine Dry Back | Boiler Room | HWHT - Hot Water Heat | 7/31/2007
PERFECT CENTS CLEANING | 4141 S 89th St | Omaha | NE | 68127-1501 | Douglas | NE03994 | Inactive |  | 1987 | WILLIAMS & DAVIS BOILERS | FT - Firetube Boiler | BOILER ROOM | PROC - Process Steam | 3/31/1990
CHARLIES GRILL & MARKET | 4150 S 144th St | Omaha | NE | 68137-1013 | Douglas | NE17853 | Exempt 1999 LB-66 |  | 1993 | AO SMITH | AHWH - ANSI/Fired Water Htr |  | HWSD - Hot Water Dom/Potable | 3/31/1995
Jobbers Canyon | 416 S 12th St | Omaha | NE | 68102-2810 | Douglas | NE06466 | Inactive | 61429 | 2005 | REIM | ELBL - Electric Boiler | BASEMENT | PROC - Process Steam | 9/30/2007
VILLA VINEE APARTMENTS | 417 S 78th St | Omaha | NE | 68114-4592 | Douglas | NE23101 | Exempt 1999 LB-66 |  | 1994 | AO SMITH | AHWH - ANSI/Fired Water Htr |  | HWSD - Hot Water Dom/Potable | 4/30/2000
Cathedral Court Apartments | 4178 Cass St | Omaha | NE | 68131-1700 | Douglas | NE12872 | Exempt 1999 LB-66 |  | 1994 | RHEEM MANUFACTURING CO | AHWH - ANSI/Fired Water Htr |  | HWSD - Hot Water Dom/Potable | 6/30/2000
Cathedral Court Apartments | 4178 Cass St | Omaha | NE | 68131-1700 | Douglas | NE35335 | Scrapped/Junked | n/a | 1949 | Pacific | FT - Firetube Boiler | BASEMENT | HWHT - Hot Water Heat | 1/31/2018
Cathedral Court Apartments | 4178 Cass St | Omaha | NE | 68131-1700 | Douglas | NE41969 | Active | 124471 | 2019 | Lochinvar | FT - Firetube Boiler | Mech Room | HWHT - Hot Water Heat | 12/31/2026
Oxford Manor Apartments | 418 N 39th St | Omaha | NE | 68131-2394 | Douglas | NE12848 | Scrapped/Junked | na | 1990 | Peerless | CI - Cast Iron | BASEMENT | STHT - Steam-Heat | 1/31/2013
Tadousac Apartments | 418 S 38th Ave | Omaha | NE | 68131-3809 | Douglas | NE04310 | Out of Service | n/a | 1947 | Pacific | FTFB - Firetube-Firebox Boiler | BOILER ROOM | STHT - Steam-Heat | 8/31/2018
Tadousac Apartments | 418 S 38th Ave | Omaha | NE | 68131-3809 | Douglas | NE20346 | Exempt 1999 LB-66 |  | 1990 | AO SMITH | AHWH - ANSI/Fired Water Htr |  | HWSD - Hot Water Dom/Potable | 8/31/1999
Tadousac Apartments | 418 S 38th Ave | Omaha | NE | 68131-3809 | Douglas | NE20347 | Exempt 1999 LB-66 |  | 1990 | AO SMITH | AHWH - ANSI/Fired Water Htr |  | HWSD - Hot Water Dom/Potable | 8/31/1999
Tadousac Apartments | 418 S 38th Ave | Omaha | NE | 68131-3809 | Douglas | NE27773 | Active | NA | 2018 | Burnham | CI - Cast Iron | BOILER ROOM | STHT - Steam-Heat | 12/31/2026
VILLA VINEE APARTMENTS | 419 S 78th St | Omaha | NE | 68114-4593 | Douglas | NE22999 | Exempt 1999 LB-66 |  | 1992 | RUUD | AHWH - ANSI/Fired Water Htr |  | HWSD - Hot Water Dom/Potable | 4/30/2000
Pasadena Apartments | 420 Park Ave | Omaha | NE | 68131-3921 | Douglas | NE21973 | Active | n/a | 1991 | Peerless | CI - Cast Iron | BASEMENT BOILER ROOM | STHT - Steam-Heat | 1/31/2025
Wheatfields Diner | 420 S 12th St | Omaha | NE | 68102-2810 | Douglas | NE19278 | Scrapped/Junked |  | 1995 | PEER | CI - Cast Iron | BASEMENT | STHT - Steam-Heat | 1/31/2009
Bethany Lutheran Church-BMIC#444869 | 4200 N 204th St | Elkhorn | NE | 68022-1128 | Douglas | NE01959 | Scrapped/Junked | 208915 | 2004 | Waterpik Technologies | COBL - Coil Type Boiler | UPSTAIRS MECH ROOM | HWHT - Hot Water Heat | 1/31/2015
Bethany Lutheran Church-BMIC#444869 | 4200 N 204th St | Elkhorn | NE | 68022-1128 | Douglas | NE01960 | Scrapped/Junked | 209651 | 2009 | Waterpik Technologies | COBL - Coil Type Boiler | UPSTAIRS MECH ROOM | HWHT - Hot Water Heat | 1/31/2015
Bethany Lutheran Church-BMIC#444869 | 4200 N 204th St | Elkhorn | NE | 68022-1128 | Douglas | NE01961 | Scrapped/Junked | 208916 | 2004 | WTRP | COBL - Coil Type Boiler | UPSTAIRS MECH ROOM | HWHT - Hot Water Heat | 1/31/2015
Bethany Lutheran Church-BMIC#444869 | 4200 N 204th St | Elkhorn | NE | 68022-1128 | Douglas | NE24869 | Active | n/a | 2014 | Aerco | CALU - Cast Aluminum | 2nd fl mech room | HWHT - Hot Water Heat | 10/31/2026
Bethany Lutheran Church-BMIC#444869 | 4200 N 204th St | Elkhorn | NE | 68022-1128 | Douglas | NE24870 | Active | n/a | 2014 | Aerco | CALU - Cast Aluminum | 2nd fl mech room | HWHT - Hot Water Heat | 10/31/2026
COAKLEY INDUSTRIAL INC | 4201 N 30th St | Omaha | NE | 68111-2423 | Douglas | NE02657 | Scrapped/Junked | 1435 | 1963 | KEWANEE | FT - Firetube Boiler | BOILER ROOM | PROC - Process Steam | 5/31/1999
Skinner Early Learning Center | 4201 N 34th Ave | Omaha | NE | 68111-2702 | Douglas | NE41248 | Active | 307406 | 2014 | CAMUS | WT - Water Tube Boiler | Mech Room | HWHT - Hot Water Heat | 12/31/2026
Skinner Early Learning Center | 4201 N 34th Ave | Omaha | NE | 68111-2702 | Douglas | NE41249 | Active | 307407 | 2014 | CAMUS | WT - Water Tube Boiler | Mech Room | HWHT - Hot Water Heat | 12/31/2026
McCarthy Building Co | 4201 S 130th St | Omaha | NE | 68137 | Douglas | NE28573 | Active | n/a | 2019 | Aerco | CALU - Cast Aluminum | mech room | HWHT - Hot Water Heat | 2/28/2027
Palm Beach Tan | 4202 Dodge St | Omaha | NE | 68131-2710 | Douglas | NE01460 | Inactive | 35160 | 1993 | Lochinvar | CPFT - Horiz Cpr Fin Boiler | BASEMENT | HWHT - Hot Water Heat | 2/28/2019
Beautiful Life | 4205 S 96th St | Omaha | NE | 68127-1221 | Douglas | NE34136 | Active | n/a | 1972 | Peerless | CI - Cast Iron | Penthouse | HWHT - Hot Water Heat | 1/31/2027
Beautiful Life | 4205 S 96th St | Omaha | NE | 68127-1221 | Douglas | NE34137 | Inactive |  | 1972 | LOCHINVAR | ELWH - Electric Water Heater | PENTHOUSE | HWSD - Hot Water Dom/Potable | 12/31/1993
Beautiful Life | 4205 S 96th St | Omaha | NE | 68127-1221 | Douglas | NE34138 | Inactive |  | 1972 | LOCHINVAR | ELWH - Electric Water Heater | PENTHOUSE | HWSD - Hot Water Dom/Potable | 12/31/1993
Beautiful Life | 4205 S 96th St | Omaha | NE | 68127-1221 | Douglas | NE34140 | Out of Service | 2642 | 1979 | Precision | ELBL - Electric Boiler | Document/Print Mngmt | HWHT - Hot Water Heat | 12/31/2023
Beautiful Life | 4205 S 96th St | Omaha | NE | 68127-1221 | Douglas | NE42048 | Scrapped/Junked | 51439 | 2015 | RIVERSIDE HYDRONICS | CHWH - ASME/Fired Water Heater | North Press Room | HWSD - Hot Water Dom/Potable | 12/31/2023
Oriental Trading Co Inc | 4206 S 108th St | Omaha | NE | 68137-1215 | Douglas | NE-OM13832 | Inactive | 16869 | 2008 | Aldrich | FTNT - FT Vertical Tubeless | Boiler Room | HWHT - Hot Water-Heat | 8/31/2010
Oriental Trading Co Inc | 4206 S 108th St | Omaha | NE | 68137-1215 | Douglas | NE05116 | Scrapped/Junked |  | 1965 | Kewannee | FTFB - Firetube-Firebox Boiler | Boiler Room | HWHT - Hot Water Heat | 8/31/2009
Oriental Trading Co Inc | 4206 S 108th St | Omaha | NE | 68137-1215 | Douglas | NE05118 | Exempt 1999 LB-66 |  | 1994 | A. O. Smith |  |  |  | 2/29/2000
Oriental Trading Co Inc | 4206 S 108th St | Omaha | NE | 68137-1215 | Douglas | NE13832 | Out of Service | 16869 | 2008 | ALDRICH/LES | FTVT - Firetube Vertical TB | BOILER ROOM | HWHT - Hot Water Heat | 8/31/2015
CATHOLIC SOKOL BLDG | 4206 S 13th St | Omaha | NE | 68107-2317 | Douglas | NE12979 | Inactive |  | 1989 | PEERLESS HEATER COMPANY |  | BOILER ROOM | STHT - Steam-Heat | 10/31/2004
First Baptist Church | 421 Park Ave | Omaha | NE | 68131-3904 | Douglas | NE17887 | Scrapped/Junked | n/a | 1994 | Peerless | CI - Cast Iron | BOILER ROOM | STHT - Steam-Heat | 3/31/2017
First Baptist Church | 421 Park Ave | Omaha | NE | 68131-3904 | Douglas | NE21933 | Exempt 1999 LB-66 |  | 1993 | STATE INDUSTRIES | AHWH - ANSI/Fired Water Htr |  | HWSD - Hot Water Dom/Potable | 3/31/2000
First Central Congregational Church #X008000 | 421 S 36th St | Omaha | NE | 68131-3855 | Douglas | NE16443 | Scrapped/Junked | 16684 | 1991 | Teledyne Laars | CPFT - Horiz Cpr Fin Boiler | BOILER ROOM | HWHT - Hot Water Heat | 10/31/2023
First Central Congregational Church #X008000 | 421 S 36th St | Omaha | NE | 68131-3855 | Douglas | NE16444 | Scrapped/Junked | 16701 | 1991 | Teledyne Laars | CPFT - Horiz Cpr Fin Boiler | BOILER ROOM | HWHT - Hot Water Heat | 10/31/2023
First Central Congregational Church #X008000 | 421 S 36th St | Omaha | NE | 68131-3855 | Douglas | NE16445 | Scrapped/Junked | 125706 | 1991 | TELEDYNE LAARS | WT - Water Tube Boiler | BOILER ROOM | HWSD - Hot Water Dom/Potable | 11/30/2000
First Central Congregational Church #X008000 | 421 S 36th St | Omaha | NE | 68131-3855 | Douglas | NE42853 | Active | 101 | 2022 | Riello Boiler | WT - Water Tube Boiler | Basement | HWHT - Hot Water Heat | 10/31/2026
First Central Congregational Church #X008000 | 421 S 36th St | Omaha | NE | 68131-3855 | Douglas | NE42854 | Active | 93 | 2022 | Riello Boiler | WT - Water Tube Boiler | Basement | HWHT - Hot Water Heat | 10/31/2026
First Central Congregational Church #X008000 | 421 S 36th St | Omaha | NE | 68131-3855 | Douglas | NE42855 | Active | 94 | 2022 | Riello Boiler | WT - Water Tube Boiler | Basement | HWHT - Hot Water Heat | 10/31/2026
VILLA VINEE APARTMENTS | 421 S 78th St | Omaha | NE | 68114-4594 | Douglas | NE23000 | Exempt 1999 LB-66 |  | 1995 | AO SMITH | AHWH - ANSI/Fired Water Htr |  | HWSD - Hot Water Dom/Potable | 4/30/2000
Helget Gas Products | 4211 S 102nd St | Omaha | NE | 68127-1031 | Douglas | NE22968 | Scrapped/Junked | 9035 | 1996 | Aldrich | FTVT - Firetube Vertical TB | Boiler Room | HWHT - Hot Water Heat | 12/31/2014
Helget Gas Products | 4211 S 102nd St | Omaha | NE | 68127-1031 | Douglas | NE25917 | Scrapped/Junked | 143 | 2014 | IA Manufacturing LLC | FTVT - Firetube Vertical TB | East Boiler Room | HWHT - Hot Water Heat | 12/31/2019
Helget Gas Products | 4211 S 102nd St | Omaha | NE | 68127-1031 | Douglas | NE26400 | Active | 287352 | 2015 | Lochinvar | WT - Water Tube Boiler | boiler room | HWHT - Hot Water Heat | 12/31/2026
Helget Gas Products | 4211 S 102nd St | Omaha | NE | 68127-1031 | Douglas | NE35589 | Scrapped/Junked | 37134 | 1983 | Kewanee | FT - Firetube Boiler | Boiler Room | HWHT - Hot Water Heat | 12/31/2016
Helget Gas Products | 4211 S 102nd St | Omaha | NE | 68127-1031 | Douglas | NE41215 | Active | 460 | 2019 | Les Inc/Aldrich Co | FT - Firetube Boiler | basement | HWHT - Hot Water Heat | 12/31/2026
Spring Lake Magnet Center | 4215 S 20th St | Omaha | NE | 68107-2018 | Douglas | NE04863 | Scrapped/Junked | 6564 | 1990 | ALDR | FTVT - Firetube Vertical TB | BOILER ROOM | STHT - Steam-Heat | 6/30/2022
Spring Lake Magnet Center | 4215 S 20th St | Omaha | NE | 68107-2018 | Douglas | NE31225 | Scrapped/Junked | n/a | 1974 | Kewanee | FTSM - FTS Marine Dry Back | BOILER ROOM | STHT - Steam-Heat | 12/31/2022
Spring Lake Magnet Center | 4215 S 20th St | Omaha | NE | 68107-2018 | Douglas | NE31226 | Scrapped/Junked | n/a | 1974 | Kewanee | FTSM - FTS Marine Dry Back | BOILER ROOM | STHT - Steam-Heat | 12/31/2022
Spring Lake Magnet Center | 4215 S 20th St | Omaha | NE | 68107-2018 | Douglas | NE41678 | Active | 12865 | 2020 | Riello | COBL - Coil Type Boiler | Boiler Room | HWHT - Hot Water Heat | 12/31/2026
Spring Lake Magnet Center | 4215 S 20th St | Omaha | NE | 68107-2018 | Douglas | NE41679 | Active | 12880 | 2020 | Riello | COBL - Coil Type Boiler | Boiler Room | HWHT - Hot Water Heat | 12/31/2026
Spring Lake Magnet Center | 4215 S 20th St | Omaha | NE | 68107-2018 | Douglas | NE41680 | Active | 12864 | 2020 | Riello | COBL - Coil Type Boiler | Boiler Room | HWHT - Hot Water Heat | 12/31/2026
Spring Lake Magnet Center | 4215 S 20th St | Omaha | NE | 68107-2018 | Douglas | NE41681 | Active | 12863 | 2020 | Riello | COBL - Coil Type Boiler | Boiler Room | HWHT - Hot Water Heat | 12/31/2026
Spring Lake Magnet Center | 4215 S 20th St | Omaha | NE | 68107-2018 | Douglas | NE41682 | Active | 12681 | 2020 | Riello | COBL - Coil Type Boiler | Boiler Room | HWHT - Hot Water Heat | 12/31/2026
Spring Lake Magnet Center | 4215 S 20th St | Omaha | NE | 68107-2018 | Douglas | NE41683 | Active | 12685 | 2020 | Riello | COBL - Coil Type Boiler | Boiler Room | HWHT - Hot Water Heat | 12/31/2026
Spring Lake Magnet Center | 4215 S 20th St | Omaha | NE | 68107-2018 | Douglas | NE41684 | Active | 12686 | 2020 | Riello | COBL - Coil Type Boiler | Boiler Room | HWHT - Hot Water Heat | 12/31/2026
Spring Lake Magnet Center | 4215 S 20th St | Omaha | NE | 68107-2018 | Douglas | NE41685 | Active | 12674 | 2020 | Riello | COBL - Coil Type Boiler | Boiler Room | HWHT - Hot Water Heat | 12/31/2026
BISHOP CLARKSON HOSPITAL | 422 DEWEY ST | OMAHA | NE | 68102 | Douglas | NE14271 | Scrapped/Junked |  | 1955 | KEWANEE | FT - Firetube Boiler |  | STHT - Steam-Heat | 8/31/2000
BISHOP CLARKSON HOSPITAL | 422 DEWEY ST | OMAHA | NE | 68102 | Douglas | NE35537 | Inactive | 6860 | 1955 | KEWANEE | FT - Firetube Boiler |  | STHT - Steam-Heat | 8/31/2000
CHI L Street Health Clinic | 4220 L St | Omaha | NE | 68107-1048 | Douglas | NE26117 | Active | 149761 | 2014 | Lochinvar | SSCO - SS Coil Boiler | boiler room | HWHT - Hot Water Heat | 10/31/2026
CHI L Street Health Clinic | 4220 L St | Omaha | NE | 68107-1048 | Douglas | NE26118 | Active | 153258 | 2014 | Lochinvar | SSCO - SS Coil Boiler | Boiler Room | HWHT - Hot Water Heat | 10/31/2026
CHI L Street Health Clinic | 4220 L St | Omaha | NE | 68107-1048 | Douglas | NE26119 | Active | 151166 | 2014 | Lochinvar | SSCO - SS Coil Boiler | boiler room | HWHT - Hot Water Heat | 10/31/2026
OCI at Indian Creek | 4221 N 203rd St | Elkhorn | NE | 68022-3473 | Douglas | NE28074 | Active | 330509 | 2018 | Lochinvar | WT - Water Tube Boiler | basement Mech rm | HWHT - Hot Water Heat | 10/31/2026
OCI at Indian Creek | 4221 N 203rd St | Elkhorn | NE | 68022-3473 | Douglas | NE28075 | Active | 330512 | 2018 | Lochinvar | WT - Water Tube Boiler | basement Mech rm | HWHT - Hot Water Heat | 10/31/2026
CIRA Center for immigrant and refugee advancement | 4223 Center St | Omaha | NE | 68105-2431 | Douglas | NE24451 | Scrapped/Junked | 49239 | 1998 | Kewanee | FT - Firetube Boiler | BOILER ROOM | HWHT - Hot Water Heat | 4/30/2018
CIRA Center for immigrant and refugee advancement | 4223 Center St | Omaha | NE | 68105-2431 | Douglas | NE24452 | Scrapped/Junked | 49278 | 1998 | Kewanee | FT - Firetube Boiler | BOILER ROOM | HWHT - Hot Water Heat | 4/30/2018
CIRA Center for immigrant and refugee advancement | 4223 Center St | Omaha | NE | 68105-2431 | Douglas | NE27149 | Active | 3120 | 2017 | Riello | WT - Water Tube Boiler | boiler room | HWHT - Hot Water Heat | 1/31/2027
CIRA Center for immigrant and refugee advancement | 4223 Center St | Omaha | NE | 68105-2431 | Douglas | NE27150 | Active | 3116 | 2017 | Riello | WT - Water Tube Boiler | boiler room | HWHT - Hot Water Heat | 1/31/2027
CIRA Center for immigrant and refugee advancement | 4223 Center St | Omaha | NE | 68105-2431 | Douglas | NE27151 | Active | 3117 | 2017 | Riello | WT - Water Tube Boiler | boiler room | HWHT - Hot Water Heat | 1/31/2027
Tommy's Express Car Wash | 4225 S 132nd St | Omaha | NE | 68137 | Douglas | NE27709 | Active | 411708 | 2017 | Raypak | WT - Water Tube Boiler | mezzanine | HWSD - Hot Water Dom/Potable | 10/30/2024
Aspen Ridge Apartments | 4225 S 25th St | Omaha | NE | 68107-1774 | Douglas | NE21835 | Scrapped/Junked | 27993 | 1992 | Lochinvar | CPFT - Horiz Cpr Fin Boiler | BOILER ROOM | HWSD - Hot Water Dom/Potable | 3/31/2021
Aspen Ridge Apartments | 4225 S 25th St | Omaha | NE | 68107-1774 | Douglas | NE21836 | Scrapped/Junked | 26845 | 1992 | LOCHINVAR | CPFT - Horiz Cpr Fin Boiler | BOILER ROOM | HWSD - Hot Water Dom/Potable | 3/31/2008
Paul Davis Restoration | 4226 S 80th St | Omaha | NE | 68127-1729 | Douglas | NE16062 | Active | 59747 | 2009 | Parker Boiler Company | WT - Water Tube Boiler | Boiler Room | PROC - Process Steam | 3/31/2027
BISHOP CLARKSON HOSPITAL | 4228 Douglas St | Omaha | NE | 68131-2705 | Douglas | NE37483 | Inactive |  | 1968 | THERMO PAK | WT - Water Tube Boiler |  | HWHT - Hot Water Heat | 1/31/1994
Nash Finch Company | 4228 S 72nd St | Omaha | NE | 68127-1803 | Douglas | NE16456 | Out of Service | 38361 | 1984 | Kewanee | FTFB - Firetube-Firebox Boiler | TRUCK GARAGE | STHT - Steam-Heat | 3/31/2016
Nash Finch Company | 4228 S 72nd St | Omaha | NE | 68127-1803 | Douglas | NE16457 | Active | 31201 | 1973 | Cleaver Brooks | FTSM - FTS Marine Dry Back | C SECTION BOILER ROOM | HWHT - Hot Water Heat | 3/31/2027
Nash Finch Company | 4228 S 72nd St | Omaha | NE | 68127-1803 | Douglas | NE17842 | Active | 17466 | 1992 | AOSM | COBL - Coil Type Boiler | 1ST FLOOR | HWHT - Hot Water Heat | 3/31/2027
Nash Finch Company | 4228 S 72nd St | Omaha | NE | 68127-1803 | Douglas | NE17843 | Active | 17465 | 1992 | AOSM | COBL - Coil Type Boiler | 1ST FLOOR | HWHT - Hot Water Heat | 3/31/2027
Apartment Building | 424 S 35th St | Omaha | NE | 68131-3917 | Douglas | NE22701 | Inactive | n/a | 1998 | Peerless | CI - Cast Iron | BOILER ROOM | STHT - Steam-Heat | 12/31/2018
BAKER'S SUPERMARKET | 4240 S 50th St | Omaha | NE | 68117-1340 | Douglas | NE05654 | Exempt 1999 LB-66 |  | 1990 | AO SMITH | AHWH - ANSI/Fired Water Htr |  | HWSD - Hot Water Dom/Potable | 1/31/2000
BAKER'S SUPERMARKET | 4240 S 50th St | Omaha | NE | 68117-1340 | Douglas | NE05655 | Exempt 1999 LB-66 |  | 1989 | AO SMITH | AHWH - ANSI/Fired Water Htr |  | HWSD - Hot Water Dom/Potable | 1/31/2000
Northstar | 4242 N 49th Ave | Omaha | NE | 68104-2352 | Douglas | NE24826 | Active | 3569 | 2013 | A O Smith | WTHW - Watertube Wtr Heater | mech room #141 | HWSD - Hot Water Dom/Potable | 4/30/2026
Northstar | 4242 N 49th Ave | Omaha | NE | 68104-2352 | Douglas | NE24827 | Active | 3537 | 2013 | A O Smith | WTHW - Watertube Wtr Heater | mech room #141 | HWSD - Hot Water Dom/Potable | 4/30/2026
US Military Processing Station | 4245 S 121st Plz | Omaha | NE | 68137-2132 | Douglas | NE23759 | Active | 195434 | 2011 | Giannoni France | COBL - Coil Type Boiler | Mech Room #151 | HWHT - Hot Water Heat | 6/30/2026
US Military Processing Station | 4245 S 121st Plz | Omaha | NE | 68137-2132 | Douglas | NE23760 | Active | 195435 | 2011 | Giannoni France | COBL - Coil Type Boiler | Mech Room #151 | HWHT - Hot Water Heat | 6/30/2026
US Military Processing Station | 4245 S 121st Plz | Omaha | NE | 68137-2132 | Douglas | NE23761 | Active | 246571 | 2013 | Lochinvar | CPFH - Copper Fin Water Heater | Mech Room #151 | HWDP - Hotwater Heat & Dom Supply | 6/30/2026
Lied Learning & Technical | 425 N 30th St | Omaha | NE | 68131-2100 | Douglas | NE15057 | Scrapped/Junked | 155417 | 2003 | Lochinvar | CPFT - Horiz Cpr Fin Boiler | EQUIP ROOM | HWHT - Hot Water Heat | 2/28/2023
Lied Learning & Technical | 425 N 30th St | Omaha | NE | 68131-2100 | Douglas | NE42354 | Active | 399200 | 2023 | Lochinvar | WT - Water Tube Boiler | EQUIP ROOM | HWHT - Hot Water Heat | 6/30/2026
Hacienda Real | 425 N 78th St | Omaha | NE | 68114-3638 | Douglas | NE00126 | Scrapped/Junked | 64466 | 1999 | State Industries | CHWH - ASME/Fired Water Heater | KITCHEN | HWSD - Hot Water Dom/Potable | 5/31/2011
Hacienda Real | 425 N 78th St | Omaha | NE | 68114-3638 | Douglas | NE19441 | Scrapped/Junked | 152699 | 2010 | AO SMITH | CHWH - ASME/Fired Water Heater | kitchen | HWSD - Hot Water Dom/Potable | 3/31/2020
BCH EYE CLINIC/SURGERY | 4253 Dodge St | Omaha | NE | 68131-2709 | Douglas | NE23282 | Scrapped/Junked | 12364 | 1991 | SUSSMAN-AUTOMATIC CORP | ELBL - Electric Boiler | SURGERY | PROC - Process Steam | 8/31/2000
UN MEDICAL CENTER | 426 S 40th St | Omaha | NE | 68131-3713 | Douglas | NE37599 | Inactive | 40113 | 1968 | CLEAVER BROOKS | WT - Water Tube Boiler | BOILER ROOM | STHT - Steam-Heat | 11/30/2002
US Mills Bldg - Temp Schl | 4301 N 30th St | Omaha | NE | 68111-2425 | Douglas | NE03964 | Active | 13390 | 1948 | Kewanee | FTLO - Firetube Locomotive Type | BOILER ROOM | STHT - Steam-Heat | 12/31/2026
US Mills Bldg - Temp Schl | 4301 N 30th St | Omaha | NE | 68111-2425 | Douglas | NE13510 | Active | V13267 | 1948 | Kewanee | FTLO - Firetube Locomotive Type | BOILER ROOM | STHT - Steam-Heat | 12/31/2026
AMERICAN ROAD EQUIP CO | 4302 N 28th Ave | Omaha | NE | 68111-2416 | Douglas | NE03415 | Inactive |  | 1945 | ERIE CITY | FT - Firetube Boiler | BASEMENT | STHT - Steam-Heat | 8/31/1990
US Cold Storage Inc | 4302 S 30th St | Omaha | NE | 68107-1552 | Douglas | NE16842 | Scrapped/Junked | N/A | 1988 | Ajax | WT - Water Tube Boiler | BOILER ROOM | HWHT - Hot Water Heat | 6/30/2013
DiVentures | 4303 S 121st Plz | Omaha | NE | 68137-2151 | Douglas | NE17760 | Active | 126346 | 2009 | Giannoni/Lochinvar | WT - Water Tube Boiler | 2nd Fl. Equip. Rm. | IPHT - Indoor Pool Heater | 5/31/2027
DiVentures | 4303 S 121st Plz | Omaha | NE | 68137-2151 | Douglas | NE17761 | Active | 124191 | 2009 | Giannoni/Lochinvar | WT - Water Tube Boiler | 2nd Fl. Equip. Rm. | IPHT - Indoor Pool Heater | 5/31/2027
Skinner Magnet Center | 4304 N 33rd St | Omaha | NE | 68111-2748 | Douglas | NE05605 | Active | 8195 | 1995 | ALES | FTVT - Firetube Vertical TB | BOILER ROOM | HWHT - Hot Water Heat | 12/31/2026
Skinner Magnet Center | 4304 N 33rd St | Omaha | NE | 68111-2748 | Douglas | NE05606 | Active | 8198 | 1995 | ALES | FTVT - Firetube Vertical TB | BOILER ROOM | HWHT - Hot Water Heat | 12/31/2026
Skinner Magnet Center | 4304 N 33rd St | Omaha | NE | 68111-2748 | Douglas | NE05607 | Active | 8201 | 1995 | ALES | FTVT - Firetube Vertical TB | BOILER ROOM | HWHT - Hot Water Heat | 12/31/2026
Skinner Magnet Center | 4304 N 33rd St | Omaha | NE | 68111-2748 | Douglas | NE05608 | Active | 8197 | 1995 | ALES | FTVT - Firetube Vertical TB | BOILER ROOM | HWHT - Hot Water Heat | 12/31/2026
Skinner Magnet Center | 4304 N 33rd St | Omaha | NE | 68111-2748 | Douglas | NE05609 | Active | 24152 | 1994 | AOSM | COBL - Coil Type Boiler | BOILER ROOM | HWSD - Hot Water Dom/Potable | 12/31/2026
Skinner Magnet Center | 4304 N 33rd St | Omaha | NE | 68111-2748 | Douglas | NE05610 | Active | 25214 | 1994 | AOSM | COBL - Coil Type Boiler | BOILER ROOM | HWSD - Hot Water Dom/Potable | 12/31/2025
Parrish RSP School | 4315 Cuming St | Omaha | NE | 68131-1014 | Douglas | NE08461 | Scrapped/Junked | NA | 1999 | Peerless | CI - Cast Iron | Basement | HWHT - Hot Water Heat | 9/30/2017
Parrish RSP School | 4315 Cuming St | Omaha | NE | 68131-1014 | Douglas | NE27175 | Active | 260581 | 2017 | Lochinvar | FTVT - Firetube Vertical TB | Basement | HWHT - Hot Water Heat | 12/31/2026
Parrish RSP School | 4315 Cuming St | Omaha | NE | 68131-1014 | Douglas | NE27716 | Active | 288489 | 2017 | Lochinvar | WT - Water Tube Boiler | mech room | HWHT - Hot Water Heat | 12/31/2026
Parrish RSP School | 4315 Cuming St | Omaha | NE | 68131-1014 | Douglas | NE34191 | Scrapped/Junked |  | 1963 | Weil-Mcclain | CI - Cast Iron | BOILER ROOM | HWHT - Hot Water Heat | 2/28/2002
Ready Mixed Concrete Co. | 4315 Cuming St | Omaha | NE | 68131-1014 | Douglas | NE00861 | Scrapped/Junked |  | 2000 | Eafco Inc |  |  |  | 6/1/2002
UNMC Central Plant | 4315 Emile St | Omaha | NE | 68105 | Douglas | NE01178 | Active | 1261 | 1963 | Nebraska Boiler | WT - Water Tube Boiler | Utility Plant #2 | BSUP - Bldg Heat & Process | 6/30/2026
UNMC Central Plant | 4315 Emile St | Omaha | NE | 68105 | Douglas | NE01302 | Active | 1525 | 1972 | Nebraska Boiler | WT - Water Tube Boiler | Utility Plant #4 | POWR - Power Generation | 5/31/2026
UNMC Central Plant | 4315 Emile St | Omaha | NE | 68105 | Douglas | NE01339 | Active | 212 | 1976 | Trane | WT - Water Tube Boiler | Utility Plant #1 | POWR - Power Generation | 5/31/2026
UNMC Central Plant | 4315 Emile St | Omaha | NE | 68105 | Douglas | NE12712 | Active | 1361 | 1965 | Nebraska Boiler | WT - Water Tube Boiler | Utility Plant #3 | POWR - Power Generation | 10/31/2026
UNMC Central Plant | 4315 Emile St | Omaha | NE | 68105 | Douglas | NE17631 | Scrapped/Junked | 46955 | 1995 | Kewannee |  | Student Life Building 39th & Jones Street |  | 5/31/2008
UNMC Central Plant | 4315 Emile St | Omaha | NE | 68105 | Douglas | NE26064 | Active | 294 | 2014 | Aerco | FTVT - Firetube Vertical TB | Power plant basement | HWHT - Hot Water Heat | 5/31/2026
UNMC Central Plant | 4315 Emile St | Omaha | NE | 68105 | Douglas | NE26065 | Active | 296 | 2014 | Aerco | FTVT - Firetube Vertical TB | Power plant basement | HWHT - Hot Water Heat | 5/31/2026
UNMC Central Plant | 4315 Emile St | Omaha | NE | 68105 | Douglas | NE26066 | Active | 295 | 2014 | Aerco | FTVT - Firetube Vertical TB | Power plant basement | HWHT - Hot Water Heat | 5/31/2026
UNMC Central Plant | 4315 Emile St | Omaha | NE | 68105 | Douglas | NE27929 | Active | 0342 | 2017 | Fulton | FTHT - Firetube Horizontal | Boiler plant | HWHT - Hot Water Heat | 5/31/2026
UNMC Central Plant | 4315 Emile St | Omaha | NE | 68105 | Douglas | NE27930 | Active | 0334 | 2017 | Fulton | FTHT - Firetube Horizontal | Boiler plant | HWHT - Hot Water Heat | 5/31/2026
UNMC Central Plant | 4315 Emile St | Omaha | NE | 68105 | Douglas | NE27931 | Active | 0340 | 2017 | Fulton | FTHT - Firetube Horizontal | Boiler plant | HWHT - Hot Water Heat | 5/31/2026
UNMC Central Plant | 4315 Emile St | Omaha | NE | 68105 | Douglas | NE34316 | Scrapped/Junked | 35293 | 1981 | Kewannee |  | Student Gym |  | 5/31/2008
UNMC Central Plant | 4315 Emile St | Omaha | NE | 68105 | Douglas | NE43476 | Active | 2174 | 2023 | Fulton | FTHT - Firetube Horizontal | Boiler plant | HWHT - Hot Water Heat | 5/31/2026
UNMC Central Plant | 4315 Emile St | Omaha | NE | 68105 | Douglas | NE43477 | Active | 2187 | 2023 | Fulton | FTHT - Firetube Horizontal | Boiler plant | HWHT - Hot Water Heat | 5/31/2026
UNMC Central Plant | 4315 Emile St | Omaha | NE | 68105 | Douglas | NE43478 | Active | 2188 | 2023 | Fulton | FTHT - Firetube Horizontal | Boiler plant | HWHT - Hot Water Heat | 5/31/2026
UNMC Central Plant | 4315 Emile St | Omaha | NE | 68105 | Douglas | NE43479 | Active | 2191 | 2023 | Fulton | FTHT - Firetube Horizontal | Boiler plant | HWHT - Hot Water Heat | 5/31/2026
Heartland Family Service | 4318 Fort St | Omaha | NE | 68111-1849 | Douglas | NE20735 | Active | 14099 | 2005 | Les Inc/Aldrich Co | FTVT - Firetube Vertical TB | basement | HWHT - Hot Water Heat | 4/30/2026
Heartland Family Service | 4318 Fort St | Omaha | NE | 68111-1849 | Douglas | NE20736 | Active | 14098 | 2005 | Les Inc/Aldrich Co | FTVT - Firetube Vertical TB | basement | HWHT - Hot Water Heat | 4/30/2026
Heartland Family Service | 4318 Fort St | Omaha | NE | 68111-1849 | Douglas | NE20737 | Out of Service | n/a | 1965 | THERM PAK | WT - Water Tube Boiler | basement | WHRP - Whirlpool Supply | 3/31/2014
Heartland Family Service | 4318 Fort St | Omaha | NE | 68111-1849 | Douglas | NE21988 | Exempt 1999 LB-66 |  | 1993 | RUUD | AHWH - ANSI/Fired Water Htr | BOILER ROOM | HWSD - Hot Water Dom/Potable | 8/31/1999
Heartland Family Service | 4318 Fort St | Omaha | NE | 68111-1849 | Douglas | NE32015 | Scrapped/Junked | 6163 | 1962 | CONTINENTAL | FTSM - FTS Marine Dry Back | BOILER ROOM | HWHT - Hot Water Heat | 8/31/2005
Heartland Family Service | 4318 Fort St | Omaha | NE | 68111-1849 | Douglas | NE32016 | Inactive | 6162 | 1962 | CONTINENTAL | FTSM - FTS Marine Dry Back | BOILER ROOM | HWHT - Hot Water Heat | 8/31/2007
J F O'NEILL PACKING CO | 4320 S 34TH ST | OMAHA | NE | 68107 | Douglas | NE02798 | Inactive |  | 1956 | CLEAVER BROOKS | FTSM - FTS Marine Dry Back | BOILER ROOM | PROC - Process Steam | 3/31/1990
Max I Walkers | 4320 S 94th St | Omaha | NE | 68127-1236 | Douglas | NE28582 | Out of Service | 20195 | 2019 | Miura | WT - Water Tube Boiler | boiler room | STMG - Steam Generator | 5/31/2022
Max I Walkers | 4320 S 94th St | Omaha | NE | 68127-1236 | Douglas | NE41733 | Active | 3452 | 2021 | Miura | WT - Water Tube Boiler | Mech Room | STMG - Steam Generator | 5/31/2027
Holy Name Housing | 4324 Fort St | Omaha | NE | 68111-1849 | Douglas | NE26120 | Scrapped/Junked | 298292 | 2014 | CAMUS | WT - Water Tube Boiler | equip room | HWHT - Hot Water Heat | 11/30/2018
Holy Name Housing | 4324 Fort St | Omaha | NE | 68111-1849 | Douglas | NEW | Exempt | 129856 | 2019 | Lochinvar | AHWH - ANSI/Fired Water Htr | Mech. Room | HWSD - Hot Water Dom/Potable | 2/29/2024
OPPD | 4325 Jones Plz | Omaha | NE | 68105-1066 | Douglas | NE04364 | Active | NA | 1986 | AOSM | ELBL - Electric Boiler | 2ND FLOOR | HWHT - Hot Water Heat | 12/31/2026
Brookestone Village | 4330 S 144th St | Omaha | NE | 68137-1051 | Douglas | LJ94-0367695 | Inactive | NE23602 |  | A O Smith |  |  |  | 10/7/1999
Brookestone Village | 4330 S 144th St | Omaha | NE | 68137-1051 | Douglas | MA97-0617587 | Inactive |  |  | A O Smith |  |  |  | 10/7/1999
Brookestone Village | 4330 S 144th St | Omaha | NE | 68137-1051 | Douglas | MG94-0353743 | Inactive | NE23601 |  | A O Smith |  |  |  | 10/7/1999
Brookestone Village | 4330 S 144th St | Omaha | NE | 68137-1051 | Douglas | NE00004 | Inactive | 38770 | 1987 | A. O. Smith |  | BOILER ROOM | PROC - Process Steam | 7/31/2004
Brookestone Village | 4330 S 144th St | Omaha | NE | 68137-1051 | Douglas | NE00113 | Active | 563 | 1999 | Ruscio Brothers Ltd | WT - Water Tube Boiler | BOILER ROOM | HWHT - Hot Water Heat | 5/31/2026
Brookestone Village | 4330 S 144th St | Omaha | NE | 68137-1051 | Douglas | NE00114 | Active | 1027 | 1999 | RUSC | WT - Water Tube Boiler | BOILER ROOM | HWHT - Hot Water Heat | 5/31/2026
Brookestone Village | 4330 S 144th St | Omaha | NE | 68137-1051 | Douglas | NE05830 | Inactive | 60278 | 1998 | WEBEN JARCO | COBL - Coil Type Boiler | BOILER ROOM | HWHT - Hot Water Heat | 4/30/2003
Brookestone Village | 4330 S 144th St | Omaha | NE | 68137-1051 | Douglas | NE08551 | Scrapped/Junked | 63658 | 1999 | WEBJ | COBL - Coil Type Boiler | BOILER ROOM | HWSD - Hot Water Dom/Potable | 5/31/2015
Brookestone Village | 4330 S 144th St | Omaha | NE | 68137-1051 | Douglas | NE08552 | Scrapped/Junked | 63659 | 1999 | WEBJ | COBL - Coil Type Boiler | BOILER ROOM | HWSD - Hot Water Dom/Potable | 5/31/2015
Brookestone Village | 4330 S 144th St | Omaha | NE | 68137-1051 | Douglas | NE08553 | Scrapped/Junked | 63617 | 1999 | WEBJ | COBL - Coil Type Boiler | BOILER ROOM | HWSD - Hot Water Dom/Potable | 5/31/2019
Brookestone Village | 4330 S 144th St | Omaha | NE | 68137-1051 | Douglas | NE08554 | Scrapped/Junked | 63615 | 1999 | WEBJ | COBL - Coil Type Boiler | BOILER ROOM | HWSD - Hot Water Dom/Potable | 5/31/2019
Brookestone Village | 4330 S 144th St | Omaha | NE | 68137-1051 | Douglas | NE20767 | Scrapped/Junked | 133275 | 2011 | PVI | CHWH - ASME/Fired Water Heater | n mech room | HWSD - Hot Water Dom/Potable | 5/31/2025
Brookestone Village | 4330 S 144th St | Omaha | NE | 68137-1051 | Douglas | NE23601 | Exempt 1999 LB-66 |  | 1994 | A. O. Smith |  | Boiler Room |  | 8/31/1999
Brookestone Village | 4330 S 144th St | Omaha | NE | 68137-1051 | Douglas | NE23602 | Scrapped/Junked | 26656 | 1994 | A. O. Smith | CHWH - ASME/Fired Water Heater | Heater Room | HWSD - Hot Water Dom/Potable | 10/31/2008
Brookestone Village | 4330 S 144th St | Omaha | NE | 68137-1051 | Douglas | NE28002 | Active | 431378 | 2018 | Sermeta/Lochinvar | COND - Condenser | boiler room | HWSD - Hot Water Dom/Potable | 5/31/2026
Brookestone Village | 4330 S 144th St | Omaha | NE | 68137-1051 | Douglas | NE28003 | Active | 431377 | 2018 | Sermeta/Lochinvar | COND - Condenser | boiler room | HWSD - Hot Water Dom/Potable | 5/31/2026
Brookestone Village | 4330 S 144th St | Omaha | NE | 68137-1051 | Douglas | NE42348 | Active | 546726 | 2022 | Lochinvar | WTSS - Watertube SS Steel | boiler room | HWSD - Hot Water Dom/Potable | 5/31/2026
Brookestone Village | 4330 S 144th St | Omaha | NE | 68137-1051 | Douglas | NE43577 | Active | 631775 | 2025 | Lochinvar | CHWH - ASME/Fired Water Heater | Fountain Boiler Room | HWSD - Hot Water Dom/Potable | 5/31/2026
Brookestone Village | 4330 S 144th St | Omaha | NE | 68137-1051 | Douglas | SN1094-49308 | Inactive |  |  | Reimers Electra Steam Inc. | HRSG - Heat Recovery Stm Gen |  |  | 10/7/1999
William H Harvey Co | 4334 S 67th St | Omaha | NE | 68117-1003 | Douglas | NE04848 | Scrapped/Junked | 8055 | 1990 | Burnham Commericial/Indust | CI - Cast Iron |  | STHT - Steam-Heat | 5/31/1994
William H Harvey Co | 4334 S 67th St | Omaha | NE | 68117-1003 | Douglas | NE09282 | Active | 24578 | 2007 | Clayton Industries | COBL - Coil Type Boiler | Boiler Room | PROC - Process Steam | 4/30/2027
William H Harvey Co | 4334 S 67th St | Omaha | NE | 68117-1003 | Douglas | NE14971 | Scrapped/Junked | 10071 | 1962 | SUPR | FTSM - FTS Marine Dry Back | MAIN BOILER ROOM | STHT - Steam-Heat | 8/31/2007
William H Harvey Co | 4334 S 67th St | Omaha | NE | 68117-1003 | Douglas | NE14972 | Inactive | 10070 | 1962 | Superior Boiler Works | FT - Firetube Boiler | Boiler Room | STHT - Steam-Heat | 4/30/2010
William H Harvey Co | 4334 S 67th St | Omaha | NE | 68117-1003 | Douglas | NE14973 | Scrapped/Junked | 43852 | 1976 | A. O. Smith | COWH - Coil Type Water Heater | MAIN BOILER ROOM | HWSD - Hot Water Dom/Potable | 8/31/2003
William H Harvey Co | 4334 S 67th St | Omaha | NE | 68117-1003 | Douglas | NE18904 | Scrapped/Junked | 8300 | 1995 | Aldrich | FTFB - Firetube-Firebox Boiler | Wax area | PROC - Process Steam | 4/30/2011
William H Harvey Co | 4334 S 67th St | Omaha | NE | 68117-1003 | Douglas | NE24878 | Active | 25410 | 2014 | CLAYTON | COBL - Coil Type Boiler | Boiler Room | PROC - Process Steam | 4/30/2027
Pro Am Pack | 4340 S 140th St | Omaha | NE | 68137-4502 | Douglas | NE15442 | Inactive | 35724 | 1983 | Lattner Boiler Co | ELBL - Electric Boiler | Production Area | PROC - Process Steam | 6/30/2026
Omaha Home For Boys | 4343 N 52nd St | Omaha | NE | 68104-2803 | Douglas | NE04955 | Inactive | 8455 | 1990 | AO SMITH | CHWH - ASME/Fired Water Heater | BOILER ROOM | HWSD - Hot Water Dom/Potable | 9/30/1996
Omaha Home For Boys | 4343 N 52nd St | Omaha | NE | 68104-2803 | Douglas | NE04957 | Inactive |  | 1987 | AO SMITH | AHWH - ANSI/Fired Water Htr | BOILER ROOM | HWSD - Hot Water Dom/Potable | 9/30/1996
Omaha Home For Boys | 4343 N 52nd St | Omaha | NE | 68104-2803 | Douglas | NE04958 | Inactive |  | 1987 | AO SMITH | AHWH - ANSI/Fired Water Htr | BOILER ROOM | HWSD - Hot Water Dom/Potable | 9/30/1996
Omaha Home For Boys | 4343 N 52nd St | Omaha | NE | 68104-2803 | Douglas | NE04961 | Scrapped/Junked | 1641 | 1978 | ALDRICH | FT - Firetube Boiler | BOILER ROOM | HWHT - Hot Water Heat | 9/30/1999
Omaha Home For Boys | 4343 N 52nd St | Omaha | NE | 68104-2803 | Douglas | NE09606 | Active | 51690 | 2001 | Kewanee | FTSM - FTS Marine Dry Back | NEW SOUTH BLR RM | HWHT - Hot Water Heat | 9/30/2026
Omaha Home For Boys | 4343 N 52nd St | Omaha | NE | 68104-2803 | Douglas | NE09607 | Active | 51691 | 2001 | Kewanee | FTSM - FTS Marine Dry Back | Boiler Room | HWHT - Hot Water Heat | 9/30/2026
Omaha Home For Boys | 4343 N 52nd St | Omaha | NE | 68104-2803 | Douglas | NE09608 | Scrapped/Junked | 27385 | 2002 | BURN | FT - Firetube Boiler | NEW SOUTH BLR RM | HWHT - Hot Water Heat | 9/30/2018
Omaha Home For Boys | 4343 N 52nd St | Omaha | NE | 68104-2803 | Douglas | NE27737 | Active | 81712 | 2018 | Aerco | WT - Water Tube Boiler | boiler room | HWHT - Hot Water Heat | 10/31/2026
Omaha Home For Boys | 4343 N 52nd St | Omaha | NE | 68104-2803 | Douglas | NE27738 | Active | 81711 | 2018 | Aerco | WT - Water Tube Boiler | boiler room | HWHT - Hot Water Heat | 10/31/2026
Omaha Home For Boys | 4343 N 52nd St | Omaha | NE | 68104-2803 | Douglas | NE32497 | Inactive |  | 1960 | KEWANEE | FT - Firetube Boiler | BOILER ROOM | HWHT - Hot Water Heat | 9/30/2002
Omaha Home For Boys | 4343 N 52nd St | Omaha | NE | 68104-2803 | Douglas | NE32498 | Inactive |  | 1959 | Kewannee | FT - Firetube Boiler | BOILER ROOM | HWHT - Hot Water Heat | 9/30/2002
Omaha Home For Boys | 4343 N 52nd St | Omaha | NE | 68104-2803 | Douglas | NE32499 | Inactive |  | 1959 | KEWANEE | FT - Firetube Boiler | BOILER ROOM | HWHT - Hot Water Heat | 9/30/2002
Tranquility Pointe Apartments | 4345 N 126th Ct | Omaha | NE | 68164-1964 | Douglas | NE00137 | Scrapped/Junked | 66169 | 1999 | STAT | CHWH - ASME/Fired Water Heater | EQUIP ROOM | HWSD - Hot Water Dom/Potable | 6/30/2021
Midwest Eye Care PC | 4353 Dodge St | Omaha | NE | 68131-2709 | Douglas | NE01431 | Scrapped/Junked | 131436 | 1999 | SUSSMAN-AUTOMATIC CORP | ELBL - Electric Boiler | EQUIP ROOM | PROC - Process Steam | 3/31/2002
Midwest Eye Care PC | 4353 Dodge St | Omaha | NE | 68131-2709 | Douglas | NE06800 | Scrapped/Junked | 36408 | 1998 | SUSSMAN | ELBL - Electric Boiler | BASEMENT | 0020 - Supp to Sterlizer/Autoclave | 6/30/2019
Midwest Eye Care PC | 4353 Dodge St | Omaha | NE | 68131-2709 | Douglas | NE09587 | Out of Service | 36408 | 2000 | 0034 | ELBL - Electric Boiler | EQUIPMENT ROOM | 0020 - Supp to Sterlizer/Autoclave | 3/31/2007
Midwest Eye Care PC | 4353 Dodge St | Omaha | NE | 68131-2709 | Douglas | NE23748 | Active | 3801 | 2012 | Chromalox | ELBL - Electric Boiler | basement | STER - Sterilizer | 6/30/2027
Midwest Eye Care PC | 4353 Dodge St | Omaha | NE | 68131-2709 | Douglas | NE28030 | Scrapped/Junked | 119098 | 2019 | SUSSMAN | ELBL - Electric Boiler | Surgery prep area | STER - Sterilizer | 6/30/2025
Midwest Eye Care PC | 4353 Dodge St | Omaha | NE | 68131-2709 | Douglas | NE42602 | Active | 34941 | 2023 | Steris Corp | ELBL - Electric Boiler | Surgery prep area | STER - Sterilizer | 6/30/2026
Peterson Medical Building | 4353 Dodge St | Omaha | NE | 68131-2709 | Douglas | NE08256 | Scrapped/Junked |  | 1968 | Maxim |  | Basement 42 & Dewey |  | 8/31/2005
Peterson Medical Building | 4353 Dodge St | Omaha | NE | 68131-2709 | Douglas | NE08257 | Scrapped/Junked | 53915 | 1968 | Maxim |  | Basement 42 & Dewey |  | 8/31/2005
Peterson Medical Building | 4353 Dodge St | Omaha | NE | 68131-2709 | Douglas | NE14272 | Scrapped/Junked | 17848 | 1980 | Teledyne & Laars | WT - Water Tube Boiler | Basement Boiler Room | HWSD - Hot Water Dom/Potable | 8/31/2010
Peterson Medical Building | 4353 Dodge St | Omaha | NE | 68131-2709 | Douglas | NE15479 | Scrapped/Junked | 197 | 1968 | Ruud-Rheem | FT - Firetube Boiler | Boiler Room | HWSD - Hot Water Dom/Potable | 8/31/2008
Peterson Medical Building | 4353 Dodge St | Omaha | NE | 68131-2709 | Douglas | NE17911 | Scrapped/Junked | NA | 1991 | Peerless | CI - Cast Iron | Family Practice Penthouse | HWHT - Hot Water Heat | 8/31/2020
Peterson Medical Building | 4353 Dodge St | Omaha | NE | 68131-2709 | Douglas | NE21304 | Scrapped/Junked | 33963 | 1996 | A. O. Smith | CHWH - ASME/Fired Water Heater | 121 S 44th | HWSD - Hot Water Dom/Potable | 8/31/2014
Peterson Medical Building | 4353 Dodge St | Omaha | NE | 68131-2709 | Douglas | NE23285 | Scrapped/Junked | 5979 | 1992 | Amsco | ELBL - Electric Boiler | Ssp Surgery | PROC - Process Steam | 8/31/2008
Peterson Medical Building | 4353 Dodge St | Omaha | NE | 68131-2709 | Douglas | NE37434 | Inactive | 9902 | 1968 | Kewannee | FT - Firetube Boiler | 101 S 42nd St | STHT - Steam-Heat | 8/31/2011
Peterson Medical Building | 4353 Dodge St | Omaha | NE | 68131-2709 | Douglas | NE37435 | Inactive | NA | 1968 | Kewannee | FT - Firetube Boiler | 101 S 42nd St | STHT - Steam-Heat | 8/31/2011
Peterson Medical Building | 4353 Dodge St | Omaha | NE | 68131-2709 | Douglas | NE37436 | Scrapped/Junked |  | 1970 | Peerless | CI - Cast Iron | 101 S 42nd ST | STHT - Steam-Heat | 8/31/2005
Peterson Medical Building | 4353 Dodge St | Omaha | NE | 68131-2709 | Douglas | NE37481 | Scrapped/Junked | 30393 | 1991 | Bryan | WT - Water Tube Boiler | 4353 Dodge St | HWHT - Hot Water Heat | 8/31/2022
Peterson Medical Building | 4353 Dodge St | Omaha | NE | 68131-2709 | Douglas | NE37486 | Scrapped/Junked | 30392 | 1991 | Bryan | WT - Water Tube Boiler | 4353 Dodge St | HWHT - Hot Water Heat | 8/31/2022
Walnut Hill Elementary | 4370 Hamilton St | Omaha | NE | 68131-1019 | Douglas | NE03727 | Scrapped/Junked | 41538 | 1988 | KEWANEE | FTFB - Firetube-Firebox Boiler | BOILER ROOM | STHT - Steam-Heat | 6/30/2003
Walnut Hill Elementary | 4370 Hamilton St | Omaha | NE | 68131-1019 | Douglas | NE03728 | Active | 41537 | 1988 | Kewanee | FTFB - Firetube-Firebox Boiler | BOILER ROOM | HWHT - Hot Water Heat | 12/31/2026
Walnut Hill Elementary | 4370 Hamilton St | Omaha | NE | 68131-1019 | Douglas | NE05329 | Exempt 1999 LB-66 |  | 1989 | STATE INDUSTRIES | AHWH - ANSI/Fired Water Htr |  | HWSD - Hot Water Dom/Potable | 6/30/2000
Hamilton Apartments | 4371 Hamilton St | Omaha | NE | 68131-1037 | Douglas | NE18326 | Scrapped/Junked | NA | 1912 | IDEL | CI - Cast Iron | BASEMENT | HWHT - Hot Water Heat | 3/31/2010
Lakeside Atrium Bldg | 440 Regency Parkway Dr | Omaha | NE | 68114-3790 | Douglas | NE16494 | Scrapped/Junked | 101113 | 1987 | TELE | CPFT - Horiz Cpr Fin Boiler | BOILER ROOM | GLYC - Glycol Bldg Heat Sys | 11/30/2016
Lakeside Atrium Bldg | 440 Regency Parkway Dr | Omaha | NE | 68114-3790 | Douglas | NE16495 | Scrapped/Junked | 101114 | 1987 | TELE | CPFT - Horiz Cpr Fin Boiler | BOILER ROOM | GLYC - Glycol Bldg Heat Sys | 9/30/2013
Lakeside Atrium Bldg | 440 Regency Parkway Dr | Omaha | NE | 68114-3790 | Douglas | NE25783 | Active | 259070 | 2014 | Teledyne Laars | WT - Water Tube Boiler | boiler room | HWHT - Hot Water Heat | 9/30/2026
Lakeside Atrium Bldg | 440 Regency Parkway Dr | Omaha | NE | 68114-3790 | Douglas | NE26646 | Active | 278096 | 2016 | Laars | WT - Water Tube Boiler | boiler room | HWHT - Hot Water Heat | 9/30/2026
The Traveler Apartments | 4400 Douglas St | Omaha | NE | 68131-2701 | Douglas | NE28830 | Active | 5986 | 2019 | Intellihot | CHWH - ASME/Fired Water Heater | Basement mech room | HWSD - Hot Water Dom/Potable | 3/31/2027
The Traveler Apartments | 4400 Douglas St | Omaha | NE | 68131-2701 | Douglas | NE28831 | Active | 5998 | 2019 | Intellihot | CHWH - ASME/Fired Water Heater | Basement mech room | HWSD - Hot Water Dom/Potable | 3/31/2027
The Traveler Apartments | 4400 Douglas St | Omaha | NE | 68131-2701 | Douglas | NE28832 | Active | 5983 | 2019 | Intellihot | CHWH - ASME/Fired Water Heater | Basement mech room | HWSD - Hot Water Dom/Potable | 3/31/2027
The Traveler Apartments | 4400 Douglas St | Omaha | NE | 68131-2701 | Douglas | NE28833 | Active | 5987 | 2019 | Intellihot | CHWH - ASME/Fired Water Heater | Basement mech room | HWSD - Hot Water Dom/Potable | 3/31/2027
The Traveler Apartments | 4400 Douglas St | Omaha | NE | 68131-2701 | Douglas | NE28834 | Active | 5990 | 2019 | Intellihot | CHWH - ASME/Fired Water Heater | Basement mech room | HWSD - Hot Water Dom/Potable | 3/31/2027
The Traveler Apartments | 4400 Douglas St | Omaha | NE | 68131-2701 | Douglas | NE28835 | Active | 5972 | 2019 | Intellihot | CHWH - ASME/Fired Water Heater | Basement mech room | HWSD - Hot Water Dom/Potable | 3/31/2027
Omaha Steaks Int | 4400 S 96th St | Omaha | NE | 68127-1211 | Douglas | NE09551 | Exempt | 38288 | 1992 | VILTER MANUFACTURING | UFPV - Unfired Pressure Vessel | EQUIPMENT ROOM | 0033 - Oil Seperator | 1/1/1900
Omaha Steaks Int | 4400 S 96th St | Omaha | NE | 68127-1211 | Douglas | NE09552 | Exempt | 38789 | 1989 | VILTER MANUFACTURING | UFPV - Unfired Pressure Vessel | EQUIPMENT ROOM | 0033 - Oil Seperator | 1/1/1900
Omaha Steaks Int | 4400 S 96th St | Omaha | NE | 68127-1211 | Douglas | NE09553 | Exempt | 38791 | 1992 | VILTER MANUFACTURING | UFPV - Unfired Pressure Vessel | EQUIPMENT ROOM | 0033 - Oil Seperator | 1/1/1900
Omaha Steaks Int | 4400 S 96th St | Omaha | NE | 68127-1211 | Douglas | NE09554 | Exempt | 38830 | 1992 | VILTER MANUFACTURING | UFPV - Unfired Pressure Vessel | EQUIPMENT ROOM | 0043 - Hydroflourocarbon Refrig | 1/31/2006
Omaha Steaks Int | 4400 S 96th St | Omaha | NE | 68127-1211 | Douglas | NE09555 | Exempt | 38831 | 1992 | VILTER MANUFACTURING | UFPV - Unfired Pressure Vessel | EQUIPMENT ROOM | 0043 - Hydroflourocarbon Refrig | 1/31/2006
Omaha Steaks Int | 4400 S 96th St | Omaha | NE | 68127-1211 | Douglas | NE17907 | Active | 46381 | 1994 | Kewanee | FTSM - FTS Marine Dry Back | NE CORNER | PROC - Process Steam | 9/30/2026
Hampton Inn | 4401 Douglas St | Omaha | NE | 68131-2706 | Douglas | NE43592 | Active | 306093 | 2023 | AO SMITH | CHWH - ASME/Fired Water Heater | Water Heaters Room | HWSD - Hot Water Dom/Potable | 8/31/2027
Hampton Inn | 4401 Douglas St | Omaha | NE | 68131-2706 | Douglas | NE43593 | Active | 306100 | 2023 | AO SMITH | CHWH - ASME/Fired Water Heater | Water Heaters Room | HWSD - Hot Water Dom/Potable | 8/31/2027
Hampton Inn | 4401 Douglas St | Omaha | NE | 68131-2706 | Douglas | NE43594 | Active | 306102 | 2023 | AO SMITH | CHWH - ASME/Fired Water Heater | Water Heaters Room | HWSD - Hot Water Dom/Potable | 8/31/2027
Hampton Inn | 4401 Douglas St | Omaha | NE | 68131-2706 | Douglas | NE43595 | Active | 306101 | 2023 | AO SMITH | CHWH - ASME/Fired Water Heater | Water Heaters Room | HWSD - Hot Water Dom/Potable | 8/31/2027
OMAHA HOUSING AUTHORITY | 4401 N 21st St | Omaha | NE | 68110-1614 | Douglas | NE34169 | Scrapped/Junked |  | 1982 | BRYANT |  | 1ST FLOOR | STHT - Steam-Heat | 3/31/2005
UNMC Core | 4402 Innovation Plaza | Omaha | NE | 68131 | Douglas | NE43980 | Active | 2755 | 2025 | Fulton | FTHT - Firetube Horizontal | Boiler Room | HWHT - Hot Water Heat | 4/30/2026
UNMC Core | 4402 Innovation Plaza | Omaha | NE | 68131 | Douglas | NE43981 | Active | 2686 | 2025 | Fulton | FTHT - Firetube Horizontal | Boiler Room | HWHT - Hot Water Heat | 4/30/2026
UNMC Core | 4402 Innovation Plaza | Omaha | NE | 68131 | Douglas | NE43982 | Active | 2725 | 2025 | Fulton | FTHT - Firetube Horizontal | Boiler Room | HWHT - Hot Water Heat | 4/30/2026
UNMC Core | 4402 Innovation Plaza | Omaha | NE | 68131 | Douglas | NE43983 | Active | 2753 | 2025 | Fulton | FTHT - Firetube Horizontal | Boiler Room | HWHT - Hot Water Heat | 4/30/2026
UNMC Core | 4402 Innovation Plaza | Omaha | NE | 68131 | Douglas | NE43984 | Active | 2684 | 2025 | Fulton | FTHT - Firetube Horizontal | Boiler Room | HWHT - Hot Water Heat | 4/30/2026
UNMC Core | 4402 Innovation Plaza | Omaha | NE | 68131 | Douglas | NE43985 | Active | 2724 | 2025 | Fulton | FTHT - Firetube Horizontal | Boiler Room | HWHT - Hot Water Heat | 4/30/2026
Burger King #477 | 4404 N 60th St | Omaha | NE | 68104-2711 | Douglas | NE07626 | Scrapped/Junked | 664 | 2006 | NORI | CHWH - ASME/Fired Water Heater | KITCHEN | HWDP - Hotwater Heat & Dom Supply | 5/31/2015
North High School | 4410 N 36th St | Omaha | NE | 68111-2207 | Douglas | NE16064 | Scrapped/Junked | 60778 | 2002 | Ajax | COBL - Coil Type Boiler | Boiler Room | HWSD - Hot Water Dom/Potable | 12/31/2021
North High School | 4410 N 36th St | Omaha | NE | 68111-2207 | Douglas | NE17435 | Scrapped/Junked | 41019 | 1992 | ACE BUEHLER | COBL - Coil Type Boiler | BOILER ROOM | HWSD - Hot Water Dom/Potable | 6/30/2003
North High School | 4410 N 36th St | Omaha | NE | 68111-2207 | Douglas | NE17436 | Scrapped/Junked | 41018 | 1992 | ACE BUEHLER | COBL - Coil Type Boiler | BOILER ROOM | HWSD - Hot Water Dom/Potable | 12/31/2021
North High School | 4410 N 36th St | Omaha | NE | 68111-2207 | Douglas | NE17437 | Scrapped/Junked | 16171 | 1992 | WEBJ | COBL - Coil Type Boiler | BOILER ROOM | HWSD - Hot Water Dom/Potable | 12/31/2021
North High School | 4410 N 36th St | Omaha | NE | 68111-2207 | Douglas | NE17438 | Scrapped/Junked | 16093 | 1991 | WEBJ | COBL - Coil Type Boiler | GYM MECH ROOM | HWSD - Hot Water Dom/Potable | 12/31/2021
North High School | 4410 N 36th St | Omaha | NE | 68111-2207 | Douglas | NE31229 | Active | n/a | 1975 | Kewanee | FTSM - FTS Marine Dry Back | BOILER ROOM | STHT - Steam-Heat | 12/31/2026
North High School | 4410 N 36th St | Omaha | NE | 68111-2207 | Douglas | NE31230 | Active | n/a | 1975 | Kewanee | FTSM - FTS Marine Dry Back | BOILER ROOM | STHT - Steam-Heat | 12/31/2026
North High School | 4410 N 36th St | Omaha | NE | 68111-2207 | Douglas | NE41779 | Active | 197056 | 2020 | PVI Industries | FT - Firetube Boiler | BOILER ROOM | HWSD - Hot Water Dom/Potable | 12/31/2025
North High School | 4410 N 36th St | Omaha | NE | 68111-2207 | Douglas | NE41780 | Active | 180676 | 2020 | PVI Industries | FT - Firetube Boiler | BOILER ROOM | HWSD - Hot Water Dom/Potable | 12/31/2026
American Laboratories | 4410 S 102nd St | Omaha | NE | 68127-1003 | Douglas | NE03286 | Scrapped/Junked | 17285 | 1967 | CLEA | FTSM - FTS Marine Dry Back | Boiler Room | PROC - Process Steam | 10/31/2018
American Laboratories | 4410 S 102nd St | Omaha | NE | 68127-1003 | Douglas | NE27701 | Inactive | 10920 | 2018 | Vapor Power | WT - Water Tube Boiler | Equip Room | STMG - Steam Generator | 4/30/2025
American Laboratories | 4410 S 102nd St | Omaha | NE | 68127-1003 | Douglas | NE42301 | Active | 2922 | 2022 | Unilux | WT - Water Tube Boiler | Boiler Room | PROC - Process Steam | 4/30/2027
NEBRASKA PORKERS INC | 4410 S 36th St | Omaha | NE | 68107-1327 | Douglas | NE12752 | Inactive | 6601 | 1977 | JOHNSTON BOILER COMP | FT - Firetube Boiler | POWER PLANT | PROC - Process Steam | 8/31/1989
RAI Care Center | 4411 Center St | Omaha | NE | 68105-2435 | Douglas | NE06473 | Active | 00177843 | 2005 | Lochinvar | CPFH - Copper Fin Water Heater | EQUIPMENT ROOM | HWSD - Hot Water Dom/Potable | 9/30/2026
JERRY LEONARD INC | 4412 Dodge St | Omaha | NE | 68131-2725 | Douglas | NE02983 | Inactive | 111930 | 1983 | HOT SHOT | COBL - Coil Type Boiler | BASEMENT | PROC - Process Steam | 10/31/1990
JF BLOOM CO | 4413 N 20th St | Omaha | NE | 68110-1673 | Douglas | NE03417 | Inactive |  | 1960 | PACIFIC | FT - Firetube Boiler | BOILER ROOM | STHT - Steam-Heat | 8/31/1995
VILLAGE INN | 4416 Dodge St | Omaha | NE | 68131-2725 | Douglas | NE25536 | Scrapped/Junked | 66388 | 1999 | STATE INDUSTRIES | CHWH - ASME/Fired Water Heater | EQUIPMENT ROOM | HWSD - Hot Water Dom/Potable | 2/28/2006
ECONOMY CLEANERS | 4424 N 24th St | Omaha | NE | 68110-1629 | Douglas | NE12759 | Inactive |  | 1974 | PM LATTNER MFR COMPANY | ELBL - Electric Boiler | BASEMENT | PROC - Process Steam | 12/31/1987
La Familiar | 4428 S 24th St | Omaha | NE | 68107-1807 | Douglas | NE04442 | Active | NA | 1987 | Peerless | CI - Cast Iron | Basement | STHT - Steam-Heat | 3/31/2026
Rosen's Diversified-Skylark Meats | 4430 S 110th St | Omaha | NE | 68137-1217 | Douglas | NE09304 | Active | 2232 | 2004 | Hurst | VTNT - Vertical Tubeless | QUICK WATER ROOM | PROC - Process Steam | 3/31/2027
Mission Foods Corporation | 4433 S 94th St | Omaha | NE | 68127-1203 | Douglas | NE05604 | Active | 24178 | 1992 | Teledyne Laars | CPFT - Horiz Cpr Fin Boiler | BOILER ROOM | HWHT - Hot Water Heat | 3/31/2027
Mission Foods Corporation | 4433 S 94th St | Omaha | NE | 68127-1203 | Douglas | NE22187 | Scrapped/Junked | 90202 | 2001 | RHEEM | CHWH - ASME/Fired Water Heater | wash down room | HWSD - Hot Water Dom/Potable | 3/31/2025
Mission Foods Corporation | 4433 S 94th St | Omaha | NE | 68127-1203 | Douglas | NE22188 | Scrapped/Junked | 97189 | 2003 | RHEEM | CHWH - ASME/Fired Water Heater | wash down room | HWDP - Hotwater Heat & Dom Supply | 3/31/2025
Mission Foods Corporation | 4433 S 94th St | Omaha | NE | 68127-1203 | Douglas | NE22189 | Scrapped/Junked | 94219 | 2002 | RHEEM | CHWH - ASME/Fired Water Heater | wash down room | HWDP - Hotwater Heat & Dom Supply | 3/31/2025
Mission Foods Corporation | 4433 S 94th St | Omaha | NE | 68127-1203 | Douglas | NE22190 | Scrapped/Junked | 124744 | 2010 | RHEEM | CHWH - ASME/Fired Water Heater | wash down room | HWSD - Hot Water Dom/Potable | 3/31/2025
Mission Foods Corporation | 4433 S 94th St | Omaha | NE | 68127-1203 | Douglas | NE22191 | Scrapped/Junked | 124616 | 2010 | RHEEM | CHWH - ASME/Fired Water Heater | wash down room | HWSD - Hot Water Dom/Potable | 3/31/2025
TOSS N WASH | 4436 Ames Ave | Omaha | NE | 68111-2104 | Douglas | NE21782 | Inactive | 69455 | 1996 | HAMILTON ENG/LOCHINVAR | CPFT - Horiz Cpr Fin Boiler | EQUIP ROOM | HWSD - Hot Water Dom/Potable | 4/30/2004
CORNHUSKER MUSHROOM FARMS | 4436 Dahlman Ave | Omaha | NE | 68107-1547 | Douglas | NE04011 | Inactive | 971 | 1982 | KEWANEE | FT - Firetube Boiler | BOILER ROOM | PROC - Process Steam | 7/31/1995
CORNHUSKER MUSHROOM FARMS | 4436 Dahlman Ave | Omaha | NE | 68107-1547 | Douglas | NE05438 | Scrapped/Junked | 24858 | 1996 | WEBEN JARCO | COBL - Coil Type Boiler | BOILER ROOM | PROW - Process Hot Water | 6/30/1999
CORNHUSKER MUSHROOM FARMS | 4436 Dahlman Ave | Omaha | NE | 68107-1547 | Douglas | NE32906 | Scrapped/Junked |  | 1977 | KEWANEE | FT - Firetube Boiler | BOILER ROOM | PROC - Process Steam | 6/30/1999
WORLD GROUP BUILDING | 444 Regency Parkway Dr | Omaha | NE | 68114-3792 | Douglas | NE34153 | Scrapped/Junked | 8193 | 1985 | ALDRICH/LES | FT - Firetube Boiler | PENTHOUSE | HWHT - Hot Water Heat | 4/30/2006
WORLD GROUP BUILDING | 444 Regency Parkway Dr | Omaha | NE | 68114-3792 | Douglas | NE34154 | Scrapped/Junked | 8195 | 1985 | ALDRICH/LES | FT - Firetube Boiler | PENTHOUSE | HWHT - Hot Water Heat | 4/30/2006
WORLD GROUP BUILDING | 444 Regency Parkway Dr | Omaha | NE | 68114-3792 | Douglas | NE34155 | Scrapped/Junked | 8248 | 1985 | ALDRICH/LES | FT - Firetube Boiler | PENTHOUSE | HWHT - Hot Water Heat | 4/30/2006
WORLD GROUP BUILDING | 444 Regency Parkway Dr | Omaha | NE | 68114-3792 | Douglas | NE34156 | Scrapped/Junked | 8194 | 1985 | ALDRICH/LES | FT - Firetube Boiler | PENTHOUSE | HWHT - Hot Water Heat | 4/30/2006
WORLD GROUP BUILDING | 444 Regency Parkway Dr | Omaha | NE | 68114-3792 | Douglas | NE34157 | Scrapped/Junked | 8198 | 1985 | ALDRICH/LES | FT - Firetube Boiler | PENTHOUSE | HWHT - Hot Water Heat | 4/30/2006
OPPD Energy Plaza East | 444 S 16th St | Omaha | NE | 68102-2608 | Douglas | NE04368 | Active | 3368 | 1984 | PREC | ELBL - Electric Boiler | MECHANICAL ROOM | STHT - Steam-Heat | 12/31/2026
OPPD Energy Plaza East | 444 S 16th St | Omaha | NE | 68102-2608 | Douglas | NE04369 | Active | 3367 | 1984 | PREC | ELBL - Electric Boiler | MECHANICAL ROOM | STHT - Steam-Heat | 12/31/2026
OPPD Energy Plaza East | 444 S 16th St | Omaha | NE | 68102-2608 | Douglas | NE22103 | Exempt 1999 LB-66 |  | 1987 | PVI INDUSTRIES | ELBL - Electric Boiler | MECHANICAL ROOM | HWSD - Hot Water Dom/Potable | 7/31/1999
Ronald W Reagan Elementary | 4440 S 198th Ave | Omaha | NE | 68135-3800 | Douglas | NE07624 | Active | 254100 | 2006 | Raypak | CHWH - ASME/Fired Water Heater | EQUIP ROOM | HWSD - Hot Water Dom/Potable | 8/31/2026
Ronald W Reagan Elementary | 4440 S 198th Ave | Omaha | NE | 68135-3800 | Douglas | NE07625 | Active | 110069 | 2006 | A O Smith | CHWH - ASME/Fired Water Heater | EQUIP ROOM | HWSD - Hot Water Dom/Potable | 8/31/2026
HOWARD'S RESTAURANT | 4443 S 13th St | Omaha | NE | 68107-2341 | Douglas | NE21754 | Exempt 1999 LB-66 |  | 1996 | BRADFORD-WHITE | AHWH - ANSI/Fired Water Htr | EQUIP ROOM | HWSD - Hot Water Dom/Potable | 3/31/2000
Hanscom Park UMC-BMIC#513574 | 4444 Frances St | Omaha | NE | 68105-2815 | Douglas | NE04407 | Active | N/A | 1964 | Kewanee | FTFB - Firetube-Firebox Boiler | NEW BOILER RM | HWHT - Hot Water Heat | 3/31/2026
Hanscom Park UMC-BMIC#513574 | 4444 Frances St | Omaha | NE | 68105-2815 | Douglas | NE04408 | Active | N/A | 1961 | Kewanee | FTFB - Firetube-Firebox Boiler | OLD BOILER RM | HWHT - Hot Water Heat | 3/31/2026
HANSCOM PARK UNITED | 4444 Frances St | Omaha | NE | 68105-2815 | Douglas | NE18960 | Exempt 1999 LB-66 |  | 1972 | RHEEM MANUFACTURING CO | AHWH - ANSI/Fired Water Htr |  | HWSD - Hot Water Dom/Potable | 12/31/1999
J P Lord School | 4444 Marinda St | Omaha | NE | 68106 | Douglas | NE27173 | Active | 247847 | 2017 | AIC Tuchom Lochinvar | WT - Water Tube Boiler | 1st fl mech rm | HWHT - Hot Water Heat | 12/31/2026
UNMC Annex Building 14 | 4460 Farnam Plz | Omaha | NE | 68102-2159 | Douglas | NE34880 | Active | n/a | 1955 | Kewanee | FTFB - Firetube-Firebox Boiler | BOILER ROOM | STHT - Steam-Heat | 10/31/2026
Parrish Alternative | 4469 Farnam St | Omaha | NE | 68131-2723 | Douglas | NE31221 | Scrapped/Junked | n/a | 1950 | Pacific | FTLO - Firetube Locomotive Type | BOILER ROOM | STHT - Steam-Heat | 12/31/2017
The 450 Building | 450 Regency Parkway Dr | Omaha | NE | 68114 | Douglas | NE01668 | Active | 13443 | 2004 | Aldrich | FTVT - Firetube Vertical TB | Boiler room | HWHT - Hot Water Heat | 4/30/2027
The 450 Building | 450 Regency Parkway Dr | Omaha | NE | 68114 | Douglas | NE05776 | Exempt 1999 LB-66 |  | 1983 | STATE INDUSTRIES | AHWH - ANSI/Fired Water Htr | TOP FLOOR | HWSD - Hot Water Dom/Potable | 2/29/2000
The 450 Building | 450 Regency Parkway Dr | Omaha | NE | 68114 | Douglas | NE09559 | Scrapped/Junked | 109095 | 1999 | LOCHINVAR | CPFT - Horiz Cpr Fin Boiler | GARAGE EQUIP ROOM | HWHT - Hot Water Heat | 4/30/2006
The 450 Building | 450 Regency Parkway Dr | Omaha | NE | 68114 | Douglas | NE09560 | Scrapped/Junked | 122291 | 2000 | LOCHINVAR | CPFT - Horiz Cpr Fin Boiler | GARAGE EQUIP ROOM | HWHT - Hot Water Heat | 4/30/2005
The 450 Building | 450 Regency Parkway Dr | Omaha | NE | 68114 | Douglas | NE10540 | Scrapped/Junked | 145886 | 2002 | LOCHINVAR | CPFT - Horiz Cpr Fin Boiler | EQUIP ROOM | HWHT - Hot Water Heat | 4/30/2006
The 450 Building | 450 Regency Parkway Dr | Omaha | NE | 68114 | Douglas | NE17901 | Scrapped/Junked | 22353 | 1993 | LOCHINVAR | WT - Water Tube Boiler | ATRIUM | HWHT - Hot Water Heat | 2/29/2000
The 450 Building | 450 Regency Parkway Dr | Omaha | NE | 68114 | Douglas | NE22209 | Active | 15508 | 2006 | Aldrich | FTVT - Firetube Vertical TB | equip room | HWHT - Hot Water Heat | 4/30/2027
The 450 Building | 450 Regency Parkway Dr | Omaha | NE | 68114 | Douglas | NE22210 | Active | 15031 | 2006 | Aldrich | FTVT - Firetube Vertical TB | equip room | HWHT - Hot Water Heat | 4/30/2027
The 450 Building | 450 Regency Parkway Dr | Omaha | NE | 68114 | Douglas | NE37498 | Inactive | 22352 | 1991 | LOCHINVAR | CPFT - Horiz Cpr Fin Boiler | ATRIUM | HWHT - Hot Water Heat | 4/30/2003
The 450 Building | 450 Regency Parkway Dr | Omaha | NE | 68114 | Douglas | NE37499 | Scrapped/Junked | 22351 | 1993 | LOCHINVAR | WT - Water Tube Boiler | ATRIUM | HWHT - Hot Water Heat | 2/29/2000
VILLA VINEE APARTMENTS | 450 S 78th St | Omaha | NE | 68114-4595 | Douglas | NE22994 | Exempt 1999 LB-66 |  | 1997 | RUUD | AHWH - ANSI/Fired Water Htr |  | HWSD - Hot Water Dom/Potable | 4/30/2000
OHA/Kay Jay Tower Apts | 4500 S 25th St | Omaha | NE | 68107-1772 | Douglas | NE07614 | Scrapped/Junked | 72851 | 2001 | STAT | CHWH - ASME/Fired Water Heater | BOILER ROOM | HWSD - Hot Water Dom/Potable | 3/31/2024
OHA/Kay Jay Tower Apts | 4500 S 25th St | Omaha | NE | 68107-1772 | Douglas | NE17245 | Scrapped/Junked | 25863 | 1991 | LOCHINVAR | CHWH - ASME/Fired Water Heater | BOILER ROOM | HWSD - Hot Water Dom/Potable | 3/31/2008
OHA/Kay Jay Tower Apts | 4500 S 25th St | Omaha | NE | 68107-1772 | Douglas | NE17429 | Active | n/a | 1992 | Peerless | CI - Cast Iron | BOILER ROOM | HWHT - Hot Water Heat | 3/31/2026
OHA/Kay Jay Tower Apts | 4500 S 25th St | Omaha | NE | 68107-1772 | Douglas | NE17430 | Active | n/a | 1992 | Peerless | CI - Cast Iron | BOILER ROOM | HWHT - Hot Water Heat | 3/31/2026
OHA/Kay Jay Tower Apts | 4500 S 25th St | Omaha | NE | 68107-1772 | Douglas | NE17431 | Scrapped/Junked | 24853 | 1991 | LOCHINVAR | CHWH - ASME/Fired Water Heater | BOILER ROOM | HWSD - Hot Water Dom/Potable | 3/31/2002
OHA/Kay Jay Tower Apts | 4500 S 25th St | Omaha | NE | 68107-1772 | Douglas | NE17432 | Scrapped/Junked | 25864 | 1991 | LOCHINVAR | CHWH - ASME/Fired Water Heater | BOILER ROOM | HWSD - Hot Water Dom/Potable | 3/31/2008
International Nutrition | 4500 S 76th Cir | Omaha | NE | 68127-1849 | Douglas | NE26149 | Out of Service | 330756 | 2014 | Burnham | COND - Condenser | 4525 Building | HWHT - Hot Water Heat | 2/28/2025
International Nutrition | 4500 S 76th Cir | Omaha | NE | 68127-1849 | Douglas | NE37464 | Out of Service | 23128 | 1964 | Bryant | WT - Water Tube Boiler | Boiler Room | HWHT - Hot Water Heat | 2/28/2025
Eppley Main Terminal | 4501 Abbott Dr | Omaha | NE | 68110-2698 | Douglas | NE01706 | Scrapped/Junked | 12973 | 2004 | Triad Boiler | FTVT - Firetube Vertical TB | TERMINAL BOILER ROOM | HWHT - Hot Water Heat | 7/31/2025
Eppley Main Terminal | 4501 Abbott Dr | Omaha | NE | 68110-2698 | Douglas | NE01707 | Scrapped/Junked | 12975 | 2004 | Triad Boiler | FTVT - Firetube Vertical TB | TERMINAL BOILER ROOM | HWHT - Hot Water Heat | 7/31/2025
Eppley Main Terminal | 4501 Abbott Dr | Omaha | NE | 68110-2698 | Douglas | NE20616 | Scrapped/Junked | n/a | 1996 | Eafco Inc | CI - Cast Iron | AFS BOILER ROOM | STHT - Steam-Heat | 7/31/2020
Eppley Main Terminal | 4501 Abbott Dr | Omaha | NE | 68110-2698 | Douglas | NE23317 | Active | 8794 | 1996 | Aldrich | FTVT - Firetube Vertical TB | ARFF BOILER ROOM Blr #2 | HWHT - Hot Water Heat | 7/31/2026
Eppley Main Terminal | 4501 Abbott Dr | Omaha | NE | 68110-2698 | Douglas | NE23318 | Active | 8793 | 1996 | Aldrich | FTVT - Firetube Vertical TB | ARFF BOILER ROOM Blr #1 | HWHT - Hot Water Heat | 7/31/2026
Eppley Main Terminal | 4501 Abbott Dr | Omaha | NE | 68110-2698 | Douglas | NE29272 | Active | n/a | 2019 | Peerless | CI - Cast Iron | Flight Service Bldg | STHT - Steam-Heat | 7/31/2026
Eppley Main Terminal | 4501 Abbott Dr | Omaha | NE | 68110-2698 | Douglas | NE37346 | Scrapped/Junked | 39176 | 1985 | Kewanee | FTWB - FTS Marine Wet Back | TERMINAL BOILER ROOM BLR#1 | HWHT - Hot Water Heat | 7/31/2025
Eppley Main Terminal | 4501 Abbott Dr | Omaha | NE | 68110-2698 | Douglas | NE37347 | Scrapped/Junked | 39170 | 1985 | Kewanee | FTWB - FTS Marine Wet Back | TERMINAL BOILER ROOM BLR#2 | HWHT - Hot Water Heat | 7/31/2025
Eppley Main Terminal | 4501 Abbott Dr | Omaha | NE | 68110-2698 | Douglas | NE37348 | Scrapped/Junked | 6628 | 1968 | KEWANEE | FTSM - FTS Marine Dry Back | BOILER ROOM | HWHT - Hot Water Heat | 7/31/2003
Eppley Main Terminal | 4501 Abbott Dr | Omaha | NE | 68110-2698 | Douglas | NE43242 | Active | 3055 | 2024 | Unilux | WTSS - Watertube SS Steel | New Central Utility Plant | HWHT - Hot Water Heat | 7/31/2026
Eppley Main Terminal | 4501 Abbott Dr | Omaha | NE | 68110-2698 | Douglas | NE43243 | Active | 3054 | 2024 | Unilux | WTSS - Watertube SS Steel | New Central Utility Plant | HWHT - Hot Water Heat | 7/31/2026
Eppley Main Terminal | 4501 Abbott Dr | Omaha | NE | 68110-2698 | Douglas | NE43244 | Active | 3056 | 2024 | Unilux | WTSS - Watertube SS Steel | New Central Utility Plant | HWHT - Hot Water Heat | 7/31/2026
Eppley Main Terminal | 4501 Abbott Dr | Omaha | NE | 68110-2698 | Douglas | NE43245 | Active | 386182 | 2022 | Rbi | FTVT - Firetube Vertical TB | New Central Utility Plant | HWHT - Hot Water Heat | 7/31/2026
Eppley Main Terminal | 4501 Abbott Dr | Omaha | NE | 68110-2698 | Douglas | NE43246 | Active | 381073 | 2022 | Rbi | FTVT - Firetube Vertical TB | New Central Utility Plant | HWHT - Hot Water Heat | 7/31/2026
vacant Building | 4501 Dodge St | Omaha | NE | 68132-3232 | Douglas | NE14970 | Inactive | n/a | 1962 | Kewanee | FTFB - Firetube-Firebox Boiler | BASEMENT | HWHT - Hot Water Heat | 6/30/2015
Emmaus Bible Church-BMIC#403734 | 4501 S 23rd St | Omaha | NE | 68107-1928 | Douglas | NE32492 | Active | n/a | 1954 | Kewanee | FTFB - Firetube-Firebox Boiler | BOILER ROOM | STHT - Steam-Heat | 3/31/2027
Nebraska Beef | 4501 S 36th St | Omaha | NE | 68107-1330 | Douglas | NE02756 | Active | 21492 | 1962 | Kewanee | FTSM - FTS Marine Dry Back | Boiler Room, Blr. #3 | PROC - Process Steam | 8/31/2026
Nebraska Beef | 4501 S 36th St | Omaha | NE | 68107-1330 | Douglas | NE02757 | Out of Service | 24455 | 1962 | Kewanee | FTSM - FTS Marine Dry Back | Boiler Room, Blr. #4 | PROC - Process Steam | 8/31/2025
Nebraska Beef | 4501 S 36th St | Omaha | NE | 68107-1330 | Douglas | NE08833 | Exempt | 41287 | 1995 | Vilter | UFPV - Unfired Pressure Vessel | COMPRESSOR ROOM, #1 | 0033 - Oil Seperator | 11/30/2023
Nebraska Beef | 4501 S 36th St | Omaha | NE | 68107-1330 | Douglas | NE08834 | Exempt | 41252 | 1995 | Vilter | UFPV - Unfired Pressure Vessel | COMPRESSOR ROOM, #3 | 0033 - Oil Seperator | 11/30/2023
Nebraska Beef | 4501 S 36th St | Omaha | NE | 68107-1330 | Douglas | NE08835 | Exempt | 41280 | 1995 | Vilter | UFPV - Unfired Pressure Vessel | COMPRESSOR ROOM, S2 | 0033 - Oil Seperator | 11/30/2023
Nebraska Beef | 4501 S 36th St | Omaha | NE | 68107-1330 | Douglas | NE08836 | Scrapped/Junked | 7441 | 1994 | Fes | UFPV - Unfired Pressure Vessel | COMPRESSOR ROOM, B1 | 0033 - Oil Seperator | 11/30/2023
Nebraska Beef | 4501 S 36th St | Omaha | NE | 68107-1330 | Douglas | NE08837 | Exempt | 45220 | 2000 | Vilter | UFPV - Unfired Pressure Vessel | COMPRESSOR ROOM, #5 | 0033 - Oil Seperator | 11/30/2023
Nebraska Beef | 4501 S 36th St | Omaha | NE | 68107-1330 | Douglas | NE08838 | Exempt | 12386 | 2001 | Kennedy | UFPV - Unfired Pressure Vessel | COMPRESSOR ROOM | 0033 - Oil Seperator | 11/30/2023
Nebraska Beef | 4501 S 36th St | Omaha | NE | 68107-1330 | Douglas | NE17909 | Active | 24293 | 1970 | Kewanee | FTSM - FTS Marine Dry Back | Boiler Room, #1 | PROC - Process Steam | 4/30/2026
Nebraska Beef | 4501 S 36th St | Omaha | NE | 68107-1330 | Douglas | NE17910 | Active | 24292 | 1970 | Kewanee | FTSM - FTS Marine Dry Back | Boiler Room, #2 | PROC - Process Steam | 5/31/2026
Nebraska Beef | 4501 S 36th St | Omaha | NE | 68107-1330 | Douglas | NE43448 | Active | 25936 | 2023 | Hurst | FTWB - FTS Marine Wet Back | New Boiler Room | PROC - Process Steam | 8/31/2026
Nebraska Beef | 4501 S 36th St | Omaha | NE | 68107-1330 | Douglas | NEW | Exempt | 391038 | 1999 | STANDARD REF | UFPV - Unfired Pressure Vessel | COMPRESSOR ROOM, B1 | 0033 - Oil Seperator | 11/13/2023
St Stanislaus School | 4501 S 41st St | Omaha | NE | 68107-1151 | Douglas | NE37586 | Active | n/a | 1988 | Peerless | CI - Cast Iron | BOILER ROOM | STHT - Steam-Heat | 1/31/2025
Larson Cement Stone | 4508 S 28th St | Omaha | NE | 68107-1539 | Douglas | NE04440 | Inactive | n/a | 1977 | Kewanee | FTSM - FTS Marine Dry Back | BOILER ROOM | PROC - Process Steam | 2/28/2013
Armstrong Cleaners | 4510 Leavenworth St | Omaha | NE | 68106-1419 | Douglas | NE16911 | Inactive | 68062 | 1993 | Fulton Boilerworks | FT - Firetube Boiler |  | PROC - Process Steam | 8/31/1998
St Francis Building(Part of St Bridget St Rose) | 4513 S 32nd St | Omaha | NE | 68107-1403 | Douglas | NE00621 | Active | 60187 | 2000 | HB Smith | CI - Cast Iron | BOILER ROOM | STHT - Steam-Heat | 4/30/2025
St Francis Building(Part of St Bridget St Rose) | 4513 S 32nd St | Omaha | NE | 68107-1403 | Douglas | NE32508 | Scrapped/Junked |  | 1953 | CRANE |  | BOILER ROOM | STHT - Steam-Heat | 4/30/2001
SALLYMAE'S CAFE | 4515 N 30th St | Omaha | NE | 68111-2308 | Douglas | NE21648 | Exempt 1999 LB-66 |  | 1987 | RUUD | AHWH - ANSI/Fired Water Htr |  | HWSD - Hot Water Dom/Potable | 6/30/2000
South High School | 4519 S 24th St | Omaha | NE | 68107-1817 | Douglas | NE23157 | Scrapped/Junked | 79131 | 1996 | WELBILT | FT - Firetube Boiler | KITCHEN | 0021 - Steam Supp Cooker/Kettle | 12/31/2005
South High School | 4519 S 24th St | Omaha | NE | 68107-1817 | Douglas | NE34369 | Scrapped/Junked | n/a | 1980 | Kewanee | FTSM - FTS Marine Dry Back | BOILER ROOM | STHT - Steam-Heat | 12/31/2020
South High School | 4519 S 24th St | Omaha | NE | 68107-1817 | Douglas | NE34370 | Scrapped/Junked | 33670 | 1980 | Kewanee | FTSM - FTS Marine Dry Back | BOILER ROOM | STHT - Steam-Heat | 12/31/2020
South High School | 4519 S 24th St | Omaha | NE | 68107-1817 | Douglas | NE34371 | Scrapped/Junked | 33889 | 1980 | Kewanee | FTSM - FTS Marine Dry Back | BOILER ROOM | STHT - Steam-Heat | 12/31/2020
South High School | 4519 S 24th St | Omaha | NE | 68107-1817 | Douglas | NE34372 | Scrapped/Junked | 33861 | 1980 | Kewanee | FTFB - Firetube-Firebox Boiler | BOILER ROOM | STHT - Steam-Heat | 12/31/2020
South High School | 4519 S 24th St | Omaha | NE | 68107-1817 | Douglas | NE43276 | Active | 20784 | 2021 | Aldrich | FTVT - Firetube Vertical TB | BOILER ROOM | HWHT - Hot Water Heat | 12/31/2026
South High School | 4519 S 24th St | Omaha | NE | 68107-1817 | Douglas | NE43277 | Active | 20720 | 2021 | Aldrich | FTVT - Firetube Vertical TB | BOILER ROOM | HWHT - Hot Water Heat | 12/31/2026
South High School | 4519 S 24th St | Omaha | NE | 68107-1817 | Douglas | NE43278 | Active | 20718 | 2021 | Aldrich | FTVT - Firetube Vertical TB | BOILER ROOM | HWHT - Hot Water Heat | 12/31/2026
South High School | 4519 S 24th St | Omaha | NE | 68107-1817 | Douglas | NE43279 | Active | 20786 | 2021 | Aldrich | FTVT - Firetube Vertical TB | BOILER ROOM | HWHT - Hot Water Heat | 12/31/2026
South High School | 4519 S 24th St | Omaha | NE | 68107-1817 | Douglas | NE43280 | Active | 20782 | 2021 | Aldrich | FTVT - Firetube Vertical TB | BOILER ROOM | HWHT - Hot Water Heat | 12/31/2026
South High School | 4519 S 24th St | Omaha | NE | 68107-1817 | Douglas | NE43281 | Active | 20780 | 2021 | Aldrich | FTVT - Firetube Vertical TB | BOILER ROOM | HWHT - Hot Water Heat | 12/31/2026
South High School | 4519 S 24th St | Omaha | NE | 68107-1817 | Douglas | NE43282 | Active | 20779 | 2021 | Aldrich | FTVT - Firetube Vertical TB | BOILER ROOM | HWHT - Hot Water Heat | 12/31/2026
VILLA VINEE APARTMENTS | 452 S 78th St | Omaha | NE | 68114-4596 | Douglas | NE22993 | Exempt 1999 LB-66 |  | 1992 | AO SMITH | AHWH - ANSI/Fired Water Htr |  | HWSD - Hot Water Dom/Potable | 4/30/2000
Sheridan Place | 4521 Leavenworth St | Omaha | NE | 68106-1490 | Douglas | NE08572 | Inactive | 3597 | 1996 | Hurst | FT - Firetube Boiler | BOILER ROOM | HWHT - Hot Water Heat | 12/31/2019
Autographix | 4522 S 108th St | Omaha | NE | 68137-1204 | Douglas | NE42093 | Out of Service | 132689 | 2022 | Reimers | ELBL - Electric Boiler | Finish Area | PROC - Process Steam | 1/31/2024
DAVE LOFFELMACHER | 4527 Decatur St Apt 9 | Omaha | NE | 68104-5155 | Douglas | NE30202 | Inactive |  | 1906 | J.I. CASE | FT - Firetube Boiler | PORTABLE | 0024 - Antique Steam Tractor | 7/31/1992
Temple Baptist Church-BMIC#494332 | 4530 N 85th St | Omaha | NE | 68134-3125 | Douglas | NE12845 | Active | N/A | 1962 | Peerless | CI - Cast Iron | Boiler Room | HWHT - Hot Water Heat | 9/30/2026
Child Saving Institute | 4545 Dodge St | Omaha | NE | 68132-3232 | Douglas | NE43060 | Active | 336 | 2022 | Riello | WTSS - Watertube SS Steel | Boiler Room | HWHT - Hot Water Heat | 2/28/2027
Child Saving Institute | 4545 Dodge St | Omaha | NE | 68132-3232 | Douglas | NE43061 | Active | 356 | 2022 | Riello | WTSS - Watertube SS Steel | Boiler Room | HWHT - Hot Water Heat | 2/28/2027
Child Saving Institute | 4545 Dodge St | Omaha | NE | 68132-3232 | Douglas | NE43062 | Active | 128 | 2022 | Riello | WTSS - Watertube SS Steel | Boiler Room | HWHT - Hot Water Heat | 2/28/2027
Child Saving Institute | 4545 Dodge St | Omaha | NE | 68132-3232 | Douglas | NE43063 | Active | 400 | 2022 | Riello | WTSS - Watertube SS Steel | Boiler Room | HWHT - Hot Water Heat | 2/28/2027
Child Saving Institute | 4545 Dodge St | Omaha | NE | 68132-3232 | Douglas | NE43064 | Active | 402 | 2022 | Riello | WTSS - Watertube SS Steel | Boiler Room | HWHT - Hot Water Heat | 2/28/2027
Child Saving Institute | 4545 Dodge St | Omaha | NE | 68132-3232 | Douglas | NE43065 | Active | 403 | 2022 | Riello | WTSS - Watertube SS Steel | Boiler Room | HWHT - Hot Water Heat | 2/28/2027
Iron Bluff Elementary | 4545 George B. Lake Parkway | Elkhorn | NE | 68022 | Douglas | NE43584 | Active | 315706 | 2024 | AO SMITH | CHWH - ASME/Fired Water Heater | Mechanical Room | HWSD - Hot Water Dom/Potable | 8/31/2027
Iron Bluff Elementary | 4545 George B. Lake Parkway | Elkhorn | NE | 68022 | Douglas | NE43585 | Active | 327281 | 2024 | AO SMITH | CHWH - ASME/Fired Water Heater | Mechanical Room | HWSD - Hot Water Dom/Potable | 8/31/2027
CHI Center | 455 N 10th St | Omaha | NE | 68102-1151 | Douglas | NE12002 | Scrapped/Junked | 97094 | 2002 | AO Smith | CHWH - ASME/Fired Water Heater | KITCHEN/4TH LVL | HWSD - Hot Water Dom/Potable | 9/30/2020
CenturyLink Center | 455 N 10th St | Omaha | NE | 68102-1151 | Douglas | NE10230 | Inactive | 199422 | 2008 | PENT | CPFH - Copper Fin Water Heater | OUTSIDE DOCK 3 | IPHT - Indoor Pool Heater | 7/31/2017
CenturyLink Center | 455 N 10th St | Omaha | NE | 68102-1151 | Douglas | NE10231 | Inactive | 19944 | 2008 | PENT | CPFH - Copper Fin Water Heater | OUTSIDE DOCK 3 | IPHT - Indoor Pool Heater | 7/31/2017
CenturyLink Center | 455 N 10th St | Omaha | NE | 68102-1151 | Douglas | NE10232 | Inactive | 199420 | 2008 | PENT | CPFH - Copper Fin Water Heater | OUTSIDE DOCK 3 | IPHT - Indoor Pool Heater | 7/31/2017
Catalyst Court | 4601 Catalyst Ct | Omaha | NE | 68106 | Douglas | NE43083 | Active | 1936 | 2023 | Fulton | FTVT - Firetube Vertical TB | Boiler Room | HWHT - Hot Water Heat | 2/28/2027
Catalyst Court | 4601 Catalyst Ct | Omaha | NE | 68106 | Douglas | NE43084 | Active | 1934 | 2023 | Fulton | FTVT - Firetube Vertical TB | Boiler Room | HWHT - Hot Water Heat | 2/28/2027
Omaha Steel Castings | 4601 Farnam St | Omaha | NE | 68132-3222 | Douglas | NE37666 | Out of Service | n/a | 1988 | PEERLESS HEATER COMPANY | CI - Cast Iron | OFFICE | STHT - Steam-Heat | 11/30/2012
Southwest Plaza | 4601 S 50th St | Omaha | NE | 68117-1355 | Douglas | NE20372 | Out of Service | 133654 | 1996 | Raypak | CPFT - Horiz Cpr Fin Boiler | BOILER ROOM | HWHT - Hot Water Heat | 3/31/2026
Southwest Plaza | 4601 S 50th St | Omaha | NE | 68117-1355 | Douglas | NE20373 | Out of Service | 133653 | 1996 | Raypak | CPFT - Horiz Cpr Fin Boiler | BOILER ROOM | HWHT - Hot Water Heat | 3/31/2026
Cass Street Apartments | 4602 Cass St | Omaha | NE | 68132-3033 | Douglas | NE07342 | Scrapped/Junked |  | 2000 | KEWA | FT - Firetube Boiler | BASEMENT | HWHT - Hot Water Heat | 2/28/2009
Cass Street Apartments | 4602 Cass St | Omaha | NE | 68132-3033 | Douglas | NE16053 | Active | n/a | 2002 | Burnham | CI - Cast Iron | Basement | HWHT - Hot Water Heat | 1/31/2019
Cass Street Apartments | 4602 Cass St | Omaha | NE | 68132-3033 | Douglas | NE16699 | Scrapped/Junked | 25500 | 1991 | LOCHINVAR | CHWH - ASME/Fired Water Heater | BOILER ROOM | HWSD - Hot Water Dom/Potable | 3/31/2008
MAX I WALKERS | 4602 Cuming St | Omaha | NE | 68132-2322 | Douglas | NE05365 | Exempt 1999 LB-66 |  | 1995 | VANGUARD | AHWH - ANSI/Fired Water Htr |  | HWSD - Hot Water Dom/Potable | 3/31/2000
MAX I WALKERS | 4602 Cuming St | Omaha | NE | 68132-2322 | Douglas | NE05800 | Exempt 1999 LB-66 |  | 1997 | VANGUARD | AHWH - ANSI/Fired Water Htr |  | HWSD - Hot Water Dom/Potable | 3/31/2000
PepsiCo Inc | 4603 S 72nd St | Omaha | NE | 68127-1804 | Douglas | NE00129 | Scrapped/Junked | 89200 | 1987 | RAYP | CPFT - Horiz Cpr Fin Boiler | FIRST FLOOR | HWSP - Hot Water Non Potable Supply | 2/28/2008
PepsiCo Inc | 4603 S 72nd St | Omaha | NE | 68127-1804 | Douglas | NE04777 | Scrapped/Junked | 6506 | 1987 | Sellers Engineering | FTSM - FTS Marine Dry Back | MECH ROOM | HWSP - Hot Water Non Potable Supply | 2/28/2013
PepsiCo Inc | 4603 S 72nd St | Omaha | NE | 68127-1804 | Douglas | NE05796 | Scrapped/Junked | 145365 | 1994 | RAYP | CPFT - Horiz Cpr Fin Boiler | CAN LINE | HWSP - Hot Water Non Potable Supply | 2/28/2009
PepsiCo Inc | 4603 S 72nd St | Omaha | NE | 68127-1804 | Douglas | NE17349 | Scrapped/Junked | 103929 | 1992 | RAYPAK INC, CALIFORNIA | WT - Water Tube Boiler | CAN LINE | HWSP - Hot Water Non Potable Supply | 3/31/2000
PepsiCo Inc | 4603 S 72nd St | Omaha | NE | 68127-1804 | Douglas | NE32935 | Scrapped/Junked | 35 | 1985 | TRIS | WT - Water Tube Boiler | FOUNTAIN LINE | HWSP - Hot Water Non Potable Supply | 2/28/2010
Sparks Computerized Car Care | 4606 S 84th St | Omaha | NE | 68127-1713 | Douglas | NE16036 | Active | 94258 | 2008 | GIANNONI | WT - Water Tube Boiler | 1st floor | HWFG - Hotwater Heat Floor-Glycl | 12/31/2026
Morton Middle School | 4606 Terrace Dr | Omaha | NE | 68134-3062 | Douglas | NE31174 | Scrapped/Junked | n/a | 1964 | Kewanee | FTFB - Firetube-Firebox Boiler | BOILER ROOM | STHT - Steam-Heat | 12/31/2022
Morton Middle School | 4606 Terrace Dr | Omaha | NE | 68134-3062 | Douglas | NE31175 | Scrapped/Junked | n/a | 1964 | Kewanee | FTFB - Firetube-Firebox Boiler | BOILER ROOM | STHT - Steam-Heat | 12/31/2022
Morton Middle School | 4606 Terrace Dr | Omaha | NE | 68134-3062 | Douglas | NE41927 | Active | 289225 | 2021 | AO SMITH | CHWH - ASME/Fired Water Heater | Mech Room | HWSD - Hot Water Dom/Potable | 12/31/2026
Morton Middle School | 4606 Terrace Dr | Omaha | NE | 68134-3062 | Douglas | NE41928 | Active | 282451 | 2021 | AO SMITH | CHWH - ASME/Fired Water Heater | Mech Room | HWSD - Hot Water Dom/Potable | 12/31/2026
Morton Middle School | 4606 Terrace Dr | Omaha | NE | 68134-3062 | Douglas | NE41929 | Active | 20939 | 2022 | Aldrich | FTSM - FTS Marine Dry Back | Mech Room | STHT - Steam-Heat | 12/31/2026
Morton Middle School | 4606 Terrace Dr | Omaha | NE | 68134-3062 | Douglas | NE41930 | Active | 20944 | 2022 | Aldrich | FTSM - FTS Marine Dry Back | Mech Room | STHT - Steam-Heat | 12/31/2026
QWEST COMMUNICATIONS | 4608 N 30th St | Omaha | NE | 68111-2311 | Douglas | NE11465 | Inactive |  | 1946 | PACIFIC | FT - Firetube Boiler |  | HWHT - Hot Water Heat | 8/31/1998
Lumen | 4615 Izard St | Omaha | NE | 68132-2327 | Douglas | NE11466 | Scrapped/Junked |  | 1958 | KEWANEE | FT - Firetube Boiler |  | HWHT - Hot Water Heat | 8/31/1999
Lumen | 4615 Izard St | Omaha | NE | 68132-2327 | Douglas | NE25523 | Active | 10357 | 1999 | ALES | FTVT - Firetube Vertical TB | BOILER ROOM | HWHT - Hot Water Heat | 9/30/2026
Lumen | 4615 Izard St | Omaha | NE | 68132-2327 | Douglas | NE25524 | Active | 10360 | 1999 | ALES | FTVT - Firetube Vertical TB | BOILER ROOM | HWHT - Hot Water Heat | 9/30/2026
Omaha Chinese Christian Church | 4618 S 139th St | Omaha | NE | 68137-4500 | Douglas | NE05208 | Scrapped/Junked | 21361 | 1993 | AO SMITH | CHWH - ASME/Fired Water Heater | 1ST FLOOR | HWSD - Hot Water Dom/Potable | 3/31/2003
Omaha Chinese Christian Church | 4618 S 139th St | Omaha | NE | 68137-4500 | Douglas | NE05209 | Out of Service | 22394 | 1993 | AOSM | CHWH - ASME/Fired Water Heater | 1ST FLOOR | HWSD - Hot Water Dom/Potable | 3/31/2016
Omaha Chinese Christian Church | 4618 S 139th St | Omaha | NE | 68137-4500 | Douglas | NE25646 | Scrapped/Junked | 41287 | 1992 | MARKET FORGE INDUSTRIES | FT - Firetube Boiler | KITCHEN | 0021 - Steam Supp Cooker/Kettle | 3/31/2003
Station KPTM and KXVO | 4625 Farnam St | Omaha | NE | 68132-3222 | Douglas | NE24040 | Active | 0 | 1960 | Ajax | WT - Water Tube Boiler | Boiler Room | HWHT - Hot Water Heat | 3/31/2026
Station KPTM and KXVO | 4625 Farnam St | Omaha | NE | 68132-3222 | Douglas | NE24041 | Active | 434399 | 1973 | Kewanee | FT - Firetube Boiler | Boiler Room 2nd Flr | HWHT - Hot Water Heat | 3/31/2026
NEBRASKA BEEF RESTAURANT | 4629 S 108th St | Omaha | NE | 68137-1221 | Douglas | NE12844 | Scrapped/Junked | 30240 | 1995 | AO SMITH | CHWH - ASME/Fired Water Heater | EQUIP ROOM | HWSD - Hot Water Dom/Potable | 12/31/2005
24 Hour Fitness | 4640 S 59th St # 322 | Omaha | NE | 68117-1358 | Douglas | NE24735 | Scrapped/Junked |  | 1993 | A. O. Smith | AHWH - ANSI/Fired Water Htr | EQUIPMENT ROOM | HWSD - Hot Water Dom/Potable | 2/28/2001
Food Bank for the Heartland | 4645 S 84th St | Omaha | NE | 68127-1712 | Douglas | NE06721 | Scrapped/Junked | 8934 | 2004 | HTPI | SSCO - SS Coil Boiler | EQUIPMENT ROOM | HWSP - Hot Water Non Potable Supply | 3/31/2017
Food Bank for the Heartland | 4645 S 84th St | Omaha | NE | 68127-1712 | Douglas | NE43789 | Active | 375 | 2022 | Riello | WTSS - Watertube SS Steel | BOILER ROOM | HWHT - Hot Water Heat | 10/31/2026
Food Bank for the Heartland | 4645 S 84th St | Omaha | NE | 68127-1712 | Douglas | NE43790 | Active | 374 | 2022 | Riello | WTSS - Watertube SS Steel | BOILER ROOM | HWHT - Hot Water Heat | 10/31/2026
Food Bank for the Heartland | 4645 S 84th St | Omaha | NE | 68127-1712 | Douglas | NE43791 | Active | 368 | 2022 | Riello | WTSS - Watertube SS Steel | BOILER ROOM | HWHT - Hot Water Heat | 10/31/2026
NORWEST BANK | 4650-4702 S 24TH ST | OMAHA | NE | 68107-1818 | Douglas | NE04688 | Inactive |  | 1963 | KEWANEE | FT - Firetube Boiler | BOILER ROOM | HWHT - Hot Water Heat | 5/31/1992
James Skinner Baking Co | 4651 F St | Omaha | NE | 68117-1403 | Douglas | NE42079 | Active | 939 | 2021 | Victory | FTHT - Firetube Horizontal | Boiler Room | PROC - Process Steam | 8/31/2026
James Skinner Baking Co | 4651 F St | Omaha | NE | 68117-1403 | Douglas | NEW | Scrapped/Junked | N/A | 2021 | A O Smith | CHWH - ASME/Fired Water Heater | Boiler Room | HWSD - Hot Water Dom/Potable | 12/31/2022
James Skinner Baking Co | 4651 F St | Omaha | NE | 68117-1403 | Douglas | NEW | Scrapped/Junked | N/A | 2021 | A O Smith | CHWH - ASME/Fired Water Heater | Boiler Room | HWSD - Hot Water Dom/Potable | 12/31/2022
James Skinner Baking Co | 4657 G St | Omaha | NE | 68117-1410 | Douglas | NE01464 | Scrapped/Junked | 7068 | 1999 | HURS | FTVT - Firetube Vertical TB | BOILER ROOM | PROC - Process Steam | 12/31/2010
James Skinner Baking Co | 4657 G St | Omaha | NE | 68117-1410 | Douglas | NE01465 | Scrapped/Junked | 7070 | 1999 | HURS | FTVT - Firetube Vertical TB | BOILER ROOM | PROC - Process Steam | 12/31/2010
James Skinner Baking Co | 4657 G St | Omaha | NE | 68117-1410 | Douglas | NE01466 | Scrapped/Junked | 7012 | 1999 | HURS | FTVT - Firetube Vertical TB | BOILER ROOM | PROC - Process Steam | 12/31/2017
James Skinner Baking Co | 4657 G St | Omaha | NE | 68117-1410 | Douglas | NE01467 | Scrapped/Junked | 6990 | 1999 | Hurst | FTVT - Firetube Vertical TB | BOILER ROOM | PROC - Process Steam | 12/31/2010
James Skinner Baking Co | 4657 G St | Omaha | NE | 68117-1410 | Douglas | NE01468 | Scrapped/Junked | 6971 | 1999 | HURST BOILER & WELDING CO | FTVT - Firetube Vertical TB | BOILER ROOM | PROC - Process Steam | 12/31/2007
James Skinner Baking Co | 4657 G St | Omaha | NE | 68117-1410 | Douglas | NE01469 | Exempt | 10965 | 1999 | PRECISION BOILERS | COWH - Coil Type Water Heater | BOILER ROOM | HWSD - Hot Water Dom/Potable | 4/30/2002
James Skinner Baking Co | 4657 G St | Omaha | NE | 68117-1410 | Douglas | NE09322 | Active | 13139 | 2007 | HURST | FTVT - Firetube Vertical TB | BOILER ROOM #5 | PROC - Process Steam | 12/31/2026
James Skinner Baking Co | 4657 G St | Omaha | NE | 68117-1410 | Douglas | NE16042 | Active | 459 | 2003 | GTS Energy | COBL - Coil Type Boiler | equipment room | 0022 - Oil Heater/HeatXfr | 12/31/2026
James Skinner Baking Co | 4657 G St | Omaha | NE | 68117-1410 | Douglas | NE19431 | Active | 16636 | 2010 | Hurst | FT - Firetube Boiler | Boiler Room | PROC - Process Steam | 12/31/2026
James Skinner Baking Co | 4657 G St | Omaha | NE | 68117-1410 | Douglas | NE19432 | Active | 16637 | 2010 | Hurst | FT - Firetube Boiler | Boiler Room | PROC - Process Steam | 12/31/2026
James Skinner Baking Co | 4657 G St | Omaha | NE | 68117-1410 | Douglas | NE19433 | Out of Service | 16630 | 2010 | Hurst | FT - Firetube Boiler | Boiler Room | PROC - Process Steam | 12/31/2021
James Skinner Baking Co | 4657 G St | Omaha | NE | 68117-1410 | Douglas | NE27146 | Active | 21337 | 2016 | HURST | FTVT - Firetube Vertical TB | BOILER ROOM | PROC - Process Steam | 12/31/2026
James Skinner Baking Co | 4657 G St | Omaha | NE | 68117-1410 | Douglas | NE42755 | Active | 2242 | 2024 | Powermaster | FTVT - Firetube Vertical TB | East Mech Room | PROC - Process Steam | 12/31/2026
Ovation Heartland Preserve | 470 Maxwell Plz | Omaha | NE | 68154-2903 | Douglas | NE41255 | Active | 94059 | 2018 | PVI Industries | CHWH - ASME/Fired Water Heater | Mech Room WEST building | HWDP - Hotwater Heat & Dom Supply | 2/28/2026
Ovation Heartland Preserve | 470 Maxwell Plz | Omaha | NE | 68154-2903 | Douglas | NE41256 | Active | 104131 | 2019 | PVI Industries | CHWH - ASME/Fired Water Heater | Mech Room WEST building | HWDP - Hotwater Heat & Dom Supply | 2/28/2026
Ovation Heartland Preserve | 470 Maxwell Plz | Omaha | NE | 68154-2903 | Douglas | NE41257 | Active | 102778 | 2019 | PVI Industries | CHWH - ASME/Fired Water Heater | Mech Room WEST building | HWDP - Hotwater Heat & Dom Supply | 2/28/2026
Ovation Heartland Preserve | 470 Maxwell Plz | Omaha | NE | 68154-2903 | Douglas | NE41258 | Active | 100166 | 2019 | PVI Industries | CHWH - ASME/Fired Water Heater | Mech Room EAST building | HWDP - Hotwater Heat & Dom Supply | 2/28/2026
Ovation Heartland Preserve | 470 Maxwell Plz | Omaha | NE | 68154-2903 | Douglas | NE41259 | Active | 98937 | 2019 | PVI Industries | CHWH - ASME/Fired Water Heater | Mech Room EAST building | HWDP - Hotwater Heat & Dom Supply | 2/28/2026
Ovation Heartland Preserve | 470 Maxwell Plz | Omaha | NE | 68154-2903 | Douglas | NE41260 | Active | 98941 | 2019 | PVI Industries | CHWH - ASME/Fired Water Heater | Mech Room EAST building | HWDP - Hotwater Heat & Dom Supply | 2/28/2026
OMAHA PRINTING CO | 4700 F St | Omaha | NE | 68117-1405 | Douglas | NE12737 | Scrapped/Junked | 69614 | 1973 | CHROMALOX PRECISION HEAT | ELBL - Electric Boiler | FORMS DEPT | STHT - Steam-Heat | 10/31/2003
El Museo Latino | 4701 S 25th St | Omaha | NE | 68107-2728 | Douglas | NE04320 | Inactive |  | 1949 | KEWANEE | FT - Firetube Boiler | BOILER ROOM | STHT - Steam-Heat | 9/30/1996
DUNDEE PLACE APARTMENTS | 4702 Cass St | Omaha | NE | 68132-3036 | Douglas | NE22923 | Exempt 1999 LB-66 |  | 1986 | AO SMITH | AHWH - ANSI/Fired Water Htr |  | HWSD - Hot Water Dom/Potable | 2/29/2000
Johnny's Cafe | 4702 S 27th St | Omaha | NE | 68107-2732 | Douglas | NE20352 | Exempt 1999 LB-66 |  | 1993 | AO SMITH | AHWH - ANSI/Fired Water Htr |  | HWSD - Hot Water Dom/Potable | 8/31/1999
Johnny's Cafe | 4702 S 27th St | Omaha | NE | 68107-2732 | Douglas | NE37353 | Active | 15425 | 1985 | Burnham | FTFB - Firetube-Firebox Boiler | BASEMENT | STHT - Steam-Heat | 12/31/2026
Dundee Place Apartments | 4704 Cass St | Omaha | NE | 68132-3038 | Douglas | NE22922 | Active | n/a | 1996 | Peerless | CI - Cast Iron | BASEMENT | HWHT - Hot Water Heat | 2/28/2026
Midwest Inn | 4706 S 108th St | Omaha | NE | 68137-2301 | Douglas | NE14574 | Active | 58736 | 1985 | AOSM | COBL - Coil Type Boiler | BOILER ROOM | HWSD - Hot Water Dom/Potable | 4/30/2027
Midwest Inn | 4706 S 108th St | Omaha | NE | 68137-2301 | Douglas | NE14575 | Active | 58733 | 1985 | AOSM | COBL - Coil Type Boiler | BOILER ROOM | HWSD - Hot Water Dom/Potable | 4/30/2027
Midwest Inn | 4706 S 108th St | Omaha | NE | 68137-2301 | Douglas | NE14576 | Active | 58734 | 1985 | AOSM | COBL - Coil Type Boiler | BOILER ROOM | HWSD - Hot Water Dom/Potable | 4/30/2027
Midwest Inn | 4706 S 108th St | Omaha | NE | 68137-2301 | Douglas | NE14577 | Active | 58731 | 1985 | AOSM | COBL - Coil Type Boiler | BOILER ROOM | HWSD - Hot Water Dom/Potable | 4/30/2025
Midwest Inn | 4706 S 108th St | Omaha | NE | 68137-2301 | Douglas | NE14578 | Inactive | 58735 | 1985 | AOSM | COBL - Coil Type Boiler | BOILER ROOM | HWSD - Hot Water Dom/Potable | 4/30/2014
Midwest Inn | 4706 S 108th St | Omaha | NE | 68137-2301 | Douglas | NE14579 | Active | 58732 | 1985 | AOSM | COBL - Coil Type Boiler | BOILER ROOM | HWSD - Hot Water Dom/Potable | 4/30/2027
Midwest Inn | 4706 S 108th St | Omaha | NE | 68137-2301 | Douglas | NE16915 | Scrapped/Junked | 21264 | 1978 | RHEEM MANUFACTURING CO | CHWH - ASME/Fired Water Heater | REAR KITCHEN | HWSD - Hot Water Dom/Potable | 1/31/2005
IHOP Restaurant | 4707 N 72nd St | Omaha | NE | 68134-2329 | Douglas | NE08463 | Scrapped/Junked | 89665 | 2001 | Ruud-Rheem | CHWH - ASME/Fired Water Heater | Water Heater Room | HWSD - Hot Water Dom/Potable | 2/28/2014
Fullerton Magnet Center | 4711 N 138th St | Omaha | NE | 68164-6047 | Douglas | NE23193 | Active | 48866 | 1997 | Kewanee | FTFB - Firetube-Firebox Boiler | BOILER ROOM | HWHT - Hot Water Heat | 12/31/2026
Fullerton Magnet Center | 4711 N 138th St | Omaha | NE | 68164-6047 | Douglas | NE23194 | Active | 48861 | 1997 | Kewanee | FTFB - Firetube-Firebox Boiler | BOILER ROOM | HWHT - Hot Water Heat | 12/31/2026
vacant | 4712 S 82nd St | Ralston | NE | 68127-2722 | Douglas | NE23319 | Scrapped/Junked | 37923 | 1998 | A. O. Smith | CHWH - ASME/Fired Water Heater | Lower Level | HWSD - Hot Water Dom/Potable | 10/31/2011
vacant | 4712 S 82nd St | Ralston | NE | 68127-2722 | Douglas | NE35220 | Scrapped/Junked | NA | 1975 | Peerless | CI - Cast Iron | Lower Level | HWHT - Hot Water Heat | 10/31/2014
MILLARD REFRIDGERATED | 4715 S 132nd St | Omaha | NE | 68137-1701 | Douglas | NE11535 | Scrapped/Junked |  | 1988 | RITE ENGINEERING | WT - Water Tube Boiler | BOILER ROOM #3 | HWHT - Hot Water Heat | 11/30/1998
MILLARD REFRIDGERATED | 4715 S 132nd St | Omaha | NE | 68137-1701 | Douglas | NE11537 | Inactive | 906 | 1992 | FULTON BOILERWORKS | COBL - Coil Type Boiler | BACON PROCESSING | PROC - Process Steam | 5/31/2001
ENHSA Building | 4715 S 132nd St | Omaha | NE | 68137-1701 | Douglas | NE26650 | Active | 213829 | 2016 | Lochinvar | WT - Water Tube Boiler | basement mech room | HWHT - Hot Water Heat | 2/28/2027
ENHSA Building | 4715 S 132nd St | Omaha | NE | 68137-1701 | Douglas | NE26651 | Active | 213826 | 2016 | Lochinvar | WT - Water Tube Boiler | basement mech room | HWHT - Hot Water Heat | 2/28/2027
WAKELEY APARTMENTS | 4717 Wakeley St | Omaha | NE | 68132-3155 | Douglas | NE12966 | Exempt 1999 LB-66 |  | 1983 | RUUD | AHWH - ANSI/Fired Water Htr |  | HWSD - Hot Water Dom/Potable | 2/29/2000
The Gladstone | 4723 Cass St | Omaha | NE | 68132-3047 | Douglas | NE04787 | Active | N/A | 1968 | USRA | CI - Cast Iron | BASEMENT | HWHT - Hot Water Heat | 12/31/2026
PARK STONE APARTMENTS | 4723-4727 CASS ST | OMAHA | NE | 68131 | Douglas | NE20376 | Exempt 1999 LB-66 |  | 1988 | RHEEM MANUFACTURING CO | AHWH - ANSI/Fired Water Htr |  | HWSD - Hot Water Dom/Potable | 5/31/1999
PARK STONE APARTMENTS | 4723-4727 CASS ST | OMAHA | NE | 68131 | Douglas | NE20377 | Exempt 1999 LB-66 |  | 1994 | RUUD | AHWH - ANSI/Fired Water Htr |  | HWSD - Hot Water Dom/Potable | 5/31/1999
Roosevelt Apartments | 4724 Davenport St | Omaha | NE | 68132-3100 | Douglas | NE16436 | Scrapped/Junked | n/a | 1991 | Peerless | CI - Cast Iron | BOILER ROOM | STHT - Steam-Heat | 8/31/2014
Roosevelt Apartments | 4724 Davenport St | Omaha | NE | 68132-3100 | Douglas | NE18400 | Scrapped/Junked | 8456 | 1991 | AOSM | CHWH - ASME/Fired Water Heater | BOILER ROOM | HWSD - Hot Water Dom/Potable | 8/31/2016
Roosevelt Apartments | 4724 Davenport St | Omaha | NE | 68132-3100 | Douglas | NE24879 | Active | n/a | 2014 | Peerless | CI - Cast Iron | boiler room | STHT - Steam-Heat | 10/31/2026
VIEW FROM ABOVE CAR WASH | 4728 Ames Ave | Omaha | NE | 68104-2427 | Douglas | NE12903 | Inactive |  | 1979 | RAYPAK INC, CALIFORNIA | WT - Water Tube Boiler | EQUIPMENT ROOM | HWSP - Hot Water Non Potable Supply | 9/30/2003
VIEW FROM ABOVE CAR WASH | 4728 Ames Ave | Omaha | NE | 68104-2427 | Douglas | NE12904 | Inactive | 28645 | 1988 | RAYPAK INC, CALIFORNIA | WT - Water Tube Boiler | EQUIPMENT ROOM | HWHT - Hot Water Heat | 9/30/2003
Apartment Building | 4728 Chicago St | Omaha | NE | 68132-3032 | Douglas | NE24719 | Active | n/a | 1997 | Peerless | CI - Cast Iron | BASEMENT | HWHT - Hot Water Heat | 2/28/2026
DIAMOND APARTMENTS | 4728-32 CHICAGO ST | OMAHA | NE | 68132-3032 | Douglas | NE20371 | Exempt 1999 LB-66 |  | 1990 | AO SMITH | AHWH - ANSI/Fired Water Htr |  | HWHT - Hot Water Heat | 11/30/1999
The Gladstone | 4728-4732 Cass St | Omaha | NE | 68131 | Douglas | NE12631 | Active | 16765 | 2007 | ALES | FTVT - Firetube Vertical TB | BOILER ROOM | HWHT - Hot Water Heat | 12/31/2026
PARK GATE APARTMENTS | 4728-4732 CASS ST | OMAHA | NE | 68131 | Douglas | NE04792 | Scrapped/Junked |  | 1960 | US RADIATOR |  | BASEMENT | HWHT - Hot Water Heat | 4/30/2008
Darling International Inc | 4732 And 4734 S 27Th St | Omaha | NE | 68107 | Douglas | NE03149 | Inactive |  | 1930 | Lasker Iron | WT - Water Tube Boiler | Boiler room | PROC - Process Steam | 8/31/2005
Darling International Inc | 4732 And 4734 S 27Th St | Omaha | NE | 68107 | Douglas | NE35592 | Inactive | 38193 | 1976 | Cleaver & Brooks | FT - Firetube Boiler | Boiler Room No. 2 | PROC - Process Steam | 12/31/2011
OMAHA EDIBLE OILS INC | 4734 S 27th St | Omaha | NE | 68107-2732 | Douglas | NE03145 | Inactive | 3468 | 1929 | PENNCO | FT - Firetube Boiler | BOILER ROOM | PROC - Process Steam | 4/30/1995
Johnstone Supply | 4747 S 30th St | Omaha | NE | 68107-1510 | Douglas | NE12646 | Scrapped/Junked | 316381 | 2014 | SERMTA | WT - Water Tube Boiler | BOILER ROOM | HWHT - Hot Water Heat | 10/31/2023
Johnstone Supply | 4747 S 30th St | Omaha | NE | 68107-1510 | Douglas | NE12649 | Scrapped/Junked | 18268 | 2006 | GIANNONI FRANCE SAS | WT - Water Tube Boiler | BOILER ROOM | HWHT - Hot Water Heat | 10/31/2023
Johnstone Supply | 4747 S 30th St | Omaha | NE | 68107-1510 | Douglas | NE43273 | Active | 243018 | 2021 | Trinity/AIC | FTVT - Firetube Vertical TB | Boiler Room | HWHF - Hot Water Heat-Floor | 4/30/2027
Johnstone Supply | 4747 S 30th St | Omaha | NE | 68107-1510 | Douglas | NE43274 | Active | 251872 | 2021 | Trinity/AIC | FTVT - Firetube Vertical TB | Boiler Room | HWHF - Hot Water Heat-Floor | 4/30/2027
LAFAYETTE APARTMENTS | 4750 Lafayette Ave | Omaha | NE | 68132-1780 | Douglas | NE24453 | Exempt 1999 LB-66 |  | 1984 | RUUD | AHWH - ANSI/Fired Water Htr |  | HWSD - Hot Water Dom/Potable | 1/31/2000
Millard Ready Mixed Concrete | 4765 S 135th St | Omaha | NE | 68137-1601 | Douglas | NE04520 | Scrapped/Junked | 21883 | 1960 | Orr-Sembower | FT - Firetube Boiler |  | PROC - Process Steam | 8/31/2000
Millard Ready Mixed Concrete | 4765 S 135th St | Omaha | NE | 68137-1601 | Douglas | NE16838 | Scrapped/Junked | 42034 | 1989 | Kewannee | FT - Firetube Boiler | Boiler Rooom | PROC - Process Steam | 9/30/2023
ASHLAND PARK WAREHOUSE | 4768 Q ST | OMAHA | NE | 68117 | Douglas | NE31077 | Inactive |  | 1938 | KEWANEE | FTFB - Firetube-Firebox Boiler | BOILER ROOM | STHT - Steam-Heat | 6/30/2001
ASSOCIATED TAX/APTS | 4800 Dodge St | Omaha | NE | 68132-3111 | Douglas | NE12991 | Exempt |  | 1989 | DUNKIRK |  |  | STHT - Steam-Heat | 6/30/1999
Midwest Manufacturing | 4801 N 264th St | Valley | NE | 68064-5432 | Douglas | NE23697 | Active | 10292 | 2006 | Cleaver Brooks | WT - Water Tube Boiler | BLDG 519 A&B | GLFH - Glycol Floor Heat System | 2/28/2026
Midwest Manufacturing | 4801 N 264th St | Valley | NE | 68064-5432 | Douglas | NE23698 | Active | 10291 | 2006 | Cleaver Brooks | WT - Water Tube Boiler | BLDG 514 | GLFH - Glycol Floor Heat System | 2/28/2026
Midwest Manufacturing | 4801 N 264th St | Valley | NE | 68064-5432 | Douglas | NE23699 | Active | 10293 | 2006 | Cleaver Brooks | WT - Water Tube Boiler | BLDG 521 | GLFH - Glycol Floor Heat System | 2/28/2026
Midwest Manufacturing | 4801 N 264th St | Valley | NE | 68064-5432 | Douglas | NE42734 | Active | 389271 | 2022 | IBC / AIC | FTVT - Firetube Vertical TB | BLDG 514 Treatment | GLFH - Glycol Floor Heat System | 2/28/2026
Midwest Manufacturing | 4801 N 264th St | Valley | NE | 68064-5432 | Douglas | NE42735 | Active | 349556 | 2022 | IBC / AIC | FTVT - Firetube Vertical TB | Truss Plant | GLFH - Glycol Floor Heat System | 2/28/2026
Royale Oaks | 4801 N 52nd St | Omaha | NE | 68104-2229 | Douglas | NE05210 | Exempt 1999 LB-66 |  | 1985 | RHEEM MANUFACTURING CO | AHWH - ANSI/Fired Water Htr |  | HWSD - Hot Water Dom/Potable | 8/31/1999
Royale Oaks | 4801 N 52nd St | Omaha | NE | 68104-2229 | Douglas | NE09101 | Scrapped/Junked | n/a | 1984 | H. B. Smith | CI - Cast Iron | Blr Rm | HWHT - Hot Water Heat | 9/30/2013
Royale Oaks | 4801 N 52nd St | Omaha | NE | 68104-2229 | Douglas | NE09102 | Scrapped/Junked | n/a | 1984 | H. B. Smith | CI - Cast Iron | Blr Rm | HWHT - Hot Water Heat | 9/30/2013
Royale Oaks | 4801 N 52nd St | Omaha | NE | 68104-2229 | Douglas | NE09103 | Scrapped/Junked | n/a | 1984 | H. B. Smith | CI - Cast Iron | Blr Rm | HWHT - Hot Water Heat | 9/30/2013
Royale Oaks | 4801 N 52nd St | Omaha | NE | 68104-2229 | Douglas | NE09104 | Scrapped/Junked | n/a | 1984 | H. B. Smith | CI - Cast Iron | Blr Rm | HWHT - Hot Water Heat | 9/30/2013
Royale Oaks | 4801 N 52nd St | Omaha | NE | 68104-2229 | Douglas | NE14852 | Active | 109527 | 2009 | GIANNONI | WT - Water Tube Boiler | Royal Oaks boiler room | HWHT - Hot Water Heat | 9/30/2026
Royale Oaks | 4801 N 52nd St | Omaha | NE | 68104-2229 | Douglas | NE14853 | Active | 109535 | 2009 | GIANNONI | WT - Water Tube Boiler | Royal Oaks Boiler Room | HWHT - Hot Water Heat | 9/30/2026
Royale Oaks | 4801 N 52nd St | Omaha | NE | 68104-2229 | Douglas | NE15031 | Active | 157627 | 2003 | Lochinvar | CPFT - Horiz Cpr Fin Boiler | New Blr Rm | HWHT - Hot Water Heat | 9/30/2026
Royale Oaks | 4801 N 52nd St | Omaha | NE | 68104-2229 | Douglas | NE23153 | Exempt 1999 LB-66 |  | 1997 | STATE INDUSTRIES | AHWH - ANSI/Fired Water Htr |  | HWSD - Hot Water Dom/Potable | 4/30/1999
Apartment Building | 4801 S 24th St | Omaha | NE | 68107-2704 | Douglas | NE12978 | Out of Service | n/a | 1995 | Peerless | CI - Cast Iron | BOILER ROOM | STHT - Steam-Heat | 3/31/2017
CAPITOL HOUSE | 4802 Capitol Ave | Omaha | NE | 68132-3167 | Douglas | NE23115 | Inactive |  | 1930 | ARCO |  | BOILER ROOM | STHT - Steam-Heat | 4/30/2001
Felicia Russell | 4802 NW Radial Hwy | Omaha | NE | 68104-4424 | Douglas | NE21893 | Active | n/a | 1960 | AMST | CI - Cast Iron | EQUIPMENT ROOM | HWHT - Hot Water Heat | 9/30/2026
Club Car Wash | 4802 S 72nd St | Omaha | NE | 68127-2854 | Douglas | NE41247 | Scrapped/Junked | 531688 | 2021 | Hamilton Eng | WT - Water Tube Boiler | Equipment Room | HWSD - Hot Water Dom/Potable | 12/31/2022
Single Family Residence | 4803 Underwood Ave | Omaha | NE | 68132-2419 | Douglas | NE17882 | Exempt | n/a | 1993 | Peerless | CI - Cast Iron | BOILER ROOM | STHT - Steam-Heat | 2/28/2017
Single Family Residence | 4803 Underwood Ave | Omaha | NE | 68132-2419 | Douglas | NE19292 | Exempt 1999 LB-66 |  | 1980 | STATE INDUSTRIES | AHWH - ANSI/Fired Water Htr | BOILER ROOM | HWSD - Hot Water Dom/Potable | 2/29/2000
Birchwood Apartments | 4804 Dodge St | Omaha | NE | 68132-3135 | Douglas | NE04674 | Out of Service | NA | 1953 | TITV | FTFB - Firetube-Firebox Boiler | BASEMENT | STHT - Steam-Heat | 7/31/2008
Birchwood Apartments | 4804 Dodge St | Omaha | NE | 68132-3135 | Douglas | NE20307 | Exempt 1999 LB-66 |  | 1992 | RHEEM MANUFACTURING CO | AHWH - ANSI/Fired Water Htr |  | HWSD - Hot Water Dom/Potable | 6/30/1999
Birchwood Apartments | 4804 Dodge St | Omaha | NE | 68132-3135 | Douglas | NE22767 | Active | n/a | 2010 | Peerless | CI - Cast Iron | basement | HWHT - Hot Water Heat | 1/31/2026
ST THOMAS MORE PARISH | 4804 Grover St | Omaha | NE | 68106-4540 | Douglas | NE21979 | Exempt 1999 LB-66 |  | 1987 | AO SMITH | AHWH - ANSI/Fired Water Htr | SCHOOL | HWSD - Hot Water Dom/Potable | 7/31/1999
Phibro Animal Health Corp | 4805 G St | Omaha | NE | 68117-1414 | Douglas | NE12577 | Out of Service | 121815 | 2007 | Pvi | CHWH - ASME/Fired Water Heater | BOILER ROOM | HWSP - Hot Water Non Potable Supply | 5/31/2019
Phibro Animal Health Corp | 4805 G St | Omaha | NE | 68117-1414 | Douglas | NE12578 | Active | 55157 | 2007 | BRYA | WT - Water Tube Boiler | BOILER ROOM | PROC - Process Steam | 5/31/2026
Phibro Animal Health Corp | 4805 G St | Omaha | NE | 68117-1414 | Douglas | NE28040 | Active | 458373 | 2019 | Lochinvar | WT - Water Tube Boiler | boiler room | HWSP - Hot Water Non Potable Supply | 5/31/2026
Phibro Animal Health Corp | 4805 G St | Omaha | NE | 68117-1414 | Douglas | NE42874 | Active | 11517 | 2024 | Fulton | FTNT - FT Vertical Tubeless | New Addition Bldg. | PROC - Process Steam | 5/31/2026
OAK GROVE MANOR | 4809 Redman Ave | Omaha | NE | 68104-1842 | Douglas | NE16500 | Scrapped/Junked |  | 1991 | AO SMITH | AHWH - ANSI/Fired Water Htr | BOILER ROOM | HWSD - Hot Water Dom/Potable | 5/31/2002
OAK GROVE MANOR | 4809 Redman Ave | Omaha | NE | 68104-1842 | Douglas | NE20328 | Exempt 1999 LB-66 |  | 1991 | AO SMITH | AHWH - ANSI/Fired Water Htr | BOILER ROOM | HWSD - Hot Water Dom/Potable | 5/31/2000
OAK GROVE MANOR | 4809 Redman Ave | Omaha | NE | 68104-1842 | Douglas | NE34881 | Scrapped/Junked |  | 1965 | KEWANEE | FT - Firetube Boiler | BOILER ROOM | HWHT - Hot Water Heat | 5/31/2002
OAK GROVE MANOR | 4809 Redman Ave | Omaha | NE | 68104-1842 | Douglas | NE34882 | Scrapped/Junked |  | 1965 | KEWANEE | FT - Firetube Boiler | BOILER ROOM | HWHT - Hot Water Heat | 5/31/2002
OAK GROVE MANOR | 4809 Redman Ave | Omaha | NE | 68104-1842 | Douglas | NE34883 | Scrapped/Junked |  | 1987 | TURBO | AHWH - ANSI/Fired Water Htr | BOILER ROOM | HWSD - Hot Water Dom/Potable | 5/31/2002
Holy Cross Parish | 4810 Woolworth Ave | Omaha | NE | 68106 | Douglas | NE14647 | Active | 11403 | 2001 | ALDRICH/LES | FTVT - Firetube Vertical TB | Church Boiler Room | HWHT - Hot Water Heat | 6/30/2026
LEISURE INN & LANES | 4811 L St | Omaha | NE | 68117-1550 | Douglas | NE04942 | Inactive |  | 1988 | PEERLESS HEATER COMPANY |  | BOILER ROOM | HWHT - Hot Water Heat | 12/31/1997
LEISURE INN & LANES | 4811 L St | Omaha | NE | 68117-1550 | Douglas | NE04943 | Inactive |  | 1984 | AO SMITH | AHWH - ANSI/Fired Water Htr | BOILER ROOM | HWSD - Hot Water Dom/Potable | 12/31/1997
Salvation Army Thrift | 4814 S 24th St | Omaha | NE | 68107-2703 | Douglas | NE34188 | Inactive |  | 1985 | Bryan Steam LLC | CI - Cast Iron | BOILER ROOM | STHT - Steam-Heat | 3/31/1995
APARTMENT BUILDING | 4815-19 S 24TH ST | OMAHA | NE | 68107-2704 | Douglas | NE04318 | Inactive |  | 1966 | PEERLESS HEATER COMPANY |  |  | STHT - Steam-Heat | 8/31/1995
Apartment Building | 4816 Chicago St | Omaha | NE | 68132-3022 | Douglas | NE08564 | Active | NA | 1961 | PEER | CI - Cast Iron | BASEMENT | HWHT - Hot Water Heat | 3/31/2027
PARK CREST APARTMENTS | 4817 Sahler St | Omaha | NE | 68104-5280 | Douglas | NE21693 | Exempt 1999 LB-66 |  | 1985 | PRESTIGE | AHWH - ANSI/Fired Water Htr |  | HWSD - Hot Water Dom/Potable | 9/30/1999
PARK CREST APARTMENTS | 4817 Sahler St | Omaha | NE | 68104-5280 | Douglas | NE21694 | Scrapped/Junked |  | 1981 | AO SMITH | AHWH - ANSI/Fired Water Htr |  | HWSD - Hot Water Dom/Potable | 9/30/1998
PARK CREST APARTMENTS | 4817 Sahler St | Omaha | NE | 68104-5280 | Douglas | NE21695 | Exempt 1999 LB-66 |  | 1981 | AO SMITH | AHWH - ANSI/Fired Water Htr |  | HWSD - Hot Water Dom/Potable | 9/30/1999
PARK CREST APARTMENTS | 4817 Sahler St | Omaha | NE | 68104-5280 | Douglas | NE21696 | Inactive |  | 1987 | RUUD | AHWH - ANSI/Fired Water Htr |  | HWSD - Hot Water Dom/Potable | 9/30/1998
PARK CREST APARTMENTS | 4817 Sahler St | Omaha | NE | 68104-5280 | Douglas | NE21697 | Scrapped/Junked |  | 1990 | RUUD | AHWH - ANSI/Fired Water Htr |  | HWSD - Hot Water Dom/Potable | 9/30/1998
PARK CREST APARTMENTS | 4817 Sahler St | Omaha | NE | 68104-5280 | Douglas | NE21698 | Exempt 1999 LB-66 |  | 1990 | RHEEM MANUFACTURING CO | AHWH - ANSI/Fired Water Htr |  | HWSD - Hot Water Dom/Potable | 9/30/1999
PARK CREST APARTMENTS | 4817 Sahler St | Omaha | NE | 68104-5280 | Douglas | NE21699 | Exempt 1999 LB-66 |  | 1992 | RUUD | AHWH - ANSI/Fired Water Htr |  | HWSD - Hot Water Dom/Potable | 9/30/1999
Buckingham Manor | 4817-4821 Chicago St | Omaha | NE | 68131 | Douglas | NE21963 | Active | n/a | 1994 | Peerless | CI - Cast Iron | BASEMENT | STHT - Steam-Heat | 4/30/2027
BUCKINGHAM MANOR | 4817-4821 CHICAGO ST | OMAHA | NE | 68131 | Douglas | NE21962 | Inactive |  | 1995 | PEERLESS HEATER COMPANY |  | BASEMENT | STHT - Steam-Heat | 4/30/2006
BUCKINGHAM MANOR | 4817-4821 CHICAGO ST | OMAHA | NE | 68131 | Douglas | NE21964 | Exempt 1999 LB-66 |  | 1993 | AO SMITH | AHWH - ANSI/Fired Water Htr |  | HWSD - Hot Water Dom/Potable | 4/30/1998
Underwood Ave Apts | 4821 Underwood Ave | Omaha | NE | 68132-4204 | Douglas | NE07332 | Scrapped/Junked | 25994 | 2006 | Lochinvar | WT - Water Tube Boiler | BASEMENT APT#6 | HWHT - Hot Water Heat | 1/31/2016
Underwood Ave Apts | 4821 Underwood Ave | Omaha | NE | 68132-4204 | Douglas | NE26657 | Active | 211564 | 2016 | Lochinvar | FT - Firetube Boiler | basement Apt 6 | HWHT - Hot Water Heat | 2/28/2024
Doodle Properties - Apartment Building | 4822 Cass St | Omaha | NE | 68132-3026 | Douglas | NE18325 | Scrapped/Junked |  | 1932 | AMRA | CI - Cast Iron | BOILER ROOM | HWHT - Hot Water Heat | 11/30/2007
Apartment Building | 4822 Cass St | Omaha | NE | 68132-3026 | Douglas | NE14620 | Active | N/A | 2004 | ECR INTERNATIONAL | CI - Cast Iron | BASEMENT | HWHT - Hot Water Heat | 10/31/2026
Dundee Park Apartments | 4822 Chicago St | Omaha | NE | 68132-3023 | Douglas | NE17448 | Inactive | n/a | 1993 | Peerless | CI - Cast Iron | BOILER ROOM | STHT - Steam-Heat | 10/31/2018
Dundee Park Apartments | 4822 Chicago St | Omaha | NE | 68132-3023 | Douglas | NE23124 | Exempt 1999 LB-66 |  | 1980 | AO SMITH | AHWH - ANSI/Fired Water Htr |  | HWSD - Hot Water Dom/Potable | 4/30/2000
Batheja & Associates Inc | 4822 Dodge St | Omaha | NE | 68132-3111 | Douglas | NE18095 | Scrapped/Junked |  | 1960 | RITE | WT - Water Tube Boiler | BASEMENT | HWHT - Hot Water Heat | 2/28/2010
Dundee Apartments | 4825 Cass St | Omaha | NE | 68132-3066 | Douglas | NE19276 | Exempt 1999 LB-66 |  | 1987 | AO SMITH | AHWH - ANSI/Fired Water Htr |  | HWSD - Hot Water Dom/Potable | 4/30/2000
Dundee Apartments | 4825 Cass St | Omaha | NE | 68132-3066 | Douglas | NE21975 | Inactive | n/a | 1995 | Peerless | CI - Cast Iron | BOILER ROOM | STHT - Steam-Heat | 10/31/2018
ST VINCENT DEPAUL STORE | 4828 S 24th St | Omaha | NE | 68107-2703 | Douglas | NE37648 | Inactive |  | 1979 | PEERLESS HEATER COMPANY |  | SENIOR CENTER | STHT - Steam-Heat | 11/30/1990
Prouty's Bldg | 4829 S 25th St | Omaha | NE | 68107-2738 | Douglas | NE12776 | Inactive |  | 1948 | US RADIATOR |  | BASEMENT | STHT - Steam-Heat | 11/30/1992
Prouty's Bldg | 4829 S 25th St | Omaha | NE | 68107-2738 | Douglas | NE17227 | Scrapped/Junked |  | 1992 | PEER | CI - Cast Iron | BASEMENT | STHT - Steam-Heat | 12/31/2007
SAN LEE MARKET | 4831 S 24th St | Omaha | NE | 68107-2704 | Douglas | NE18093 | Inactive |  | 1977 | PEERLESS HEATER COMPANY |  |  | STHT - Steam-Heat | 1/31/1997
Coinco LLC | 4832 S 24th St | Omaha | NE | 68107-2703 | Douglas | NE04659 | Scrapped/Junked |  | 1940 | USRA | CI - Cast Iron | BASEMENT | STHT - Steam-Heat | 9/30/2000
Omaha Nursing & Rehab Center | 4835 S 49th St | Omaha | NE | 68117-2002 | Douglas | NE04993 | Scrapped/Junked | n/a | 1968 | American Standard | CI - Cast Iron | 1ST FLOOR | HWHT - Hot Water Heat | 3/31/2021
Echo Hills Nursing Home | 4835 S 49th St | Omaha | NE | 68117-2002 | Douglas | NE05671 | Exempt 1999 LB-66 |  | 1985 | PRESTIGE | AHWH - ANSI/Fired Water Htr |  | HWSD - Hot Water Dom/Potable | 3/31/2000
INTERNORTH INC | 4840 F St | Omaha | NE | 68117-1407 | Douglas | NE05126 | Inactive | 64500 | 1975 | EMERSON ELECTRIC | ELBL - Electric Boiler | BASEMENT | PROC - Process Steam | 12/31/1987
INTERNORTH INC | 4840 F St | Omaha | NE | 68117-1407 | Douglas | NE05493 | Inactive | 87644 | 1975 | CHROMALOX PRECISION HEAT | ELBL - Electric Boiler | BASEMENT | PROC - Process Steam | 12/31/1987
Lindenwood Court Apts DEMOLISHED | 4841 Boyd St | Omaha | NE | 68104-5201 | Douglas | NE05705 | Inactive | n/a | 1983 | BDP Company | CI - Cast Iron | BASEMENT | HWHT - Hot Water Heat | 3/31/2012
Lindenwood Court Apts DEMOLISHED | 4841 Boyd St | Omaha | NE | 68104-5201 | Douglas | NE05706 | Exempt 1999 LB-66 |  | 1995 | RUUD | AHWH - ANSI/Fired Water Htr |  | HWSD - Hot Water Dom/Potable | 9/30/1999
Lindenwood Court Apts DEMOLISHED | 4841 Boyd St | Omaha | NE | 68104-5201 | Douglas | NE20750 | Scrapped/Junked | 83724 | 2008 | Giannoni France SAS | WT - Water Tube Boiler | basement | HWHT - Hot Water Heat | 10/31/2019
Lindenwood Court Apts DEMOLISHED | 4842 Sahler St | Omaha | NE | 68104-5273 | Douglas | NE05707 | Inactive | n/a | 1964 | Pacific | WT - Water Tube Boiler | BASEMENT | HWHT - Hot Water Heat | 3/31/2012
Lindenwood Court Apts DEMOLISHED | 4842 Sahler St | Omaha | NE | 68104-5273 | Douglas | NE05708 | Exempt 1999 LB-66 |  | 1997 | RUUD | AHWH - ANSI/Fired Water Htr |  | HWSD - Hot Water Dom/Potable | 9/30/1999
Lindenwood Court Apts DEMOLISHED | 4842 Sahler St | Omaha | NE | 68104-5273 | Douglas | NE20749 | Scrapped/Junked | 83723 | 2008 | Giannoni France SAS | WT - Water Tube Boiler | basement | HWHT - Hot Water Heat | 10/31/2019
Wakonda Elementary | 4845 Curtis Ave | Omaha | NE | 68104-1300 | Douglas | NE05299 | Exempt 1999 LB-66 |  | 1985 | RUUD | AHWH - ANSI/Fired Water Htr |  | HWSD - Hot Water Dom/Potable | 6/30/2000
Wakonda Elementary | 4845 Curtis Ave | Omaha | NE | 68104-1300 | Douglas | NE05312 | Exempt 1999 LB-66 |  | 1980 | AO SMITH | AHWH - ANSI/Fired Water Htr |  | HWSD - Hot Water Dom/Potable | 6/30/2000
Wakonda Elementary | 4845 Curtis Ave | Omaha | NE | 68104-1300 | Douglas | NE05315 | Exempt 1999 LB-66 |  | 1985 | RUUD | AHWH - ANSI/Fired Water Htr |  | HWSD - Hot Water Dom/Potable | 6/30/2000
Wakonda Elementary | 4845 Curtis Ave | Omaha | NE | 68104-1300 | Douglas | NE05316 | Exempt 1999 LB-66 |  | 1983 | RUUD | AHWH - ANSI/Fired Water Htr |  | HWSD - Hot Water Dom/Potable | 6/30/2000
Wakonda Elementary | 4845 Curtis Ave | Omaha | NE | 68104-1300 | Douglas | NE10688 | Active | 12783 | 2002 | TRIA | FTVT - Firetube Vertical TB | MECH RM 140 | HHHP - Hotwater Heat & Heat Pump | 12/31/2026
Wakonda Elementary | 4845 Curtis Ave | Omaha | NE | 68104-1300 | Douglas | NE10689 | Active | 12777 | 2002 | TRIA | FTVT - Firetube Vertical TB | MECH RM BASEMENT | HHHP - Hotwater Heat & Heat Pump | 12/31/2026
Wakonda Elementary | 4845 Curtis Ave | Omaha | NE | 68104-1300 | Douglas | NE10690 | Active | 68017 | 2002 | AOSM | CHWH - ASME/Fired Water Heater | MECH RM BASEMENT | HWSD - Hot Water Dom/Potable | 12/31/2026
Wakonda Elementary | 4845 Curtis Ave | Omaha | NE | 68104-1300 | Douglas | NE10691 | Active | 67754 | 2002 | AOSM | CHWH - ASME/Fired Water Heater | MECH RM BASEMENT | HWSD - Hot Water Dom/Potable | 12/31/2026
Wakonda Elementary | 4845 Curtis Ave | Omaha | NE | 68104-1300 | Douglas | NE31100 | Scrapped/Junked |  | 1961 | KEWANEE | FTFB - Firetube-Firebox Boiler | BOILER ROOM | HWHT - Hot Water Heat | 6/30/2003
Wakonda Elementary | 4845 Curtis Ave | Omaha | NE | 68104-1300 | Douglas | NE31101 | Scrapped/Junked |  | 1961 | KEWANEE | FTFB - Firetube-Firebox Boiler | BOILER ROOM | HWHT - Hot Water Heat | 6/30/2003
OHA/Underwood Tower Apts | 4850 Underwood Ave | Omaha | NE | 68132-4206 | Douglas | NE16703 | Scrapped/Junked | 25495 | 1991 | LOCHINVAR | CHWH - ASME/Fired Water Heater | BOILER ROOM | HWSD - Hot Water Dom/Potable | 3/31/2006
OHA/Underwood Tower Apts | 4850 Underwood Ave | Omaha | NE | 68132-4206 | Douglas | NE16704 | Scrapped/Junked | 25490 | 1991 | LOCHINVAR | CHWH - ASME/Fired Water Heater | BOILER ROOM | HWSD - Hot Water Dom/Potable | 3/31/2006
OHA/Underwood Tower Apts | 4850 Underwood Ave | Omaha | NE | 68132-4206 | Douglas | NE16705 | Scrapped/Junked | 25493 | 1991 | Lochinvar | CHWH - ASME/Fired Water Heater | BOILER ROOM | HWSD - Hot Water Dom/Potable | 3/31/2006
OHA/Underwood Tower Apts | 4850 Underwood Ave | Omaha | NE | 68132-4206 | Douglas | NE17241 | Active | n/a | 1992 | Peerless | CI - Cast Iron | BOILER ROOM | HWHT - Hot Water Heat | 3/31/2026
OHA/Underwood Tower Apts | 4850 Underwood Ave | Omaha | NE | 68132-4206 | Douglas | NE17242 | Active | n/a | 1992 | Peerless | CI - Cast Iron | BOILER ROOM | HWHT - Hot Water Heat | 3/31/2026
OHA/Underwood Tower Apts | 4850 Underwood Ave | Omaha | NE | 68132-4206 | Douglas | NE43526 | Active | 314574 | 2023 | AO SMITH | CHWH - ASME/Fired Water Heater | BOILER ROOM | HWSD - Hot Water Dom/Potable | 3/31/2026
OHA/Underwood Tower Apts | 4850 Underwood Ave | Omaha | NE | 68132-4206 | Douglas | NE43575 | Active | 143702 | 2023 | Bradford White | CHWH - ASME/Fired Water Heater | Boiler Room | HWSD - Hot Water Dom/Potable | 3/31/2026
Clean Water Car Wash | 4859 Pierce St | Omaha | NE | 68106-1931 | Douglas | NE16464 | Scrapped/Junked | NA | 1984 | Raypak | WT - Water Tube Boiler | EQUIPMENT ROOM | HWSP - Hot Water Non Potable Supply | 9/30/2016
Clean Water Car Wash | 4859 Pierce St | Omaha | NE | 68106-1931 | Douglas | NE16465 | Scrapped/Junked | 22331 | 1984 | Raypak | WT - Water Tube Boiler | EQUIPMENT ROOM | HWHF - Hot Water Heat-Floor | 9/30/2019
Clean Water Car Wash | 4859 Pierce St | Omaha | NE | 68106-1931 | Douglas | NE43294 | Active | 459332 | 2024 | Lochinvar | FTVT - Firetube Vertical TB | Mechanical Room | GLFH - Glycol Floor Heat System | 5/31/2027
4860 Q St Building | 4868 Q St | Omaha | NE | 68117-2121 | Douglas | NE02496 | Scrapped/Junked |  | 1965 | BRYAN STEAM LLC | WT - Water Tube Boiler | BOILER ROOM | HWHT - Hot Water Heat | 5/31/2002
4860 Q St Building | 4868 Q St | Omaha | NE | 68117-2121 | Douglas | NE08495 | Inactive | n/a | 2001 | Smith Cast Iron | CI - Cast Iron | BOILER ROOM | HWHT - Hot Water Heat | 10/31/2022
EJ REINER CO | 4900 Dodge St | Omaha | NE | 68132-2918 | Douglas | NE04456 | Inactive |  | 1964 | PEERLESS HEATER COMPANY |  | BOILER ROOM | STHT - Steam-Heat | 2/28/1990
Seymour Elementary | 4900 S 79th St | Ralston | NE | 68127-2779 | Douglas | NE16861 | Scrapped/Junked | n/a | 1989 | Ruud-Rheem | CHWH - ASME/Fired Water Heater | BOILER ROOM | HWSD - Hot Water Dom/Potable | 6/30/2024
Seymour Elementary | 4900 S 79th St | Ralston | NE | 68127-2779 | Douglas | NE16862 | Scrapped/Junked | 51986 | 1989 | RHEEM | CHWH - ASME/Fired Water Heater | BOILER ROOM | HWSD - Hot Water Dom/Potable | 6/30/2024
Seymour Elementary | 4900 S 79th St | Ralston | NE | 68127-2779 | Douglas | NE27221 | Active | 77537 | 2017 | Aerco | FTVT - Firetube Vertical TB | Boiler room | HWHT - Hot Water Heat | 6/30/2026
Seymour Elementary | 4900 S 79th St | Ralston | NE | 68127-2779 | Douglas | NE27222 | Active | 77536 | 2017 | Aerco | FTVT - Firetube Vertical TB | Boiler room | HWHT - Hot Water Heat | 6/30/2026
Seymour Elementary | 4900 S 79th St | Ralston | NE | 68127-2779 | Douglas | NE31586 | Scrapped/Junked | n/a | 1961 | Kewanee | FTFB - Firetube-Firebox Boiler | BOILER ROOM | HWHT - Hot Water Heat | 6/30/2017
Seymour Elementary | 4900 S 79th St | Ralston | NE | 68127-2779 | Douglas | NE31587 | Scrapped/Junked | n/a | 1961 | Kewanee | FTFB - Firetube-Firebox Boiler | BOILER ROOM | HWHT - Hot Water Heat | 6/30/2017
Janousek Florist | 4901 Charles St | Omaha | NE | 68132-1503 | Douglas | NE12766 | Inactive | 3392 | 1949 | PACI | FTFB - Firetube-Firebox Boiler | BASEMENT | STHT - Steam-Heat | 8/31/2008
Walnut Grove Retirement | 4901 S 153rd St | Omaha | NE | 68137-5053 | Douglas | NE09581 | Active | 104040 | 2001 | PVI Industries | CHWH - ASME/Fired Water Heater | SO EQUIP ROOM | HWSD - Hot Water Dom/Potable | 1/31/2027
Walnut Grove Retirement | 4901 S 153rd St | Omaha | NE | 68137-5053 | Douglas | NE09582 | Active | 104039 | 2001 | PVI Industries | CHWH - ASME/Fired Water Heater | SO EQUIP ROOM | HWSD - Hot Water Dom/Potable | 1/31/2027
Walnut Grove Retirement | 4901 S 153rd St | Omaha | NE | 68137-5053 | Douglas | NE09583 | Active | 104041 | 2001 | PVI Industries | CHWH - ASME/Fired Water Heater | NO EQUIP ROOM | HWSD - Hot Water Dom/Potable | 1/31/2027
Walnut Grove Retirement | 4901 S 153rd St | Omaha | NE | 68137-5053 | Douglas | NE09584 | Scrapped/Junked | 104038 | 2001 | Pvi | CHWH - ASME/Fired Water Heater | NO EQUIP ROOM | HWSD - Hot Water Dom/Potable | 1/31/2008
Alhambra Apartments | 4902 Capitol Ave | Omaha | NE | 68132-2900 | Douglas | NE04312 | Scrapped/Junked | n/a | 1970 | Kewanee | FTFB - Firetube-Firebox Boiler | BOILER ROOM | STHT - Steam-Heat | 10/31/2018
Alhambra Apartments | 4902 Capitol Ave | Omaha | NE | 68132-2900 | Douglas | NE04316 | Scrapped/Junked |  | 1986 | STATE INDUSTRIES | AHWH - ANSI/Fired Water Htr | BOILER ROOM | HWSD - Hot Water Dom/Potable | 8/31/1999
Alhambra Apartments | 4902 Capitol Ave | Omaha | NE | 68132-2900 | Douglas | NE24786 | Scrapped/Junked | 62462 | 1998 | STAT | CHWH - ASME/Fired Water Heater | BOILER ROOM | HWSD - Hot Water Dom/Potable | 8/31/2012
Alhambra Apartments | 4902 Capitol Ave | Omaha | NE | 68132-2900 | Douglas | NE27742 | Active | NA | 2018 | Burnham | CI - Cast Iron | Basement | STHT - Steam-Heat | 12/31/2026
Central Park Elementary | 4904 N 42nd St | Omaha | NE | 68111-1819 | Douglas | NE17222 | Active | 22830 | 1992 | Loch | CPFT - Horiz Cpr Fin Boiler | BOILER ROOM | HWHT - Hot Water Heat | 12/31/2026
Central Park Elementary | 4904 N 42nd St | Omaha | NE | 68111-1819 | Douglas | NE17223 | Active | 22829 | 1992 | Loch | CPFT - Horiz Cpr Fin Boiler | BOILER ROOM | HWHT - Hot Water Heat | 12/31/2026
ARLINGTON APARTMENTS | 4907 Davenport St | Omaha | NE | 68132-2945 | Douglas | NE32937 | Scrapped/Junked |  | 1982 | PEERLESS HEATER COMPANY |  | BOILER ROOM | STHT - Steam-Heat | 2/28/2007
Vance Thompson Vision | 4909 S 118th St | Omaha | NE | 68137-2213 | Douglas | NE42627 | Active | 35741 | 2024 | Steris Corp | ELBL - Electric Boiler | Sterile area | STER - Sterilizer | 4/30/2027
Properties Three Apts | 4910 California St | Omaha | NE | 68132-2445 | Douglas | NE04352 | Active | N/A | 1949 | US Radiator | CI - Cast Iron | BASEMENT | HWHT - Hot Water Heat | 1/31/2027
Sweetbriar Apartments | 4910 Capitol Ave | Omaha | NE | 68132-2946 | Douglas | NE21700 | Active | n/a | 1996 | WEIL | CI - Cast Iron | BOILER ROOM | HWHT - Hot Water Heat | 11/30/2026
Sagewood Elem School | 4910 N 177th St | Omaha | NE | 68116-3175 | Douglas | NE23765 | Active | 173958 | 2012 | AO SMITH | CHWH - ASME/Fired Water Heater | mech room | HWDP - Hotwater Heat & Dom Supply | 7/31/2027
Radial Court LLC Car Wash | 4910 NW Radial Hwy | Omaha | NE | 68104-4426 | Douglas | NE09569 | Active | 211018 | 2003 | Raypak | CPFT - Horiz Cpr Fin Boiler | EQUIP ROOM | HWSP - Hot Water Non Potable Supply | 4/30/2027
Radial Court LLC Car Wash | 4910 NW Radial Hwy | Omaha | NE | 68104-4426 | Douglas | NE12910 | Scrapped/Junked | 49348 | 1985 | RAYPAK INC, CALIFORNIA | CPFT - Horiz Cpr Fin Boiler | EQUIPMENT ROOM | HWSP - Hot Water Non Potable Supply | 10/31/2003
Radial Court LLC Car Wash | 4910 NW Radial Hwy | Omaha | NE | 68104-4426 | Douglas | NE12911 | Active | 49363 | 1985 | Raypak | CPFT - Horiz Cpr Fin Boiler | EQUIPMENT ROOM | HWHF - Hot Water Heat-Floor | 4/30/2027
ALEX CLOTHING STORE | 4910 S 24th St | Omaha | NE | 68107-2705 | Douglas | NE35313 | Inactive |  | 1985 | PENNCO |  | BOILER ROOM | STHT - Steam-Heat | 8/31/1993
Livestock Common Condos North | 4910 S 30th St | Omaha | NE | 68107-1519 | Douglas | NE22755 | Active | 221120 | 2012 | Giannoni France | WT - Water Tube Boiler | equip room/garage | HWHT - Hot Water Heat | 1/31/2027
Livestock Common Condos North | 4910 S 30th St | Omaha | NE | 68107-1519 | Douglas | NE22756 | Active | 221090 | 2012 | Giannoni France | WT - Water Tube Boiler | equip room/garage | HWHT - Hot Water Heat | 1/31/2027
Deanery Partners Apts | 4911 Davenport St | Omaha | NE | 68132-2930 | Douglas | NE04660 | Scrapped/Junked | n/a | 1974 | CRAN | CI - Cast Iron | BASEMENT | STHT - Steam-Heat | 2/28/2017
Bradley Erin Apartments | 4914 Dodge St | Omaha | NE | 68132-2942 | Douglas | NE18393 | Scrapped/Junked | N/A | 1995 | Peerless | CI - Cast Iron | BASEMENT | STHT - Steam-Heat | 12/31/2018
Bradley Erin Apartments | 4914 Dodge St | Omaha | NE | 68132-2942 | Douglas | NE21909 | Scrapped/Junked | N/A | 1996 | Peerless | CI - Cast Iron | BASEMENT | STHT - Steam-Heat | 12/31/2018
Gorats | 4917 Center St | Omaha | NE | 68106-3218 | Douglas | NE24765 | Exempt 1999 LB-66 |  | 1986 | AO SMITH | AHWH - ANSI/Fired Water Htr | BOILER ROOM | HWSD - Hot Water Dom/Potable | 5/31/2000
Gorats | 4917 Center St | Omaha | NE | 68106-3218 | Douglas | NE24766 | Exempt 1999 LB-66 |  | 1998 | AO SMITH | AHWH - ANSI/Fired Water Htr | BOILER ROOM | HWSD - Hot Water Dom/Potable | 5/31/2000
Gorats | 4917 Center St | Omaha | NE | 68106-3218 | Douglas | NE32948 | Inactive | n/a | 1988 | Peerless | CI - Cast Iron | Basement | HWHT - Hot Water Heat | 11/30/2022
Alansco Apartments | 4917 Davenport St | Omaha | NE | 68132-2995 | Douglas | NE12591 | Inactive | N/A | 2007 | Peerless | CI - Cast Iron | BASEMENT | HWHT - Hot Water Heat | 2/28/2020
Alansco Apartments | 4917 Davenport St | Omaha | NE | 68132-2995 | Douglas | NE18391 | Scrapped/Junked |  | 1986 | PEERLESS HEATER COMPANY |  | BASEMENT | HWHT - Hot Water Heat | 2/28/2008
Metro Community College | 4918 N 30th St | Omaha | NE | 68111-1602 | Douglas | NE12981 | Scrapped/Junked | 485977 | 1986 | Raypak | WT - Water Tube Boiler | EQUIP ROOM | HWHT - Hot Water Heat | 3/31/2015
HAMILTON APARTMENTS | 4919 Hamilton St | Omaha | NE | 68132-1532 | Douglas | NE21783 | Exempt 1999 LB-66 |  | 1996 | BRADFORD-WHITE | AHWH - ANSI/Fired Water Htr |  | HWSD - Hot Water Dom/Potable | 5/31/2000
Livestock Exchange Bldg | 4920 S 30th St | Omaha | NE | 68107-1590 | Douglas | NE01719 | Active | 8095 | 2004 | HTPI | COBL - Coil Type Boiler | GARAGE | HWHF - Hot Water Heat-Floor | 2/28/2027
CAMBRIDGE APARTMENTS | 4922 S 97th Plz | Omaha | NE | 68127-2260 | Douglas | NE23913 | Exempt 1999 LB-66 |  | 1990 | AO SMITH | AHWH - ANSI/Fired Water Htr |  | HWSD - Hot Water Dom/Potable | 8/31/1999
Retail Store | 4923 S 24Th St | Omaha | NE | 68107-2763 | Douglas | NE04309 | Inactive |  | 1955 | YORK SHIPLEY | FT - Firetube Boiler | 4923 S. 24TH | STHT - Steam-Heat | 9/30/1993
Retail Store | 4923 S 24Th St | Omaha | NE | 68107-2763 | Douglas | NE04666 | Inactive |  | 1937 | PACIFIC | FT - Firetube Boiler |  | STHT - Steam-Heat | 9/30/1995
Retail Store | 4923 S 24Th St | Omaha | NE | 68107-2763 | Douglas | NE23204 | Inactive | 24432 | 1965 | BRYA | WT - Water Tube Boiler | BOILER ROOM | HWHT - Hot Water Heat | 12/31/2007
Max I Walkers | 4923 Underwood Ave | Omaha | NE | 68132-2421 | Douglas | NE03312 | Scrapped/Junked | 24530 | 1978 | Parker Ind | WT - Water Tube Boiler | 1ST FLOOR | PROC - Process Steam | 5/31/2023
Max I Walkers | 4923 Underwood Ave | Omaha | NE | 68132-2421 | Douglas | NE17984 | Active | 100180 | 2005 | Fulton | FTNT - FT Vertical Tubeless | Boiler Room | PROC - Process Steam | 5/31/2027
Hanh-Phuc Apartments | 4924 Davenport St | Omaha | NE | 68132-2933 | Douglas | NE42892 | Active | 10489 | 2020 | Riello | WT - Water Tube Boiler | Basement | HWHT - Hot Water Heat | 12/31/2025
CAMBRIDGE APARTMENTS | 4924 S 96th St | Omaha | NE | 68127-2210 | Douglas | NE21399 | Exempt 1999 LB-66 |  | 1995 | AO SMITH | AHWH - ANSI/Fired Water Htr |  | HWSD - Hot Water Dom/Potable | 8/31/1999
Plastilite Corporation | 4930 Battlefield Dr | Omaha | NE | 68152-1555 | Douglas | NE05224 | Inactive | N/A | 1966 | Peerless | CI - Cast Iron | EQUIP ROOM | HWHT - Hot Water Heat | 8/31/2011
Plastilite Corporation | 4930 Battlefield Dr | Omaha | NE | 68152-1555 | Douglas | NE18370 | Inactive | 31027 | 1978 | Kewanee | FTSM - FTS Marine Dry Back | BOILER ROOM | PROC - Process Steam | 8/31/2019
Livestock Common Condos South | 4930 S 30th St | Omaha | NE | 68107-1521 | Douglas | NE22757 | Active | 221093 | 2012 | Giannoni France | WT - Water Tube Boiler | equip room/garage | HWHT - Hot Water Heat | 1/31/2027
Livestock Common Condos South | 4930 S 30th St | Omaha | NE | 68107-1521 | Douglas | NE22758 | Active | 225074 | 2012 | Giannoni France | WT - Water Tube Boiler | equip room/garage | HWHT - Hot Water Heat | 1/31/2027
Bogart Apartments | 4931 Webster St | Omaha | NE | 68132-2435 | Douglas | NE04455 | Scrapped/Junked |  | 1972 | American Standard | CI - Cast Iron | BOILER ROOM | STHT - Steam-Heat | 2/28/2006
Bogart Apartments | 4931 Webster St | Omaha | NE | 68132-2435 | Douglas | NE06791 | Active | N/A | 2006 | Peerless | CI - Cast Iron | Equipment Room | STHT - Steam-Heat | 1/31/2027
Methodist Physicians Hospital | 4932 S 202nd Ave | Omaha | NE | 68135-3927 | Douglas | NE43769 | Active | 478248 | 2024 | AIC GDYNIA/LOCHINVAR | FTVT - Firetube Vertical TB | Mechanical Room | HWHT - Hot Water Heat | 12/31/2026
Methodist Physicians Hospital | 4932 S 202nd Ave | Omaha | NE | 68135-3927 | Douglas | NE43770 | Active | 478253 | 2024 | AIC GDYNIA/LOCHINVAR | FTVT - Firetube Vertical TB | Mechanical Room | HWHT - Hot Water Heat | 12/31/2026
Mulhall's Landscaping | 4936 N 120th St | Omaha | NE | 68164-2003 | Douglas | NE10670 | Active | 188694 | 2001 | Raypak | WT - Water Tube Boiler | GREENHOUSE | HWHT - Hot Water Heat | 3/31/2027
Mulhall's Landscaping | 4936 N 120th St | Omaha | NE | 68164-2003 | Douglas | NE26670 | Active | 222167 | 2016 | Lochinvar | WT - Water Tube Boiler | greenhouse | HWHT - Hot Water Heat | 3/31/2027
Mulhall's Landscaping | 4936 N 120th St | Omaha | NE | 68164-2003 | Douglas | NE26671 | Active | 222153 | 2016 | Lochinvar | WT - Water Tube Boiler | greenhouse | HWHT - Hot Water Heat | 3/31/2027
CITADEL APARTMENTS | 4963-5066 S 86TH PKWY | RALSTON | NE | 68127-5526 | Douglas | NE22619 | Exempt 1999 LB-66 |  | 1995 | RHEEM MANUFACTURING CO | AHWH - ANSI/Fired Water Htr | BLDG 4965 | HWSD - Hot Water Dom/Potable | 10/31/1999
CITADEL APARTMENTS | 4963-5066 S 86TH PKWY | RALSTON | NE | 68127-5526 | Douglas | NE22621 | Exempt 1999 LB-66 |  | 1994 | STATE INDUSTRIES | AHWH - ANSI/Fired Water Htr | BLDG 4974 | HWSD - Hot Water Dom/Potable | 10/31/1999
CITADEL APARTMENTS | 4963-5066 S 86TH PKWY | RALSTON | NE | 68127-5526 | Douglas | NE22623 | Exempt 1999 LB-66 |  | 1995 | RUUD | AHWH - ANSI/Fired Water Htr | BLDG 5036 | HWSD - Hot Water Dom/Potable | 10/31/1999
CITADEL APARTMENTS | 4963-5066 S 86TH PKWY | RALSTON | NE | 68127-5526 | Douglas | NE22624 | Exempt 1999 LB-66 |  | 1995 | RUUD | AHWH - ANSI/Fired Water Htr | BLDG 5036 | HWSD - Hot Water Dom/Potable | 10/31/1999
CITADEL APARTMENTS | 4963-5066 S 86TH PKWY | RALSTON | NE | 68127-5526 | Douglas | NE22626 | Exempt 1999 LB-66 |  | 1996 | RUUD | AHWH - ANSI/Fired Water Htr | BLDG 5052 | HWSD - Hot Water Dom/Potable | 10/31/1999
CITADEL APARTMENTS | 4963-5066 S 86TH PKWY | RALSTON | NE | 68127-5526 | Douglas | NE22627 | Exempt 1999 LB-66 |  | 1990 | STATE INDUSTRIES | AHWH - ANSI/Fired Water Htr | BLDG 5064 | HWSD - Hot Water Dom/Potable | 10/31/1999
CITADEL APARTMENTS | 4963-5066 S 86TH PKWY | RALSTON | NE | 68127-5526 | Douglas | NE22628 | Exempt 1999 LB-66 |  | 1992 | RUUD | AHWH - ANSI/Fired Water Htr | BLDG 5064 | HWSD - Hot Water Dom/Potable | 10/31/1999
CITADEL APARTMENTS | 4963-5066 S 86TH PKWY | RALSTON | NE | 68127-5526 | Douglas | NE22630 | Exempt 1999 LB-66 |  | 1996 | STATE INDUSTRIES | AHWH - ANSI/Fired Water Htr | BLDG 5056 | HWSD - Hot Water Dom/Potable | 10/31/1999
CITADEL APARTMENTS | 4963-5066 S 86TH PKWY | RALSTON | NE | 68127-5526 | Douglas | NE22631 | Exempt 1999 LB-66 |  | 1995 | RHEEM MANUFACTURING CO | AHWH - ANSI/Fired Water Htr | BLDG 5044 | HWSD - Hot Water Dom/Potable | 10/31/1999
CITADEL APARTMENTS | 4963-5066 S 86TH PKWY | RALSTON | NE | 68127-5526 | Douglas | NE22632 | Exempt 1999 LB-66 |  | 1989 | RUUD | AHWH - ANSI/Fired Water Htr | BLDG 5044 | HWSD - Hot Water Dom/Potable | 10/31/1999
CITADEL APARTMENTS | 4963-5066 S 86TH PKWY | RALSTON | NE | 68127-5526 | Douglas | NE22634 | Exempt 1999 LB-66 |  | 1989 | RHEEM MANUFACTURING CO | AHWH - ANSI/Fired Water Htr | BLDG 5028 | HWSD - Hot Water Dom/Potable | 10/31/1999
Mosaic | 4980 S 118th St | Omaha | NE | 68137-2200 | Douglas | NE16776 | Scrapped/Junked | 29800 | 1991 | BRYA | WT - Water Tube Boiler | Basement | HWHT - Hot Water Heat | 10/31/2020
Omaha Public Power District | 4TH & JONES ST | OMAHA | NE | 68102 | Douglas | NE05052 | Inactive | 15384 | 1949 | BABCOCK & WILCOX | WT - Water Tube Boiler | 4TH & JONES | POWR - Power Generation | 6/30/1989
Omaha Public Power District | 4TH & JONES ST | OMAHA | NE | 68102 | Douglas | NE06322 | Inactive | 16444 | 1952 | BABCOCK & WILCOX | WT - Water Tube Boiler |  | POWR - Power Generation | 6/30/1989
Omaha Public Power District | 4TH & JONES ST | OMAHA | NE | 68102 | Douglas | NE10945 | Inactive | 33797 | 1974 | CLEAVER BROOKS | WT - Water Tube Boiler | 4TH & JONES | STHT - Steam-Heat | 6/30/1990
ASARCO INC | 500 DOUGLAS | OMAHA | NE | 68102 | Douglas | NE15314 | Scrapped/Junked |  | 1989 | PEERLESS HEATER COMPANY |  | BOILER RM. #C | HWHT - Hot Water Heat | 3/31/1998
ASARCO INC | 500 DOUGLAS | OMAHA | NE | 68102 | Douglas | NE15315 | Scrapped/Junked | 77324 | 1989 | RAYPAK INC, CALIFORNIA | WT - Water Tube Boiler | BOILER RM. #2 | HWSD - Hot Water Dom/Potable | 3/31/1998
ASARCO INC | 500 DOUGLAS | OMAHA | NE | 68102 | Douglas | NE34900 | Scrapped/Junked |  | 1986 | PEERLESS HEATER COMPANY |  | BATH HOUSE | HWHT - Hot Water Heat | 3/31/1998
Vacant Office Building | 500 S 18th St | Omaha | NE | 68102-2521 | Douglas | NE15502 | Scrapped/Junked |  | 1971 | KEWA | FTFB - Firetube-Firebox Boiler | BASEMENT | STHT - Steam-Heat | 6/30/2007
Vacant Office Building | 500 S 18th St | Omaha | NE | 68102-2521 | Douglas | NE15503 | Inactive |  | 1921 | KEWANEE | FT - Firetube Boiler | BASEMENT | STHT - Steam-Heat | 6/30/1990
OMAHA CHILDRENS MUSEUM | 500 S 20th St | Omaha | NE | 68102-2508 | Douglas | NE37602 | Inactive | 34673 | 1980 | KEWANEE | FT - Firetube Boiler | 500 SO. 20TH S | STHT - Steam-Heat | 6/30/1992
OMAHA CHILDRENS MUSEUM | 500 S 20th St | Omaha | NE | 68102-2508 | Douglas | NE37603 | Inactive | 34602 | 1980 | KEWANEE | FT - Firetube Boiler | 500 SO. 20TH S | STHT - Steam-Heat | 6/30/1993
COORDINATED INTERIORS | 500 S 38th St | Omaha | NE | 68105-1121 | Douglas | NE04413 | Inactive |  | 1950 | US RADIATOR |  | BASEMENT | HWHT - Hot Water Heat | 1/31/1992
Kohll's Pharmacy | 5000 Dodge St | Omaha | NE | 68132-2920 | Douglas | NE37641 | Out of Service | 8973 | 1956 | Kewannee | FT - Firetube Boiler | Basement | STHT - Steam-Heat | 12/31/2011
CARL S BAUM DRUGGIST | 5001 Underwood Ave | Omaha | NE | 68132-2235 | Douglas | NE02276 | Scrapped/Junked |  | 1955 | KEWANEE | FTFB - Firetube-Firebox Boiler | BASEMENT | STHT - Steam-Heat | 9/30/2005
Trails at North Streams | 5002 202nd Ct | Omaha | NE | 68135-3917 | Douglas | NE42717 | Active | 257414 | 2023 | Jandy | WT - Water Tube Boiler | Outdoor Pool Lockup | OPHT - Outdoor Pool Heater | 7/31/2024
Guaca Maya Restaurant | 5002 S 33rd St | Omaha | NE | 68107-2574 | Douglas | NE00616 | Scrapped/Junked |  | 1999 | PEER | CI - Cast Iron | BOILER ROOM | STHT - Steam-Heat | 12/31/2009
Guaca Maya Restaurant | 5002 S 33rd St | Omaha | NE | 68107-2574 | Douglas | NE16041 | Active | n/a | 2008 | Peerless | CI - Cast Iron | Basement | STHT - Steam-Heat | 12/31/2026
BEHLEN REALISTAL | 5002 S 33rd St | Omaha | NE | 68107-2574 | Douglas | NE12784 | Scrapped/Junked |  | 1978 | PEERLESS HEATER COMPANY |  | BOILER ROOM | STHT - Steam-Heat | 12/31/2000
Dundee Hardware Plus | 5002 Underwood Ave | Omaha | NE | 68132-2236 | Douglas | NE37662 | Inactive |  | 1952 | Kewannee | FTFB - Firetube-Firebox Boiler | BOILER ROOM | STHT - Steam-Heat | 7/31/2005
Omaha Lace Laundry | 5007 Leavenworth St | Omaha | NE | 68106-1428 | Douglas | NE11309 | Inactive | 507 | 1967 | Abco Industries | FTSM - FTS Marine Dry Back | BOILER ROOM | PROC - Process Steam | 3/31/2019
Omaha Lace Laundry | 5007 Leavenworth St | Omaha | NE | 68106-1428 | Douglas | NE28860 | Active | 63828 | 2018 | Parker Ind | WT - Water Tube Boiler | Mech Room | PROC - Process Steam | 3/31/2026
CENTRAL MATTRESS INC | 501 N 13th St | Omaha | NE | 68102-4704 | Douglas | NE03469 | Inactive |  | 1972 | PEERLESS HEATER COMPANY |  | BASEMENT | STHT - Steam-Heat | 1/31/1991
Loughram Apartments | 501 N 51st St | Omaha | NE | 68132-2800 | Douglas | NE04055 | Scrapped/Junked | n/a | 1985 | Peerless | CI - Cast Iron | BOILER ROOM | STHT - Steam-Heat | 3/31/2023
Loughram Apartments | 501 N 51st St | Omaha | NE | 68132-2800 | Douglas | NE42196 | Active | N/A | 2022 | Weil-McLain | CI - Cast Iron | Boiler Room | STHT - Steam-Heat | 4/30/2023
Space Apartments | 501 Park Ave | Omaha | NE | 68105-2719 | Douglas | NE25764 | Active | 374394 | 2014 | Raypak | CPPH - Ansi Cpr Fin Pool Heater | equip rm/garage | OPHT - Outdoor Pool Heater | 6/30/2026
Farm Credit Services of America | 5010 S 118th St | Omaha | NE | 68137-2208 | Douglas | NE28996 | Active | 331 | 2018 | Fulton | WT - Water Tube Boiler | penthouse | HWSD - Hot Water Dom/Potable | 12/31/2026
Farm Credit Services of America | 5010 S 118th St | Omaha | NE | 68137-2208 | Douglas | NE28997 | Active | 0336 | 2018 | Fulton | WT - Water Tube Boiler | penthouse | HWSD - Hot Water Dom/Potable | 12/31/2026
Farm Credit Services of America | 5010 S 118th St | Omaha | NE | 68137-2208 | Douglas | NE28998 | Active | 335 | 2018 | Fulton | WT - Water Tube Boiler | penthouse | HWSD - Hot Water Dom/Potable | 12/31/2026
Farm Credit Services of America | 5010 S 118th St | Omaha | NE | 68137-2208 | Douglas | NE28999 | Active | 0333 | 2018 | Fulton | WT - Water Tube Boiler | penthouse | HWSD - Hot Water Dom/Potable | 12/31/2026
Bryan Elementary School | 5010 S 144th St | Omaha | NE | 68137-1437 | Douglas | NE19789 | Exempt 1999 LB-66 |  | 1986 | AO SMITH | AHWH - ANSI/Fired Water Htr |  | HWSD - Hot Water Dom/Potable | 8/31/2000
Bryan Elementary School | 5010 S 144th St | Omaha | NE | 68137-1437 | Douglas | NE19790 | Exempt 1999 LB-66 |  | 1989 | AO SMITH | AHWH - ANSI/Fired Water Htr |  | HWSD - Hot Water Dom/Potable | 8/31/2000
Bryan Elementary School | 5010 S 144th St | Omaha | NE | 68137-1437 | Douglas | NE25781 | Active | 293332 | 2013 | Lochinvar | COND - Condenser | mech room | HWHT - Hot Water Heat | 8/31/2026
Bryan Elementary School | 5010 S 144th St | Omaha | NE | 68137-1437 | Douglas | NE25782 | Active | 293338 | 2013 | Lochinvar | COND - Condenser | mech room | HWHT - Hot Water Heat | 8/31/2026
Bryan Elementary School | 5010 S 144th St | Omaha | NE | 68137-1437 | Douglas | NE33567 | Scrapped/Junked | n/a | 1962 | Kewanee | FTFB - Firetube-Firebox Boiler | BOILER ROOM | HWHT - Hot Water Heat | 8/31/2015
Bryan Elementary School | 5010 S 144th St | Omaha | NE | 68137-1437 | Douglas | NE33568 | Scrapped/Junked | n/a | 1962 | Kewanee | FTFB - Firetube-Firebox Boiler | BOILER ROOM | HWHT - Hot Water Heat | 8/31/2015
CLEAR CHANNEL/KFAB | 5010 Underwood Ave | Omaha | NE | 68132-2236 | Douglas | NE21401 | Inactive |  | 1956 | PENNCO |  | BASEMENT | STHT - Steam-Heat | 10/31/2003
COX ENTERPRISES | 5011 Capitol Ave | Omaha | NE | 68132-2921 | Douglas | NE14926 | Inactive | 7263 | 1961 | KEWANEE | FT - Firetube Boiler | BOILER ROOM | HWHT - Hot Water Heat | 4/30/2001
Farm Credit Services of America | 5015 S 118th St | Omaha | NE | 68137-2210 | Douglas | NE09911 | Scrapped/Junked | 11873 | 2002 | Aldrich | FTVT - Firetube Vertical TB | EQUIPMENT ROOM | HWHT - Hot Water Heat | 12/31/2015
Farm Credit Services of America | 5015 S 118th St | Omaha | NE | 68137-2210 | Douglas | NE09912 | Scrapped/Junked | 11870 | 2002 | Aldrich | FTVT - Firetube Vertical TB | EQUIPMENT ROOM | HWHT - Hot Water Heat | 12/31/2015
Farm Credit Services of America | 5015 S 118th St | Omaha | NE | 68137-2210 | Douglas | NE09913 | Scrapped/Junked | 11874 | 2002 | Aldrich | FTVT - Firetube Vertical TB | EQUIPMENT ROOM | HWHT - Hot Water Heat | 12/31/2015
Farm Credit Services of America | 5015 S 118th St | Omaha | NE | 68137-2210 | Douglas | NE09914 | Scrapped/Junked | 72639 | 2001 | state | CHWH - ASME/Fired Water Heater | EQUIPMENT ROOM | HWSD - Hot Water Dom/Potable | 12/31/2019
Farm Credit Services of America | 5015 S 118th St | Omaha | NE | 68137-2210 | Douglas | NE20753 | Active | 18016 | 2010 | Aldrich | FTVT - Firetube Vertical TB | North Building EQUIPMENT ROOM | HWHT - Hot Water Heat | 12/31/2026
Farm Credit Services of America | 5015 S 118th St | Omaha | NE | 68137-2210 | Douglas | NE20754 | Active | 18018 | 2010 | Aldrich | FTVT - Firetube Vertical TB | North Building EQUIPMENT ROOM | HWHT - Hot Water Heat | 12/31/2026
Farm Credit Services of America | 5015 S 118th St | Omaha | NE | 68137-2210 | Douglas | NE20755 | Active | 18017 | 2010 | Aldrich | FTVT - Firetube Vertical TB | North building EQUIPMENT ROOM | HWHT - Hot Water Heat | 12/31/2026
Farm Credit Services of America | 5015 S 118th St | Omaha | NE | 68137-2210 | Douglas | NE20756 | Active | 149326 | 2010 | AO SMITH | CHWH - ASME/Fired Water Heater | North building mech room | HWSD - Hot Water Dom/Potable | 12/31/2026
Farm Credit Services of America | 5015 S 118th St | Omaha | NE | 68137-2210 | Douglas | NE26998 | Active | 71213 | 2015 | Aerco | FTVT - Firetube Vertical TB | Basement | HWHT - Hot Water Heat | 12/31/2026
Farm Credit Services of America | 5015 S 118th St | Omaha | NE | 68137-2210 | Douglas | NE26999 | Active | 71212 | 2015 | Aerco | FTVT - Firetube Vertical TB | Basement | HWHT - Hot Water Heat | 12/31/2026
Smithfield Omaha Plant | 5015 S 33rd St | Omaha | NE | 68107-2539 | Douglas | NE04014 | Active | 37966 | 1984 | Kewanee | FTSM - FTS Marine Dry Back | Engine Room | PROC - Process Steam | 6/30/2026
Smithfield Omaha Plant | 5015 S 33rd St | Omaha | NE | 68107-2539 | Douglas | NE04015 | Active | 37964 | 1984 | Kewanee | FTSM - FTS Marine Dry Back | Engine Room | PROC - Process Steam | 6/30/2026
Smithfield Omaha Plant | 5015 S 33rd St | Omaha | NE | 68107-2539 | Douglas | NE25979 | Active | 11049 | 2000 | Mycom | UFPV - Unfired Pressure Vessel | Blrm | 0033 - Oil Seperator | 4/30/2027
Smithfield Omaha Plant | 5015 S 33rd St | Omaha | NE | 68107-2539 | Douglas | NE25980 | Active | 10551 | 1997 | Mycom | UFPV - Unfired Pressure Vessel | Blrm | 0033 - Oil Seperator | 4/30/2027
Smithfield Omaha Plant | 5015 S 33rd St | Omaha | NE | 68107-2539 | Douglas | NE28813 | Inactive | 29869 | 2013 | AESYS | FTSM - FTS Marine Dry Back | Portable Trailer | PROC - Process Steam | 7/31/2021
HITCHCOCK ICE ARENA | 5015 S 45th St | Omaha | NE | 68117-2161 | Douglas | NE21320 | Scrapped/Junked | 66479 | 1997 | AO SMITH | CHWH - ASME/Fired Water Heater | BOILER ROOM | HWSD - Hot Water Dom/Potable | 7/31/2000
HITCHCOCK ICE ARENA | 5015 S 45th St | Omaha | NE | 68117-2161 | Douglas | NE24920 | Scrapped/Junked | 10893 | 1999 | ALDRICH | CHWH - ASME/Fired Water Heater | BOILER ROOM | HWSD - Hot Water Dom/Potable | 9/30/2004
ROYCROFT APARTMENTS | 5017 Underwood Ave | Omaha | NE | 68132-2214 | Douglas | NE18324 | Scrapped/Junked |  | 1982 | PEERLESS HEATER COMPANY |  | BOILER ROOM | STHT - Steam-Heat | 2/28/2007
SUPER SAVER | 5018 Ames Ave | Omaha | NE | 68104-2323 | Douglas | NE05650 | Exempt 1999 LB-66 |  | 1988 | STATE INDUSTRIES | AHWH - ANSI/Fired Water Htr |  | HWSD - Hot Water Dom/Potable | 1/31/2000
SUPER SAVER | 5018 Ames Ave | Omaha | NE | 68104-2323 | Douglas | NE07784 | Exempt 1999 LB-66 |  | 1996 | STATE INDUSTRIES | AHWH - ANSI/Fired Water Htr |  | HWSD - Hot Water Dom/Potable | 2/29/2000
Family Fare Grocery | 5019 Grover St | Omaha | NE | 68106-3830 | Douglas | NE26020 | Active | 201678 | 2015 | State Industries | CHWH - ASME/Fired Water Heater | Mech. Room | HWSD - Hot Water Dom/Potable | 9/30/2027
PETTIT'S PASTRY | 502 N 16th St | Omaha | NE | 68102-4710 | Douglas | NE21857 | Exempt 1999 LB-66 |  | 1997 | RHEEM MANUFACTURING CO | AHWH - ANSI/Fired Water Htr | BASEMENT | HWSD - Hot Water Dom/Potable | 10/31/1999
PETTIT'S PASTRY | 502 N 16th St | Omaha | NE | 68102-4710 | Douglas | NE21858 | Exempt 1999 LB-66 |  | 1997 | RHEEM MANUFACTURING CO | AHWH - ANSI/Fired Water Htr | BASEMENT | HWSD - Hot Water Dom/Potable | 10/31/1999
Spaghetti Works | 502 S 11th St | Omaha | NE | 68102-2808 | Douglas | NE09586 | Scrapped/Junked | 64231 | 2001 | A O Smith | CPFT - Horiz Cpr Fin Boiler | Basement | HWSD - Hot Water Dom/Potable | 3/31/2019
Spaghetti Works | 502 S 11th St | Omaha | NE | 68102-2808 | Douglas | NE27693 | Active | 317433 | 2018 | Lochinvar | CPFH - Copper Fin Water Heater | basement | HWSD - Hot Water Dom/Potable | 8/31/2026
Metro Area Youth Services | 5020 Grand Ave | Omaha | NE | 68104-2367 | Douglas | NE14613 | Scrapped/Junked | 65111 | 2008 | Lochinvar | WT - Water Tube Boiler | BOILER ROOM | HWHT - Hot Water Heat | 11/30/2024
Metro Area Youth Services | 5020 Grand Ave | Omaha | NE | 68104-2367 | Douglas | NE14614 | Scrapped/Junked | 60974 | 2008 | Lochinvar | WT - Water Tube Boiler | BOILER ROOM | HWHT - Hot Water Heat | 11/30/2024
Metro Area Youth Services | 5020 Grand Ave | Omaha | NE | 68104-2367 | Douglas | NE19443 | Scrapped/Junked | 66980 | 2008 | GIANNONI | WT - Water Tube Boiler | boiler room | HWHT - Hot Water Heat | 11/30/2024
Metro Area Youth Services | 5020 Grand Ave | Omaha | NE | 68104-2367 | Douglas | NE19444 | Scrapped/Junked | 65877 | 2008 | Lochinvar | WT - Water Tube Boiler | BOILER ROOM | HWHT - Hot Water Heat | 11/30/2024
Metro Area Youth Services | 5020 Grand Ave | Omaha | NE | 68104-2367 | Douglas | NE20095 | Exempt 1999 LB-66 |  | 1984 | AMERICAN APPLIANCE | AHWH - ANSI/Fired Water Htr | BASEMENT BOILER | HWSD - Hot Water Dom/Potable | 10/31/1999
Metro Area Youth Services | 5020 Grand Ave | Omaha | NE | 68104-2367 | Douglas | NE33536 | Scrapped/Junked |  | 1958 | KEWANEE | FT - Firetube Boiler | BOILER ROOM | HWHT - Hot Water Heat | 10/31/2008
ST PAUL LUTHERAN CHURCH | 5020 Grand Ave | Omaha | NE | 68104-2367 | Douglas | NE09482 | Scrapped/Junked |  | 1965 | WEIL MCLAIN |  | BASEMENT | HWHT - Hot Water Heat | 10/31/2008
American Laboratories | 5020 S 33rd St | Omaha | NE | 68107-2574 | Douglas | NE03706 | Inactive | 14816 | 1977 | COATES | ELBL - Electric Boiler | BOILER ROOM | PROC - Process Steam | 4/30/1996
American Laboratories | 5020 S 33rd St | Omaha | NE | 68107-2574 | Douglas | NE05156 | Active | 47777 | 1979 | Cleaver Brooks | FTSM - FTS Marine Dry Back | BOILER ROOM | PROC - Process Steam | 5/31/2026
American Laboratories | 5020 S 33rd St | Omaha | NE | 68107-2574 | Douglas | NE25649 | Scrapped/Junked | 31672 | 1987 | AERCO INTERNATIONAL | CHWH - ASME/Fired Water Heater | BOILER ROOM | HWSD - Hot Water Dom/Potable | 5/31/2005
American Laboratories | 5020 S 33rd St | Omaha | NE | 68107-2574 | Douglas | NE27691 | Active | 89330 | 2012 | TDC Manufacturing Co | ELBL - Electric Boiler | 2nd fl mech room | GLFH - Glycol Floor Heat System | 5/31/2026
Kroger/Baker's Kitchen | 5024 William St | Omaha | NE | 68106-2407 | Douglas | NE04345 | Scrapped/Junked | 3390 | 1984 | Industrial Boiler Co | FTVT - Firetube Vertical TB | BOILER ROOM | STHT - Steam-Heat | 5/31/2002
Kroger/Baker's Kitchen | 5024 William St | Omaha | NE | 68106-2407 | Douglas | NE10532 | Out of Service | 320 | 2002 | Hurst Boiler & Welding Co | FTNT - FT Vertical Tubeless | Boiler Room | PROC - Process Steam | 11/30/2009
SOUTH PARK APARTMENTS | 5025 A St | Omaha | NE | 68106-4442 | Douglas | NE22988 | Exempt 1999 LB-66 |  | 1996 | RUUD | AHWH - ANSI/Fired Water Htr |  | HWSD - Hot Water Dom/Potable | 4/30/2000
SOUTH PARK APARTMENTS | 5025 A St | Omaha | NE | 68106-4442 | Douglas | NE22989 | Exempt 1999 LB-66 |  | 1997 | RUUD | AHWH - ANSI/Fired Water Htr |  | HWSD - Hot Water Dom/Potable | 4/30/2000
OMAHA COLD STORAGE TERM. | 5025 S 33rd St | Omaha | NE | 68107-2539 | Douglas | NE34189 | Scrapped/Junked | 40583 | 1988 | KEWANEE | FT - Firetube Boiler | PROD. FLOOR | PROC - Process Steam | 8/31/1998
Carberry Apts | 503-07 N 40th St | Omaha | NE | 68131-1864 | Douglas | NE13843 | Scrapped/Junked | N/A | 2008 | Peerless | CI - Cast Iron | BOILER ROOM | STHT - Steam-Heat | 3/31/2013
Carberry Apts | 503-07 N 40th St | Omaha | NE | 68131-1864 | Douglas | NE15066 | Scrapped/Junked |  | 2001 | PEER | CI - Cast Iron | BASEMENT | STHT - Steam-Heat | 3/31/2006
Carberry Apts | 503-07 N 40th St | Omaha | NE | 68131-1864 | Douglas | NE18096 | Scrapped/Junked | N/A | 1994 | Peerless | CI - Cast Iron | LAUNDRY ROOM | STHT - Steam-Heat | 3/31/2013
Carberry Apts | 503-07 N 40th St | Omaha | NE | 68131-1864 | Douglas | NE20304 | Scrapped/Junked | N/A | 1994 | Peerless | CI - Cast Iron | LAUNDRY ROOM | STHT - Steam-Heat | 3/31/2013
Carberry Apts | 503-07 N 40th St | Omaha | NE | 68131-1864 | Douglas | NE04429 | Scrapped/Junked |  | 1985 | DUNKIRK |  | BASEMENT | STHT - Steam-Heat | 3/31/2004
Carberry Apts | 503-07 N 40th St | Omaha | NE | 68131-1864 | Douglas | NE20302 | Exempt 1999 LB-66 |  | 1984 | STATE INDUSTRIES | AHWH - ANSI/Fired Water Htr |  | HWSD - Hot Water Dom/Potable | 3/31/2000
Carberry Apts | 503-07 N 40th St | Omaha | NE | 68131-1864 | Douglas | NE20303 | Exempt 1999 LB-66 |  | 1985 | STATE INDUSTRIES | AHWH - ANSI/Fired Water Htr |  | HWSD - Hot Water Dom/Potable | 3/31/2000
Carberry Apts | 503-07 N 40th St | Omaha | NE | 68131-1864 | Douglas | NE22965 | Exempt 1999 LB-66 |  | 1997 | AO SMITH | AHWH - ANSI/Fired Water Htr |  | HWSD - Hot Water Dom/Potable | 3/31/2000
American Laboratories | 5036 S 33rd St | Omaha | NE | 68107-2574 | Douglas | NE24770 | Active | 64248 | 1987 | Cleaver Brooks | FTSM - FTS Marine Dry Back | BOILER ROOM | PROC - Process Steam | 6/30/2026
Radius Youth Center | 5040 Grand Ave | Omaha | NE | 68104-2367 | Douglas | NE42463 | Active | 299011 | 2022 | PVI Industries | CHWH - ASME/Fired Water Heater | Mechanical Room | HWSD - Hot Water Dom/Potable | 11/30/2027
J P Dry Cleaners | 5040 S 108th St | Omaha | NE | 68137-2314 | Douglas | NE21929 | Scrapped/Junked | 37719 | 1996 | BRYAN STEAM LLC | WT - Water Tube Boiler | BOILER ROOM | PROC - Process Steam | 4/30/2003
J P Dry Cleaners | 5040 S 108th St | Omaha | NE | 68137-2314 | Douglas | NE22545 | Active | 80300 | 1997 | Fulton | FTNT - FT Vertical Tubeless | BOILER ROOM | PROC - Process Steam | 8/31/2026
CHI Nex Core Medical Center | 5045 S 153rd St | Omaha | NE | 68137-5068 | Douglas | NE28589 | Active | 190126 | 2019 | Lochinvar | FT - Firetube Boiler | equip room | HWHT - Hot Water Heat | 3/31/2027
CHI Nex Core Medical Center | 5045 S 153rd St | Omaha | NE | 68137-5068 | Douglas | NE28590 | Active | 109125 | 2019 | Lochinvar | FT - Firetube Boiler | equip room | HWHT - Hot Water Heat | 3/31/2027
Baker's Supermarket | 505 N 155th Plz | Omaha | NE | 68154-3775 | Douglas | NE07830 | Scrapped/Junked | 164280 | 1999 | RayPak Inc, California | CPFH - Copper Fin Water Heater | Rear Storage Area | HWSD - Hot Water Dom/Potable | 11/30/2023
Insurance Agency Marketing | 505 N 210th St | Elkhorn | NE | 68022-4609 | Douglas | NE23736 | Active | 223933 | 2012 | Giannoni France | COND - Condenser | Mech room | HWHF - Hot Water Heat-Floor | 3/31/2027
Kensington Towers | 505 S 16th St | Omaha | NE | 68102-2715 | Douglas | NE05457 | Exempt 1999 LB-66 |  | 1989 | STATE INDUSTRIES | AHWH - ANSI/Fired Water Htr | BASEMENT BOILER ROOM | HWSD - Hot Water Dom/Potable | 6/30/1999
Kensington Towers | 505 S 16th St | Omaha | NE | 68102-2715 | Douglas | NE11661 | Scrapped/Junked | 77260 | 1990 | Raypak | WT - Water Tube Boiler | BASEMENT BOILER ROOM | HWHT - Hot Water Heat | 3/31/2020
Kensington Towers | 505 S 16th St | Omaha | NE | 68102-2715 | Douglas | NE11662 | Scrapped/Junked | 77261 | 1990 | Raypak | WT - Water Tube Boiler | BASEMENT | HWHT - Hot Water Heat | 3/31/2020
Kensington Towers | 505 S 16th St | Omaha | NE | 68102-2715 | Douglas | NE28540 | Active | n/a | 2019 | Aerco | CALU - Cast Aluminum | Basement mech rm | HWHT - Hot Water Heat | 3/31/2027
Ashland Park/Robbins | 5050 S 51st St | Omaha | NE | 68117-1955 | Douglas | NE05044 | Active | 44902 | 1993 | Kewanee | FTFB - Firetube-Firebox Boiler | BOILER ROOM | HWHT - Hot Water Heat | 12/31/2026
Ashland Park/Robbins | 5050 S 51st St | Omaha | NE | 68117-1955 | Douglas | NE05045 | Active | 44903 | 1993 | Kewanee | FTFB - Firetube-Firebox Boiler | BOILER ROOM | HWHT - Hot Water Heat | 12/31/2026
Ashland Park/Robbins | 5050 S 51st St | Omaha | NE | 68117-1955 | Douglas | NE05046 | Active | 44901 | 1993 | Kewanee | FTFB - Firetube-Firebox Boiler | BOILER ROOM | HWHT - Hot Water Heat | 12/31/2026
Ashland Park/Robbins | 5050 S 51st St | Omaha | NE | 68117-1955 | Douglas | NE05047 | Scrapped/Junked | 77032 | 1992 | Pvi | CHWH - ASME/Fired Water Heater | BOILER ROOM | HWSD - Hot Water Dom/Potable | 12/31/2011
Ashland Park/Robbins | 5050 S 51st St | Omaha | NE | 68117-1955 | Douglas | NE05048 | Scrapped/Junked | 77031 | 1992 | Pvi | CHWH - ASME/Fired Water Heater | BOILER ROOM | HWSD - Hot Water Dom/Potable | 12/31/2014
Boys/Girls Club Of Omaha | 5051 S 22nd St | Omaha | NE | 68107-2819 | Douglas | NE12994 | Scrapped/Junked | 55188 | 1985 | AO SMITH | COBL - Coil Type Boiler |  | IPHT - Indoor Pool Heater | 5/31/1998
Boys/Girls Club Of Omaha | 5051 S 22nd St | Omaha | NE | 68107-2819 | Douglas | NE20604 | Scrapped/Junked | 55188 | 1983 | AO SMITH | COBL - Coil Type Boiler | BOILER ROOM | IPHT - Indoor Pool Heater | 4/30/2011
Boys/Girls Club Of Omaha | 5051 S 22nd St | Omaha | NE | 68107-2819 | Douglas | NE20605 | Scrapped/Junked | 33249 | 1983 | A O Smith | COBL - Coil Type Boiler | BOILER ROOM | IPHT - Indoor Pool Heater | 4/30/2019
Boys/Girls Club Of Omaha | 5051 S 22nd St | Omaha | NE | 68107-2819 | Douglas | NE20606 | Scrapped/Junked | 33248 | 1985 | AO SMITH | COBL - Coil Type Boiler | BOILER ROOM | IPHT - Indoor Pool Heater | 4/30/2019
Boys/Girls Club Of Omaha | 5051 S 22nd St | Omaha | NE | 68107-2819 | Douglas | NE21654 | Scrapped/Junked | 33249 | 1985 | AO SMITH | COBL - Coil Type Boiler |  | IPHT - Indoor Pool Heater | 5/31/1998
Boys/Girls Club Of Omaha | 5051 S 22nd St | Omaha | NE | 68107-2819 | Douglas | NE21655 | Scrapped/Junked | 33248 | 1985 | AO SMITH | COBL - Coil Type Boiler |  | IPHT - Indoor Pool Heater | 5/31/1998
Boys/Girls Club Of Omaha | 5051 S 22nd St | Omaha | NE | 68107-2819 | Douglas | NE22762 | Scrapped/Junked | C28611 | 2010 | A O Smith | COBL - Coil Type Boiler | BOILER ROOM | IPHT - Indoor Pool Heater | 4/30/2019
TESAR MEATS INC | 5055 S 108th St | Omaha | NE | 68137-2369 | Douglas | NE10911 | Inactive | 10745 | 1970 | YORK SHIPLEY | FTSM - FTS Marine Dry Back | BASEMENT | PROC - Process Steam | 3/31/1987
Aldrich Elementary School | 506 N 162nd Ave | Omaha | NE | 68118-2527 | Douglas | NE18085 | Scrapped/Junked | 45502 | 1993 | Kewanee | FTFB - Firetube-Firebox Boiler | BOILER ROOM | HWHT - Hot Water Heat | 8/31/2023
Aldrich Elementary School | 506 N 162nd Ave | Omaha | NE | 68118-2527 | Douglas | NE18086 | Scrapped/Junked | 45503 | 1993 | Kewanee | FTFB - Firetube-Firebox Boiler | BOILER ROOM | HWHT - Hot Water Heat | 8/31/2023
Aldrich Elementary School | 506 N 162nd Ave | Omaha | NE | 68118-2527 | Douglas | NE18087 | Active | 130144 | 1993 | Teledyne Laars | CPFT - Horiz Cpr Fin Boiler | BOILER ROOM | HWSD - Hot Water Dom/Potable | 8/31/2026
Aldrich Elementary School | 506 N 162nd Ave | Omaha | NE | 68118-2527 | Douglas | NE19772 | Exempt 1999 LB-66 |  | 1993 | AO SMITH | AHWH - ANSI/Fired Water Htr |  | HWSD - Hot Water Dom/Potable | 8/31/2000
Aldrich Elementary School | 506 N 162nd Ave | Omaha | NE | 68118-2527 | Douglas | NE43401 | Active | 16725 | 2021 | Riello | WT - Water Tube Boiler | Mechanical Room | HWHT - Hot Water Heat | 8/31/2026
Aldrich Elementary School | 506 N 162nd Ave | Omaha | NE | 68118-2527 | Douglas | NE43402 | Active | 16712 | 2021 | Riello | WT - Water Tube Boiler | Mechanical Room | HWHT - Hot Water Heat | 8/31/2026
Aldrich Elementary School | 506 N 162nd Ave | Omaha | NE | 68118-2527 | Douglas | NE43403 | Active | 16709 | 2021 | Riello | WT - Water Tube Boiler | Mechanical Room | HWHT - Hot Water Heat | 8/31/2026
Aldrich Elementary School | 506 N 162nd Ave | Omaha | NE | 68118-2527 | Douglas | NE43404 | Active | 16703 | 2021 | Riello | WT - Water Tube Boiler | Mechanical Room | HWHT - Hot Water Heat | 8/31/2026
Woodland Apartments | 506 S 31st St | Omaha | NE | 68105-1440 | Douglas | NE04431 | Scrapped/Junked | NA | 1980 | Peerless | CI - Cast Iron | Basement | STHT - Steam-Heat | 11/30/2014
Woodland Apartments | 506 S 31st St | Omaha | NE | 68105-1440 | Douglas | NE21930 | Exempt 1999 LB-66 |  | 1984 | Ruud-Rheem | AHWH - ANSI/Fired Water Htr |  | HWSD - Hot Water Dom/Potable | 1/31/1999
ConAgra Brands | 508 Conagra Dr | Omaha | NE | 68102-5017 | Douglas | NE15320 | Scrapped/Junked | 115390 | 1989 | TELE | CPFT - Horiz Cpr Fin Boiler | BOILER ROOM #5 | HWHT - Hot Water Heat | 10/31/2008
ConAgra Brands | 508 Conagra Dr | Omaha | NE | 68102-5017 | Douglas | NE41959 | Active | 93436 | 2022 | Aerco | WT - Water Tube Boiler | Boiler rm Bldg 5 | HWHT - Hot Water Heat | 11/30/2026
ConAgra Brands | 508 Conagra Dr | Omaha | NE | 68102-5017 | Douglas | NE41960 | Active | 93435 | 2022 | Aerco | WT - Water Tube Boiler | Boiler rm Bldg 5 | HWHT - Hot Water Heat | 11/30/2026
Baker Place Dialysis Ctr | 5084 Ames Ave | Omaha | NE | 68104-2323 | Douglas | NE00613 | Scrapped/Junked | 85718 | 2000 | Ruud-Rheem | CHWH - ASME/Fired Water Heater | EQUIP ROOM | HWSD - Hot Water Dom/Potable | 8/31/2005
Fresenius Health | 5084 Ames Ave | Omaha | NE | 68104-2323 | Douglas | NE09303 | Scrapped/Junked | 106641 | 2005 | RUUD | CHWH - ASME/Fired Water Heater | EQUIP ROOM | HWSD - Hot Water Dom/Potable | 3/31/2015
Fresenius Health | 5084 Ames Ave | Omaha | NE | 68104-2323 | Douglas | NE26023 | Scrapped/Junked | 193701 | 2014 | State Industries | CHWH - ASME/Fired Water Heater | EQUIP ROOM | HWSD - Hot Water Dom/Potable | 7/31/2018
Fresenius Health | 5084 Ames Ave | Omaha | NE | 68104-2323 | Douglas | NE41954 | Active | 238199 | 2018 | A O Smith | CHWH - ASME/Fired Water Heater | EQUIP ROOM | HWSD - Hot Water Dom/Potable | 10/31/2026
CLARKSON DIALYSIS | 5084 Ames Ave | Omaha | NE | 68104-2323 | Douglas | NE21305 | Scrapped/Junked | 62327 | 1993 | RHEEM MANUFACTURING CO | CHWH - ASME/Fired Water Heater | BOILER ROOM | HWSD - Hot Water Dom/Potable | 8/31/2000
FOX & HOUND ENGLISH | 510 N 120th St | Omaha | NE | 68154-4201 | Douglas | NE21870 | Exempt 1999 LB-66 |  | 1997 | AO SMITH | AHWH - ANSI/Fired Water Htr | KITCHEN | HWSD - Hot Water Dom/Potable | 1/31/2000
St Timothy's Lutheran Church-BMIC#473235 | 510 N 93rd St | Omaha | NE | 68114-2605 | Douglas | NE01695 | Scrapped/Junked | 129680 | 2002 | WTRP | COBL - Coil Type Boiler | EQUIP ROOM | HWHT - Hot Water Heat | 4/30/2019
St Timothy's Lutheran Church-BMIC#473235 | 510 N 93rd St | Omaha | NE | 68114-2605 | Douglas | NE01696 | Scrapped/Junked | 129673 | 2002 | WTRP | COBL - Coil Type Boiler | EQUIP ROOM | HWHT - Hot Water Heat | 4/30/2020
St Timothy's Lutheran Church-BMIC#473235 | 510 N 93rd St | Omaha | NE | 68114-2605 | Douglas | NE01697 | Active | 129427 | 2002 | WTRP | WT - Water Tube Boiler | EQUIP ROOM | HWHT - Hot Water Heat | 4/30/2027
St Timothy's Lutheran Church-BMIC#473235 | 510 N 93rd St | Omaha | NE | 68114-2605 | Douglas | NE28032 | Active | 437605 | 2018 | Laars | WT - Water Tube Boiler | basement mech room | HWHT - Hot Water Heat | 4/30/2027
UNMC East Utility Plant | 510 S 40th St | Omaha | NE | 68198-0001 | Douglas | NE01996 | Active | 16333 | 2006 | Precision | ELBL - Electric Boiler | PLANT | BSUP - Bldg Heat & Process | 5/31/2026
UNMC East Utility Plant | 510 S 40th St | Omaha | NE | 68198-0001 | Douglas | NE01997 | Active | 16347 | 2006 | Precision | ELBL - Electric Boiler | PLANT | BSUP - Bldg Heat & Process | 5/31/2026
OHA/Florence Tower Apts | 5100 Florence Blvd | Omaha | NE | 68110-5346 | Douglas | NE07601 | Scrapped/Junked | 84821 | 2004 | AOSM | CHWH - ASME/Fired Water Heater | BOILER ROOM | HWSD - Hot Water Dom/Potable | 3/31/2009
OHA/Florence Tower Apts | 5100 Florence Blvd | Omaha | NE | 68110-5346 | Douglas | NE30542 | Active | n/a | 1993 | Peerless | CI - Cast Iron | BOILER ROOM | HWHT - Hot Water Heat | 3/31/2026
OHA/Florence Tower Apts | 5100 Florence Blvd | Omaha | NE | 68110-5346 | Douglas | NE30543 | Active | n/a | 1993 | Peerless | CI - Cast Iron | BOILER ROOM | HWHT - Hot Water Heat | 3/31/2026
OHA/Florence Tower Apts | 5100 Florence Blvd | Omaha | NE | 68110-5346 | Douglas | NE30544 | Scrapped/Junked | 25494 | 1991 | Loch | CHWH - ASME/Fired Water Heater | BOILER ROOM | HWSD - Hot Water Dom/Potable | 3/31/2008
OHA/Florence Tower Apts | 5100 Florence Blvd | Omaha | NE | 68110-5346 | Douglas | NE30545 | Scrapped/Junked | 25492 | 1991 | LOCHINVAR | CHWH - ASME/Fired Water Heater | BOILER ROOM | HWSD - Hot Water Dom/Potable | 3/31/2008
OHA/Florence Tower Apts | 5100 Florence Blvd | Omaha | NE | 68110-5346 | Douglas | NE30546 | Scrapped/Junked | 25499 | 1991 | LOCHINVAR | CHWH - ASME/Fired Water Heater | BOILER ROOM | HWSD - Hot Water Dom/Potable | 3/31/2004
GREATER OMAHA PACKING CO | 5100 S 26th St | Omaha | NE | 68107-2731 | Douglas | NE02844 | Inactive | 20870 | 1961 | KEWANEE | FT - Firetube Boiler | BOILER ROOM | PROC - Process Steam | 7/31/2000
GREATER OMAHA PACKING CO | 5100 S 26th St | Omaha | NE | 68107-2731 | Douglas | NE02947 | Inactive | 24338 | 1963 | KEWANEE | FT - Firetube Boiler | BOILER ROOM | PROC - Process Steam | 7/31/2000
Mockingbird Elementary | 5100 S 93rd St | Ralston | NE | 68127-2472 | Douglas | NE07370 | Scrapped/Junked | n/a | 2006 | Aerco International | CALU - Cast Aluminum | BOILER ROOM | HWHT - Hot Water Heat | 6/30/2024
Mockingbird Elementary | 5100 S 93rd St | Ralston | NE | 68127-2472 | Douglas | NE07371 | Scrapped/Junked | n/a | 2006 | Aerco International | CALU - Cast Aluminum | BOILER ROOM | HWHT - Hot Water Heat | 6/30/2024
Mockingbird Elementary | 5100 S 93rd St | Ralston | NE | 68127-2472 | Douglas | NE07372 | Scrapped/Junked | 17369 | 2007 | PREC | ELBL - Electric Boiler | BOILER ROOM | HWHT - Hot Water Heat | 6/30/2024
Mockingbird Elementary | 5100 S 93rd St | Ralston | NE | 68127-2472 | Douglas | NE31599 | Scrapped/Junked |  | 1963 | KEWA | FTSM - FTS Marine Dry Back | BOILER ROOM | HWHT - Hot Water Heat | 6/30/2007
Mockingbird Elementary | 5100 S 93rd St | Ralston | NE | 68127-2472 | Douglas | NE34367 | Scrapped/Junked | 47162 | 1988 | CLVR | FT - Firetube Boiler | KITCHEN | 0021 - Steam Supp Cooker/Kettle | 6/30/2009
Mockingbird Elementary | 5100 S 93rd St | Ralston | NE | 68127-2472 | Douglas | NE34386 | Scrapped/Junked |  | 1967 | KEWANEE | FTSM - FTS Marine Dry Back | BOILER ROOM | HWHT - Hot Water Heat | 6/30/2007
Mockingbird Elementary | 5100 S 93rd St | Ralston | NE | 68127-2472 | Douglas | NE34797 | Scrapped/Junked |  | 1964 | RUUD | FT - Firetube Boiler | BOILER ROOM | HWSD - Hot Water Dom/Potable | 6/30/2006
Mockingbird Elementary | 5100 S 93rd St | Ralston | NE | 68127-2472 | Douglas | NE34798 | Scrapped/Junked |  | 1964 | RUUD | FT - Firetube Boiler | BOILER ROOM | HWSD - Hot Water Dom/Potable | 6/30/2004
Mockingbird Elementary | 5100 S 93rd St | Ralston | NE | 68127-2472 | Douglas | NE34799 | Scrapped/Junked | 24885 | 1979 | RHEEM | CHWH - ASME/Fired Water Heater | BOILER ROOM | HWSD - Hot Water Dom/Potable | 6/30/2020
Mockingbird Elementary | 5100 S 93rd St | Ralston | NE | 68127-2472 | Douglas | NE43058 | Active | 8829 | 2022 | Fulton | FTUT - Firetube U-Tube Vert | Boiler Room | HWHT - Hot Water Heat | 2/28/2027
Mockingbird Elementary | 5100 S 93rd St | Ralston | NE | 68127-2472 | Douglas | NE43059 | Active | 8828 | 2022 | Fulton | FTUT - Firetube U-Tube Vert | Boiler Room | HWHT - Hot Water Heat | 2/28/2027
Edward "Babe" Gomez Elementary | 5101 S 17th St | Omaha | NE | 68107-3047 | Douglas | NE25907 | Active | 156206 | 2003 | Lochinvar | WT - Water Tube Boiler | Blrm | HWHT - Hot Water Heat | 12/31/2026
TKC Capitol Ave Apts | 5102 Capitol Ave | Omaha | NE | 68132-2870 | Douglas | NE04420 | Active | NA | 1988 | Peerless | CI - Cast Iron | Basement | STHT - Steam-Heat | 1/31/2027
Progressive Protein LLC | 5102 S 26th St | Omaha | NE | 68107-2731 | Douglas | NE17789 | Active | 14745 | 2008 | Hurst | FTSM - FTS Marine Dry Back | Boiler Room | PROC - Process Steam | 7/31/2026
Progressive Protein LLC | 5102 S 26th St | Omaha | NE | 68107-2731 | Douglas | NE27101 | Active | 18326 | 2016 | Superior Boiler Works | FT - Firetube Boiler | boiler room | PROC - Process Steam | 7/31/2026
Progressive Protein LLC | 5102 S 26th St | Omaha | NE | 68107-2731 | Douglas | NE27102 | Active | 18325 | 2016 | Superior Boiler Works | FT - Firetube Boiler | boiler room | PROC - Process Steam | 7/31/2026
GOLDS GYM | 5103 S 108th St | Omaha | NE | 68137-6313 | Douglas | NE21288 | Exempt 1999 LB-66 |  | 1995 | STATE INDUSTRIES | AHWH - ANSI/Fired Water Htr | MECH ROOM | HWSD - Hot Water Dom/Potable | 1/31/2000
GOLDS GYM | 5103 S 108th St | Omaha | NE | 68137-6313 | Douglas | NE21289 | Scrapped/Junked |  | 1988 | COMFORT ZONE | WT - Water Tube Boiler | MECH ROOM | SPAJ - Spa/Jacuzzi Heater | 5/31/2004
GOLDS GYM | 5103 S 108th St | Omaha | NE | 68137-6313 | Douglas | NE21290 | Exempt 1999 LB-66 |  | 1988 | COMFORT ZONE | WT - Water Tube Boiler | MECH ROOM | SPAJ - Spa/Jacuzzi Heater | 8/31/2001
CAMBRIDGE APARTMENTS | 5104 S 98th Plz | Omaha | NE | 68127-2225 | Douglas | NE21375 | Exempt 1999 LB-66 |  | 1996 | AO SMITH | AHWH - ANSI/Fired Water Htr |  | HWSD - Hot Water Dom/Potable | 8/31/1999
Monroe Middle School | 5105 Bedford Ave | Omaha | NE | 68104-3546 | Douglas | NE00560 | Scrapped/Junked | 163298 | 1999 | RAYPAK INC, CALIFORNIA | CPFT - Horiz Cpr Fin Boiler | POOL ROOM | HWSD - Hot Water Dom/Potable | 12/31/2007
Monroe Middle School | 5105 Bedford Ave | Omaha | NE | 68104-3546 | Douglas | NE00561 | Scrapped/Junked | 163299 | 1999 | RAYPAK INC, CALIFORNIA | CPFT - Horiz Cpr Fin Boiler | POOL ROOM | HWSD - Hot Water Dom/Potable | 12/31/2007
Monroe Middle School | 5105 Bedford Ave | Omaha | NE | 68104-3546 | Douglas | NE12609 | Scrapped/Junked | 272754 | 2007 | RAYP | CPPH - Ansi Cpr Fin Pool Heater | BASEMENT POOL RM | IPHT - Indoor Pool Heater | 12/31/2023
Monroe Middle School | 5105 Bedford Ave | Omaha | NE | 68104-3546 | Douglas | NE12610 | Scrapped/Junked | 272952 | 2007 | RAYP | CPPH - Ansi Cpr Fin Pool Heater | BASEMENT POOL RM | IPHT - Indoor Pool Heater | 12/31/2023
Monroe Middle School | 5105 Bedford Ave | Omaha | NE | 68104-3546 | Douglas | NE23187 | Active | 9194 | 1997 | ALES | FTVT - Firetube Vertical TB | BOILER ROOM | HWHT - Hot Water Heat | 12/31/2026
Monroe Middle School | 5105 Bedford Ave | Omaha | NE | 68104-3546 | Douglas | NE23188 | Active | 9187 | 1997 | ALES | FTVT - Firetube Vertical TB | BOILER ROOM | HWHT - Hot Water Heat | 12/31/2026
Monroe Middle School | 5105 Bedford Ave | Omaha | NE | 68104-3546 | Douglas | NE23189 | Active | 9195 | 1997 | ALES | FTVT - Firetube Vertical TB | BOILER ROOM | HWHT - Hot Water Heat | 12/31/2026
Monroe Middle School | 5105 Bedford Ave | Omaha | NE | 68104-3546 | Douglas | NE23190 | Active | 9193 | 1997 | ALES | FTVT - Firetube Vertical TB | BOILER ROOM | HWHT - Hot Water Heat | 12/31/2026
Monroe Middle School | 5105 Bedford Ave | Omaha | NE | 68104-3546 | Douglas | NE23191 | Active | 141291 | 1997 | RAYP | CPFT - Horiz Cpr Fin Boiler | BOILER ROOM | HWSD - Hot Water Dom/Potable | 12/31/2026
Monroe Middle School | 5105 Bedford Ave | Omaha | NE | 68104-3546 | Douglas | NE23192 | Active | 141292 | 1997 | RAYP | CPFT - Horiz Cpr Fin Boiler | BOILER ROOM | HWSD - Hot Water Dom/Potable | 12/31/2026
Monroe Middle School | 5105 Bedford Ave | Omaha | NE | 68104-3546 | Douglas | NE43219 | Active | 424380 | 2024 | Lochinvar | CPPH - Ansi Cpr Fin Pool Heater | BASEMENT POOL RM | IPHT - Indoor Pool Heater | 12/31/2026
Monroe Middle School | 5105 Bedford Ave | Omaha | NE | 68104-3546 | Douglas | NE43220 | Active | 424381 | 2024 | Lochinvar | CPPH - Ansi Cpr Fin Pool Heater | BASEMENT POOL RM | IPHT - Indoor Pool Heater | 12/31/2026
CAMBRIDGE APARTMENTS | 5105 S 97th Plz | Omaha | NE | 68127-2244 | Douglas | NE21373 | Exempt 1999 LB-66 |  | 1972 | RUUD | AHWH - ANSI/Fired Water Htr |  | HWSD - Hot Water Dom/Potable | 8/31/1999
FOUR SEASONS APARTMENTS | 5106 Grover St | Omaha | NE | 68106-3873 | Douglas | NE22973 | Exempt 1999 LB-66 |  | 1989 | RUUD | AHWH - ANSI/Fired Water Htr | BLDG # 5106 | HWSD - Hot Water Dom/Potable | 4/30/2000
FOUR SEASONS APARTMENTS | 5106 Grover St | Omaha | NE | 68106-3873 | Douglas | NE22974 | Exempt 1999 LB-66 |  | 1997 | RUUD | AHWH - ANSI/Fired Water Htr | BLDG # 5108 | HWSD - Hot Water Dom/Potable | 4/30/2000
FOUR SEASONS APARTMENTS | 5106 Grover St | Omaha | NE | 68106-3873 | Douglas | NE22975 | Exempt 1999 LB-66 |  | 1992 | STATE INDUSTRIES | AHWH - ANSI/Fired Water Htr | BLDG # 5110 | HWSD - Hot Water Dom/Potable | 4/30/2000
FOUR SEASONS APARTMENTS | 5106 Grover St | Omaha | NE | 68106-3873 | Douglas | NE22976 | Exempt 1999 LB-66 |  | 1997 | STATE INDUSTRIES | AHWH - ANSI/Fired Water Htr | BLDG # 5112 | HWSD - Hot Water Dom/Potable | 4/30/2000
FOUR SEASONS APARTMENTS | 5106 Grover St | Omaha | NE | 68106-3873 | Douglas | NE22977 | Exempt 1999 LB-66 |  | 1996 | AO SMITH | AHWH - ANSI/Fired Water Htr | BLDG# 5114 | HWSD - Hot Water Dom/Potable | 4/30/2000
FOUR SEASONS APARTMENTS | 5106 Grover St | Omaha | NE | 68106-3873 | Douglas | NE22978 | Exempt 1999 LB-66 |  | 1996 | AO SMITH | AHWH - ANSI/Fired Water Htr | BLDG# 5104 | HWSD - Hot Water Dom/Potable | 4/30/2000
FOUR SEASONS APARTMENTS | 5106 Grover St | Omaha | NE | 68106-3873 | Douglas | NE22979 | Exempt 1999 LB-66 |  | 1991 | AO SMITH | AHWH - ANSI/Fired Water Htr | BLDG# 5102 | HWSD - Hot Water Dom/Potable | 4/30/2000
FOUR SEASONS APARTMENTS | 5106 Grover St | Omaha | NE | 68106-3873 | Douglas | NE22980 | Exempt 1999 LB-66 |  | 1989 | RHEEM MANUFACTURING CO | AHWH - ANSI/Fired Water Htr | BLDG# 5066 | HWSD - Hot Water Dom/Potable | 4/30/2000
FOUR SEASONS APARTMENTS | 5106 Grover St | Omaha | NE | 68106-3873 | Douglas | NE22982 | Exempt 1999 LB-66 |  | 1988 | RUUD | AHWH - ANSI/Fired Water Htr | BLDG# 5062 | HWSD - Hot Water Dom/Potable | 4/30/2000
FOUR SEASONS APARTMENTS | 5106 Grover St | Omaha | NE | 68106-3873 | Douglas | NE22983 | Exempt 1999 LB-66 |  | 1987 | RUUD | AHWH - ANSI/Fired Water Htr | BLDG# 5060 | HWSD - Hot Water Dom/Potable | 4/30/2000
FOUR SEASONS APARTMENTS | 5106 Grover St | Omaha | NE | 68106-3873 | Douglas | NE22984 | Exempt 1999 LB-66 |  | 1996 | STATE INDUSTRIES | AHWH - ANSI/Fired Water Htr | BLDG# 5050 | HWSD - Hot Water Dom/Potable | 4/30/2000
FOUR SEASONS APARTMENTS | 5106 Grover St | Omaha | NE | 68106-3873 | Douglas | NE22985 | Exempt 1999 LB-66 |  | 1990 | RHEEM MANUFACTURING CO | AHWH - ANSI/Fired Water Htr | BLDG# 5052 | HWSD - Hot Water Dom/Potable | 4/30/2000
FOUR SEASONS APARTMENTS | 5106 Grover St | Omaha | NE | 68106-3873 | Douglas | NE22986 | Exempt 1999 LB-66 |  | 1989 | RHEEM MANUFACTURING CO | AHWH - ANSI/Fired Water Htr | BLDG# 5054 | HWSD - Hot Water Dom/Potable | 4/30/2000
FOUR SEASONS APARTMENTS | 5106 Grover St | Omaha | NE | 68106-3873 | Douglas | NE22987 | Exempt 1999 LB-66 |  | 1987 | RUUD | AHWH - ANSI/Fired Water Htr | BLDG# 5056 | HWSD - Hot Water Dom/Potable | 4/30/2000
FOUR SEASONS APARTMENTS | 5106 Grover St | Omaha | NE | 68106-3873 | Douglas | NE24767 | Exempt 1999 LB-66 |  | 1998 | RUUD | AHWH - ANSI/Fired Water Htr | BLDG# 5064 | HWSD - Hot Water Dom/Potable | 4/30/2000
WASH WORLD | 5106 S 108th St | Omaha | NE | 68137-2360 | Douglas | NE23131 | Scrapped/Junked | 17558 | 1992 | WEBEN JARCO | COBL - Coil Type Boiler | BOILER ROOM | HWSD - Hot Water Dom/Potable | 2/28/2005
WASH WORLD | 5106 S 108th St | Omaha | NE | 68137-2360 | Douglas | NE23132 | Scrapped/Junked | 17590 | 1992 | WEBEN JARCO | COBL - Coil Type Boiler | BOILER ROOM | HWSD - Hot Water Dom/Potable | 2/28/2005
CAMBRIDGE APARTMENTS | 5106 S 97th Plz | Omaha | NE | 68127-2247 | Douglas | NE21391 | Exempt 1999 LB-66 |  | 1993 | AO SMITH | AHWH - ANSI/Fired Water Htr |  | HWSD - Hot Water Dom/Potable | 8/31/1999
CAMBRIDGE APARTMENTS | 5107 S 98th Plz | Omaha | NE | 68127-2228 | Douglas | NE21377 | Exempt 1999 LB-66 |  | 1993 | AO SMITH | AHWH - ANSI/Fired Water Htr |  | HWSD - Hot Water Dom/Potable | 8/31/1999
ZAG Apartments | 5110 Mayberry St | Omaha | NE | 68106-1772 | Douglas | NE27197 | Active | 457792 | 2018 | Raypak | CPPH - Ansi Cpr Fin Pool Heater | pool area | OPHT - Outdoor Pool Heater | 6/30/2026
Robert Ackerman Elementary | 5110 S 156th St | Omaha | NE | 68135-1008 | Douglas | NE17792 | Active | 44967 | 2006 | Aerco | FT - Firetube Boiler | Boiler Room | HWHT - Hot Water Heat | 8/31/2026
Robert Ackerman Elementary | 5110 S 156th St | Omaha | NE | 68135-1008 | Douglas | NE17793 | Active | 44968 | 2006 | Aerco | FT - Firetube Boiler | Boiler Room | HWHT - Hot Water Heat | 8/31/2026
SouthView Heights Inc | 5110 S 49th St | Omaha | NE | 68117-2159 | Douglas | NE07845 | Active | 7919 | 1987 | WEBJ | COBL - Coil Type Boiler | BASEMENT BLR ROOM | HWSD - Hot Water Dom/Potable | 3/31/2027
City of Omaha-Milton Abraham Library | 5111 N 90th St | Omaha | NE | 68134-2829 | Douglas | NE42801 | Active | 19515 | 2021 | RIELLO | WTSS - Watertube SS Steel | Mechanical room | HWHT - Hot Water Heat | 9/30/2026
City of Omaha-Milton Abraham Library | 5111 N 90th St | Omaha | NE | 68134-2829 | Douglas | NE42802 | Active | 19454 | 2021 | RIELLO | WTSS - Watertube SS Steel | Mechanical room | HWHT - Hot Water Heat | 9/30/2026
City of Omaha-Milton Abraham Library | 5111 N 90th St | Omaha | NE | 68134-2829 | Douglas | NE42803 | Active | 19506 | 2021 | RIELLO | WTSS - Watertube SS Steel | Mechanical room | HWHT - Hot Water Heat | 9/30/2026
CAMBRIDGE APARTMENTS | 5112 S 97th Plz | Omaha | NE | 68127-2248 | Douglas | NE21390 | Exempt 1999 LB-66 |  | 1993 | AO SMITH | AHWH - ANSI/Fired Water Htr |  | HWSD - Hot Water Dom/Potable | 8/31/1999
Stone Creek Villas | 5113 N 158th Ave | Omaha | NE | 68116-8825 | Douglas | NE02370 | Active | 219232 | 2004 | Raypak | CPFH - Copper Fin Water Heater | CLUBHOSE MECH ROOM | OPHT - Outdoor Pool Heater | 5/31/2026
Stone Creek Villas | 5113 N 158th Ave | Omaha | NE | 68116-8825 | Douglas | NE02371 | Scrapped/Junked | 221857 | 2004 | Raypak | CPFH - Copper Fin Water Heater | CLUBHOUSE MECH ROOM | SPAJ - Spa/Jacuzzi Heater | 5/31/2019
Stone Creek Villas | 5113 N 158th Ave | Omaha | NE | 68116-8825 | Douglas | NE43512 | Active | 558146 | 2023 | Raypak | CPPH - Ansi Cpr Fin Pool Heater | Clubhouse Mech Room | OPHT - Outdoor Pool Heater | 5/31/2026
CAMBRIDGE APARTMENTS | 5113 S 97th Plz | Omaha | NE | 68127-2246 | Douglas | NE21374 | Exempt 1999 LB-66 |  | 1996 | AO SMITH | AHWH - ANSI/Fired Water Htr |  | HWSD - Hot Water Dom/Potable | 8/31/1999
CAMBRIDGE APARTMENTS | 5113 S 98th Plz | Omaha | NE | 68127-2229 | Douglas | NE21378 | Exempt 1999 LB-66 |  | 1998 | BRADFORD-WHITE | AHWH - ANSI/Fired Water Htr |  | HWSD - Hot Water Dom/Potable | 8/31/1999
CAMBRIDGE APARTMENTS | 5114 S 98th Plz | Omaha | NE | 68127-2220 | Douglas | NE21376 | Exempt 1999 LB-66 |  | 1998 | BRADFORD-WHITE | AHWH - ANSI/Fired Water Htr |  | HWSD - Hot Water Dom/Potable | 8/31/1999
Arbor View Elementary | 5115 N 208th St | Elkhorn | NE | 68022-5270 | Douglas | NE26394 | Active | 196549 | 2014 | AO SMITH | COND - Condenser | kitchen | HWDP - Hotwater Heat & Dom Supply | 7/31/2027
CAMBRIDGE APARTMENTS | 5117 S 98th Plz | Omaha | NE | 68127-2227 | Douglas | NE21379 | Exempt 1999 LB-66 |  | 1992 | RUUD | AHWH - ANSI/Fired Water Htr |  | HWSD - Hot Water Dom/Potable | 8/31/1999
CAMBRIDGE APARTMENTS | 5118 S 97th Plz | Omaha | NE | 68127-2219 | Douglas | NE21389 | Exempt 1999 LB-66 |  | 1993 | AO SMITH | AHWH - ANSI/Fired Water Htr |  | HWSD - Hot Water Dom/Potable | 8/31/1999
Benson High School | 5120 Maple St | Omaha | NE | 68104-3555 | Douglas | NE05082 | Scrapped/Junked | 73957 | 1995 | CLEVELAND RANGE | FT - Firetube Boiler | KITCHEN | 0021 - Steam Supp Cooker/Kettle | 6/30/1999
Benson High School | 5120 Maple St | Omaha | NE | 68104-3555 | Douglas | NE28551 | Active | 339513 | 2019 | Lochinvar | WT - Water Tube Boiler | boiler room | HWHT - Hot Water Heat | 12/31/2026
Benson High School | 5120 Maple St | Omaha | NE | 68104-3555 | Douglas | NE28552 | Active | 339514 | 2019 | Lochinvar | WT - Water Tube Boiler | boiler room | HWHT - Hot Water Heat | 12/31/2026
Benson High School | 5120 Maple St | Omaha | NE | 68104-3555 | Douglas | NE28553 | Active | 339797 | 2019 | Lochinvar | WT - Water Tube Boiler | boiler room | HWHT - Hot Water Heat | 12/31/2026
Benson High School | 5120 Maple St | Omaha | NE | 68104-3555 | Douglas | NE28554 | Active | 339794 | 2019 | Lochinvar | WT - Water Tube Boiler | boiler room | HWHT - Hot Water Heat | 12/31/2026
Benson High School | 5120 Maple St | Omaha | NE | 68104-3555 | Douglas | NE28555 | Active | 339516 | 2019 | Lochinvar | WT - Water Tube Boiler | boiler room | HWHT - Hot Water Heat | 12/31/2026
Benson High School | 5120 Maple St | Omaha | NE | 68104-3555 | Douglas | NE28556 | Active | 336805 | 2019 | Lochinvar | WT - Water Tube Boiler | boiler room | HTEX - Heat Exchanger | 12/31/2026
Benson High School | 5120 Maple St | Omaha | NE | 68104-3555 | Douglas | NE28557 | Active | 20270 | 2019 | Aldrich | FTHT - Firetube Horizontal | kitchen | STMK - Cooking Steam Kettle | 12/31/2026
Benson High School | 5120 Maple St | Omaha | NE | 68104-3555 | Douglas | NE31238 | Scrapped/Junked | 27535 | 1976 | Kewanee | FTFB - Firetube-Firebox Boiler | BOILER ROOM | STHT - Steam-Heat | 12/31/2019
Benson High School | 5120 Maple St | Omaha | NE | 68104-3555 | Douglas | NE31239 | Scrapped/Junked | n/a | 1976 | Kewanee | FTSM - FTS Marine Dry Back | BOILER ROOM | STHT - Steam-Heat | 12/31/2019
Benson High School | 5120 Maple St | Omaha | NE | 68104-3555 | Douglas | NE31240 | Scrapped/Junked | n/a | 1976 | Kewanee | FTSM - FTS Marine Dry Back | BOILER ROOM | STHT - Steam-Heat | 12/31/2019
CAMBRIDGE APARTMENTS | 5124 S 97th Plz | Omaha | NE | 68127-2251 | Douglas | NE21388 | Exempt 1999 LB-66 |  | 1988 | STATE INDUSTRIES | AHWH - ANSI/Fired Water Htr |  | HWSD - Hot Water Dom/Potable | 8/31/1999
CAMBRIDGE APARTMENTS | 5127 S 98th Plz | Omaha | NE | 68127-2232 | Douglas | NE21380 | Exempt 1999 LB-66 |  | 1996 | AO SMITH | AHWH - ANSI/Fired Water Htr |  | HWSD - Hot Water Dom/Potable | 8/31/1999
SALON NOUVEAU | 5130 S 20th St | Omaha | NE | 68107-2929 | Douglas | NE06134 | Inactive |  | 1988 | PEERLESS HEATER COMPANY |  | BASEMENT | HWHT - Hot Water Heat | 5/31/2007
CAMBRIDGE APARTMENTS | 5130 S 97th Plz | Omaha | NE | 68127-2221 | Douglas | NE21387 | Exempt 1999 LB-66 |  | 1993 | AO SMITH | AHWH - ANSI/Fired Water Htr |  | HWSD - Hot Water Dom/Potable | 8/31/1999
SIZZLER FAMILY RESTAURANT | 5132 L St | Omaha | NE | 68117-1330 | Douglas | NE12993 | Exempt 1999 LB-66 |  | 1996 | AO SMITH | AHWH - ANSI/Fired Water Htr |  | HWHT - Hot Water Heat | 6/30/2000
CAMBRIDGE APARTMENTS | 5132 S 98th Plz | Omaha | NE | 68127-2233 | Douglas | NE21383 | Exempt 1999 LB-66 |  | 1998 | AO SMITH | AHWH - ANSI/Fired Water Htr |  | HWSD - Hot Water Dom/Potable | 8/31/1999
CAMBRIDGE APARTMENTS | 5136 S 97th Plz | Omaha | NE | 68127-2222 | Douglas | NE21386 | Exempt 1999 LB-66 |  | 1993 | BRADFORD-WHITE | AHWH - ANSI/Fired Water Htr |  | HWSD - Hot Water Dom/Potable | 8/31/1999
Upstream Brewing Co | 514 S 11th St | Omaha | NE | 68102-2808 | Douglas | NE06157 | Scrapped/Junked | C06792 | 2005 | A. O. Smith | CPFT - Horiz Cpr Fin Boiler | Basement | HWSD - Hot Water Dom/Potable | 1/31/2014
Upstream Brewing Co | 514 S 11th St | Omaha | NE | 68102-2808 | Douglas | NE21681 | Exempt 1999 LB-66 |  | 1996 | STATE INDUSTRIES | AHWH - ANSI/Fired Water Htr | EQUIP ROOM | HWSD - Hot Water Dom/Potable | 9/30/1999
Upstream Brewing Co | 514 S 11th St | Omaha | NE | 68102-2808 | Douglas | NE21682 | Active | NA | 1995 | Peerless | CI - Cast Iron | Basement Boiler Room | PROC - Process Steam | 1/31/2025
CAMBRIDGE APARTMENTS | 5141 S 98th Plz | Omaha | NE | 68127-2216 | Douglas | NE21381 | Exempt 1999 LB-66 |  | 1998 | BRADFORD-WHITE | AHWH - ANSI/Fired Water Htr |  | HWSD - Hot Water Dom/Potable | 8/31/1999
CAMBRIDGE APARTMENTS | 5142 S 97th Plz | Omaha | NE | 68127-2223 | Douglas | NE21385 | Exempt 1999 LB-66 |  | 1994 | AO SMITH | AHWH - ANSI/Fired Water Htr |  | HWSD - Hot Water Dom/Potable | 8/31/1999
CAMBRIDGE APARTMENTS | 5149 S 98th Plz | Omaha | NE | 68127-2235 | Douglas | NE21382 | Exempt 1999 LB-66 |  | 1998 | BRADFORD | AHWH - ANSI/Fired Water Htr |  | HWSD - Hot Water Dom/Potable | 8/31/1999
Mid-City Jewelry & Loan | 515 S 15th St | Omaha | NE | 68102-2701 | Douglas | NE04816 | Active | n/a | 1965 | Crane | CI - Cast Iron | BOILER ROOM | HWHT - Hot Water Heat | 3/31/2027
Mid-City Jewelry & Loan | 515 S 15th St | Omaha | NE | 68102-2701 | Douglas | NE04817 | Inactive |  | 1955 | HERBERT | FHRT - FT Horiz Return Tube | BOILER ROOM | STHT - Steam-Heat | 3/31/2008
Lutheran Home Foundation | 515 S 26th St | Omaha | NE | 68105-4101 | Douglas | NE13693 | Out of Service | 21206 | 1970 | Cleaver Brooks | WT - Water Tube Boiler | BOILER ROOM | BSUP - Bldg Heat & Process | 9/30/2012
Lutheran Home Foundation | 515 S 26th St | Omaha | NE | 68105-4101 | Douglas | NE13694 | Out of Service | 21207 | 1970 | Cleaver Brooks | WT - Water Tube Boiler | BOILER ROOM | BSUP - Bldg Heat & Process | 9/30/2012
Apartment Building | 515 S 31st St | Omaha | NE | 68105-1482 | Douglas | NE37184 | Scrapped/Junked |  | 1984 | PEER | CI - Cast Iron | BOILER ROOM | STHT - Steam-Heat | 3/31/2007
River of Life Lutheran Church | 5151 NW Radial Hwy | Omaha | NE | 68104-4361 | Douglas | NE12854 | Scrapped/Junked | n/a | 1949 | Kewanee | FTFB - Firetube-Firebox Boiler | BOILER ROOM | HWHT - Hot Water Heat | 10/31/2017
River of Life Lutheran Church | 5151 NW Radial Hwy | Omaha | NE | 68104-4361 | Douglas | NE12855 | Scrapped/Junked | 9999 | 1956 | Crane | CI - Cast Iron | BOILER ROOM | HWHT - Hot Water Heat | 10/31/2019
River of Life Lutheran Church | 5151 NW Radial Hwy | Omaha | NE | 68104-4361 | Douglas | NE21668 | Exempt 1999 LB-66 |  | 1973 | RUUD | AHWH - ANSI/Fired Water Htr | BOILER ROOM | HWSD - Hot Water Dom/Potable | 8/31/2000
River of Life Lutheran Church | 5151 NW Radial Hwy | Omaha | NE | 68104-4361 | Douglas | NE27132 | Active | 257940 | 2017 | Lochinvar | COND - Condenser | basement | HWHT - Hot Water Heat | 10/31/2026
River of Life Lutheran Church | 5151 NW Radial Hwy | Omaha | NE | 68104-4361 | Douglas | NE27133 | Active | 257935 | 2017 | Lochinvar | COND - Condenser | basement | HWHT - Hot Water Heat | 10/31/2026
River of Life Lutheran Church | 5151 NW Radial Hwy | Omaha | NE | 68104-4361 | Douglas | NE28537 | Active | 4442826 | 2018 | Lochinvar | WT - Water Tube Boiler | boiler room | HWHT - Hot Water Heat | 10/31/2026
River of Life Lutheran Church | 5151 NW Radial Hwy | Omaha | NE | 68104-4361 | Douglas | NE28538 | Active | 461935 | 2019 | Lochinvar | WT - Water Tube Boiler | boiler room | HWHT - Hot Water Heat | 10/31/2026
Agave Azteca | 5170 S 72nd St Ste 106 | Ralston | NE | 68127-4150 | Douglas | NE12219 | Scrapped/Junked | 125056 | 2008 | AOSM | CHWH - ASME/Fired Water Heater | KITCHEN | HWSD - Hot Water Dom/Potable | 12/31/2017
Montessori Educational Centers | 518 S 38th St | Omaha | NE | 68105-1121 | Douglas | NE09690 | Scrapped/Junked | N/A | 2002 | Peerless | CI - Cast Iron | BOILER ROOM | STHT - Steam-Heat | 3/31/2023
UN MEDICAL CENTER | 518 S 38th St | Omaha | NE | 68105-1121 | Douglas | NE25062 | Scrapped/Junked |  | 1985 | PEERLESS HEATER COMPANY |  | BOILER ROOM | STHT - Steam-Heat | 11/30/2002
Monticello Apartments | 520 S 31st St | Omaha | NE | 68105-1480 | Douglas | NE20621 | Exempt 1999 LB-66 |  | 1996 | BRADFORD-WHITE | AHWH - ANSI/Fired Water Htr |  | HWSD - Hot Water Dom/Potable | 12/31/1999
Monticello Apartments | 520 S 31st St | Omaha | NE | 68105-1480 | Douglas | NE26649 | Active | n/a | 2012 | Weil-McLain | CI - Cast Iron | boiler room | STHT - Steam-Heat | 2/28/2019
Monticello Apartments | 520 S 31st St | Omaha | NE | 68105-1480 | Douglas | NE32938 | Inactive | N/A | 1984 | Peerless | CI - Cast Iron | BASEMENT | STHT - Steam-Heat | 3/31/2017
Lara Grocery | 5202 S 20th St | Omaha | NE | 68107-2951 | Douglas | NE06156 | Out of Service | n/a | 1978 | BDP/Dunkirk | CI - Cast Iron | BASEMENT | HWHT - Hot Water Heat | 3/31/2011
Holy Ghost New School | 5203 Q St | Omaha | NE | 68117-1816 | Douglas | NE06456 | Active | 13426 | 2004 | ALES | FTVT - Firetube Vertical TB | BASEMENT | HWHT - Hot Water Heat | 8/31/2026
Holy Ghost New School | 5203 Q St | Omaha | NE | 68117-1816 | Douglas | NE06457 | Active | 13427 | 2004 | ALES | FTVT - Firetube Vertical TB | BASEMENT | HWHT - Hot Water Heat | 8/31/2026
HOLY GHOST OLD SCHOOL | 5210 S 52ND ST | OMAHA | NE | 68117 | Douglas | NE34323 | Scrapped/Junked |  | 1984 | PEERLESS HEATER COMPANY |  | BOILER ROOM | STHT - Steam-Heat | 8/31/2006
HOLY GHOST OLD SCHOOL | 5210 S 52ND ST | OMAHA | NE | 68117 | Douglas | NE34324 | Scrapped/Junked |  | 1984 | PEERLESS HEATER COMPANY |  | BOILER ROOM | STHT - Steam-Heat | 8/31/2006
Max I Walkers | 5213 Leavenworth St | Omaha | NE | 68106-1345 | Douglas | NE02980 | Scrapped/Junked | 1072 | 1981 | Williams & Davis | FTNF - Firetube Flueless | BOILER ROOM | PROC - Process Steam | 5/31/2021
Max I Walkers | 5213 Leavenworth St | Omaha | NE | 68106-1345 | Douglas | NE03322 | Scrapped/Junked | 1162 | 1982 | Williams & Davis | FTNF - Firetube Flueless | BASEMENT | PROC - Process Steam | 5/31/2015
Max I Walkers | 5213 Leavenworth St | Omaha | NE | 68106-1345 | Douglas | NE20659 | Exempt 1999 LB-66 |  | 1980 | Ruud-Rheem | AHWH - ANSI/Fired Water Htr |  | HWSD - Hot Water Dom/Potable | 5/31/2000
The Church of Jesus Christ - Omaha FM - Benson, Fl | 5217 N. 54Th Street | Omaha | NE | 68104-1705 | Douglas | NE18967 | Exempt 1999 LB-66 |  | 1973 | Ruud-Rheem | FT - Firetube Boiler | Mechanical Room | HWDP - Hotwater Heat & Dom Supply | 11/30/1999
building demolished | 5219 S 53rd St | Omaha | NE | 68117-2301 | Douglas | NE07339 | Inactive | 22325 | 2005 | Peerless | WT - Water Tube Boiler | BASEMENT | HWHT - Hot Water Heat | 8/31/2015
building demolished | 5219 S 53rd St | Omaha | NE | 68117-2301 | Douglas | NE20327 | Exempt 1999 LB-66 |  | 1989 | RHEEM MANUFACTURING CO | AHWH - ANSI/Fired Water Htr |  | HWSD - Hot Water Dom/Potable | 8/31/1999
building demolished | 5219 S 53rd St | Omaha | NE | 68117-2301 | Douglas | NE37626 | Scrapped/Junked |  | 1950 | NATIONAL RADIATOR | FT - Firetube Boiler | BOILER ROOM | HWHT - Hot Water Heat | 8/31/2004
HOLY GHOST SCHOOL | 5220 S 52nd St | Omaha | NE | 68117-2499 | Douglas | NE20326 | Exempt 1999 LB-66 |  | 1989 | AO SMITH | AHWH - ANSI/Fired Water Htr |  | HWSD - Hot Water Dom/Potable | 8/31/1999
HOLY GHOST SCHOOL | 5220 S 52nd St | Omaha | NE | 68117-2499 | Douglas | NE32647 | Scrapped/Junked | 6905 | 1964 | CONTINENTAL | FTSM - FTS Marine Dry Back | BOILER ROOM | HWHT - Hot Water Heat | 8/31/2004
LOUIS ALBERT & SON | 5222 N 16th St | Omaha | NE | 68110-1335 | Douglas | NE02977 | Inactive | 3038 | 1983 | INDUSTRIAL | FT - Firetube Boiler | BOILER ROOM | PROC - Process Steam | 2/28/2002
LOUIS ALBERT & SON | 5222 N 16th St | Omaha | NE | 68110-1335 | Douglas | NE16944 | Inactive | 70424 | 1994 | FULTON BOILERWORKS | FT - Firetube Boiler | BOILER ROOM | PROC - Process Steam | 2/28/2002
Phillips Edison and Company "Baker's Supermarket" | 5222 S 136th St | Omaha | NE | 68137-3037 | Douglas | NE05644 | Exempt 1999 LB-66 |  | 1988 | RUUD | AHWH - ANSI/Fired Water Htr |  | HWSD - Hot Water Dom/Potable | 1/31/2000
Holy Ghost Church | 5223 Q St | Omaha | NE | 68117-1816 | Douglas | NE06458 | Active | 13424 | 2004 | ALES | FTVT - Firetube Vertical TB | BASEMENT | HWHT - Hot Water Heat | 8/31/2026
TEMPLO CANAAN A/D | 5223 S 20th St | Omaha | NE | 68107-2952 | Douglas | NE37660 | Scrapped/Junked |  | 1983 | BRYANT-DUNKIRK |  | BOILER ROOM | STHT - Steam-Heat | 3/31/2007
U Wash It Carwash | 5229 S 96th St | Omaha | NE | 68127-3317 | Douglas | NE00718 | Scrapped/Junked | n/a | 1982 | Peerless | CI - Cast Iron | BOILER ROOM | HWHF - Hot Water Heat-Floor | 10/31/2020
U Wash It Carwash | 5229 S 96th St | Omaha | NE | 68127-3317 | Douglas | NE00719 | Scrapped/Junked | n/a | 1983 | Peerless | CI - Cast Iron | BOILER ROOM | HWHF - Hot Water Heat-Floor | 10/31/2015
Creighton/Labaj Bldg | 523 N 20th St | Omaha | NE | 68178-0027 | Douglas | NE05582 | Exempt 1999 LB-66 |  | 1982 | RHEEM MANUFACTURING CO | AHWH - ANSI/Fired Water Htr |  | HWSD - Hot Water Dom/Potable | 10/31/1998
Creighton/Labaj Bldg | 523 N 20th St | Omaha | NE | 68178-0027 | Douglas | NE17004 | Scrapped/Junked | n/a | 1952 | Kewanee | FTFB - Firetube-Firebox Boiler | BOILER ROOM | HWHT - Hot Water Heat | 4/30/2015
Creighton/Labaj Bldg | 523 N 20th St | Omaha | NE | 68178-0027 | Douglas | NE25938 | Active | 51266 | 2013 | PVI Industries | FTVT - Firetube Vertical TB | Boiler Room | HWHT - Hot Water Heat | 4/30/2026
Creighton/Labaj Bldg | 523 N 20th St | Omaha | NE | 68178-0027 | Douglas | NE25939 | Active | 51437 | 2014 | PVI Industries | FTVT - Firetube Vertical TB | Boiler Room | HWHT - Hot Water Heat | 4/30/2026
Apartment Building | 524 S 36th St | Omaha | NE | 68105-1254 | Douglas | NE17243 | Out of Service | n/a | 1960 | Crane | CI - Cast Iron | BASEMENT | HWHT - Hot Water Heat | 2/28/2017
Apartment Building | 524 S 36th St | Omaha | NE | 68105-1254 | Douglas | NE27147 | Active | 8770 | 2017 | CAMUS | WT - Water Tube Boiler | Laundry area | HWHT - Hot Water Heat | 11/30/2026
GARY QUILLEN | 5265 Clay St | Omaha | NE | 68152-1861 | Douglas | NE30508 | Inactive |  | 1969 | HARRY HASS | FT - Firetube Boiler | PORTABLE | 0024 - Antique Steam Tractor | 12/31/1996
Bealer Apartments | 528 S 29th St | Omaha | NE | 68105-1503 | Douglas | NE04356 | Scrapped/Junked |  | 1928 | AMERICAN RADIATOR |  | BOILER ROOM | STHT - Steam-Heat | 2/28/2007
Bealer Apartments | 528 S 29th St | Omaha | NE | 68105-1503 | Douglas | NE12583 | Scrapped/Junked | N/A | 2004 | Peerless | CI - Cast Iron | BASEMENT | STHT - Steam-Heat | 5/31/2014
Bealer Apartments | 528 S 29th St | Omaha | NE | 68105-1503 | Douglas | NE24718 | Exempt 1999 LB-66 |  | 1998 | BRADFORD-WHITE | AHWH - ANSI/Fired Water Htr |  | HWSD - Hot Water Dom/Potable | 12/31/1999
Lutheran Home | 530 S 26th St | Omaha | NE | 68105-4102 | Douglas | NE25767 | Scrapped/Junked | 330150 | 2014 | Giannoni France | COND - Condenser | Mechanical room | HWHT - Hot Water Heat | 12/31/2018
Lutheran Home | 530 S 26th St | Omaha | NE | 68105-4102 | Douglas | NE25768 | Scrapped/Junked | 330136 | 2014 | Giannoni France | COND - Condenser | Mechanical room | HWHT - Hot Water Heat | 12/31/2018
Lutheran Home | 530 S 26th St | Omaha | NE | 68105-4102 | Douglas | NE25769 | Scrapped/Junked | 272710 | 2014 | AO SMITH | CPFH - Copper Fin Water Heater | Mechanical room | HWDP - Hotwater Heat & Dom Supply | 12/31/2018
Lutheran Home | 530 S 26th St | Omaha | NE | 68105-4102 | Douglas | NE25770 | Scrapped/Junked | 274245 | 2014 | AO SMITH | CPFH - Copper Fin Water Heater | Mechanical room | HWDP - Hotwater Heat & Dom Supply | 12/31/2018
Horizon High School | 5300 George B Lake Pkwy | Omaha | NE | 68022-6483 | Douglas | NE16026 | Active | 18567 | 2009 | Precision | ELBL - Electric Boiler | Mech room | HWHT - Hot Water Heat | 8/31/2026
Metro Community College | 5300 N 30th St | Omaha | NE | 68111-1610 | Douglas | NE00011 | Active | 86679 | 2004 | AO SMITH | CHWH - ASME/Fired Water Heater | Bldg 10, Penthouse | HWSD - Hot Water Dom/Potable | 9/30/2026
Metro Community College | 5300 N 30th St | Omaha | NE | 68111-1610 | Douglas | NE00012 | Scrapped/Junked | 14214 | 2005 | Aldrich/L.E.S. | FTVT - Firetube Vertical TB | Bldg 17 | HWHT - Hot Water Heat | 9/30/2025
Metro Community College | 5300 N 30th St | Omaha | NE | 68111-1610 | Douglas | NE00013 | Scrapped/Junked | NA | 2009 | Burnham | CI - Cast Iron | Bldg 14S Bsmt | BSUP - Bldg Heat & Process | 9/30/2021
Metro Community College | 5300 N 30th St | Omaha | NE | 68111-1610 | Douglas | NE00014 | Inactive | NA | 1990 | Peerless | CI - Cast Iron | Bldg 15N Bsmt | BSUP - Bldg Heat & Process | 9/30/2011
Metro Community College | 5300 N 30th St | Omaha | NE | 68111-1610 | Douglas | NE00015 | Scrapped/Junked | NA | 1988 | Peerless | CI - Cast Iron | Bldg 15S Bsmt | BSUP - Bldg Heat & Process | 9/30/2017
Metro Community College | 5300 N 30th St | Omaha | NE | 68111-1610 | Douglas | NE00016 | Scrapped/Junked | NA | 1992 | Peerless | CI - Cast Iron | Bldg 11A Bsmt | BSUP - Bldg Heat & Process | 9/30/2017
Metro Community College | 5300 N 30th St | Omaha | NE | 68111-1610 | Douglas | NE12003 | Scrapped/Junked | NA | 2003 | Burnham America | CI - Cast Iron | Bldg 7 | STHT - Steam-Heat | 9/30/2021
Metro Community College | 5300 N 30th St | Omaha | NE | 68111-1610 | Douglas | NE13813 | Active | N/A | 2005 | Burnham | CI - Cast Iron | Bldg 3 | BSUP - Bldg Heat & Process | 9/30/2026
Metro Community College | 5300 N 30th St | Omaha | NE | 68111-1610 | Douglas | NE13814 | Active | N/A | 2005 | Burnham | CI - Cast Iron | Bldg 11A NORTH Bsmt | BSUP - Bldg Heat & Process | 9/30/2026
Metro Community College | 5300 N 30th St | Omaha | NE | 68111-1610 | Douglas | NE13815 | Active | N/A | 2005 | BURNHAM COMM/INDUST | CI - Cast Iron | BLDG 12N, Basement | STHT - Steam-Heat | 9/30/2026
Metro Community College | 5300 N 30th St | Omaha | NE | 68111-1610 | Douglas | NE13816 | Active | N/A | 2005 | BURNHAM COMM/INDUST | CI - Cast Iron | Bldg 18, Basement | STHT - Steam-Heat | 9/30/2026
Metro Community College | 5300 N 30th St | Omaha | NE | 68111-1610 | Douglas | NE14558 | Active | 000 | 1987 | Peerless | CI - Cast Iron | Bldg 1 | HWHT - Hot Water Heat | 9/30/2026
Metro Community College | 5300 N 30th St | Omaha | NE | 68111-1610 | Douglas | NE14559 | Scrapped/Junked |  | 1987 | PEERLESS HEATER COMPANY |  | BLDG 7 BOILER ROOM | STHT - Steam-Heat | 9/30/2003
Metro Community College | 5300 N 30th St | Omaha | NE | 68111-1610 | Douglas | NE14863 | Active | 125325 | 2008 | PVI Industries | CHWH - ASME/Fired Water Heater | Bldg 22 Mech Room | HWDP - Hotwater Heat & Dom Supply | 9/30/2026
Metro Community College | 5300 N 30th St | Omaha | NE | 68111-1610 | Douglas | NE14864 | Active | 125324 | 2008 | PVI Industries | CHWH - ASME/Fired Water Heater | Bldg 22 Mech Room | HWDP - Hotwater Heat & Dom Supply | 9/30/2026
Metro Community College | 5300 N 30th St | Omaha | NE | 68111-1610 | Douglas | NE14865 | Scrapped/Junked | 125116 | 2008 | PVI Industries | FTVT - Firetube Vertical TB | Bldg 22 Mech Room | HWHT - Hot Water Heat | 9/30/2011
Metro Community College | 5300 N 30th St | Omaha | NE | 68111-1610 | Douglas | NE14866 | Scrapped/Junked | 125114 | 2008 | PVI Industries | FTVT - Firetube Vertical TB | bldg 22 Mech Room | HWHT - Hot Water Heat | 9/30/2011
Metro Community College | 5300 N 30th St | Omaha | NE | 68111-1610 | Douglas | NE14867 | Scrapped/Junked | 125327 | 2008 | PVI Industries | CHWH - ASME/Fired Water Heater | Bldg 22 Mech Room | HWDP - Hotwater Heat & Dom Supply | 9/30/2021
Metro Community College | 5300 N 30th St | Omaha | NE | 68111-1610 | Douglas | NE14868 | Scrapped/Junked | 125326 | 2008 | PVI Industries | CHWH - ASME/Fired Water Heater | Bldg 22 Mech Room | HWDP - Hotwater Heat & Dom Supply | 9/30/2015
Metro Community College | 5300 N 30th St | Omaha | NE | 68111-1610 | Douglas | NE15213 | Scrapped/Junked | 21897 | 1987 | AO SMITH | CHWH - ASME/Fired Water Heater | BLDG 10 BOILER ROOM | HWSD - Hot Water Dom/Potable | 9/30/2005
Metro Community College | 5300 N 30th St | Omaha | NE | 68111-1610 | Douglas | NE16957 | Scrapped/Junked | 8056 | 1994 | Aldrich/L.E.S. | FTFB - Firetube-Firebox Boiler | Bldg 5 Boiler room | STHT - Steam-Heat | 9/30/2022
Metro Community College | 5300 N 30th St | Omaha | NE | 68111-1610 | Douglas | NE17776 | Scrapped/Junked | 17774 | 2009 | Les Inc/Aldrich Co | FTVT - Firetube Vertical TB | Equip. Rm. Bldg 21 | HWHT - Hot Water Heat | 9/30/2022
Metro Community College | 5300 N 30th St | Omaha | NE | 68111-1610 | Douglas | NE17777 | Scrapped/Junked | 17777 | 2009 | Les Inc/Aldrich Co | FTVT - Firetube Vertical TB | Equip. Rm. Bldg 21 | HWHT - Hot Water Heat | 9/30/2022
Metro Community College | 5300 N 30th St | Omaha | NE | 68111-1610 | Douglas | NE18862 | Active | NA | 2010 | Burnham | CI - Cast Iron | Building 19B | STHT - Steam-Heat | 9/30/2026
Metro Community College | 5300 N 30th St | Omaha | NE | 68111-1610 | Douglas | NE18863 | Active | n/a | 2008 | Peerless | CI - Cast Iron | Bldg 15N basement | STHT - Steam-Heat | 9/30/2026
Metro Community College | 5300 N 30th St | Omaha | NE | 68111-1610 | Douglas | NE18886 | Scrapped/Junked | 125115 | 2008 | P.V.I. | FTVT - Firetube Vertical TB | Mech Room - Bldg 22 | HWHT - Hot Water Heat | 9/30/2010
Metro Community College | 5300 N 30th St | Omaha | NE | 68111-1610 | Douglas | NE18913 | Scrapped/Junked | 8176 | 1994 | ALDRICH | FTFB - Firetube-Firebox Boiler | BLDG 23B BOILER ROOM | STHT - Steam-Heat | 9/30/2008
Metro Community College | 5300 N 30th St | Omaha | NE | 68111-1610 | Douglas | NE20051 | Exempt 1999 LB-66 |  | 1983 | AO SMITH | AHWH - ANSI/Fired Water Htr |  | HWSD - Hot Water Dom/Potable | 9/30/1999
Metro Community College | 5300 N 30th St | Omaha | NE | 68111-1610 | Douglas | NE20052 | Exempt 1999 LB-66 |  | 1983 | AO SMITH | AHWH - ANSI/Fired Water Htr |  | HWSD - Hot Water Dom/Potable | 9/30/1999
Metro Community College | 5300 N 30th St | Omaha | NE | 68111-1610 | Douglas | NE20053 | Exempt 1999 LB-66 |  | 1996 | STATE INDUSTRIES | AHWH - ANSI/Fired Water Htr |  | HWSD - Hot Water Dom/Potable | 9/30/1999
Metro Community College | 5300 N 30th St | Omaha | NE | 68111-1610 | Douglas | NE20742 | Active | 132474 | 2011 | PVI Industries | FTVT - Firetube Vertical TB | Bldg 22 | HWHT - Hot Water Heat | 9/30/2026
Metro Community College | 5300 N 30th St | Omaha | NE | 68111-1610 | Douglas | NE20743 | Active | 132475 | 2011 | PVI Industries | FTVT - Firetube Vertical TB | Bldg 22 | HWHT - Hot Water Heat | 9/30/2026
Metro Community College | 5300 N 30th St | Omaha | NE | 68111-1610 | Douglas | NE20744 | Active | 132475 | 2011 | PVI Industries | FTVT - Firetube Vertical TB | Bldg 22 | HWHT - Hot Water Heat | 9/30/2026
Metro Community College | 5300 N 30th St | Omaha | NE | 68111-1610 | Douglas | NE24844 | Active | n/a | 1987 | Peerless | CI - Cast Iron | Bldg 13 basement | STHT - Steam-Heat | 8/31/2026
Metro Community College | 5300 N 30th St | Omaha | NE | 68111-1610 | Douglas | NE24845 | Scrapped/Junked | 0 | 2009 | Peerless | CI - Cast Iron | 14N | STHT - Steam-Heat | 9/30/2015
Metro Community College | 5300 N 30th St | Omaha | NE | 68111-1610 | Douglas | NE24846 | Active | 265499 | 2013 | Lochinvar/Giannoni | WT - Water Tube Boiler | Bldg 10 | HWHT - Hot Water Heat | 8/31/2026
Metro Community College | 5300 N 30th St | Omaha | NE | 68111-1610 | Douglas | NE24847 | Active | 265498 | 2013 | Lochinvar/Giannoni | WT - Water Tube Boiler | Blding 10 | HWHT - Hot Water Heat | 8/31/2026
Metro Community College | 5300 N 30th St | Omaha | NE | 68111-1610 | Douglas | NE24867 | Scrapped/Junked | n/a | 2000 | Peerless | CI - Cast Iron | bldg 59 basement | STHT - Steam-Heat | 8/31/2019
Metro Community College | 5300 N 30th St | Omaha | NE | 68111-1610 | Douglas | NE24868 | Scrapped/Junked | n/a | 2000 | Peerless | CI - Cast Iron | bldg 59 basement | STHT - Steam-Heat | 8/31/2019
Metro Community College | 5300 N 30th St | Omaha | NE | 68111-1610 | Douglas | NE24874 | Active | na | 2012 | Peerless | CI - Cast Iron | Bldg. 19 D | STHT - Steam-Heat | 9/30/2026
Metro Community College | 5300 N 30th St | Omaha | NE | 68111-1610 | Douglas | NE25501 | Scrapped/Junked | NA | 1999 | Peerless | CI - Cast Iron | Bldg 6, Basement | STHT - Steam-Heat | 9/30/2022
Metro Community College | 5300 N 30th St | Omaha | NE | 68111-1610 | Douglas | NE25504 | Scrapped/Junked | NA | 1999 | Peerless | CI - Cast Iron | Bldg 2 Computer Bldg | HWHT - Hot Water Heat | 9/30/2023
Metro Community College | 5300 N 30th St | Omaha | NE | 68111-1610 | Douglas | NE25785 | Active | n/a | 2014 | Slant Fin | CI - Cast Iron | Bldg 14N | STHT - Steam-Heat | 9/30/2026
Metro Community College | 5300 N 30th St | Omaha | NE | 68111-1610 | Douglas | NE26348 | Active | 347314 | 2015 | Lochinvar | COND - Condenser | Bldg 30 basement | HWHT - Hot Water Heat | 9/30/2026
Metro Community College | 5300 N 30th St | Omaha | NE | 68111-1610 | Douglas | NE26349 | Active | 352033 | 2015 | Lochinvar | COND - Condenser | Bldg 30 basement | HWHT - Hot Water Heat | 9/30/2026
Metro Community College | 5300 N 30th St | Omaha | NE | 68111-1610 | Douglas | NE26557 | Active | N/A | 2005 | Peerless | CI - Cast Iron | Bldg 19C | STHT - Steam-Heat | 9/30/2026
Metro Community College | 5300 N 30th St | Omaha | NE | 68111-1610 | Douglas | NE26558 | Scrapped/Junked | N/A | 2004 | Peerless | CI - Cast Iron | Bldg. 12 South | STHT - Steam-Heat | 9/30/2017
Metro Community College | 5300 N 30th St | Omaha | NE | 68111-1610 | Douglas | NE26585 | Active | N/A | 2012 | Peerless | CI - Cast Iron | Bldg 19A | STHT - Steam-Heat | 9/30/2026
Metro Community College | 5300 N 30th St | Omaha | NE | 68111-1610 | Douglas | NE26603 | Active | 287440 | 2015 | Lochinvar | COND - Condenser | Central Utility Plant, Blr. #4 | HWHT - Hot Water Heat | 9/30/2026
Metro Community College | 5300 N 30th St | Omaha | NE | 68111-1610 | Douglas | NE26604 | Active | 289916 | 2015 | Lochinvar | COND - Condenser | BLDG 33 | HWHT - Hot Water Heat | 9/30/2026
Metro Community College | 5300 N 30th St | Omaha | NE | 68111-1610 | Douglas | NE26605 | Active | 29167 | 2015 | Lochinvar | COND - Condenser | Central Utility Plant, Blr. #2 | HWHT - Hot Water Heat | 9/30/2026
Metro Community College | 5300 N 30th St | Omaha | NE | 68111-1610 | Douglas | NE26606 | Active | 289917 | 2015 | Lochinvar | COND - Condenser | Central Utility Plant, Blr. #1 | HWHT - Hot Water Heat | 9/30/2026
Metro Community College | 5300 N 30th St | Omaha | NE | 68111-1610 | Douglas | NE26607 | Active | 376319 | 2016 | Lochinvar | COND - Condenser | Bldg 8/basement, Blr. #1 | HWHT - Hot Water Heat | 9/30/2026
Metro Community College | 5300 N 30th St | Omaha | NE | 68111-1610 | Douglas | NE26608 | Active | 376321 | 2016 | Lochinvar | COND - Condenser | Bldg 8/basement, Blr. #2 | HWHT - Hot Water Heat | 9/30/2026
Metro Community College | 5300 N 30th St | Omaha | NE | 68111-1610 | Douglas | NE26672 | Active | n/a | 2016 | Peerless | CI - Cast Iron | Bldg 11A South | STHT - Steam-Heat | 9/30/2026
Metro Community College | 5300 N 30th St | Omaha | NE | 68111-1610 | Douglas | NE27176 | Active | n/a | 2016 | Peerless | CI - Cast Iron | Building #12S | STHT - Steam-Heat | 9/30/2026
Metro Community College | 5300 N 30th St | Omaha | NE | 68111-1610 | Douglas | NE27177 | Active | n/a | 2014 | Peerless | CI - Cast Iron | Building #15S | STHT - Steam-Heat | 9/30/2026
Metro Community College | 5300 N 30th St | Omaha | NE | 68111-1610 | Douglas | NE32173 | Inactive |  | 1970 | Kewannee | FTFB - Firetube-Firebox Boiler | BLDG 25 BOILER ROOM | STHT - Steam-Heat | 9/30/2005
Metro Community College | 5300 N 30th St | Omaha | NE | 68111-1610 | Douglas | NE32757 | Scrapped/Junked |  | 1970 | AMERICAN STANDARD |  | BLDG 2 | HWHT - Hot Water Heat | 9/30/2000
Metro Community College | 5300 N 30th St | Omaha | NE | 68111-1610 | Douglas | NE32758 | Scrapped/Junked |  | 1964 | PEERLESS HEATER COMPANY |  | BLDG 3 BOILER ROOM | STHT - Steam-Heat | 9/30/2008
Metro Community College | 5300 N 30th St | Omaha | NE | 68111-1610 | Douglas | NE32759 | Scrapped/Junked |  | 1964 | AMERICAN STANDARD |  |  | STHT - Steam-Heat | 9/30/1999
Metro Community College | 5300 N 30th St | Omaha | NE | 68111-1610 | Douglas | NE32905 | Scrapped/Junked |  | 1975 | PEERLESS HEATER COMPANY |  | BLDG 17 BOILER ROOM | HWHT - Hot Water Heat | 9/30/2005
Metro Community College | 5300 N 30th St | Omaha | NE | 68111-1610 | Douglas | NE37000 | Scrapped/Junked | 36888 | 1983 | Kewannee | FTFB - Firetube-Firebox Boiler | Bldg 10 | HWHT - Hot Water Heat | 9/30/2014
Metro Community College | 5300 N 30th St | Omaha | NE | 68111-1610 | Douglas | NE37001 | Scrapped/Junked | 36886 | 1983 | Kewannee | FTFB - Firetube-Firebox Boiler | Bldg 10 | HWHT - Hot Water Heat | 9/30/2014
Metro Community College | 5300 N 30th St | Omaha | NE | 68111-1610 | Douglas | NE37002 | Scrapped/Junked | 36794 | 1983 | Kewannee | FTFB - Firetube-Firebox Boiler | Bldg 10 | HWHT - Hot Water Heat | 9/30/2014
Metro Community College | 5300 N 30th St | Omaha | NE | 68111-1610 | Douglas | NE37015 | Scrapped/Junked | 16873 | 1986 | DUNH | FTFB - Firetube-Firebox Boiler | BLDG 21 BOILER ROOM | STHT - Steam-Heat | 9/30/2009
Metro Community College | 5300 N 30th St | Omaha | NE | 68111-1610 | Douglas | NE37016 | Scrapped/Junked | 16872 | 1986 | DUNH | FTFB - Firetube-Firebox Boiler | BLDG 21 BOILER ROOM | STHT - Steam-Heat | 9/30/2009
Metro Community College | 5300 N 30th St | Omaha | NE | 68111-1610 | Douglas | NE37017 | Active | 16870 | 1986 | Iron Fireman | FTFB - Firetube-Firebox Boiler | Bldg 20, Maintenance Boiler Room, B1 | STHT - Steam-Heat | 9/30/2026
Metro Community College | 5300 N 30th St | Omaha | NE | 68111-1610 | Douglas | NE37018 | Active | 16871 | 1986 | Iron Fireman | FTFB - Firetube-Firebox Boiler | Bldg 20, Maint Boiler Room, B2 | HWHT - Hot Water Heat | 9/30/2026
Metro Community College | 5300 N 30th St | Omaha | NE | 68111-1610 | Douglas | NE37019 | Scrapped/Junked | 16838 | 1986 | Iron Fireman | FTFB - Firetube-Firebox Boiler | Bldg 8 Boiler Room | STHT - Steam-Heat | 9/30/2016
Metro Community College | 5300 N 30th St | Omaha | NE | 68111-1610 | Douglas | NE37020 | Scrapped/Junked | 16839 | 1986 | Iron Fireman | FTFB - Firetube-Firebox Boiler | Bldg 8 Boiler Room | STHT - Steam-Heat | 9/30/2016
Metro Community College | 5300 N 30th St | Omaha | NE | 68111-1610 | Douglas | NE37021 | Scrapped/Junked | 16840 | 1986 | Iron Fireman | FTFB - Firetube-Firebox Boiler | Bldg 8 Boiler Room | STHT - Steam-Heat | 9/30/2016
Metro Community College | 5300 N 30th St | Omaha | NE | 68111-1610 | Douglas | NE37022 | Scrapped/Junked | 21894 | 1986 | Bryan | WT - Water Tube Boiler | Bldg 30 Admin Boiler Room | HWHT - Hot Water Heat | 9/30/2016
Metro Community College | 5300 N 30th St | Omaha | NE | 68111-1610 | Douglas | NE37515 | Scrapped/Junked | 19800 | 1985 | Bryan | WT - Water Tube Boiler | Bldg 30 Admin Boiler Room | HWHT - Hot Water Heat | 9/30/2016
Metro Community College | 5300 N 30th St | Omaha | NE | 68111-1610 | Douglas | NE41228 | Active | n/a | 2018 | Peerless | CI - Cast Iron | 14S | HWHT - Hot Water Heat | 9/30/2026
Metro Community College | 5300 N 30th St | Omaha | NE | 68111-1610 | Douglas | NE41229 | Active | 6191 | 2018 | Riello | WT - Water Tube Boiler | Basement Mech Bldg #10 | HWHT - Hot Water Heat | 9/30/2026
Metro Community College | 5300 N 30th St | Omaha | NE | 68111-1610 | Douglas | NE41230 | Active | 6181 | 2018 | Riello | WT - Water Tube Boiler | Basement Mech Bldg #10 | HWHT - Hot Water Heat | 9/30/2026
Metro Community College | 5300 N 30th St | Omaha | NE | 68111-1610 | Douglas | NE41289 | Active | 17723 | 2021 | Riello | WT - Water Tube Boiler | Bldg 21 | HWHT - Hot Water Heat | 9/30/2026
Metro Community College | 5300 N 30th St | Omaha | NE | 68111-1610 | Douglas | NE41290 | Active | 18335 | 2021 | Riello | WT - Water Tube Boiler | Bldg 21 | HWHT - Hot Water Heat | 9/30/2026
Metro Community College | 5300 N 30th St | Omaha | NE | 68111-1610 | Douglas | NE41936 | Active | 14259 | 2020 | Riello | WT - Water Tube Boiler | Bldg 5 | HWHT - Hot Water Heat | 9/30/2026
Metro Community College | 5300 N 30th St | Omaha | NE | 68111-1610 | Douglas | NE41937 | Active | 15191 | 2020 | Riello | WT - Water Tube Boiler | Bldg 5 | HWHT - Hot Water Heat | 9/30/2026
Metro Community College | 5300 N 30th St | Omaha | NE | 68111-1610 | Douglas | NE42603 | Active | 14327 | 2020 | Riello | WT - Water Tube Boiler | Building 2 | HWHT - Hot Water Heat | 9/30/2026
Metro Community College | 5300 N 30th St | Omaha | NE | 68111-1610 | Douglas | NE42604 | Active | 10484 | 2020 | Riello | WT - Water Tube Boiler | Building 2 | HWHT - Hot Water Heat | 9/30/2026
Metro Community College | 5300 N 30th St | Omaha | NE | 68111-1610 | Douglas | NE43223 | Active | 18605 | 2021 | Riello | FTVT - Firetube Vertical TB | BLDG 17 | HWHT - Hot Water Heat | 9/30/2026
Metro Community College | 5300 N 30th St | Omaha | NE | 68111-1610 | Douglas | NE43224 | Active | 18620 | 2021 | Riello | FTVT - Firetube Vertical TB | BLDG 17 | HWHT - Hot Water Heat | 9/30/2026
St Mary's School | 5301 S 36th St | Omaha | NE | 68107-3261 | Douglas | NE32514 | Inactive | 9317 | 1957 | CLEAVER BROOKS | FT - Firetube Boiler | BOILER ROOM | STHT - Steam-Heat | 8/31/1999
St Mary's School | 5301 S 36th St | Omaha | NE | 68107-3261 | Douglas | NE32515 | Scrapped/Junked | n/a | 1957 | Cleaver Brooks | FTSM - FTS Marine Dry Back | BOILER ROOM | STHT - Steam-Heat | 2/28/2025
St Mary's School | 5301 S 36th St | Omaha | NE | 68107-3261 | Douglas | NE32516 | Scrapped/Junked | n/a | 1957 | Kewanee | FTFB - Firetube-Firebox Boiler | BOILER ROOM | STHT - Steam-Heat | 2/28/2020
St Mary's School | 5301 S 36th St | Omaha | NE | 68107-3261 | Douglas | NE42868 | Active | N/A | 2024 | Burnham | CI - Cast Iron | Boiler Room | STHT - Steam-Heat | 2/28/2027
Food Safety Net Services | 5303 F St | Omaha | NE | 68117-2805 | Douglas | NE27103 | Active | 7564 | 2017 | Consolidated | STER - Sterilizer | water room | STER - Sterilizer | 7/31/2026
Food Safety Net Services | 5303 F St | Omaha | NE | 68117-2805 | Douglas | NE28017 | Active | 7726 | 2017 | Consolidated | STER - Sterilizer | water room | STER - Sterilizer | 3/31/2027
LSG SKY CHEFS | 5303 LOCKHEED CT | OMAHA | NE | 68110 | Douglas | NE37754 | Scrapped/Junked | 37924 | 1984 | KEWANEE | FTFB - Firetube-Firebox Boiler | BOILER ROOM | PROC - Process Steam | 3/31/2000
Harrison Elementary | 5304 Hamilton St | Omaha | NE | 68132-1354 | Douglas | NE05330 | Exempt 1999 LB-66 |  | 1987 | AO SMITH | AHWH - ANSI/Fired Water Htr |  | HWSD - Hot Water Dom/Potable | 6/30/2000
Harrison Elementary | 5304 Hamilton St | Omaha | NE | 68132-1354 | Douglas | NE05331 | Exempt 1999 LB-66 |  | 1987 | AO SMITH | AHWH - ANSI/Fired Water Htr |  | HWSD - Hot Water Dom/Potable | 6/30/2000
Harrison Elementary | 5304 Hamilton St | Omaha | NE | 68132-1354 | Douglas | NE05332 | Exempt 1999 LB-66 |  | 1987 | AO SMITH | AHWH - ANSI/Fired Water Htr |  | HWSD - Hot Water Dom/Potable | 6/30/2000
Harrison Elementary | 5304 Hamilton St | Omaha | NE | 68132-1354 | Douglas | NE08104 | Active | 253774 | 2006 | RAYP | CPFT - Horiz Cpr Fin Boiler | BOILER ROOM | HWHT - Hot Water Heat | 12/31/2026
Harrison Elementary | 5304 Hamilton St | Omaha | NE | 68132-1354 | Douglas | NE31192 | Scrapped/Junked | 7825 | 1959 | CLEVELAND | FT - Firetube Boiler |  | 0021 - Steam Supp Cooker/Kettle | 6/30/1990
Harrison Elementary | 5304 Hamilton St | Omaha | NE | 68132-1354 | Douglas | NE37723 | Scrapped/Junked | 40380 | 1987 | KEWANEE | FTFB - Firetube-Firebox Boiler | BOILER ROOM | STHT - Steam-Heat | 12/31/2006
Harrison Elementary | 5304 Hamilton St | Omaha | NE | 68132-1354 | Douglas | NE37724 | Scrapped/Junked | 40381 | 1987 | KEWANEE | FTFB - Firetube-Firebox Boiler | BOILER ROOM | STHT - Steam-Heat | 12/31/2006
Russell Middle School | 5304 S 172nd St | Omaha | NE | 68135-2226 | Douglas | NE08650 | Scrapped/Junked | 97848 | 2001 | CLEV | FT - Firetube Boiler | KITCHEN | 0021 - Steam Supp Cooker/Kettle | 8/31/2011
Russell Middle School | 5304 S 172nd St | Omaha | NE | 68135-2226 | Douglas | NE18071 | Scrapped/Junked | 31495 | 1994 | Teledyne Laars | CPFT - Horiz Cpr Fin Boiler | BOILER ROOM | HWHT - Hot Water Heat | 8/31/2024
Russell Middle School | 5304 S 172nd St | Omaha | NE | 68135-2226 | Douglas | NE18072 | Scrapped/Junked | 31494 | 1994 | Teledyne Laars | CPFT - Horiz Cpr Fin Boiler | BOILER ROOM | HWHT - Hot Water Heat | 8/31/2024
Russell Middle School | 5304 S 172nd St | Omaha | NE | 68135-2226 | Douglas | NE18073 | Active | 32952 | 1994 | Teledyne Laars | CPFT - Horiz Cpr Fin Boiler | BOILER ROOM | HWSD - Hot Water Dom/Potable | 8/31/2026
Russell Middle School | 5304 S 172nd St | Omaha | NE | 68135-2226 | Douglas | NE18074 | Scrapped/Junked | 69174 | 1994 | Welbilt | FT - Firetube Boiler | KITCHEN | 0021 - Steam Supp Cooker/Kettle | 8/31/2002
Russell Middle School | 5304 S 172nd St | Omaha | NE | 68135-2226 | Douglas | NE23750 | Scrapped/Junked | 116224 | 2011 | Cleveland | FT - Firetube Boiler | kitchen | 0021 - Steam Supp Cooker/Kettle | 8/31/2015
Russell Middle School | 5304 S 172nd St | Omaha | NE | 68135-2226 | Douglas | NE25755 | Scrapped/Junked | 115487 | 2014 | Cleveland | FT - Firetube Boiler | kitchen | 0021 - Steam Supp Cooker/Kettle | 8/31/2024
Russell Middle School | 5304 S 172nd St | Omaha | NE | 68135-2226 | Douglas | NE43251 | Active | 4682 | 2023 | Riello | WTSS - Watertube SS Steel | Boiler Room | HWHT - Hot Water Heat | 8/31/2026
Russell Middle School | 5304 S 172nd St | Omaha | NE | 68135-2226 | Douglas | NE43252 | Active | 4680 | 2023 | Riello | WTSS - Watertube SS Steel | Boiler Room | HWHT - Hot Water Heat | 8/31/2026
Russell Middle School | 5304 S 172nd St | Omaha | NE | 68135-2226 | Douglas | NE43253 | Active | 4657 | 2023 | Riello | WTSS - Watertube SS Steel | Boiler Room | HWHT - Hot Water Heat | 8/31/2026
Russell Middle School | 5304 S 172nd St | Omaha | NE | 68135-2226 | Douglas | NE43254 | Active | 4685 | 2023 | Riello | WTSS - Watertube SS Steel | Boiler Room | HWHT - Hot Water Heat | 8/31/2026
Russell Middle School | 5304 S 172nd St | Omaha | NE | 68135-2226 | Douglas | NE43255 | Active | 4665 | 2023 | Riello | WTSS - Watertube SS Steel | Boiler Room | HWHT - Hot Water Heat | 8/31/2026
Russell Middle School | 5304 S 172nd St | Omaha | NE | 68135-2226 | Douglas | NE43256 | Active | 4658 | 2023 | Riello | WTSS - Watertube SS Steel | Boiler Room | HWHT - Hot Water Heat | 8/31/2026
Russell Middle School | 5304 S 172nd St | Omaha | NE | 68135-2226 | Douglas | NE43257 | Active | 4909 | 2023 | Riello | WTSS - Watertube SS Steel | Boiler Room | HWHT - Hot Water Heat | 8/31/2026
Russell Middle School | 5304 S 172nd St | Omaha | NE | 68135-2226 | Douglas | NE43258 | Active | 4916 | 2023 | Riello | WTSS - Watertube SS Steel | Boiler Room | HWHT - Hot Water Heat | 8/31/2026
Russell Middle School | 5304 S 172nd St | Omaha | NE | 68135-2226 | Douglas | NE43447 | Active | 148330 | 2024 | Cleveland | FT - Firetube Boiler | kitchen | 0021 - Steam Supp Cooker/Kettle | 8/31/2024
Kwik Shop #673 | 5306 N 103rd St | Omaha | NE | 68134-1001 | Douglas | NE19475 | Active | 315363 | 2010 | Raypak | WT - Water Tube Boiler | Car Wash | GLFH - Glycol Floor Heat System | 3/31/2022
vacant bldg | 5311 N 108th St | Omaha | NE | 68164-2150 | Douglas | NE12883 | Scrapped/Junked |  | 1994 | HAMILTON ENG/LOCHINVAR | AHWH - ANSI/Fired Water Htr |  | HWSP - Hot Water Non Potable Supply | 7/31/2000
vacant bldg | 5311 N 108th St | Omaha | NE | 68164-2150 | Douglas | NE12884 | Scrapped/Junked | 42489 | 1991 | Lattner Boiler Co | FTNT - FT Vertical Tubeless | BOILER ROOM | PROC - Process Steam | 9/30/2014
Dundee Presbyterian Church #4478 | 5312 Underwood Ave | Omaha | NE | 68132-2148 | Douglas | NE20320 | Exempt 1999 LB-66 |  | 1985 | RUUD | AHWH - ANSI/Fired Water Htr |  | HWSD - Hot Water Dom/Potable | 8/31/1999
Dundee Presbyterian Church #4478 | 5312 Underwood Ave | Omaha | NE | 68132-2148 | Douglas | NE28991 | Scrapped/Junked | 18304 | 2011 | Aldrich | FT - Firetube Boiler | boiler room | STHT - Steam-Heat | 1/31/2026
Dundee Presbyterian Church #4478 | 5312 Underwood Ave | Omaha | NE | 68132-2148 | Douglas | NE28992 | Scrapped/Junked | 18305 | 2011 | Aldrich | FT - Firetube Boiler | boiler room | STHT - Steam-Heat | 1/31/2026
Dundee Presbyterian Church #4478 | 5312 Underwood Ave | Omaha | NE | 68132-2148 | Douglas | NE35309 | Scrapped/Junked | 34884 | 1982 | Kewanee | FTFB - Firetube-Firebox Boiler | BOILER ROOM | STHT - Steam-Heat | 3/31/2015
Dundee Presbyterian Church #4478 | 5312 Underwood Ave | Omaha | NE | 68132-2148 | Douglas | NE35310 | Scrapped/Junked | n/a | 1930 | Kewanee | FTLO - Firetube Locomotive Type | BOILER ROOM | STHT - Steam-Heat | 3/31/2015
Dundee Presbyterian Church #4478 | 5312 Underwood Ave | Omaha | NE | 68132-2148 | Douglas | NE43950 | Active | 10265 | 2025 | Riello | WTSS - Watertube SS Steel | Boiler Room | HWHT - Hot Water Heat | 3/31/2026
Dundee Presbyterian Church #4478 | 5312 Underwood Ave | Omaha | NE | 68132-2148 | Douglas | NE43951 | Active | 3812 | 2023 | Riello | WTSS - Watertube SS Steel | Boiler Room | HWHT - Hot Water Heat | 3/31/2026
Children's Respite Care | 5321 S 138th St | Omaha | NE | 68137-2913 | Douglas | NE24830 | Active | 135439 | 2013 | RHEEM | COND - Condenser | basement | HWSD - Hot Water Dom/Potable | 4/30/2027
Children's Respite Care | 5321 S 138th St | Omaha | NE | 68137-2913 | Douglas | NE24831 | Active | 136999 | 2013 | RHEEM | ELBL - Electric Boiler | basement | HWSD - Hot Water Dom/Potable | 4/30/2027
Mount View Elementary | 5322 N 52nd St | Omaha | NE | 68104-2279 | Douglas | NE05284 | Exempt 1999 LB-66 |  | 1984 | RUUD | AHWH - ANSI/Fired Water Htr |  | HWSD - Hot Water Dom/Potable | 6/30/2000
Mount View Elementary | 5322 N 52nd St | Omaha | NE | 68104-2279 | Douglas | NE05294 | Exempt 1999 LB-66 |  | 1983 | RUUD | AHWH - ANSI/Fired Water Htr |  | HWSD - Hot Water Dom/Potable | 6/30/2000
Mount View Elementary | 5322 N 52nd St | Omaha | NE | 68104-2279 | Douglas | NE07638 | Active | 108764 | 2006 | AOSM | CHWH - ASME/Fired Water Heater | EQUIP ROOM | HWSD - Hot Water Dom/Potable | 12/31/2026
Mount View Elementary | 5322 N 52nd St | Omaha | NE | 68104-2279 | Douglas | NE07639 | Active | 108767 | 2006 | AOSM | CHWH - ASME/Fired Water Heater | EQUIP ROOM | HWDP - Hotwater Heat & Dom Supply | 12/31/2026
Mount View Elementary | 5322 N 52nd St | Omaha | NE | 68104-2279 | Douglas | NE31102 | Scrapped/Junked |  | 1959 | KEWANEE | FTFB - Firetube-Firebox Boiler | BOILER ROOM | STHT - Steam-Heat | 12/31/2007
Mount View Elementary | 5322 N 52nd St | Omaha | NE | 68104-2279 | Douglas | NE31103 | Scrapped/Junked |  | 1959 | KEWANEE | FTFB - Firetube-Firebox Boiler | BOILER ROOM | STHT - Steam-Heat | 12/31/2006
JAMES SKINNER COMPANY | 5322 W CENTER RD | OMAHA | NE | 68106 | Douglas | NE02933 | Inactive | 28173 | 1969 | PM LATTNER MFR COMPANY | FT - Firetube Boiler |  | PROC - Process Steam | 9/30/1991
JAMES SKINNER COMPANY | 5322 W CENTER RD | OMAHA | NE | 68106 | Douglas | NE37462 | Inactive | 59012 | 1989 | FULTON BOILERWORKS | FT - Firetube Boiler | BOILER ROOM | PROC - Process Steam | 11/30/2000
JAMES SKINNER COMPANY | 5322 W CENTER RD | OMAHA | NE | 68106 | Douglas | NE37495 | Inactive | 40121 | 1981 | FULTON BOILERWORKS | FT - Firetube Boiler | BOILER ROOM | PROC - Process Steam | 11/30/2000
Prawl Engineering | 5328 Center St | Omaha | NE | 68106-2339 | Douglas | NE05629 | Scrapped/Junked | 32868 | 1996 | AO SMITH | CHWH - ASME/Fired Water Heater |  | HWSD - Hot Water Dom/Potable | 12/31/1999
Prawl Engineering | 5328 Center St | Omaha | NE | 68106-2339 | Douglas | NE18377 | Scrapped/Junked | 122870 | 1995 | RayPak Inc, California | WT - Water Tube Boiler |  | HWSD - Hot Water Dom/Potable | 12/31/1999
Prawl Engineering | 5328 Center St | Omaha | NE | 68106-2339 | Douglas | NE18378 | Scrapped/Junked | 122871 | 1995 | RAYPAK INC, CALIFORNIA | WT - Water Tube Boiler |  | HWSD - Hot Water Dom/Potable | 12/31/1999
Jackson Square Apts | 535 S 37th St | Omaha | NE | 68105-1230 | Douglas | NE00110 | Scrapped/Junked | 79970 | 1998 | RUUD | CHWH - ASME/Fired Water Heater | EQUIP ROOM | HWSD - Hot Water Dom/Potable | 4/30/2012
Jackson Square Apts | 535 S 37th St | Omaha | NE | 68105-1230 | Douglas | NE21755 | Scrapped/Junked | 73108 | 1996 | RHEEM | CHWH - ASME/Fired Water Heater | EQUIP ROOM | HWSD - Hot Water Dom/Potable | 12/31/2013
Jackson Square Apts | 535 S 37th St | Omaha | NE | 68105-1230 | Douglas | NE21756 | Scrapped/Junked |  | 1971 | DAY & NIGHT | AHWH - ANSI/Fired Water Htr | EQUIP ROOM | HWSD - Hot Water Dom/Potable | 4/30/2000
Jackson Square Apts | 535 S 37th St | Omaha | NE | 68105-1230 | Douglas | NE22748 | Scrapped/Junked | 10954 | 2006 | AO SMITH | CHWH - ASME/Fired Water Heater | equip room | HWSD - Hot Water Dom/Potable | 12/31/2025
American Concrete Products Co | 5353 S 69th St | Omaha | NE | 68117-2211 | Douglas | NE09308 | Inactive | 91247 | 2007 | Electro-Steam | ELBL - Electric Boiler | PIPE HOUSE | PROC - Process Steam | 3/31/2017
American Concrete Products Co | 5353 S 69th St | Omaha | NE | 68117-2211 | Douglas | NE09309 | Inactive | 91379 | 2007 | Electro-Steam | ELBL - Electric Boiler | PIPE HOUSE | PROC - Process Steam | 3/31/2017
Hyatt Hotel | 540 S 12th St | Omaha | NE | 68102-2843 | Douglas | NE23957 | Active | 248877 | 2013 | Lochinvar | CPFH - Copper Fin Water Heater | 1st fl mech room | HWSD - Hot Water Dom/Potable | 10/31/2026
Hyatt Hotel | 540 S 12th St | Omaha | NE | 68102-2843 | Douglas | NE23958 | Active | 248876 | 2013 | Lochinvar | CPFH - Copper Fin Water Heater | 1st fl mech room | HWSD - Hot Water Dom/Potable | 10/31/2026
Hyatt Hotel | 540 S 12th St | Omaha | NE | 68102-2843 | Douglas | NE23959 | Active | 248784 | 2013 | Lochinvar | CPFH - Copper Fin Water Heater | 1st fl mech room | HWSD - Hot Water Dom/Potable | 10/31/2026
Hyatt Hotel | 540 S 12th St | Omaha | NE | 68102-2843 | Douglas | NE23960 | Active | 248785 | 2013 | Lochinvar | CPFH - Copper Fin Water Heater | 1st fl mech room | HWSD - Hot Water Dom/Potable | 10/31/2026
Hyatt Hotel | 540 S 12th St | Omaha | NE | 68102-2843 | Douglas | NE23961 | Inactive | 348957 | 2012 | Raypak | WT - Water Tube Boiler | 2nd fl mech room | IPHT - Indoor Pool Heater | 10/31/2022
Hertz Rent-A-Car | 5404 Abbott Dr | Omaha | NE | 68110-2803 | Douglas | NE21781 | Out of Service | 136476 | 1996 | Raypak | CPFT - Horiz Cpr Fin Boiler | EQUIP ROOM | HWSP - Hot Water Non Potable Supply | 4/30/2017
MVP Laboratories Inc | 5404 Miller Ave | Ralston | NE | 68127-3825 | Douglas | NE04205 | Scrapped/Junked | 19043 | 1984 | BRYA | WT - Water Tube Boiler | BOILER ROOM | PROC - Process Steam | 10/31/2010
Armbrust YMCA | 5404 S 168th St | Omaha | NE | 68135-5417 | Douglas | NE09287 | Active | 122391 | 2007 | Pvi | CHWH - ASME/Fired Water Heater | EQUIP ROOM | HWSD - Hot Water Dom/Potable | 12/31/2026
Armbrust YMCA | 5404 S 168th St | Omaha | NE | 68135-5417 | Douglas | NE09288 | Active | 122392 | 2007 | Pvi | CHWH - ASME/Fired Water Heater | EQUIP ROOM | HWSD - Hot Water Dom/Potable | 12/31/2026
Armbrust YMCA | 5404 S 168th St | Omaha | NE | 68135-5417 | Douglas | NE09289 | Scrapped/Junked | 270794 | 2007 | Raypak | CPFT - Horiz Cpr Fin Boiler | EQUIP ROOM | HWHT - Hot Water Heat | 12/31/2025
Armbrust YMCA | 5404 S 168th St | Omaha | NE | 68135-5417 | Douglas | NE09290 | Scrapped/Junked | 270795 | 2007 | Raypak | CPFT - Horiz Cpr Fin Boiler | EQUIP ROOM | HWHT - Hot Water Heat | 12/31/2024
Armbrust YMCA | 5404 S 168th St | Omaha | NE | 68135-5417 | Douglas | NE43536 | Active | 430581 | 2025 | Lochinvar | CPPH - Ansi Cpr Fin Pool Heater | EQUIP ROOM | IPHT - Indoor Pool Heater | 12/31/2026
Applewood Dry Cleaners | 5407 S 96th St | Omaha | NE | 68127-3325 | Douglas | NE04216 | Scrapped/Junked | 22353 | 1986 | Bryan | WT - Water Tube Boiler | BOILER ROOM | PROC - Process Steam | 1/31/2024
VIP CLEANERS | 5407 S 96th St | Omaha | NE | 68127-3325 | Douglas | NE02604 | Inactive | 5731 | 1953 | STEAMASTER | FT - Firetube Boiler | BASEMENT | PROC - Process Steam | 11/30/1989
Apartment Building | 541 S 24th St | Omaha | NE | 68102-2402 | Douglas | NE12814 | Scrapped/Junked | n/a | 1952 | NATR | CI - Cast Iron | BOILER ROOM | STHT - Steam-Heat | 11/30/2013
Apartment Building | 541 S 24th St | Omaha | NE | 68102-2402 | Douglas | NE12918 | Exempt 1999 LB-66 |  | 1990 | AO SMITH | AHWH - ANSI/Fired Water Htr |  | HWSD - Hot Water Dom/Potable | 11/30/1999
St Paul United Methodist-BMIC#522397 | 5410 Corby St | Omaha | NE | 68104-4217 | Douglas | NE37187 | Scrapped/Junked | 37079 | 1983 | Kewanee | FTFB - Firetube-Firebox Boiler | BOILER ROOM | STHT - Steam-Heat | 3/31/2026
St Paul United Methodist-BMIC#522397 | 5410 Corby St | Omaha | NE | 68104-4217 | Douglas | NE37188 | Scrapped/Junked | 37228 | 1983 | Kewanee | FTFB - Firetube-Firebox Boiler | BOILER ROOM | STHT - Steam-Heat | 3/31/2026
St Paul United Methodist-BMIC#522397 | 5410 Corby St | Omaha | NE | 68104-4217 | Douglas | NE43913 | Active | 21879 | 2025 | Aldrich | FT - Firetube Boiler | Boiler Room | STHT - Steam-Heat | 1/31/2027
St Paul United Methodist-BMIC#522397 | 5410 Corby St | Omaha | NE | 68104-4217 | Douglas | NE43914 | Active | 21878 | 2025 | Aldrich | FT - Firetube Boiler | Boiler Room | STHT - Steam-Heat | 1/31/2027
Max I Walkers | 5413 N 90th St | Omaha | NE | 68134-1803 | Douglas | NE03338 | Inactive | 16826 | 1969 | PARK | WT - Water Tube Boiler | 1 FLOOR BOILER ROOM | PROC - Process Steam | 5/31/2009
IATSE Local 42 Building Corp | 5418 S 27th St | Omaha | NE | 68107-3492 | Douglas | NE04934 | Active | NA | 1981 | Peerless | CI - Cast Iron | Basement | HWHT - Hot Water Heat | 10/31/2026
IATSE Local 42 Building Corp | 5418 S 27th St | Omaha | NE | 68107-3492 | Douglas | NE04935 | Active | NA | 1981 | Peerless | CI - Cast Iron | Basement | HWHT - Hot Water Heat | 10/31/2026
St Elizabeth Ann Seton Church | 5419 N 114th St | Omaha | NE | 68164-1408 | Douglas | NE25506 | Active | 9919 | 1998 | ALES | FTVT - Firetube Vertical TB | EQUIPMENT ROOM | HWHT - Hot Water Heat | 10/31/2026
St Elizabeth Ann Seton Church | 5419 N 114th St | Omaha | NE | 68164-1408 | Douglas | NE25507 | Active | 9917 | 1998 | ALES | FTVT - Firetube Vertical TB | EQUIPMENT ROOM | HWHT - Hot Water Heat | 10/31/2026
St Elizabeth Ann Seton Church | 5419 N 114th St | Omaha | NE | 68164-1408 | Douglas | NE25508 | Active | 9920 | 1998 | ALES | FTVT - Firetube Vertical TB | BOILER ROOM | HWHT - Hot Water Heat | 10/31/2026
First Lutheran Church-BMIC#449846 | 542 S 31st St | Omaha | NE | 68105-1425 | Douglas | NE02993 | Inactive | n/a | 1952 | Pacific | FTFB - Firetube-Firebox Boiler | BOILER ROOM | STHT - Steam-Heat | 2/28/2023
First Lutheran Church-BMIC#449846 | 542 S 31st St | Omaha | NE | 68105-1425 | Douglas | NE02994 | Active | n/a | 1952 | Pacific | FTFB - Firetube-Firebox Boiler | BOILER ROOM | STHT - Steam-Heat | 2/28/2025
ST ANTHONY'S SCHOOL | 5422 S 32nd St | Omaha | NE | 68107-3301 | Douglas | NE14735 | Inactive |  | 1970 | PEERLESS HEATER COMPANY |  | BOILER ROOM | STHT - Steam-Heat | 5/31/1999
Joe Tess Place | 5424 S 24th St | Omaha | NE | 68107-4426 | Douglas | NE12859 | Scrapped/Junked | 57323 | 1984 | TELE | WT - Water Tube Boiler | BASEMENT | HWSD - Hot Water Dom/Potable | 1/31/2020
Dream Realty | 5425 N 103rd St | Omaha | NE | 68134-1002 | Douglas | NE12589 | Scrapped/Junked | 115776 | 2007 | AOSM | CHWH - ASME/Fired Water Heater | EQUIP ROOM | HWDP - Hotwater Heat & Dom Supply | 1/31/2019
John Roth & Sons | 5425 S 43rd St | Omaha | NE | 68107-3185 | Douglas | NE04213 | Inactive | 9962 | 1968 | BOILER ENGINEERING/SUPPLY | FT - Firetube Boiler | 2405 Z ST | PROC - Process Steam | 7/31/1994
John Roth & Sons | 5425 S 43rd St | Omaha | NE | 68107-3185 | Douglas | NE05564 | Active | 26594 | 1975 | Kewanee | FTWB - FTS Marine Wet Back | BOILER ROOM | PROC - Process Steam | 9/30/2026
Stratford Apartments | 543 Park Ave | Omaha | NE | 68105-2726 | Douglas | NE18332 | Active | n/a | 1993 | Peerless | CI - Cast Iron | BOILER ROOM | STHT - Steam-Heat | 3/31/2026
Stratford Apartments | 543 Park Ave | Omaha | NE | 68105-2726 | Douglas | NE19291 | Exempt 1999 LB-66 |  | 1994 | AO SMITH | AHWH - ANSI/Fired Water Htr |  | HWSD - Hot Water Dom/Potable | 3/31/2000
GRANDVIEW APTS | 5439 N 100th Plz | Omaha | NE | 68134-1403 | Douglas | NE21686 | Scrapped/Junked |  | 1994 | COMFORT ZONE | WT - Water Tube Boiler | EQUIP ROOM | OPHT - Outdoor Pool Heater | 9/30/2006
Oriental Trading Co Inc | 5455 S 90th St | Omaha | NE | 68127-3501 | Douglas | NE17001 | Scrapped/Junked | 32764 | 1979 | Kewannee | FTFB - Firetube-Firebox Boiler | Boiler Room | HWHT - Hot Water Heat | 8/31/2012
Oriental Trading Co Inc | 5455 S 90th St | Omaha | NE | 68127-3501 | Douglas | NE20770 | Active | 18575 | 2012 | Aldrich | FHRT - FT Horiz Return Tube | Equip rm-lower | HWHT - Hot Water Heat | 7/31/2026
Standing Bear Lake Apartments | 5502 N 133rd Plz | Omaha | NE | 68164-1040 | Douglas | NE10542 | Scrapped/Junked | 203381 | 2001 | Raypak | CPFH - Copper Fin Water Heater | EQUIP ROOM | IPHT - Indoor Pool Heater | 5/31/2019
Standing Bear Lake Apartments | 5502 N 133rd Plz | Omaha | NE | 68164-1040 | Douglas | NE28031 | Active | 461210 | 2018 | Raypak | CPFT - Horiz Cpr Fin Boiler | pool Equip room | IPHT - Indoor Pool Heater | 7/31/2026
Emerald Nursing and Rehab Omaha | 5505 Grover St | Omaha | NE | 68106-3718 | Douglas | NE01473 | Scrapped/Junked | 85701 | 2000 | Ruud-Rheem | CHWH - ASME/Fired Water Heater | BOILER ROOM | HWSD - Hot Water Dom/Potable | 5/31/2011
Emerald Nursing and Rehab Omaha | 5505 Grover St | Omaha | NE | 68106-3718 | Douglas | NE12128 | Scrapped/Junked | 95390 | 2002 | RHEEM | CHWH - ASME/Fired Water Heater | BOILER ROOM | HWSD - Hot Water Dom/Potable | 5/31/2016
Emerald Nursing and Rehab Omaha | 5505 Grover St | Omaha | NE | 68106-3718 | Douglas | NE14606 | Scrapped/Junked | 114921 | 2007 | RHEEM | CHWH - ASME/Fired Water Heater | BOILER ROOM | HWSD - Hot Water Dom/Potable | 5/31/2025
Emerald Nursing and Rehab Omaha | 5505 Grover St | Omaha | NE | 68106-3718 | Douglas | NE15338 | Scrapped/Junked | 8083 | 1990 | AO SMITH | CHWH - ASME/Fired Water Heater | BOILER ROOM | HWSD - Hot Water Dom/Potable | 5/31/2001
Emerald Nursing and Rehab Omaha | 5505 Grover St | Omaha | NE | 68106-3718 | Douglas | NE15410 | Scrapped/Junked | 55336 | 1990 | RHEEM MANUFACTURING CO | CHWH - ASME/Fired Water Heater | BOILER ROOM | HWSD - Hot Water Dom/Potable | 5/31/1999
Emerald Nursing and Rehab Omaha | 5505 Grover St | Omaha | NE | 68106-3718 | Douglas | NE17441 | Scrapped/Junked | 16890 | 1992 | AO SMITH | CHWH - ASME/Fired Water Heater | BOILER ROOM | HWSD - Hot Water Dom/Potable | 5/31/2003
Emerald Nursing and Rehab Omaha | 5505 Grover St | Omaha | NE | 68106-3718 | Douglas | NE18339 | Scrapped/Junked | 28931 | 1995 | AO SMITH | CHWH - ASME/Fired Water Heater | BOILER ROOM | HWSD - Hot Water Dom/Potable | 5/31/2003
Emerald Nursing and Rehab Omaha | 5505 Grover St | Omaha | NE | 68106-3718 | Douglas | NE18899 | Active | 144968 | 2010 | AO Smith Code/State Final | CHWH - ASME/Fired Water Heater | Boiler Room | HWSD - Hot Water Dom/Potable | 5/31/2027
Emerald Nursing and Rehab Omaha | 5505 Grover St | Omaha | NE | 68106-3718 | Douglas | NE24783 | Scrapped/Junked | 81746 | 1999 | RHEE | CHWH - ASME/Fired Water Heater | BOILER ROOM | HWSD - Hot Water Dom/Potable | 5/31/2009
Emerald Nursing and Rehab Omaha | 5505 Grover St | Omaha | NE | 68106-3718 | Douglas | NE26146 | Active | 199511 | 2014 | AO SMITH | CHWH - ASME/Fired Water Heater | boiler room | HWSD - Hot Water Dom/Potable | 5/31/2027
Emerald Nursing and Rehab Omaha | 5505 Grover St | Omaha | NE | 68106-3718 | Douglas | NE34885 | Active | 41485 | 1969 | Cleaver Brooks | WT - Water Tube Boiler | BOILER ROOM | HWHT - Hot Water Heat | 5/31/2027
Emerald Nursing and Rehab Omaha | 5505 Grover St | Omaha | NE | 68106-3718 | Douglas | NE34886 | Active | 41486 | 1969 | Cleaver Brooks | WT - Water Tube Boiler | BOILER ROOM | HWHT - Hot Water Heat | 5/31/2027
Emerald Nursing and Rehab Omaha | 5505 Grover St | Omaha | NE | 68106-3718 | Douglas | NE43566 | Active | 174569 | 2025 | RHEEM | CHWH - ASME/Fired Water Heater | BOILER ROOM | HWSD - Hot Water Dom/Potable | 5/31/2027
MASTERS ELEMENTARY | 5505 N 99th St | Omaha | NE | 68134-1505 | Douglas | NE05348 | Exempt 1999 LB-66 |  | 1969 | RUUD | AHWH - ANSI/Fired Water Htr |  | HWSD - Hot Water Dom/Potable | 6/30/2000
MASTERS ELEMENTARY | 5505 N 99th St | Omaha | NE | 68134-1505 | Douglas | NE05349 | Exempt 1999 LB-66 |  | 1969 | RUUD | AHWH - ANSI/Fired Water Htr |  | HWSD - Hot Water Dom/Potable | 6/30/2000
MASTERS ELEMENTARY | 5505 N 99th St | Omaha | NE | 68134-1505 | Douglas | NE05350 | Exempt 1999 LB-66 |  | 1969 | RUUD | AHWH - ANSI/Fired Water Htr |  | HWSD - Hot Water Dom/Potable | 6/30/2000
University Place Apts | 551 S 35th St | Omaha | NE | 68105-1353 | Douglas | NE19273 | Scrapped/Junked | NA | 1995 | Peerless | CI - Cast Iron | BOILER ROOM | STHT - Steam-Heat | 3/31/2019
Washington Elementary | 5519 Mayberry St | Omaha | NE | 68106-1636 | Douglas | NE04616 | Scrapped/Junked | 41187 | 1988 | KEWANEE | FTFB - Firetube-Firebox Boiler | BOILER ROOM | STHT - Steam-Heat | 6/30/2003
Washington Elementary | 5519 Mayberry St | Omaha | NE | 68106-1636 | Douglas | NE04617 | Scrapped/Junked | 94636 | 1988 | KEWANEE | FTFB - Firetube-Firebox Boiler | BOILER ROOM | STHT - Steam-Heat | 6/30/2003
Washington Elementary | 5519 Mayberry St | Omaha | NE | 68106-1636 | Douglas | NE12026 | Active | 134317 | 2003 | WTRP | COBL - Coil Type Boiler | EQUIP ROOM | HWHT - Hot Water Heat | 12/31/2026
Washington Elementary | 5519 Mayberry St | Omaha | NE | 68106-1636 | Douglas | NE12027 | Active | 135071 | 2003 | WTRP | COBL - Coil Type Boiler | EQUIP ROOM | HWHT - Hot Water Heat | 12/31/2026
OPPD ''Omaha Center'' | 5520 Lindbergh Dr | Omaha | NE | 68110-2801 | Douglas | NE26038 | Active | 20940 | 2015 | Lochinvar | ELBL - Electric Boiler | Mech. Room | HHHP - Hotwater Heat & Heat Pump | 10/31/2026
CEDAR HEIGHTS APARTMENTS | 5524 Grover St | Omaha | NE | 68106-3753 | Douglas | NE23110 | Exempt 1999 LB-66 |  | 1990 | AO SMITH | AHWH - ANSI/Fired Water Htr | BLDG 5534 | HWSD - Hot Water Dom/Potable | 4/30/1999
CEDAR HEIGHTS APARTMENTS | 5524 Grover St | Omaha | NE | 68106-3753 | Douglas | NE23111 | Exempt 1999 LB-66 |  | 1990 | AO SMITH | AHWH - ANSI/Fired Water Htr | BLDG 5524 | HWSD - Hot Water Dom/Potable | 4/30/1999
CEDAR HEIGHTS APARTMENTS | 5524 Grover St | Omaha | NE | 68106-3753 | Douglas | NE23112 | Exempt 1999 LB-66 |  | 1987 | RUUD | AHWH - ANSI/Fired Water Htr | BLDG 3326 | HWSD - Hot Water Dom/Potable | 4/30/1999
CEDAR HEIGHTS APARTMENTS | 5524 Grover St | Omaha | NE | 68106-3753 | Douglas | NE23113 | Exempt 1999 LB-66 |  | 1987 | RUUD | AHWH - ANSI/Fired Water Htr | BLDG 3326 | HWSD - Hot Water Dom/Potable | 4/30/1999
CEDAR HEIGHTS APARTMENTS | 5524 Grover St | Omaha | NE | 68106-3753 | Douglas | NE23114 | Exempt 1999 LB-66 |  | 1986 | STATE INDUSTRIES | AHWH - ANSI/Fired Water Htr | BLDG 5525 | HWSD - Hot Water Dom/Potable | 4/30/1999
CEDAR HEIGHTS APARTMENTS | 5524 Grover St | Omaha | NE | 68106-3753 | Douglas | NE23116 | Exempt 1999 LB-66 |  | 1989 | RHEEM MANUFACTURING CO | AHWH - ANSI/Fired Water Htr | BLDG 5445 | HWSD - Hot Water Dom/Potable | 4/30/1999
CEDAR HEIGHTS APARTMENTS | 5524 Grover St | Omaha | NE | 68106-3753 | Douglas | NE23117 | Exempt 1999 LB-66 |  | 1989 | RHEEM MANUFACTURING CO | AHWH - ANSI/Fired Water Htr | BLDG 5445 | HWSD - Hot Water Dom/Potable | 4/30/1999
CEDAR HEIGHTS APARTMENTS | 5524 Grover St | Omaha | NE | 68106-3753 | Douglas | NE23118 | Exempt 1999 LB-66 |  | 1988 | RHEEM MANUFACTURING CO | AHWH - ANSI/Fired Water Htr | BLDG 5411 | HWSD - Hot Water Dom/Potable | 4/30/1999
CEDAR HEIGHTS APARTMENTS | 5524 Grover St | Omaha | NE | 68106-3753 | Douglas | NE23119 | Exempt 1999 LB-66 |  | 1988 | RHEEM MANUFACTURING CO | AHWH - ANSI/Fired Water Htr | BLDG 5411 | HWSD - Hot Water Dom/Potable | 4/30/1999
CEDAR HEIGHTS APARTMENTS | 5524 Grover St | Omaha | NE | 68106-3753 | Douglas | NE23120 | Exempt 1999 LB-66 |  | 1974 | AO SMITH | AHWH - ANSI/Fired Water Htr | BLDG 3322 | HWSD - Hot Water Dom/Potable | 4/30/1999
CEDAR HEIGHTS APARTMENTS | 5524 Grover St | Omaha | NE | 68106-3753 | Douglas | NE23121 | Exempt 1999 LB-66 |  | 1974 | AO SMITH | AHWH - ANSI/Fired Water Htr | BLDG 3322 | HWSD - Hot Water Dom/Potable | 4/30/1999
CEDAR HEIGHTS APARTMENTS | 5524 Grover St | Omaha | NE | 68106-3753 | Douglas | NE23122 | Exempt 1999 LB-66 |  | 1985 | AO SMITH | AHWH - ANSI/Fired Water Htr | BLDG 5412 | HWSD - Hot Water Dom/Potable | 4/30/1999
CEDAR HEIGHTS APARTMENTS | 5524 Grover St | Omaha | NE | 68106-3753 | Douglas | NE23123 | Exempt 1999 LB-66 |  | 1985 | AO SMITH | AHWH - ANSI/Fired Water Htr | BLDG 5412 | HWSD - Hot Water Dom/Potable | 4/30/1999
MT CALVARY LUTHERAN SCH | 5529 Leavenworth St | Omaha | NE | 68106-1349 | Douglas | NE33297 | Inactive |  | 1950 | NATIONAL RADIATOR | FT - Firetube Boiler | BASEMENT | STHT - Steam-Heat | 8/31/1989
Hartman Elementary | 5530 N 66th St | Omaha | NE | 68104-1550 | Douglas | NE05264 | Exempt 1999 LB-66 |  | 1985 | RUUD | AHWH - ANSI/Fired Water Htr |  | HWSD - Hot Water Dom/Potable | 6/30/2000
Hartman Elementary | 5530 N 66th St | Omaha | NE | 68104-1550 | Douglas | NE05280 | Exempt 1999 LB-66 |  | 1975 | RUUD | AHWH - ANSI/Fired Water Htr |  | HWSD - Hot Water Dom/Potable | 6/30/2000
Hartman Elementary | 5530 N 66th St | Omaha | NE | 68104-1550 | Douglas | NE28056 | Active | 439612 | 2018 | Lochinvar | WT - Water Tube Boiler | boiler room | HWHT - Hot Water Heat | 12/31/2026
Hartman Elementary | 5530 N 66th St | Omaha | NE | 68104-1550 | Douglas | NE28057 | Active | 439613 | 2018 | Lochinvar | WT - Water Tube Boiler | boiler room | HWHT - Hot Water Heat | 12/31/2026
Hartman Elementary | 5530 N 66th St | Omaha | NE | 68104-1550 | Douglas | NE31170 | Scrapped/Junked | n/a | 1963 | KEWA | FTFB - Firetube-Firebox Boiler | BOILER ROOM | STHT - Steam-Heat | 12/31/2019
Hartman Elementary | 5530 N 66th St | Omaha | NE | 68104-1550 | Douglas | NE31171 | Scrapped/Junked | n/a | 1963 | Kewanee | FTFB - Firetube-Firebox Boiler | BOILER ROOM | STHT - Steam-Heat | 12/31/2018
La Morada Apartments | 554 S 26th St | Omaha | NE | 68105-4105 | Douglas | NE07347 | Active | N/A | 2006 | Peerless | CI - Cast Iron | BASEMENT | STHT - Steam-Heat | 3/31/2022
La Morada Apartments | 554 S 26th St | Omaha | NE | 68105-4105 | Douglas | NE09114 | Scrapped/Junked |  | 1930 | OTIS | FTLO - Firetube Locomotive Type | BOILER ROOM | STHT - Steam-Heat | 10/31/2003
KING'S COURT APARTMENTS | 554 S 26th St | Omaha | NE | 68105-4105 | Douglas | NE20333 | Exempt 1999 LB-66 |  | 1992 | STATE INDUSTRIES | AHWH - ANSI/Fired Water Htr | BOILER ROOM | HWSD - Hot Water Dom/Potable | 7/31/2000
Intercultural Senior Center | 5545 Center St | Omaha | NE | 68106-3001 | Douglas | NE28013 | Active | 86390 | 2017 | PVI Industries | COND - Condenser | 1st floor mech room | HWDP - Hotwater Heat & Dom Supply | 3/31/2027
Embassy Suites | 555 S 10th St | Omaha | NE | 68102-2803 | Douglas | NE22412 | Active | 47669 | 1996 | Kewanee | FTFB - Firetube-Firebox Boiler | BOILER ROOM | HWHT - Hot Water Heat | 2/28/2025
Embassy Suites | 555 S 10th St | Omaha | NE | 68102-2803 | Douglas | NE22413 | Active | 47664 | 1996 | Kewanee | FTFB - Firetube-Firebox Boiler | BOILER ROOM | HWHT - Hot Water Heat | 2/28/2025
Embassy Suites | 555 S 10th St | Omaha | NE | 68102-2803 | Douglas | NE22414 | Inactive | 164018 | 2004 | Lochinvar | CPFT - Horiz Cpr Fin Boiler | BOILER ROOM | HWSD - Hot Water Dom/Potable | 2/28/2022
Embassy Suites | 555 S 10th St | Omaha | NE | 68102-2803 | Douglas | NE22415 | Scrapped/Junked | 235338 | 1996 | Lochinvar | CPFT - Horiz Cpr Fin Boiler | BOILER ROOM | HWSD - Hot Water Dom/Potable | 2/28/2019
Embassy Suites | 555 S 10th St | Omaha | NE | 68102-2803 | Douglas | NE22416 | Scrapped/Junked | 63096 | 1996 | Lochinvar | CPFT - Horiz Cpr Fin Boiler | BOILER ROOM | HWSD - Hot Water Dom/Potable | 2/28/2019
Embassy Suites | 555 S 10th St | Omaha | NE | 68102-2803 | Douglas | NE28062 | Active | 303817 | 2017 | Lochinvar | CPFT - Horiz Cpr Fin Boiler | BOILER ROOM | HWSD - Hot Water Dom/Potable | 1/31/2027
Embassy Suites | 555 S 10th St | Omaha | NE | 68102-2803 | Douglas | NE28063 | Active | 300936 | 2017 | Lochinvar | CPFT - Horiz Cpr Fin Boiler | BOILER ROOM | HWSD - Hot Water Dom/Potable | 1/31/2027
Embassy Suites | 555 S 10th St | Omaha | NE | 68102-2803 | Douglas | NE29189 | Inactive | 164018 | 2004 | Lochinvar | CPFT - Horiz Cpr Fin Boiler | BOILER ROOM | HWSD - Hot Water Dom/Potable | 2/28/2024
Embassy Suites | 555 S 10th St | Omaha | NE | 68102-2803 | Douglas | NE42886 | Active | 421096 | 2024 | Lochinvar | CPFT - Horiz Cpr Fin Boiler | BOILER ROOM | HWSD - Hot Water Dom/Potable | 1/31/2025
Baker's Supermarket | 5555 N 90th St | Omaha | NE | 68134-1836 | Douglas | NE05797 | Exempt 1999 LB-66 |  | 1997 | A. O. Smith | AHWH - ANSI/Fired Water Htr |  | HWSD - Hot Water Dom/Potable | 1/31/2000
Baker's Supermarket | 5555 N 90th St | Omaha | NE | 68134-1836 | Douglas | NE07777 | Exempt 1999 LB-66 |  | 1998 | A. O. Smith | AHWH - ANSI/Fired Water Htr |  | HWSD - Hot Water Dom/Potable | 1/31/2000
Baker's Supermarket | 5555 N 90th St | Omaha | NE | 68134-1836 | Douglas | NE07778 | Scrapped/Junked | NA | 1998 | A. O. Smith | CHWH - ASME/Fired Water Heater | Bakery | HWSD - Hot Water Dom/Potable | 11/30/2016
Ralston Baright Library | 5555 S 77th St | Ralston | NE | 68127-3845 | Douglas | NE41042 | Active | 503502 | 2020 | Lochinvar | WTSS - Watertube SS Steel | Mechanical Room | HWHT - Hot Water Heat | 6/30/2026
City of Omaha-Missouri River WWTP Control Building | 5600 S 10th St | Omaha | NE | 68107-3501 | Douglas | NE08848 | Scrapped/Junked | n/a | 1980 | Peerless | CI - Cast Iron | ADMIN BLDG | HWHT - Hot Water Heat | 9/30/2014
City of Omaha-Missouri River WWTP Control Building | 5600 S 10th St | Omaha | NE | 68107-3501 | Douglas | NE17912 | Active | 14226 | 1981 | Bryan | ELBL - Electric Boiler | OPERATIONS BLDG | HWHT - Hot Water Heat | 9/30/2026
City of Omaha-Missouri River WWTP Control Building | 5600 S 10th St | Omaha | NE | 68107-3501 | Douglas | NE30532 | Active | 187806 | 1981 | WESS | ELWH - Electric Water Heater | OPERATION BLDG | HWSD - Hot Water Dom/Potable | 9/30/2026
City of Omaha-Missouri River WWTP Control Building | 5600 S 10th St | Omaha | NE | 68107-3501 | Douglas | NE37342 | Inactive | 50807 | 1981 | Cleaver & Brooks | WT - Water Tube Boiler |  | PROC - Process Steam | 10/31/1999
City of Omaha-Missouri River WWTP Control Building | 5600 S 10th St | Omaha | NE | 68107-3501 | Douglas | NE37343 | Inactive | 51184 | 1981 | CLEA | WT - Water Tube Boiler | BOILER ROOM DIGESTER | PROW - Process Hot Water | 9/30/2010
City of Omaha-Missouri River WWTP Control Building | 5600 S 10th St | Omaha | NE | 68107-3501 | Douglas | NE37344 | Out of Service | 17050 | 1983 | Bryan | WT - Water Tube Boiler | SLUDGE ROOM | HWHT - Hot Water Heat | 9/30/2014
City of Omaha-Missouri River WWTP Control Building | 5600 S 10th St | Omaha | NE | 68107-3501 | Douglas | NE37345 | Out of Service | 35318 | 1982 | Kewanee | FTFB - Firetube-Firebox Boiler | SLUDGE RM | HWHT - Hot Water Heat | 9/30/2014
City of Omaha-Missouri River WWTP Control Building | 5600 S 10th St | Omaha | NE | 68107-3501 | Douglas | NE43707 | Active | 1837 | 2023 | Fulton | FTHT - Firetube Horizontal | Boiler Building | HWHT - Hot Water Heat | 9/30/2026
City of Omaha-Missouri River WWTP Control Building | 5600 S 10th St | Omaha | NE | 68107-3501 | Douglas | NE43708 | Active | 1839 | 2023 | Fulton | FTHT - Firetube Horizontal | Boiler Building | HWHT - Hot Water Heat | 9/30/2026
City of Omaha-Missouri River WWTP Control Building | 5600 S 10th St | Omaha | NE | 68107-3501 | Douglas | NE43709 | Active | 1840 | 2023 | Fulton | FTHT - Firetube Horizontal | Boiler Building | HWHT - Hot Water Heat | 9/30/2026
Campos Business Park | 5600 S 42nd St | Omaha | NE | 68107-3103 | Douglas | NE02792 | Inactive | 4605 | 1956 | CLEAVER BROOKS | FTSM - FTS Marine Dry Back | BOILER ROOM | STHT - Steam-Heat | 9/30/1989
Campos Business Park | 5600 S 42nd St | Omaha | NE | 68107-3103 | Douglas | NE11676 | Inactive | 35668 | 1981 | Kewannee | FT - Firetube Boiler | BOILER ROOM | STHT - Steam-Heat | 9/30/1989
OPS 60th L St Facility Bldg A | 5602 L St | Omaha | NE | 68117-1333 | Douglas | NE01432 | Scrapped/Junked | 47273 | 1998 | AOSM | CHWH - ASME/Fired Water Heater | EQUIP ROOM | HWSD - Hot Water Dom/Potable | 8/31/2008
OPS 60th L St Facility Bldg A | 5602 L St | Omaha | NE | 68117-1333 | Douglas | NE09580 | Scrapped/Junked | N/A | 1999 | Peerless | CI - Cast Iron | BOILER ROOM | STHT - Steam-Heat | 12/31/2016
OPS 60th L St Facility Bldg A | 5602 L St | Omaha | NE | 68117-1333 | Douglas | NE20359 | Scrapped/Junked |  | 1980 | AO SMITH | AHWH - ANSI/Fired Water Htr |  | HWSD - Hot Water Dom/Potable | 9/30/1999
OPS 60th L St Facility Bldg A | 5602 L St | Omaha | NE | 68117-1333 | Douglas | NE32561 | Scrapped/Junked | N/A | 1957 | Kewanee | FTFB - Firetube-Firebox Boiler | BOILER ROOM | STHT - Steam-Heat | 3/31/2014
OPS 60th L St Facility Bldg A | 5602 L St | Omaha | NE | 68117-1333 | Douglas | NE32562 | Scrapped/Junked | 0 | 1957 | KEWANEE | FT - Firetube Boiler | BOILER ROOM | STHT - Steam-Heat | 12/31/2019
OPS 60th L St Facility Bldg A | 5602 L St | Omaha | NE | 68117-1333 | Douglas | NE39180 | Scrapped/Junked |  | 1960 | CRANE |  | BASEMENT | STHT - Steam-Heat | 9/30/2001
Rosehill Elementary | 5605 Corby St | Omaha | NE | 68104-4127 | Douglas | NE09592 | Scrapped/Junked | 56678 | 2001 | TRIA | FTVT - Firetube Vertical TB | EQUIPMENT ROOM | HWHT - Hot Water Heat | 12/31/2023
Rosehill Elementary | 5605 Corby St | Omaha | NE | 68104-4127 | Douglas | NE34745 | Scrapped/Junked | 39250 | 1985 | KEWANEE | FTFB - Firetube-Firebox Boiler | BOILER ROOM | STHT - Steam-Heat | 6/30/2001
Rosehill Elementary | 5605 Corby St | Omaha | NE | 68104-4127 | Douglas | NE34746 | Scrapped/Junked | 39240 | 1985 | KEWANEE | FTFB - Firetube-Firebox Boiler | BOILER ROOM | STHT - Steam-Heat | 6/30/2001
Rosehill Elementary | 5605 Corby St | Omaha | NE | 68104-4127 | Douglas | NE42620 | Active | N/A | 2023 | Advanced Thermal Hydronics | CI - Cast Iron | Boiler Room | HWHT - Hot Water Heat | 3/31/2027
Rosehill Elementary | 5605 Corby St | Omaha | NE | 68104-4127 | Douglas | NE42621 | Active | N/A | 2023 | Advanced Thermal Hydronics | CI - Cast Iron | Boiler Room | HWHT - Hot Water Heat | 3/31/2027
Administration Bldg | 5605 S 147th Ct | Omaha | NE | 68137-2502 | Douglas | NE03405 | Scrapped/Junked | 25208 | 1988 | BRYA | WT - Water Tube Boiler | BOILER ROOM | HWHT - Hot Water Heat | 8/31/2011
Administration Bldg | 5605 S 147th Ct | Omaha | NE | 68137-2502 | Douglas | NE04804 | Inactive | 43745 | 1968 | CHROMALOX PRECISION HEAT | ELBL - Electric Boiler |  | HWSP - Hot Water Non Potable Supply | 8/31/1997
Administration Bldg | 5605 S 147th Ct | Omaha | NE | 68137-2502 | Douglas | NE19445 | Active | 145952 | 2010 | GIANNONI | WTSS - Watertube SS Steel | boiler room | HWHT - Hot Water Heat | 8/31/2026
Administration Bldg | 5605 S 147th Ct | Omaha | NE | 68137-2502 | Douglas | NE19446 | Active | 145953 | 2010 | GIANNONI | WTSS - Watertube SS Steel | boiler room | HWHT - Hot Water Heat | 8/30/2026
Gateway Elementary School | 5610 S 42nd St | Omaha | NE | 68107-3103 | Douglas | NE23737 | Active | 232443 | 2011 | Lochinvar | WT - Water Tube Boiler | boiler room | HWHT - Hot Water Heat | 12/31/2026
Gateway Elementary School | 5610 S 42nd St | Omaha | NE | 68107-3103 | Douglas | NE23738 | Active | 232442 | 2011 | Lochinvar | WT - Water Tube Boiler | boiler room | HWHT - Hot Water Heat | 12/31/2026
NATELSON'S INC | 5610 S 85th Cir | Omaha | NE | 68127-4107 | Douglas | NE02995 | Inactive | 121607 | 1987 | SUSSMAN-AUTOMATIC CORP | ELBL - Electric Boiler |  | PROC - Process Steam | 5/31/1991
One Hope Church | 5612 Corby St | Omaha | NE | 68104-4128 | Douglas | NE11930 | Active | na | 1955 | Kewanee | FTFB - Firetube-Firebox Boiler | BASEMENT | STHT - Steam-Heat | 3/31/2023
One Hope Church | 5612 Corby St | Omaha | NE | 68104-4128 | Douglas | NE11931 | Inactive | n/a | 1955 | Kewanee | FTFB - Firetube-Firebox Boiler | BASEMENT | STHT - Steam-Heat | 3/31/2018
Buena Vista High School | 5616 L St | Omaha | NE | 68117-1333 | Douglas | NE32563 | Scrapped/Junked |  | 1960 | KEWANEE | FT - Firetube Boiler | BOILER ROOM | STHT - Steam-Heat | 8/31/1990
Buena Vista High School | 5616 L St | Omaha | NE | 68117-1333 | Douglas | NE41713 | Active | 503221 | 2020 | Lochinvar | CHWH - ASME/Fired Water Heater | mech room | HWSD - Hot Water Dom/Potable | 12/31/2026
Buena Vista High School | 5616 L St | Omaha | NE | 68117-1333 | Douglas | NE41714 | Active | 504373 | 2020 | Lochinvar | CHWH - ASME/Fired Water Heater | mech room | HWSD - Hot Water Dom/Potable | 12/31/2026
Buena Vista High School | 5616 L St | Omaha | NE | 68117-1333 | Douglas | NE41715 | Active | 360741 | 2020 | Lochinvar | FT - Firetube Boiler | mech room | HWHT - Hot Water Heat | 12/31/2026
Buena Vista High School | 5616 L St | Omaha | NE | 68117-1333 | Douglas | NE41716 | Active | 361327 | 2020 | Lochinvar | FT - Firetube Boiler | mech room | HWHT - Hot Water Heat | 12/31/2026
Buena Vista High School | 5616 L St | Omaha | NE | 68117-1333 | Douglas | NE41717 | Active | 361326 | 2020 | Lochinvar | FT - Firetube Boiler | mech room | HWHT - Hot Water Heat | 12/31/2026
SHERMAN ELEMENTARY SCHOOL | 5618 N 14th Ave | Omaha | NE | 68110-1134 | Douglas | NE37725 | Scrapped/Junked | 40269 | 1987 | KEWANEE | FTFB - Firetube-Firebox Boiler | BOILER ROOM | STHT - Steam-Heat | 6/30/2003
SHERMAN ELEMENTARY SCHOOL | 5618 N 14th Ave | Omaha | NE | 68110-1134 | Douglas | NE37726 | Scrapped/Junked | 40274 | 1987 | KEWANEE | FTFB - Firetube-Firebox Boiler | BOILER ROOM | PROC - Process Steam | 6/30/2003
Marrs Middle School | 5619 S 19th St | Omaha | NE | 68107-3601 | Douglas | NE02376 | Active | 37935 | 2002 | Aerco International | FTVT - Firetube Vertical TB | BOILER ROOM | HWHT - Hot Water Heat | 12/31/2026
Marrs Middle School | 5619 S 19th St | Omaha | NE | 68107-3601 | Douglas | NE02377 | Scrapped/Junked | 43798 | 2006 | AERCO INTERNATIONAL | FTVT - Firetube Vertical TB | BOILER ROOM | HWHT - Hot Water Heat | 12/31/2020
Marrs Middle School | 5619 S 19th St | Omaha | NE | 68107-3601 | Douglas | NE02378 | Active | 37934 | 2002 | Aerco International | FTVT - Firetube Vertical TB | BOILER ROOM | HWHT - Hot Water Heat | 12/31/2026
Marrs Middle School | 5619 S 19th St | Omaha | NE | 68107-3601 | Douglas | NE02379 | Active | 37937 | 2002 | Aerco International | FTVT - Firetube Vertical TB | BOILER ROOM | HWHT - Hot Water Heat | 12/31/2026
Marrs Middle School | 5619 S 19th St | Omaha | NE | 68107-3601 | Douglas | NE05080 | Scrapped/Junked | 32719 | 1993 | LOCHINVAR | CPFT - Horiz Cpr Fin Boiler | BOILER ROOM | HWSD - Hot Water Dom/Potable | 6/30/2003
Marrs Middle School | 5619 S 19th St | Omaha | NE | 68107-3601 | Douglas | NE05081 | Scrapped/Junked | 33039 | 1993 | LOCHINVAR | CPFT - Horiz Cpr Fin Boiler | BOILER ROOM | HWSD - Hot Water Dom/Potable | 6/30/2003
Marrs Middle School | 5619 S 19th St | Omaha | NE | 68107-3601 | Douglas | NE06161 | Active | 70923 | 2002 | AOSM | COBL - Coil Type Boiler | EQUIPMENT ROOM | HWSD - Hot Water Dom/Potable | 12/31/2026
Marrs Middle School | 5619 S 19th St | Omaha | NE | 68107-3601 | Douglas | NE06162 | Active | 70924 | 2002 | AOSM | COBL - Coil Type Boiler | EQUIPMENT ROOM | HWSD - Hot Water Dom/Potable | 12/31/2026
Marrs Middle School | 5619 S 19th St | Omaha | NE | 68107-3601 | Douglas | NE31060 | Scrapped/Junked |  | 1961 | KEWANEE | FTSM - FTS Marine Dry Back | BOILER ROOM | HWHT - Hot Water Heat | 12/31/2004
Marrs Middle School | 5619 S 19th St | Omaha | NE | 68107-3601 | Douglas | NE31061 | Scrapped/Junked |  | 1961 | Kewannee | FTSM - FTS Marine Dry Back | BOILER ROOM | HWHT - Hot Water Heat | 6/30/2003
Marrs Middle School | 5619 S 19th St | Omaha | NE | 68107-3601 | Douglas | NE41205 | Active | 88917 | 2021 | Aerco | WT - Water Tube Boiler | boiler room | HWHT - Hot Water Heat | 12/31/2026
ONE HOUR MARTINIZING | 5624 Ames Ave | Omaha | NE | 68104-2702 | Douglas | NE04589 | Inactive | 1153 | 1981 | WILLIAMS & DAVIS BOILERS | FTFB - Firetube-Firebox Boiler | BOILER ROOM | PROC - Process Steam | 10/31/2003
Josie Village | 563 N 88th Plz | Omaha | NE | 68114-2872 | Douglas | NE09617 | Scrapped/Junked | 66654 | 2002 | AOSM | CHWH - ASME/Fired Water Heater | Laudry Area | HWSD - Hot Water Dom/Potable | 3/31/2025
Josie Village | 563 N 88th Plz | Omaha | NE | 68114-2872 | Douglas | NE22610 | Exempt 1999 LB-66 |  | 1988 | AO SMITH | AHWH - ANSI/Fired Water Htr | BLDG 559 | HWSD - Hot Water Dom/Potable | 5/31/2000
Josie Village | 563 N 88th Plz | Omaha | NE | 68114-2872 | Douglas | NE22612 | Scrapped/Junked | 4869 | 1990 | RUUD | CHWH - ASME/Fired Water Heater | BLDG 563-567 | HWSD - Hot Water Dom/Potable | 5/31/2002
Josie Village | 563 N 88th Plz | Omaha | NE | 68114-2872 | Douglas | NE22613 | Exempt 1999 LB-66 |  | 1993 | AO SMITH | AHWH - ANSI/Fired Water Htr | BLDG 571 | HWSD - Hot Water Dom/Potable | 5/31/2000
Josie Village | 563 N 88th Plz | Omaha | NE | 68114-2872 | Douglas | NE22614 | Exempt 1999 LB-66 |  | 1988 | AMERICAN APPLIANCE | AHWH - ANSI/Fired Water Htr | BLDG 564 | HWSD - Hot Water Dom/Potable | 5/31/2000
Josie Village | 563 N 88th Plz | Omaha | NE | 68114-2872 | Douglas | NE22615 | Exempt 1999 LB-66 |  | 1988 | AO SMITH | AHWH - ANSI/Fired Water Htr | BLDG 628 | HWSD - Hot Water Dom/Potable | 5/31/2000
APARTMENT BUILDING | 563-573 S 34TH ST | OMAHA | NE | 68105-1374 | Douglas | NE18051 | Scrapped/Junked |  | 1992 | PEERLESS HEATER COMPANY |  | BASEMENT | STHT - Steam-Heat | 11/30/2003
The Light of the World Church | 565 S 24th St | Omaha | NE | 68102-2404 | Douglas | NE18418 | Inactive | N/A | 1995 | Peerless | CI - Cast Iron | Boiler Room | STHT - Steam-Heat | 11/30/2016
City of Omaha - Missouri River WWTP Chlorination B | 5660 S 10th St | Omaha | NE | 68107-3501 | Douglas | NE28048 | Active | 235485 | 2017 | AO SMITH | WT - Water Tube Boiler | Building 102 | HWSD - Hot Water Dom/Potable | 9/30/2026
City of Omaha-Brown Park Pavilion | 5708 S 15th St | Omaha | NE | 68107-3572 | Douglas | NE15709 | Scrapped/Junked |  | 1993 | PEER | CI - Cast Iron | BOILER ROOM | STHT - Steam-Heat | 9/30/2009
City of Omaha-Brown Park Pavilion | 5708 S 15th St | Omaha | NE | 68107-3572 | Douglas | NE17800 | Active | n/a | 2009 | Peerless | CI - Cast Iron | Basement | STHT - Steam-Heat | 7/31/2026
Gloss Salon and Day Spa | 5709 S 108th St | Omaha | NE | 68137-3746 | Douglas | NE14621 | Scrapped/Junked | 64616 | 2001 | AO SMITH | CHWH - ASME/Fired Water Heater | BASEMENT | HWSD - Hot Water Dom/Potable | 7/31/2024
Gloss Salon and Day Spa | 5709 S 108th St | Omaha | NE | 68137-3746 | Douglas | NE14622 | Scrapped/Junked | 4745 | 2004 | AO SMITH | CHWH - ASME/Fired Water Heater | BASEMENT | HWSD - Hot Water Dom/Potable | 7/31/2019
Millard West High School | 5710 S 176th Ave | Omaha | NE | 68135-2266 | Douglas | NE14616 | Active | 176928 | 2006 | LAARS HEATING SYSTEMS CO | WT - Water Tube Boiler | BOILER ROOM | HWSD - Hot Water Dom/Potable | 8/31/2026
Millard West High School | 5710 S 176th Ave | Omaha | NE | 68135-2266 | Douglas | NE14617 | Active | 176457 | 2006 | LAARS HEATING SYSTEMS CO | WT - Water Tube Boiler | BOILER ROOM | HWDP - Hotwater Heat & Dom Supply | 8/31/2026
Millard West High School | 5710 S 176th Ave | Omaha | NE | 68135-2266 | Douglas | NE18784 | Scrapped/Junked | 68691 | 2006 | Market Forge | FT - Firetube Boiler | Kitchen | 0021 - Steam Supp Cooker/Kettle | 8/31/2014
Millard West High School | 5710 S 176th Ave | Omaha | NE | 68135-2266 | Douglas | NE19409 | Active | 46519 | 1994 | Kewanee | FTSM - FTS Marine Dry Back | BOILER ROOM | HWHT - Hot Water Heat | 8/31/2026
Millard West High School | 5710 S 176th Ave | Omaha | NE | 68135-2266 | Douglas | NE19410 | Active | 46526 | 1994 | Kewanee | FTSM - FTS Marine Dry Back | BOILER ROOM | HWHT - Hot Water Heat | 8/31/2026
Millard West High School | 5710 S 176th Ave | Omaha | NE | 68135-2266 | Douglas | NE19411 | Scrapped/Junked | 8741 | 1994 | AO SMITH | COBL - Coil Type Boiler | BOILER ROOM | HWHT - Hot Water Heat | 8/31/2007
Millard West High School | 5710 S 176th Ave | Omaha | NE | 68135-2266 | Douglas | NE19412 | Scrapped/Junked | 8743 | 1994 | AO SMITH | COBL - Coil Type Boiler | BOILER ROOM | HWHT - Hot Water Heat | 8/31/2007
Millard West High School | 5710 S 176th Ave | Omaha | NE | 68135-2266 | Douglas | NE19413 | Scrapped/Junked | 8578 | 1994 | A O Smith | COBL - Coil Type Boiler | POOL | HWHT - Hot Water Heat | 8/31/2018
Millard West High School | 5710 S 176th Ave | Omaha | NE | 68135-2266 | Douglas | NE20671 | Scrapped/Junked | 48847 | 1995 | MARKET FORGE INDUSTRIES | FT - Firetube Boiler | KITCHEN | 0021 - Steam Supp Cooker/Kettle | 8/31/2008
Millard West High School | 5710 S 176th Ave | Omaha | NE | 68135-2266 | Douglas | NE20672 | Scrapped/Junked | 48835 | 1995 | MARKET FORGE INDUSTRIES | FT - Firetube Boiler | KITCHEN | 0021 - Steam Supp Cooker/Kettle | 8/31/2007
Millard West High School | 5710 S 176th Ave | Omaha | NE | 68135-2266 | Douglas | NE25972 | Active | 74898 | 2013 | Market Forge | FT - Firetube Boiler | Kitchen | 0021 - Steam Supp Cooker/Kettle | 8/31/2026
Millard West High School | 5710 S 176th Ave | Omaha | NE | 68135-2266 | Douglas | NE27672 | Active | 247128 | 2017 | Lochinvar | FTVT - Firetube Vertical TB | pool mech Room | IPHT - Indoor Pool Heater | 8/31/2026
Clark International | 5712 S 85th Cir | Omaha | NE | 68127-4132 | Douglas | NE25545 | Active | 44384 | 1999 | BRYN | WT - Water Tube Boiler | EQUIPMENT ROOM | HWHT - Hot Water Heat | 10/31/2026
CROWN PRODUCTS COMPANY | 5718 S 77th St | Ralston | NE | 68127-4202 | Douglas | NE03270 | Inactive |  | 1966 | CLEAVER BROOKS | FT - Firetube Boiler | BOILER ROOM | PROC - Process Steam | 7/31/1992
CROWN PRODUCTS COMPANY | 5718 S 77th St | Ralston | NE | 68127-4202 | Douglas | NE11393 | Inactive | 57049 | 1951 | AMES | FT - Firetube Boiler | BOILER ROOM | PROC - Process Steam | 7/31/1992
CROWN PRODUCTS COMPANY | 5718 S 77th St | Ralston | NE | 68127-4202 | Douglas | NE11410 | Inactive |  | 1922 | DRAKE WILLIAMS | FT - Firetube Boiler | BOILER ROOM | PROC - Process Steam | 7/31/1992
Mud Lng Plant | 5801 N 120th St | Omaha | NE | 68164-1407 | Douglas | NE14412 | Scrapped/Junked | 9008 | 1991 | TELE |  | COMPRESSOR BUILDING |  | 10/31/2005
MUD Lng Plant | 5801 N 120th St | Omaha | NE | 68164-1407 | Douglas | NE06492 | Active | 14254 | 2005 | Aldrich/LES | FTVT - Firetube Vertical TB | Equipment Room | HWHT - Hot Water Heat | 10/31/2026
MUD Lng Plant | 5801 N 120th St | Omaha | NE | 68164-1407 | Douglas | NE16075 | Scrapped/Junked | n/a | 1975 | Heatran, Inc. | PICO - Pipe Coil Assy | Stand Alone vessel | HTEX - Heat Exchanger | 3/31/2015
MUD Lng Plant | 5801 N 120th St | Omaha | NE | 68164-1407 | Douglas | NE19434 | Active | 18142 | 2010 | Les Inc/Aldrich Co | FTVT - Firetube Vertical TB | Electric Bldg | HWHT - Hot Water Heat | 10/31/2026
MUD Lng Plant | 5801 N 120th St | Omaha | NE | 68164-1407 | Douglas | NE25990 | Inactive | 73 | 2014 | Sigma | PICO - Pipe Coil Assy | Yard | 0022 - Oil Heater/HeatXfr | 10/31/2024
MUD Lng Plant | 5801 N 120th St | Omaha | NE | 68164-1407 | Douglas | NE42537 | Active | 11835 | 2021 | Johnston Boiler Co. | FTSM - FTS Marine Dry Back | Boiler House | HWCA - Hotwater to Coil Htexchgr | 10/31/2026
MUD Lng Plant | 5801 N 120th St | Omaha | NE | 68164-1407 | Douglas | NE42538 | Active | 11836 | 2021 | Johnston Boiler Co. | FTSM - FTS Marine Dry Back | Boiler House | HWCA - Hotwater to Coil Htexchgr | 10/31/2026
MUD Lng Plant | 5801 N 120th St | Omaha | NE | 68164-1407 | Douglas | NE42539 | Active | 11847 | 2021 | Johnston Boiler Co. | FTSM - FTS Marine Dry Back | Boiler House | HWCA - Hotwater to Coil Htexchgr | 10/31/2026
St John Vianney Parish | 5801 Oak Hills Dr | Omaha | NE | 68137-3317 | Douglas | NE10548 | Active | 12341 | 2002 | ALES | FTVT - Firetube Vertical TB | EQUIP ROOM | HWHT - Hot Water Heat | 12/31/2026
St John Vianney Parish | 5801 Oak Hills Dr | Omaha | NE | 68137-3317 | Douglas | NE10549 | Scrapped/Junked | 12346 | 2002 | ALES | FTVT - Firetube Vertical TB | EQUIP ROOM | HWHT - Hot Water Heat | 12/31/2017
St John Vianney Parish | 5801 Oak Hills Dr | Omaha | NE | 68137-3317 | Douglas | NE14753 | Active | n/a | 1988 | Weil-Mcclain | CI - Cast Iron | BOILER ROOM | HWHT - Hot Water Heat | 12/31/2026
St John Vianney Parish | 5801 Oak Hills Dr | Omaha | NE | 68137-3317 | Douglas | NE28572 | Active | 302 | 2017 | Les Inc/Aldrich Co | FTVT - Firetube Vertical TB | penthouse | HWHT - Hot Water Heat | 12/31/2026
Vincentini Plumbing | 5808 N 16th St | Omaha | NE | 68110-1136 | Douglas | NE28071 | Active | 453330 | 2018 | Lochinvar | WT - Water Tube Boiler | mech room | GLFH - Glycol Floor Heat System | 10/31/2025
Hitchcock Elementary | 5809 S 104th St | Omaha | NE | 68127-3022 | Douglas | NE05839 | Exempt 1999 LB-66 |  | 1994 | HATCO | ELWH - Electric Water Heater | BOILER ROOM | 0029 - Booster Htr For Dishwasher | 8/31/2001
Hitchcock Elementary | 5809 S 104th St | Omaha | NE | 68127-3022 | Douglas | NE18082 | Active | 22430 | 1994 | Burnham | FT - Firetube Boiler | BOILER ROOM | HWHT - Hot Water Heat | 8/31/2026
Hitchcock Elementary | 5809 S 104th St | Omaha | NE | 68127-3022 | Douglas | NE18083 | Active | 22431 | 1994 | Burnham | FT - Firetube Boiler | BOILER ROOM | HWHT - Hot Water Heat | 8/31/2026
Hitchcock Elementary | 5809 S 104th St | Omaha | NE | 68127-3022 | Douglas | NE18084 | Out of Service | 116022 | 1994 | Raypak | CPFT - Horiz Cpr Fin Boiler | BOILER ROOM | HWSD - Hot Water Dom/Potable | 7/31/2021
Hitchcock Elementary | 5809 S 104th St | Omaha | NE | 68127-3022 | Douglas | NE32301 | Scrapped/Junked | 4226 | 1970 | Market Forge | FT - Firetube Boiler | KITCHEN | 0021 - Steam Supp Cooker/Kettle | 7/31/2015
Gateway Early Childhood | 5810 S 42nd St | Omaha | NE | 68107-3103 | Douglas | NE26121 | Active | 307413 | 2014 | CAMUS | WT - Water Tube Boiler | equip room | HWHT - Hot Water Heat | 12/31/2026
Gateway Early Childhood | 5810 S 42nd St | Omaha | NE | 68107-3103 | Douglas | NE26122 | Active | 307397 | 2014 | CAMUS | WT - Water Tube Boiler | equip room | HWHT - Hot Water Heat | 12/31/2026
FNBO - 702110H | 5812 S 144th St | Omaha | NE | 68197-0016 | Douglas | NE12144 | Active | 10099 | 1999 | ALES | FTVT - Firetube Vertical TB | BASEMENT | GLYC - Glycol Bldg Heat Sys | 2/28/2027
Thomasville Apartments | 5820 S 96th Ct | Omaha | NE | 68127-3308 | Douglas | NE06140 | Exempt | n/a | 1998 | Raypak | CPFH - Copper Fin Water Heater | BASEMENT | SPAJ - Spa/Jacuzzi Heater | 5/31/2013
TMB Properties LLC | 5835 Henninger Dr | Omaha | NE | 68104-1221 | Douglas | NE20758 | Active | 69440 | 2008 | TDC Manufacturing Co | ELBL - Electric Boiler | garage | HWHT - Hot Water Heat | 2/28/2027
City of Omaha-Deer Ridge Pool | 585 S 126th St | Omaha | NE | 68154-2307 | Douglas | NE15711 | Scrapped/Junked | 114073 | 1994 | Raypak | CPFT - Horiz Cpr Fin Boiler | BOILER ROOM | OPHT - Outdoor Pool Heater | 6/30/2017
City of Omaha-Deer Ridge Pool | 585 S 126th St | Omaha | NE | 68154-2307 | Douglas | NE15712 | Scrapped/Junked | 28264 | 1986 | RHEEM MANUFACTURING CO | AHWH - ANSI/Fired Water Htr |  | HWSD - Hot Water Dom/Potable | 7/31/1999
Verizon (MCI, Inc.) | 5857 N 60th St | Omaha | NE | 68104-1140 | Douglas | NE08260 | Exempt | 26557 | 1998 | York Interational | HEXC - Heat Exchanger | CHILLER ROOM | 0043 - Hydroflourocarbon Refrig | 1/1/1900
OHA/Benson Tower Apts | 5900 NW Radial Hwy | Omaha | NE | 68104-3466 | Douglas | NE07605 | Scrapped/Junked | 69857 | 2005 | Bradford White | CHWH - ASME/Fired Water Heater | BOILER ROOM | HWSD - Hot Water Dom/Potable | 3/31/2015
OHA/Benson Tower Apts | 5900 NW Radial Hwy | Omaha | NE | 68104-3466 | Douglas | NE07606 | Scrapped/Junked | 69856 | 2005 | Bradford White | CHWH - ASME/Fired Water Heater | BOILER ROOM | HWSD - Hot Water Dom/Potable | 3/31/2015
OHA/Benson Tower Apts | 5900 NW Radial Hwy | Omaha | NE | 68104-3466 | Douglas | NE25757 | Active | 106952 | 2014 | Bradford White | CHWH - ASME/Fired Water Heater | boiler room | HWSD - Hot Water Dom/Potable | 3/31/2026
OHA/Benson Tower Apts | 5900 NW Radial Hwy | Omaha | NE | 68104-3466 | Douglas | NE25758 | Active | 108141 | 2014 | Bradford White | CHWH - ASME/Fired Water Heater | boiler room | HWSD - Hot Water Dom/Potable | 3/31/2026
OHA/Benson Tower Apts | 5900 NW Radial Hwy | Omaha | NE | 68104-3466 | Douglas | NE30552 | Active | n/a | 1993 | Peerless | CI - Cast Iron | BOILER ROOM | HWHT - Hot Water Heat | 3/31/2026
OHA/Benson Tower Apts | 5900 NW Radial Hwy | Omaha | NE | 68104-3466 | Douglas | NE30553 | Active | n/a | 1993 | Peerless | CI - Cast Iron | BOILER ROOM | HWHT - Hot Water Heat | 3/31/2026
OMAHA HOUSING AUTHORITY | 5900 NW Radial Hwy | Omaha | NE | 68104-3466 | Douglas | NE30554 | Inactive | 25501 | 1991 | LOCHINVAR | CHWH - ASME/Fired Water Heater | BOILER ROOM | HWSD - Hot Water Dom/Potable | 3/31/2005
OMAHA HOUSING AUTHORITY | 5900 NW Radial Hwy | Omaha | NE | 68104-3466 | Douglas | NE30555 | Scrapped/Junked | 25844 | 1991 | LOCHINVAR | CHWH - ASME/Fired Water Heater | BOILER ROOM | HWSD - Hot Water Dom/Potable | 3/31/2006
OMAHA HOUSING AUTHORITY | 5900 NW Radial Hwy | Omaha | NE | 68104-3466 | Douglas | NE30556 | Scrapped/Junked | 25842 | 1991 | LOCHINVAR | CHWH - ASME/Fired Water Heater | BOILER ROOM | HWSD - Hot Water Dom/Potable | 3/31/2006
BENSON FEED MILLS | 5900 S 77th St | Ralston | NE | 68127-4267 | Douglas | NE10766 | Inactive | 8581 | 1968 | YORK SHIPLEY | FT - Firetube Boiler | BOILER ROOM | PROC - Process Steam | 8/31/1989
John Mercer Masonic Lodge | 5903 Maple St | Omaha | NE | 68104-4101 | Douglas | NE15459 | Active | 25375 | 1992 | Teledyne & Laars | WT - Water Tube Boiler | Basement | HWHT - Hot Water Heat | 11/30/2025
John Mercer Masonic Lodge | 5903 Maple St | Omaha | NE | 68104-4101 | Douglas | NE15460 | Active | 25306 | 1992 | Teledyne & Laars | WT - Water Tube Boiler | Basement | HWHT - Hot Water Heat | 11/30/2026
OHA/Crown Tower Apts | 5904 Henninger Dr | Omaha | NE | 68104-1258 | Douglas | NE07602 | Scrapped/Junked | 379 | 2001 | AMST | CHWH - ASME/Fired Water Heater | BASEMENT | HWSP - Hot Water Non Potable Supply | 3/31/2021
OHA/Crown Tower Apts | 5904 Henninger Dr | Omaha | NE | 68104-1258 | Douglas | NE07603 | Scrapped/Junked | 444 | 2001 | AMST | CHWH - ASME/Fired Water Heater | BOILER ROOM | HWSD - Hot Water Dom/Potable | 3/31/2021
OHA/Crown Tower Apts | 5904 Henninger Dr | Omaha | NE | 68104-1258 | Douglas | NE07604 | Scrapped/Junked | 427 | 2001 | AMST | CHWH - ASME/Fired Water Heater | BOILER ROOM | HWSD - Hot Water Dom/Potable | 3/31/2021
OHA/Crown Tower Apts | 5904 Henninger Dr | Omaha | NE | 68104-1258 | Douglas | NE22218 | Active | n/a | 2008 | Peerless | CI - Cast Iron | boiler room | HWHT - Hot Water Heat | 3/31/2026
OHA/Crown Tower Apts | 5904 Henninger Dr | Omaha | NE | 68104-1258 | Douglas | NE30547 | Scrapped/Junked |  | 1983 | PEER | CI - Cast Iron | BOILER ROOM | HWHT - Hot Water Heat | 3/31/2009
OHA/Crown Tower Apts | 5904 Henninger Dr | Omaha | NE | 68104-1258 | Douglas | NE30548 | Active | n/a | 1983 | Peerless | CI - Cast Iron | BOILER ROOM | HWHT - Hot Water Heat | 3/31/2026
OMAHA HOUSING AUTHORITY | 5904 Henninger Dr | Omaha | NE | 68104-1258 | Douglas | NE30549 | Scrapped/Junked |  | 1981 | AO SMITH | AHWH - ANSI/Fired Water Htr | BOILER ROOM BASEMENT | HWSD - Hot Water Dom/Potable | 3/31/2002
OMAHA HOUSING AUTHORITY | 5904 Henninger Dr | Omaha | NE | 68104-1258 | Douglas | NE30550 | Scrapped/Junked |  | 1981 | AO SMITH | AHWH - ANSI/Fired Water Htr | BOILER ROOM BASEMENT | HWSD - Hot Water Dom/Potable | 3/31/2002
OMAHA HOUSING AUTHORITY | 5904 Henninger Dr | Omaha | NE | 68104-1258 | Douglas | NE30551 | Scrapped/Junked |  | 1981 | AO SMITH | AHWH - ANSI/Fired Water Htr | BOILER ROOM BASEMENT | HWSD - Hot Water Dom/Potable | 3/31/2002
Max I Walkers | 5908 Maple St | Omaha | NE | 68104-4102 | Douglas | NE03314 | Active | 49642 | 1980 | Cleaver Brooks | FTSM - FTS Marine Dry Back | 1ST FLOOR | PROC - Process Steam | 10/31/2026
Max I Walkers | 5908 Maple St | Omaha | NE | 68104-4102 | Douglas | NE05219 | Active | n/a | 1989 | Peerless | CI - Cast Iron | 1ST FLOOR | HWHT - Hot Water Heat | 10/31/2026
Max I Walkers | 5908 Maple St | Omaha | NE | 68104-4102 | Douglas | NE05324 | Exempt 1999 LB-66 |  | 1995 | VANGUARD | AHWH - ANSI/Fired Water Htr |  | HWSD - Hot Water Dom/Potable | 3/31/2000
Max I Walkers | 5908 Maple St | Omaha | NE | 68104-4102 | Douglas | NE05327 | Exempt 1999 LB-66 |  | 1994 | VANGUARD | AHWH - ANSI/Fired Water Htr |  | HWSD - Hot Water Dom/Potable | 3/31/2000
Methodist Physicians Clinic | 5908 S 142nd St | Omaha | NE | 68137-2800 | Douglas | NE09593 | Active | 47070 | 2001 | BRYA | WT - Water Tube Boiler | Mech Room | HWHT - Hot Water Heat | 9/30/2026
Methodist Physicians Clinic | 5908 S 142nd St | Omaha | NE | 68137-2800 | Douglas | NE24751 | Active | 30641 | 1991 | BRYA | WT - Water Tube Boiler | Mech Room | HWHT - Hot Water Heat | 9/30/2026
Methodist Physicians Clinic | 5908 S 142nd St | Omaha | NE | 68137-2800 | Douglas | NE24752 | Scrapped/Junked | 30642 | 1991 | BRYAN STEAM LLC | WT - Water Tube Boiler | BASEMENT | HWHT - Hot Water Heat | 9/30/2002
Falling Waters Elementary | 5909 S 200th Ave | Gretna | NE | 68135 | Douglas | NE28867 | Active | 85498 | 2019 | Aerco | WT - Water Tube Boiler | equipment room | HWHT - Hot Water Heat | 7/31/2026
Falling Waters Elementary | 5909 S 200th Ave | Gretna | NE | 68135 | Douglas | NE28868 | Active | 85499 | 2019 | Aerco | WT - Water Tube Boiler | equipment room | HWHT - Hot Water Heat | 7/31/2026
Falling Waters Elementary | 5909 S 200th Ave | Gretna | NE | 68135 | Douglas | NE28869 | Active | 99303 | 2019 | PVI Industries | WT - Water Tube Boiler | equipment room | HWDP - Hotwater Heat & Dom Supply | 7/31/2026
Bluestem Middle School | 5910 S 42nd St | Omaha | NE | 68107 | Douglas | NE41976 | Active | 15364 | 2021 | Riello | WT - Water Tube Boiler | Mech Room | HWHT - Hot Water Heat | 12/31/2026
Bluestem Middle School | 5910 S 42nd St | Omaha | NE | 68107 | Douglas | NE41977 | Active | 15361 | 2021 | Riello | WT - Water Tube Boiler | Mech Room | HWHT - Hot Water Heat | 12/31/2026
Bluestem Middle School | 5910 S 42nd St | Omaha | NE | 68107 | Douglas | NE41978 | Active | 15373 | 2021 | Riello | WT - Water Tube Boiler | Mech Room | HWHT - Hot Water Heat | 12/31/2026
Bluestem Middle School | 5910 S 42nd St | Omaha | NE | 68107 | Douglas | NE41979 | Active | 15441 | 2021 | Riello | WT - Water Tube Boiler | Mech Room | HWHT - Hot Water Heat | 12/31/2026
Bluestem Middle School | 5910 S 42nd St | Omaha | NE | 68107 | Douglas | NE41980 | Active | 15167 | 2021 | Riello | WT - Water Tube Boiler | Mech Room | HWHT - Hot Water Heat | 12/31/2026
Bluestem Middle School | 5910 S 42nd St | Omaha | NE | 68107 | Douglas | NE41981 | Active | 15170 | 2021 | Riello | WT - Water Tube Boiler | Mech Room | HWHT - Hot Water Heat | 12/31/2026
Bluestem Middle School | 5910 S 42nd St | Omaha | NE | 68107 | Douglas | NE41982 | Active | 7027 | 2021 | Riello | WT - Water Tube Boiler | Mech Room | HWHT - Hot Water Heat | 12/31/2026
Bluestem Middle School | 5910 S 42nd St | Omaha | NE | 68107 | Douglas | NE41983 | Active | 7024 | 2021 | Riello | WT - Water Tube Boiler | Mech Room | HWHT - Hot Water Heat | 12/31/2026
Bluestem Middle School | 5910 S 42nd St | Omaha | NE | 68107 | Douglas | NE41984 | Active | 153272 | 2021 | Riello | WT - Water Tube Boiler | Mech Room | HWHT - Hot Water Heat | 12/31/2026
Bluestem Middle School | 5910 S 42nd St | Omaha | NE | 68107 | Douglas | NE41985 | Active | 15211 | 2021 | Riello | WT - Water Tube Boiler | Mech Room | HWHT - Hot Water Heat | 12/31/2026
Bluestem Middle School | 5910 S 42nd St | Omaha | NE | 68107 | Douglas | NE41986 | Active | 15409 | 2021 | Riello | WT - Water Tube Boiler | Mech Room | HWHT - Hot Water Heat | 12/31/2026
Bluestem Middle School | 5910 S 42nd St | Omaha | NE | 68107 | Douglas | NE41987 | Active | 15202 | 2021 | Riello | WT - Water Tube Boiler | Mech Room | HWHT - Hot Water Heat | 12/31/2026
Sts Peter & Paul Parish | 5912 S 36th St | Omaha | NE | 68107-3232 | Douglas | NE07640 | Active | n/a | 2006 | Peerless | CI - Cast Iron | BOILER ROOM | STHT - Steam-Heat | 6/30/2026
Sts Peter & Paul Parish | 5912 S 36th St | Omaha | NE | 68107-3232 | Douglas | NE08464 | Inactive | 62993 | 2001 | AO SMITH | COBL - Coil Type Boiler | BOILER ROOM | HWSD - Hot Water Dom/Potable | 6/30/2008
Sts Peter & Paul Parish | 5912 S 36th St | Omaha | NE | 68107-3232 | Douglas | NE08573 | Active | n/a | 1998 | Peerless | CI - Cast Iron | CONVENT | STHT - Steam-Heat | 6/30/2026
Sts Peter & Paul Parish | 5912 S 36th St | Omaha | NE | 68107-3232 | Douglas | NE13821 | Active | C-21899 | 2008 | AO SMITH | COBL - Coil Type Boiler | BOILER ROOM | HWDP - Hotwater Heat & Dom Supply | 6/30/2026
Sts Peter & Paul Parish | 5912 S 36th St | Omaha | NE | 68107-3232 | Douglas | NE14734 | Scrapped/Junked | 75300 | 1988 | AO SMITH | CHWH - ASME/Fired Water Heater | BOILER ROOM | HWSD - Hot Water Dom/Potable | 6/30/2001
Sts Peter & Paul Parish | 5912 S 36th St | Omaha | NE | 68107-3232 | Douglas | NE32513 | Scrapped/Junked |  | 1950 | US RADIATOR |  | BOILER ROOM | STHT - Steam-Heat | 6/30/2007
Sts Peter & Paul Parish | 5912 S 36th St | Omaha | NE | 68107-3232 | Douglas | NE34502 | Active | 538 | 1963 | VULCAN HART | COOK - Fired Cooker | KITCHEN | COOK - Cooker/Kettle | 6/30/2025
Sts Peter & Paul Parish | 5912 S 36th St | Omaha | NE | 68107-3232 | Douglas | NE37505 | Inactive | n/a | 1985 | Peerless | CI - Cast Iron | BOILER ROOM | STHT - Steam-Heat | 6/30/2018
Casey's | 5920 F St | Omaha | NE | 68117-2825 | Douglas | NE20746 | Out of Service | 234718 | 2011 | Lochinvar | CPFT - Horiz Cpr Fin Boiler | car wash bldg | GLYC - Glycol Bldg Heat Sys | 12/31/2014
SIMON MEATS | 5934 S 25th St | Omaha | NE | 68107-4443 | Douglas | NE11577 | Inactive | 76454 | 1988 | AO SMITH | CHWH - ASME/Fired Water Heater | EQUIP. ROOM | HWSD - Hot Water Dom/Potable | 3/31/1997
NEW GENERATION FOODS | 5934 S 25th St | Omaha | NE | 68107-4443 | Douglas | NE24716 | Inactive | 82184 | 1998 | FULTON BOILERWORKS | FTVT - Firetube Vertical TB | BOILER ROOM | PROC - Process Steam | 2/28/2002
NEW GENERATION FOODS | 5934 S 25th St | Omaha | NE | 68107-4443 | Douglas | NE24717 | Inactive | 82185 | 1998 | FULTON BOILERWORKS | FTVT - Firetube Vertical TB | BOILER ROOM | PROC - Process Steam | 2/28/2002
Sandoz Elementary School | 5959 Oak Hills Dr | Omaha | NE | 68137-3319 | Douglas | NE19781 | Exempt 1999 LB-66 |  | 1985 | AO SMITH | AHWH - ANSI/Fired Water Htr |  | HWSD - Hot Water Dom/Potable | 8/31/2000
Sandoz Elementary School | 5959 Oak Hills Dr | Omaha | NE | 68137-3319 | Douglas | NE19782 | Exempt 1999 LB-66 |  | 1993 | AO SMITH | AHWH - ANSI/Fired Water Htr |  | HWSD - Hot Water Dom/Potable | 8/31/2000
Sandoz Elementary School | 5959 Oak Hills Dr | Omaha | NE | 68137-3319 | Douglas | NE32161 | Scrapped/Junked | 2918 | 1966 | Market Forge | FT - Firetube Boiler | KITCHEN | 0021 - Steam Supp Cooker/Kettle | 7/31/2017
Brookestone Meadows | 600 Brookstone Meadows Plz | Elkhorn | NE | 68022-4401 | Douglas | NE08131 | Active | 16296 | 2006 | ALES | FTVT - Firetube Vertical TB | Boiler Room | HWHT - Hot Water Heat | 10/31/2026
Brookestone Meadows | 600 Brookstone Meadows Plz | Elkhorn | NE | 68022-4401 | Douglas | NE08132 | Active | 16298 | 2006 | Aldrich | FTVT - Firetube Vertical TB | Boiler Room | HWHT - Hot Water Heat | 10/31/2026
Brookestone Meadows | 600 Brookstone Meadows Plz | Elkhorn | NE | 68022-4401 | Douglas | NE08133 | Active | 16297 | 2006 | ALES | FTVT - Firetube Vertical TB | Boiler Room | HWHT - Hot Water Heat | 10/31/2026
Brookestone Meadows | 600 Brookstone Meadows Plz | Elkhorn | NE | 68022-4401 | Douglas | NE08134 | Active | 67688 | 2007 | Ajax | COBL - Coil Type Boiler | Boiler Room | HWDP - Hotwater Heat & Dom Supply | 10/31/2026
Brookestone Meadows | 600 Brookstone Meadows Plz | Elkhorn | NE | 68022-4401 | Douglas | NE08135 | Active | 67686 | 2007 | Ajax | COBL - Coil Type Boiler | Boiler Room | HWDP - Hotwater Heat & Dom Supply | 10/31/2026
Brookestone Meadows | 600 Brookstone Meadows Plz | Elkhorn | NE | 68022-4401 | Douglas | NE08136 | Active | 67687 | 2007 | Ajax | COBL - Coil Type Boiler | Boiler Room | HWDP - Hotwater Heat & Dom Supply | 10/31/2026
3M Occup Health and Safety | 600 E Meigs St | Valley | NE | 68064-9782 | Douglas | NE21974 | Scrapped/Junked | 66352 | 1997 | AOSM | ELWH - Electric Water Heater | 2ND FLR BOILER ROOM | HWSD - Hot Water Dom/Potable | 8/31/2022
3M Occup Health and Safety | 600 E Meigs St | Valley | NE | 68064-9782 | Douglas | NE41890 | Active | 374475 | 2021 | Haws | ELBL - Electric Boiler | 2nd floor Mechanical Room | HWSD - Hot Water Dom/Potable | 10/31/2026
3M OCCUP HEALTH AND SAFETY | 600 E Meigs St | Valley | NE | 68064-9782 | Douglas | NE04789 | Inactive | 17 | 1979 | BRASCH | ELBL - Electric Boiler | 2ND FLR BOILER ROOM | STHT - Steam-Heat | 8/31/2006
3M OCCUP HEALTH AND SAFETY | 600 E Meigs St | Valley | NE | 68064-9782 | Douglas | NE04790 | Scrapped/Junked | 18 | 1979 | BRASCH | ELBL - Electric Boiler | 2ND FLR BOILER ROOM | STHT - Steam-Heat | 8/31/2006
ELKHORN POOL | 600 HILLCREST | OMAHA | NE | 68022 | Douglas | NE00314 | Scrapped/Junked |  | 1989 | AO SMITH | AHWH - ANSI/Fired Water Htr | PUMP ROOM | HWSD - Hot Water Dom/Potable | 7/31/2001
OHA/Jackson Tower Apts | 600 S 27th St | Omaha | NE | 68105-1502 | Douglas | NE07607 | Scrapped/Junked | 68479 | 2005 | Bradford White | CHWH - ASME/Fired Water Heater | BOILER ROOM | HWSD - Hot Water Dom/Potable | 3/31/2017
OHA/Jackson Tower Apts | 600 S 27th St | Omaha | NE | 68105-1502 | Douglas | NE07608 | Scrapped/Junked | 68483 | 2005 | Bradford White | CHWH - ASME/Fired Water Heater | BOILER ROOM | HWSD - Hot Water Dom/Potable | 3/31/2014
OHA/Jackson Tower Apts | 600 S 27th St | Omaha | NE | 68105-1502 | Douglas | NE07609 | Scrapped/Junked | 68126 | 2005 | Bradford White | CHWH - ASME/Fired Water Heater | BOILER ROOM | HWSD - Hot Water Dom/Potable | 3/31/2014
OHA/Jackson Tower Apts | 600 S 27th St | Omaha | NE | 68105-1502 | Douglas | NE07610 | Scrapped/Junked | 76971 | 2003 | STAT | CHWH - ASME/Fired Water Heater | BOILER ROOM | HWSD - Hot Water Dom/Potable | 3/31/2019
OHA/Jackson Tower Apts | 600 S 27th St | Omaha | NE | 68105-1502 | Douglas | NE25981 | Scrapped/Junked | 104596 | 2013 | Bradford White | CHWH - ASME/Fired Water Heater | Boiler Room | HWDP - Hotwater Heat & Dom Supply | 3/31/2023
OHA/Jackson Tower Apts | 600 S 27th St | Omaha | NE | 68105-1502 | Douglas | NE29253 | Scrapped/Junked | 119517 | 2016 | Bradford White | CHWH - ASME/Fired Water Heater | Boiler Room | HWSD - Hot Water Dom/Potable | 3/31/2026
OHA/Jackson Tower Apts | 600 S 27th St | Omaha | NE | 68105-1502 | Douglas | NE29254 | Scrapped/Junked | 129478 | 2018 | Bradford White | CHWH - ASME/Fired Water Heater | Boiler Room | HWSD - Hot Water Dom/Potable | 3/31/2025
OHA/Jackson Tower Apts | 600 S 27th St | Omaha | NE | 68105-1502 | Douglas | NE30534 | Active | n/a | 1993 | Peerless | CI - Cast Iron | BOILER ROOM | HWHT - Hot Water Heat | 3/31/2026
OHA/Jackson Tower Apts | 600 S 27th St | Omaha | NE | 68105-1502 | Douglas | NE30535 | Active | n/a | 1993 | Peerless | CI - Cast Iron | BOILER ROOM | HWHT - Hot Water Heat | 3/31/2025
OHA/Jackson Tower Apts | 600 S 27th St | Omaha | NE | 68105-1502 | Douglas | NE30536 | Active | n/a | 1993 | Peerless | CI - Cast Iron | BOILER ROOM | HWHT - Hot Water Heat | 3/31/2025
OHA/Jackson Tower Apts | 600 S 27th St | Omaha | NE | 68105-1502 | Douglas | NE30537 | Inactive | 25846 | 1991 | LOCHINVAR | CHWH - ASME/Fired Water Heater | BOILER ROOM | HWSD - Hot Water Dom/Potable | 3/31/2004
OHA/Jackson Tower Apts | 600 S 27th St | Omaha | NE | 68105-1502 | Douglas | NE30538 | Scrapped/Junked | 25850 | 1991 | LOCHINVAR | CHWH - ASME/Fired Water Heater | BOILER ROOM | HWSD - Hot Water Dom/Potable | 3/31/2002
OHA/Jackson Tower Apts | 600 S 27th St | Omaha | NE | 68105-1502 | Douglas | NE30539 | Inactive | 25847 | 1991 | LOCHINVAR | CHWH - ASME/Fired Water Heater | BOILER ROOM | HWSD - Hot Water Dom/Potable | 3/31/2005
OHA/Jackson Tower Apts | 600 S 27th St | Omaha | NE | 68105-1502 | Douglas | NE30540 | Scrapped/Junked | 25840 | 1991 | LOCHINVAR | CHWH - ASME/Fired Water Heater | BOILER ROOM | HWSD - Hot Water Dom/Potable | 3/31/2006
OHA/Jackson Tower Apts | 600 S 27th St | Omaha | NE | 68105-1502 | Douglas | NE30541 | Inactive | 25841 | 1991 | LOCHINVAR | CHWH - ASME/Fired Water Heater | BOILER ROOM | HWSD - Hot Water Dom/Potable | 3/31/2005
OHA/Jackson Tower Apts | 600 S 27th St | Omaha | NE | 68105-1502 | Douglas | NE43529 | Active | 319664 | 2024 | AO SMITH | CHWH - ASME/Fired Water Heater | BOILER ROOM | HWSD - Hot Water Dom/Potable | 3/31/2026
OHA/Jackson Tower Apts | 600 S 27th St | Omaha | NE | 68105-1502 | Douglas | NE43530 | Scrapped/Junked | N/A | 2024 | Bradford White | CHWH - ASME/Fired Water Heater | Boiler Room | HWSD - Hot Water Dom/Potable | 3/31/2025
OHA/Jackson Tower Apts | 600 S 27th St | Omaha | NE | 68105-1502 | Douglas | NE43959 | Active | 345248 | 2026 | AO SMITH | CHWH - ASME/Fired Water Heater | Boiler Room | HWSD - Hot Water Dom/Potable | 3/31/2026
OHA/Jackson Tower Apts | 600 S 27th St | Omaha | NE | 68105-1502 | Douglas | NE43960 | Active | 331720 | 2025 | AO SMITH | CHWH - ASME/Fired Water Heater | Boiler Room | HWSD - Hot Water Dom/Potable | 3/31/2026
UN Medical Center | 600 S 42nd St | Omaha | NE | 68198-1002 | Douglas | NE04362 | Scrapped/Junked | 18738 | 1952 | Orrs |  | Boiler Room |  | 11/30/2004
UN Medical Center | 600 S 42nd St | Omaha | NE | 68198-1002 | Douglas | NE04363 | Scrapped/Junked | 18730 | 1952 | Orrs |  | Boiler Room |  | 11/30/2004
UN Medical Center | 600 S 42nd St | Omaha | NE | 68198-1002 | Douglas | NE14445 | Scrapped/Junked | n/a | 1997 | Peerless | CI - Cast Iron | Chemical Storage Building. | HWHT - Hot Water Heat | 5/31/2015
UN Medical Center | 600 S 42nd St | Omaha | NE | 68198-1002 | Douglas | NE37598 | Inactive | 40112 | 1969 | Cleaver & Brooks |  | Booth Building |  | 11/30/2002
EVANS CLEANERS & LAUNDRY | 600 S Saddle Creek Rd | Omaha | NE | 68106-1424 | Douglas | NE02971 | Inactive | 26354 | 1974 | KEWANEE | FT - Firetube Boiler |  | PROC - Process Steam | 11/30/1990
EVANS CLEANERS & LAUNDRY | 600 S Saddle Creek Rd | Omaha | NE | 68106-1424 | Douglas | NE08040 | Inactive | 34045 | 1979 | PM LATTNER MFR COMPANY | ELBL - Electric Boiler |  | PROC - Process Steam | 1/31/1990
UNO Omaha | 6001 Dodge St | Omaha | NE | 68182-1102 | Douglas | NE04029 | Inactive | 10498 | 1972 | COATES | WT - Water Tube Boiler | POWER PLANT | STHT - Steam-Heat | 5/31/1989
UNO Omaha | 6001 Dodge St | Omaha | NE | 68182-1102 | Douglas | NE06054 | Scrapped/Junked |  | 2004 | PEER | CI - Cast Iron | BASEMENT | HWHT - Hot Water Heat | 5/31/2009
UNO Omaha | 6001 Dodge St | Omaha | NE | 68182-1102 | Douglas | NE12100 | Scrapped/Junked |  | 2003 | PEERLESS HEATER COMPANY |  | BASEMENT | HWHT - Hot Water Heat | 5/31/2008
Golden Corral Restaurant | 6006 N 72nd St | Omaha | NE | 68134-2306 | Douglas | NE13822 | Out of Service | 204764 | 2008 | LAARS HEATING SYSTEMS CO | CPFT - Horiz Cpr Fin Boiler | BOILER ROOM | HWDP - Hotwater Heat & Dom Supply | 1/31/2017
MILLS CLEANERS | 6009 Maple St | Omaha | NE | 68104-4103 | Douglas | NE11429 | Inactive | 21107 | 1962 | KEWANEE | FT - Firetube Boiler | BOILER ROOM | PROC - Process Steam | 10/31/1991
Thomasville Apartments | 6009 S 100th Plz | Omaha | NE | 68127-3196 | Douglas | NE22771 | Scrapped/Junked | 317091 | 2010 | Raypak | WT - Water Tube Boiler | pool pump room | OPHT - Outdoor Pool Heater | 5/31/2013
Thomasville Apartments | 6009 S 100th Plz | Omaha | NE | 68127-3196 | Douglas | NE22772 | Scrapped/Junked | n/a | 2010 | Raypak | WT - Water Tube Boiler | pool pump room | SPAJ - Spa/Jacuzzi Heater | 5/31/2013
Happy Bar/Apartments | 601 N 16th St | Omaha | NE | 68102-4711 | Douglas | NE12792 | Inactive |  | 1940 | AMERICAN RADIATOR |  | BOILER ROOM | STHT - Steam-Heat | 10/31/2000
Happy Bar/Apartments | 601 N 16th St | Omaha | NE | 68102-4711 | Douglas | NE12793 | Inactive |  | 1949 | US RADIATOR |  | BASEMENT | STHT - Steam-Heat | 10/31/2004
Happy Bar/Apartments | 601 N 16th St | Omaha | NE | 68102-4711 | Douglas | NE12914 | Inactive | n/a | 1995 | Peerless | CI - Cast Iron | Basement | STHT - Steam-Heat | 10/31/2019
Alegent Creighton Health | 601 N 30th St | Omaha | NE | 68131-2128 | Douglas | NE09414 | Out of Service | 39484 | 1985 | Kewanee | FTWB - FTS Marine Wet Back | boiler room | STHT - Steam-Heat | 1/31/2017
Alegent Creighton Health | 601 N 30th St | Omaha | NE | 68131-2128 | Douglas | NE19464 | Out of Service | 29290 | 2007 | York Shipley | FTSM - FTS Marine Dry Back | loading dock | PROC - Process Steam | 8/31/2013
CREIGHTON UNIVERSITY | 601 N 30th St | Omaha | NE | 68131-2128 | Douglas | NE21416 | Scrapped/Junked | 43411 | 1991 | KEWANEE | FTFB - Firetube-Firebox Boiler |  | HWHT - Hot Water Heat | 4/30/1998
US Park Service | 601 Riverfront Dr | Omaha | NE | 68102-4226 | Douglas | NE01698 | Scrapped/Junked | 39866 | 2003 | Aerco International | FTVT - Firetube Vertical TB | PENTHOUSE | HWHT - Hot Water Heat | 4/30/2015
US Park Service | 601 Riverfront Dr | Omaha | NE | 68102-4226 | Douglas | NE01699 | Scrapped/Junked | 39865 | 2003 | Aerco International | FTVT - Firetube Vertical TB | PENTHOUSE | HWHT - Hot Water Heat | 4/30/2015
US Park Service | 601 Riverfront Dr | Omaha | NE | 68102-4226 | Douglas | NE26297 | Active | 263931 | 2014 | Lochinvar | FTVT - Firetube Vertical TB | PENTHOUSE | HWHT - Hot Water Heat | 4/30/2026
US Park Service | 601 Riverfront Dr | Omaha | NE | 68102-4226 | Douglas | NE26298 | Active | 264553 | 2014 | Lochinvar | FTVT - Firetube Vertical TB | PENTHOUSE | HWHT - Hot Water Heat | 4/30/2025
Mary Beth Terrace Apts | 601 S 31st Ave # 617 | Omaha | NE | 68105-1600 | Douglas | NE04623 | Scrapped/Junked | 16424 | 1985 | DUNH | FTFB - Firetube-Firebox Boiler | BOILER ROOM | STHT - Steam-Heat | 7/31/2016
UNMC | 601 S Saddle Creek Rd | Omaha | NE | 68106-1423 | Douglas | NE04366 | Active | 18671 | 1984 | Bryan | ELBL - Electric Boiler | BOILER ROOM | HWHT - Hot Water Heat | 9/30/2026
UNMC | 601 S Saddle Creek Rd | Omaha | NE | 68106-1423 | Douglas | NE22107 | Active | 81024 | 1984 | Reco Industries | ELBL - Electric Boiler | Boiler Warehouse | HWSD - Hot Water Dom/Potable | 9/30/2026
MARY BETH TERRACE APTS | 601-617 S 31ST AVE | OMAHA | NE | 68105-1600 | Douglas | NE04418 | Inactive |  | 1935 | AMERICAN RADIATOR |  | 617 APTS BASEMENT | STHT - Steam-Heat | 1/31/1993
Omaha Meat Processors | 6016 Grover St | Omaha | NE | 68106-4310 | Douglas | NE07349 | Scrapped/Junked | 113382 | 2007 | A. O. Smith | CHWH - ASME/Fired Water Heater | Mechanical Room | HWSP - Hot Water Non Potable Supply | 4/30/2010
Omaha Meat Processors | 6016 Grover St | Omaha | NE | 68106-4310 | Douglas | NE21800 | Scrapped/Junked | 39221 | 1996 | AOSM | CHWH - ASME/Fired Water Heater | EQUIP ROOM | HWSD - Hot Water Dom/Potable | 7/31/2007
California Street Plant | 602 N 13th St | Omaha | NE | 68102-4731 | Douglas | NE06495 | Active | 2481 | 1990 | Nebraska Boiler | WT - Water Tube Boiler | FIRST FLOOR | BSUP - Bldg Heat & Process | 5/31/2026
California Street Plant | 602 N 13th St | Omaha | NE | 68102-4731 | Douglas | NE14631 | Active | 93790 | 2008 | VAPOR POWER INTERNATIONAL, LLC | ELBL - Electric Boiler | BOILER ROOM | STMG - Steam Generator | 4/30/2025
St John's Greek Orthodox | 602 Park Ave | Omaha | NE | 68105-2712 | Douglas | NE16435 | Active | N/A | 1990 | Peerless | CI - Cast Iron | BASEMENT | STHT - Steam-Heat | 10/31/2026
Exoxemis | 6029 N 16th St | Omaha | NE | 68110-1138 | Douglas | NE06168 | Inactive | 00173558 | 2005 | Lochinvar | CPFH - Copper Fin Water Heater | EQUIPMENT ROOM | HWSD - Hot Water Dom/Potable | 7/31/2019
QUALITY REFRIGERATED SRV | 6029 N 16th St | Omaha | NE | 68110-1138 | Douglas | NE05107 | Inactive | 11791 | 1994 | RAYPAK INC, CALIFORNIA | WT - Water Tube Boiler | LOADING BAY | HWHT - Hot Water Heat | 12/31/2000
Life Care Center Of Omaha | 6032 Ville De Sante Dr | Omaha | NE | 68104-1137 | Douglas | NE00570 | Scrapped/Junked | 63723 | 1999 | STAT | CHWH - ASME/Fired Water Heater | MECH ROOM | HWSD - Hot Water Dom/Potable | 8/31/2006
Life Care Center Of Omaha | 6032 Ville De Sante Dr | Omaha | NE | 68104-1137 | Douglas | NE01721 | Scrapped/Junked | 77583 | 2003 | STAT | CHWH - ASME/Fired Water Heater | MECH ROOM #2 | HWSD - Hot Water Dom/Potable | 8/31/2006
Life Care Center Of Omaha | 6032 Ville De Sante Dr | Omaha | NE | 68104-1137 | Douglas | NE08843 | Inactive | 72235 | 2001 | STAT | CHWH - ASME/Fired Water Heater | MECH ROOM #1 | HWSD - Hot Water Dom/Potable | 8/31/2006
Life Care Center Of Omaha | 6032 Ville De Sante Dr | Omaha | NE | 68104-1137 | Douglas | NE12594 | Scrapped/Junked | 119569 | 2007 | AOSM | CHWH - ASME/Fired Water Heater | LAUNDRY/MECH ROOM | HWDP - Hotwater Heat & Dom Supply | 4/30/2012
Life Care Center Of Omaha | 6032 Ville De Sante Dr | Omaha | NE | 68104-1137 | Douglas | NE12595 | Scrapped/Junked | 111428 | 2007 | A O Smith | CHWH - ASME/Fired Water Heater | MECH ROOM | HWDP - Hotwater Heat & Dom Supply | 4/30/2018
Life Care Center Of Omaha | 6032 Ville De Sante Dr | Omaha | NE | 68104-1137 | Douglas | NE12608 | Scrapped/Junked | 119293 | 2007 | A O Smith | CHWH - ASME/Fired Water Heater | MECH ROOM #2 | HWDP - Hotwater Heat & Dom Supply | 4/30/2022
Life Care Center Of Omaha | 6032 Ville De Sante Dr | Omaha | NE | 68104-1137 | Douglas | NE21332 | Scrapped/Junked | 70380 | 1995 | RUUD | CHWH - ASME/Fired Water Heater | MECH ROOM # 2 | HWSD - Hot Water Dom/Potable | 11/30/2003
Life Care Center Of Omaha | 6032 Ville De Sante Dr | Omaha | NE | 68104-1137 | Douglas | NE23939 | Scrapped/Junked | 199402 | 2011 | Giannoni France | COND - Condenser | mech room | HWSD - Hot Water Dom/Potable | 4/30/2022
Life Care Center Of Omaha | 6032 Ville De Sante Dr | Omaha | NE | 68104-1137 | Douglas | NE24921 | Scrapped/Junked | 62723 | 1999 | STATE INDUSTRIES | CHWH - ASME/Fired Water Heater | MECHANICAL ROOM | HWSD - Hot Water Dom/Potable | 10/31/2001
Life Care Center Of Omaha | 6032 Ville De Sante Dr | Omaha | NE | 68104-1137 | Douglas | NE27183 | Active | 236336 | 2018 | AO SMITH | CHWH - ASME/Fired Water Heater | mech room #1 | HWSD - Hot Water Dom/Potable | 4/30/2027
Life Care Center Of Omaha | 6032 Ville De Sante Dr | Omaha | NE | 68104-1137 | Douglas | NE32909 | Scrapped/Junked |  | 1969 | PENNCO |  | MECH RM 2 | STHT - Steam-Heat | 10/31/1999
Life Care Center Of Omaha | 6032 Ville De Sante Dr | Omaha | NE | 68104-1137 | Douglas | NE32913 | Scrapped/Junked |  | 1984 | RUDD | AHWH - ANSI/Fired Water Htr | MECH. RM | HWSD - Hot Water Dom/Potable | 10/31/2001
Life Care Center Of Omaha | 6032 Ville De Sante Dr | Omaha | NE | 68104-1137 | Douglas | NE37468 | Scrapped/Junked | 51257 | 1988 | RHEEM-RUUD | CHWH - ASME/Fired Water Heater | HEATER ROOM | HWSD - Hot Water Dom/Potable | 10/31/2000
Life Care Center Of Omaha | 6032 Ville De Sante Dr | Omaha | NE | 68104-1137 | Douglas | NE37485 | Scrapped/Junked | 13206 | 1992 | AOSM | AHWH - ANSI/Fired Water Htr | SOUTH EQUIP ROOM | HWSD - Hot Water Dom/Potable | 8/31/2006
Life Care Center Of Omaha | 6032 Ville De Sante Dr | Omaha | NE | 68104-1137 | Douglas | NE41708 | Out of Service | 530420 | 2021 | Sertmeta | CHWH - ASME/Fired Water Heater | Mechanical Room | HWSD - Hot Water Dom/Potable | 4/30/2024
Binney Building | 6035 Binney St | Omaha | NE | 68104-3467 | Douglas | NE04959 | Out of Service | n/a | 1957 | Bryant | CI - Cast Iron | BOILER ROOM | HWHT - Hot Water Heat | 2/28/2017
City View Apartments (Vacant) | 604 S 22nd St | Omaha | NE | 68102-3097 | Douglas | NE26652 | Active | 67876 | 2015 | PVI Industries | CHWH - ASME/Fired Water Heater | boiler room | HWDP - Hotwater Heat & Dom Supply | 12/31/2024
City View Apartments (Vacant) | 604 S 22nd St | Omaha | NE | 68102-3097 | Douglas | NE28876 | Active | 105615 | 2019 | PVI Industries | CHWH - ASME/Fired Water Heater | Boiler room | HWDP - Hotwater Heat & Dom Supply | 12/31/2025
City View Apartments (Vacant) | 604 S 22nd St | Omaha | NE | 68102-3097 | Douglas | NE37191 | Active | n/a | 1952 | National Radiator | FTFB - Firetube-Firebox Boiler | BOILER ROOM | STHT - Steam-Heat | 12/31/2024
City View Apartments (Vacant) | 604 S 22nd St | Omaha | NE | 68102-3097 | Douglas | NE37192 | Active | n/a | 1962 | NATR | FTFB - Firetube-Firebox Boiler | BOILER ROOM | STHT - Steam-Heat | 12/31/2023
JNL4HIM LLC | 6051 Maple St | Omaha | NE | 68104-4065 | Douglas | NE18088 | Out of Service | n/a | 1974 | AMST | CI - Cast Iron | BASEMENT | HWHT - Hot Water Heat | 10/31/2024
Harlan Sprague Dawley, Inc. | 6056 N 156th St | Omaha | NE | 68116-3606 | Douglas | NE25108 | Scrapped/Junked | 93639 | 1977 | Chro |  | Equipment Room |  | 10/31/2005
K C LAUNDRY | 6059 Ames Ave | Omaha | NE | 68104-2063 | Douglas | NE21788 | Exempt 1999 LB-66 |  | 1996 | RHEEM MANUFACTURING CO | AHWH - ANSI/Fired Water Htr | BSMNT/EQUIP RM | HWSD - Hot Water Dom/Potable | 5/31/2000
K C LAUNDRY | 6059 Ames Ave | Omaha | NE | 68104-2063 | Douglas | NE21789 | Exempt 1999 LB-66 |  | 1996 | RHEEM MANUFACTURING CO | AHWH - ANSI/Fired Water Htr | BSMNT/EQUIP RM | HWSD - Hot Water Dom/Potable | 5/31/2000
Regency Lake & Tennis Club | 606 Regency Pkwy | Omaha | NE | 68114-4812 | Douglas | NE19749 | Scrapped/Junked | na | 1969 | Kewannee | FT - Firetube Boiler | Boiler Room | HWHT - Hot Water Heat | 4/30/2023
Regency Lake & Tennis Club | 606 Regency Pkwy | Omaha | NE | 68114-4812 | Douglas | NE42678 | Active | 587184 | 2023 | Laars | WTSS - Watertube SS Steel | Mechanical Room | GLYC - Glycol Bldg Heat Sys | 5/31/2027
Boulevard Apartments | 606 S 32nd Ave | Omaha | NE | 68105-1485 | Douglas | NE20353 | Exempt 1999 LB-66 |  | 1991 | RUUD | AHWH - ANSI/Fired Water Htr |  | HWSD - Hot Water Dom/Potable | 8/31/1999
Boulevard Apartments | 606 S 32nd Ave | Omaha | NE | 68105-1485 | Douglas | NE35315 | Active | 60920 | 1985 | Cleaver Brooks | WT - Water Tube Boiler | BOILER ROOM | STHT - Steam-Heat | 2/28/2022
HANEY SHOE STORE | 6060 Maple St | Omaha | NE | 68104-4051 | Douglas | NE03477 | Inactive |  | 1984 | BRYANT |  | BASEMENT | STHT - Steam-Heat | 4/30/2005
RETAIL STORE | 6067 Maple St | Omaha | NE | 68104-4050 | Douglas | NE18371 | Scrapped/Junked |  | 1978 | US RADIATOR |  | BASEMENT | HWHT - Hot Water Heat | 12/31/2004
JD's Car Wash | 6070 N 261st Cir | Valley | NE | 68064-5437 | Douglas | NE28791 | Active | 128155 | 2018 | Navien | WT - Water Tube Boiler | Upstairs mezzanine | HWHF - Hot Water Heat-Floor | 6/30/2026
ConAgra | 608 Conagra Dr | Omaha | NE | 68102-5007 | Douglas | NE17783 | Scrapped/Junked | n/a | 2008 | Patterson Kelley | CI - Cast Iron | Bldg #5 boiler room | HWHT - Hot Water Heat | 2/28/2024
ConAgra | 608 Conagra Dr | Omaha | NE | 68102-5007 | Douglas | NE25786 | Scrapped/Junked | na | 2015 | Patterson Kelley | CALU - Cast Aluminum | Bldg #9 Boiler Room | HWHT - Hot Water Heat | 2/28/2022
ConAgra | 608 Conagra Dr | Omaha | NE | 68102-5007 | Douglas | NE25787 | Scrapped/Junked | NA | 2015 | Patterson Kelley | CALU - Cast Aluminum | Bldg #9 Boiler Room | HWHT - Hot Water Heat | 2/28/2024
ConAgra | 608 Conagra Dr | Omaha | NE | 68102-5007 | Douglas | NE42268 | Active | 95252 | 2023 | Aerco | FTVT - Firetube Vertical TB | Boiler Room | HWHT - Hot Water Heat | 3/31/2027
ConAgra | 608 Conagra Dr | Omaha | NE | 68102-5007 | Douglas | NE42269 | Active | 95251 | 2023 | Aerco | FTVT - Firetube Vertical TB | Boiler Room | HWHT - Hot Water Heat | 3/31/2027
St Mary's Apartment | 608 N 50th St | Omaha | NE | 68132-2263 | Douglas | NE18877 | Active | 142422 | 2002 | Lochinvar | CPFT - Horiz Cpr Fin Boiler | boiler room | HWHT - Hot Water Heat | 11/30/2026
St Mary's Apartment | 608 N 50th St | Omaha | NE | 68132-2263 | Douglas | NE23125 | Scrapped/Junked |  | 1920 | BASMOR |  | BOILER ROOM | HWHT - Hot Water Heat | 9/30/2002
OLD HOTEL IRWIN | 608 S 17TH ST | OMAHA | NE | 68102 | Douglas | NE12771 | Scrapped/Junked |  | 1981 | PEERLESS HEATER COMPANY |  | BOILER ROOM | STHT - Steam-Heat | 11/30/2005
Apartment Building | 608 S 32nd Ave | Omaha | NE | 68105-1983 | Douglas | NE23996 | Active | n/a | 2010 | Peerless | CI - Cast Iron | boiler room | STHT - Steam-Heat | 3/31/2026
Apartment Building | 608 S 32nd Ave | Omaha | NE | 68105-1983 | Douglas | NE32500 | Scrapped/Junked | n/a | 1960 | Peerless | CI - Cast Iron | BASEMENT | STHT - Steam-Heat | 2/28/2011
Apartment Bldg | 608 S 38th St | Omaha | NE | 68105-1158 | Douglas | NE22213 | Active | n/a | 1950 | National | CI - Cast Iron | basement | HWHT - Hot Water Heat | 3/31/2026
La Casa Pizzaria | 610 S 168th St | Omaha | NE | 68118 | Douglas | NE27752 | Active | 245980 | 2018 | AO SMITH | CHWH - ASME/Fired Water Heater | mech room | HWSD - Hot Water Dom/Potable | 1/31/2028
NEGUS-SONS INC | 6100 N 16th St | Omaha | NE | 68110-1003 | Douglas | NE05664 | Scrapped/Junked |  | 1960 | RITE ENGINEERING | WT - Water Tube Boiler | BOILER ROOM | HWHT - Hot Water Heat | 5/31/2005
Twin Rivers YMCA | 6100 Twin Rivers Cir | Valley | NE | 68064-2707 | Douglas | NE07355 | Scrapped/Junked | 25420 | 2002 | Reco Industries | CHWH - ASME/Fired Water Heater | MECH ROOM | HWSD - Hot Water Dom/Potable | 5/31/2022
Twin Rivers YMCA | 6100 Twin Rivers Cir | Valley | NE | 68064-2707 | Douglas | NE07356 | Scrapped/Junked | 25421 | 2002 | Reco Industries | CHWH - ASME/Fired Water Heater | MECH ROOM | HWSD - Hot Water Dom/Potable | 5/31/2021
Twin Rivers YMCA | 6100 Twin Rivers Cir | Valley | NE | 68064-2707 | Douglas | NE07357 | Scrapped/Junked | 149504 | 2002 | Lochinvar | CPFT - Horiz Cpr Fin Boiler | MECH ROOM | HWHT - Hot Water Heat | 5/31/2026
Twin Rivers YMCA | 6100 Twin Rivers Cir | Valley | NE | 68064-2707 | Douglas | NE07358 | Scrapped/Junked | 149863 | 2002 | Lochinvar | CPFT - Horiz Cpr Fin Boiler | MECH ROOM | HWHT - Hot Water Heat | 5/31/2026
Twin Rivers YMCA | 6100 Twin Rivers Cir | Valley | NE | 68064-2707 | Douglas | NE43954 | Active | 445160 | 2025 | Lochinvar | CPPH - Ansi Cpr Fin Pool Heater | Mechanical Room | IPHT - Indoor Pool Heater | 3/31/2026
vacant | 6102 Arbor St Ste 3 | Omaha | NE | 68106-2904 | Douglas | NE01472 | Scrapped/Junked | 8683 | 2001 | HURST BOILER & WELDING CO | FT - Firetube Boiler | BOILER ROOM | PROC - Process Steam | 7/31/2006
vacant | 6102 Arbor St Ste 3 | Omaha | NE | 68106-2904 | Douglas | NE06782 | Scrapped/Junked | 53178 | 2005 | LATT | FTNT - FT Vertical Tubeless | BOILER ROOM | PROC - Process Steam | 4/30/2010
vacant | 6102 Arbor St Ste 3 | Omaha | NE | 68106-2904 | Douglas | NE17771 | Inactive | 109807 | 2010 | Fulton | FT - Firetube Boiler | Boiler Room | PROC - Process Steam | 4/30/2017
vacant | 6102 Arbor St Ste 3 | Omaha | NE | 68106-2904 | Douglas | NE24771 | Inactive | 138782 | 1998 | Columbia | FTNF - Firetube Flueless | BOILER ROOM | PROC - Process Steam | 4/30/2010
JANE'S HEALTH CARE | 6103 Maple St | Omaha | NE | 68104-4001 | Douglas | NE18360 | Inactive |  | 1966 | PEERLESS HEATER COMPANY |  | BASEMENT | STHT - Steam-Heat | 10/31/2003
Goodall/Schaffner Law Office | 6104 Maple St | Omaha | NE | 68104-4002 | Douglas | NE37686 | Scrapped/Junked | NA | 1973 | Peerless | CI - Cast Iron | Basement | STHT - Steam-Heat | 2/28/2014
Prodenco Group Inc | 6108 Maple St | Omaha | NE | 68104-4002 | Douglas | NE37611 | Scrapped/Junked | na | 1960 | Kewanee | FTFB - Firetube-Firebox Boiler | BASEMENT | STHT - Steam-Heat | 10/31/2011
BENSON BAKERY | 6109 Maple St | Omaha | NE | 68104-4001 | Douglas | NE17321 | Scrapped/Junked |  | 1945 | US RADIATOR |  |  | HWHT - Hot Water Heat | 1/31/1996
CALIFORNIA ST HIGHLANDER | 611 N 33rd St | Omaha | NE | 68131-2032 | Douglas | NE12842 | Inactive |  | 1987 | AO SMITH | AHWH - ANSI/Fired Water Htr | EQUIPMENT ROOM | HWSD - Hot Water Dom/Potable | 9/30/2001
CALIFORNIA ST HIGHLANDER | 611 N 33rd St | Omaha | NE | 68131-2032 | Douglas | NE12891 | Exempt 1999 LB-66 |  | 1984 | AO SMITH | AHWH - ANSI/Fired Water Htr | EQUIPMENT ROOM | HWSD - Hot Water Dom/Potable | 9/30/1999
Airlite Plastics Company | 6110 Abbott Dr | Omaha | NE | 68110-2834 | Douglas | NE03949 | Active | 41056 | 1988 | Kewanee | FT - Firetube Boiler | Kansas Ave Boiler Rm | PROC - Process Steam | 2/28/2027
Airlite Plastics Company | 6110 Abbott Dr | Omaha | NE | 68110-2834 | Douglas | NE12584 | Inactive | 57287 | 2004 | R & R Metal Fabricators | ELBL - Electric Boiler | NORTHEAST PRODUCTION | PROC - Process Steam | 2/28/2012
Airlite Plastics Company | 6110 Abbott Dr | Omaha | NE | 68110-2834 | Douglas | NE15030 | Active | 10757 | 2003 | Hurst | FTSM - FTS Marine Dry Back | Kansas Ave Blr Rm | PROC - Process Steam | 2/28/2027
Airlite Plastics Company | 6110 Abbott Dr | Omaha | NE | 68110-2834 | Douglas | NE21240 | Active | 3617 | 1996 | Hurst | FT - Firetube Boiler | Kansas Ave Blr Rm | PROC - Process Steam | 2/28/2027
Needle & Ink Tattooing | 6110 Military Ave | Omaha | NE | 68104-3364 | Douglas | NE03476 | Inactive |  | 1965 | BRYANT |  | BASEMENT | STHT - Steam-Heat | 1/31/1991
Needle & Ink Tattooing | 6110 Military Ave | Omaha | NE | 68104-3364 | Douglas | NE04983 | Scrapped/Junked |  | 1985 | AMERICAN STANDARD |  | BASEMENT | STHT - Steam-Heat | 3/31/2004
Needle & Ink Tattooing | 6110 Military Ave | Omaha | NE | 68104-3364 | Douglas | NE15067 | Active | n/a | 1999 | Smith Cast Iron | CI - Cast Iron | BASEMENT | STHT - Steam-Heat | 3/31/2019
Needle & Ink Tattooing | 6110 Military Ave | Omaha | NE | 68104-3364 | Douglas | NE18419 | Out of Service | na | 1963 | BAST | CI - Cast Iron | BASEMENT | HWHT - Hot Water Heat | 3/31/2010
Mia's Bongo Room | 6113 Maple St | Omaha | NE | 68104-4043 | Douglas | NE15627 | Out of Service |  | 1994 | Weil-Mcclain | CI - Cast Iron | BASEMENT | STHT - Steam-Heat | 3/31/2008
B5 Brewing Company | 6115 Maple St | Omaha | NE | 68104-4043 | Douglas | NE23766 | Active | n/a | 2012 | Peerless | CI - Cast Iron | basement | PROC - Process Steam | 7/31/2026
Burke's Pub | 6117 Maple St | Omaha | NE | 68104-4043 | Douglas | NE12816 | Scrapped/Junked | n/a | 1973 | American Standard | CI - Cast Iron | BASEMENT | STHT - Steam-Heat | 2/28/2018
TSL Warehouse | 6119 N 16th St | Omaha | NE | 68110-1002 | Douglas | NE37437 | Active | 115 | 1960 | York Shipley | FTSM - FTS Marine Dry Back | Main BLRM | STHT - Steam-Heat | 7/31/2026
APARTMENT BUILDING | 612 S 18th St | Omaha | NE | 68102-2537 | Douglas | NE17322 | Inactive |  | 1991 | PEERLESS HEATER COMPANY |  |  | STHT - Steam-Heat | 1/31/1995
Harwood Services | 6120 N St | Omaha | NE | 68117-1637 | Douglas | NE06720 | Scrapped/Junked | 3661 | 2005 | GIANNONI | SSCO - SS Coil Boiler | FIRST FLOOR | HWHT - Hot Water Heat | 2/28/2025
Harwood Services | 6120 N St | Omaha | NE | 68117-1637 | Douglas | NE43537 | Active | 282185 | 2021 | Lochinvar | FTVT - Firetube Vertical TB | Rest Room | HWFG - Hotwater Heat Floor-Glycl | 2/28/2026
KC WET GRAINS COMPANY | 6127 M St | Omaha | NE | 68117-1632 | Douglas | NE04560 | Inactive | 1208 | 1976 | INDUSTRIAL | WT - Water Tube Boiler | FIRST FLOOR | PROC - Process Steam | 9/30/1984
MARY KATHERINE MCCAULEY CENTER | 613 N 17th St | Omaha | NE | 68102-4625 | Douglas | NE21817 | Inactive |  | 1980 | BRYANT |  | BASEMENT | HWHT - Hot Water Heat | 12/31/2002
ARMORED KNIGHTS | 613 N 18TH ST | OMAHA | NE | 68102 | Douglas | NE04808 | Inactive |  | 1955 | KEWANEE | FT - Firetube Boiler |  | STHT - Steam-Heat | 8/31/1995
613 Apartments | 613 S 19th St | Omaha | NE | 68102-3134 | Douglas | NE21861 | Scrapped/Junked | NA | 1998 | Peerless | CI - Cast Iron | BASEMENT | STHT - Steam-Heat | 11/30/2019
613 Apartments | 613 S 19th St | Omaha | NE | 68102-3134 | Douglas | NE43502 | Active | N/A | 2023 | Slant Fin | CI - Cast Iron | Basement | HWHT - Hot Water Heat | 5/31/2026
APARTMENT BUILDING | 614 S 18th St | Omaha | NE | 68102-3109 | Douglas | NE04826 | Inactive |  | 1990 | PEERLESS HEATER COMPANY |  |  | STHT - Steam-Heat | 10/31/1994
Nathan Hale Middle School | 6143 Whitmore St | Omaha | NE | 68152-2250 | Douglas | NE28580 | Active | 322196 | 2018 | Lochinvar | WT - Water Tube Boiler | boiler room | HWHT - Hot Water Heat | 12/31/2026
Nathan Hale Middle School | 6143 Whitmore St | Omaha | NE | 68152-2250 | Douglas | NE28581 | Active | 322461 | 2018 | Lochinvar | WT - Water Tube Boiler | boiler room | HWHT - Hot Water Heat | 12/31/2026
Nathan Hale Middle School | 6143 Whitmore St | Omaha | NE | 68152-2250 | Douglas | NE31168 | Scrapped/Junked | 47014 | 1964 | Kewanee | FTFB - Firetube-Firebox Boiler | BOILER ROOM | STHT - Steam-Heat | 12/31/2019
Nathan Hale Middle School | 6143 Whitmore St | Omaha | NE | 68152-2250 | Douglas | NE31169 | Scrapped/Junked | n/a | 1963 | Kewanee | FTFB - Firetube-Firebox Boiler | BOILER ROOM | STHT - Steam-Heat | 12/31/2018
Nathan Hale Middle School | 6143 Whitmore St | Omaha | NE | 68152-2250 | Douglas | NE42117 | Active | 288069 | 2017 | Lochinvar | WT - Water Tube Boiler | Pool Mech Room | IPHT - Indoor Pool Heater | 12/31/2026
Creighton University - Opus Hall | 615 N 20th St | Omaha | NE | 68102-3118 | Douglas | NE06795 | Scrapped/Junked | 117490 | 2005 | PVI Industries | CHWH - ASME/Fired Water Heater | EQUIP ROOM L14M | HWSD - Hot Water Dom/Potable | 4/30/2019
Creighton University - Opus Hall | 615 N 20th St | Omaha | NE | 68102-3118 | Douglas | NE06796 | Scrapped/Junked | 117488 | 2005 | PVI Industries | CHWH - ASME/Fired Water Heater | EQUIP ROOMS L14M | HWSD - Hot Water Dom/Potable | 4/30/2019
Creighton University - Opus Hall | 615 N 20th St | Omaha | NE | 68102-3118 | Douglas | NE06797 | Scrapped/Junked | 117491 | 2005 | PVI Industries | CHWH - ASME/Fired Water Heater | EQUIPMENT ROOM-136M | HWSD - Hot Water Dom/Potable | 4/30/2024
Creighton University - Opus Hall | 615 N 20th St | Omaha | NE | 68102-3118 | Douglas | NE06798 | Scrapped/Junked | 117492 | 2005 | PVI Industries | CHWH - ASME/Fired Water Heater | EQUIPMENT ROOM-136M | HWSD - Hot Water Dom/Potable | 4/30/2024
Creighton University - Opus Hall | 615 N 20th St | Omaha | NE | 68102-3118 | Douglas | NE06799 | Scrapped/Junked | 117487 | 2005 | PVI Industries | CHWH - ASME/Fired Water Heater | EQUIPMENT ROOM | HWSD - Hot Water Dom/Potable | 4/30/2023
Creighton University - Opus Hall | 615 N 20th St | Omaha | NE | 68102-3118 | Douglas | NE07026 | Scrapped/Junked | 117489 | 2005 | PVI Industries | CHWH - ASME/Fired Water Heater | EQUIPMENT ROOM-136M | HWSD - Hot Water Dom/Potable | 4/30/2023
Creighton University - Opus Hall | 615 N 20th St | Omaha | NE | 68102-3118 | Douglas | NE42421 | Active | 329389 | 2022 | PVI Industries | CHWH - ASME/Fired Water Heater | EQUIPMENT ROOM - L14M | HWSD - Hot Water Dom/Potable | 4/30/2027
Creighton University - Opus Hall | 615 N 20th St | Omaha | NE | 68102-3118 | Douglas | NE42422 | Active | 329395 | 2022 | PVI Industries | CHWH - ASME/Fired Water Heater | EQUIPMENT ROOM - L14M | HWSD - Hot Water Dom/Potable | 4/30/2027
Creighton University - Opus Hall | 615 N 20th St | Omaha | NE | 68102-3118 | Douglas | NE42423 | Active | 419326 | 2023 | PVI Industries | CHWH - ASME/Fired Water Heater | EQUIPMENT ROOM-136M | HWSD - Hot Water Dom/Potable | 4/30/2027
Creighton University - Opus Hall | 615 N 20th St | Omaha | NE | 68102-3118 | Douglas | NE42424 | Active | 381030 | 2023 | PVI Industries | CHWH - ASME/Fired Water Heater | EQUIPMENT ROOM-136M | HWSD - Hot Water Dom/Potable | 4/30/2027
Creighton University - Opus Hall | 615 N 20th St | Omaha | NE | 68102-3118 | Douglas | NE42425 | Active | 346533 | 2023 | PVI Industries | CHWH - ASME/Fired Water Heater | EQUIPMENT ROOM-136M | HWSD - Hot Water Dom/Potable | 4/30/2027
Creighton University - Opus Hall | 615 N 20th St | Omaha | NE | 68102-3118 | Douglas | NE42426 | Active | 329396 | 2023 | PVI Industries | CHWH - ASME/Fired Water Heater | EQUIPMENT ROOM-136M | HWSD - Hot Water Dom/Potable | 4/30/2027
Cottonwood Elementary | 615 Piedmont Dr | Omaha | NE | 68154-2731 | Douglas | NE03407 | Scrapped/Junked |  | 1978 | CRANE | AHWH - ANSI/Fired Water Htr | BOILER ROOM | HWSD - Hot Water Dom/Potable | 8/31/2005
Cottonwood Elementary | 615 Piedmont Dr | Omaha | NE | 68154-2731 | Douglas | NE27928 | Active | 438300 | 2018 | Lochinvar | WTSS - Watertube SS Steel | Boiler Room | HWHT - Hot Water Heat | 8/31/2026
Cottonwood Elementary | 615 Piedmont Dr | Omaha | NE | 68154-2731 | Douglas | NE31245 | Scrapped/Junked | 30073 | 1977 | Kewanee | FTFB - Firetube-Firebox Boiler | BOILER ROOM | HWHT - Hot Water Heat | 8/31/2019
Cottonwood Elementary | 615 Piedmont Dr | Omaha | NE | 68154-2731 | Douglas | NE31246 | Scrapped/Junked | 30377 | 1977 | Kewanee | FTFB - Firetube-Firebox Boiler | BOILER ROOM | HWHT - Hot Water Heat | 8/31/2019
UNO Bio Mechanics Bldg | 6160 University Dr S | Omaha | NE | 68182-0001 | Douglas | NE24160 | Inactive | 249448 | 2013 | Lochinvar | CPFH - Copper Fin Water Heater | mech room | HWHT - Hot Water Heat | 10/31/2020
UNO Bio Mechanics Bldg | 6160 University Dr S | Omaha | NE | 68182-0001 | Douglas | NE24161 | Out of Service | 249449 | 2013 | Lochinvar | CPFH - Copper Fin Water Heater | mech room | HWHT - Hot Water Heat | 10/31/2020
Scoco Building | 6161 Grover St | Omaha | NE | 68106-4396 | Douglas | NE09296 | Inactive | 192434 | 2007 | Teledyne & Laars | CPFT - Horiz Cpr Fin Boiler | BOILER ROOM | HWHT - Hot Water Heat | 10/31/2024
Scoco Building | 6161 Grover St | Omaha | NE | 68106-4396 | Douglas | NE09297 | Active | 192433 | 2007 | Teledyne & Laars | CPFT - Horiz Cpr Fin Boiler | BOILER ROOM | HWHT - Hot Water Heat | 10/31/2026
Scoco Building | 6161 Grover St | Omaha | NE | 68106-4396 | Douglas | NE15540 | Scrapped/Junked |  | 1962 | KEWA | FTFB - Firetube-Firebox Boiler | BOILER ROOM | HWHT - Hot Water Heat | 6/30/2007
PATRICK VENDITTE | 617 S 16th St | Omaha | NE | 68102-3104 | Douglas | NE03478 | Inactive |  | 1965 | BRYANT |  | BOILER ROOM | STHT - Steam-Heat | 1/31/1994
King Arthur Court | 617 S 31st St | Omaha | NE | 68105-1445 | Douglas | NE17229 | Scrapped/Junked | N/A | 1992 | PEER | CI - Cast Iron | BOILER ROOM | STHT - Steam-Heat | 12/31/2014
King Arthur Court | 617 S 31st St | Omaha | NE | 68105-1445 | Douglas | NE23145 | Scrapped/Junked |  | 1988 | RUUD | AHWH - ANSI/Fired Water Htr | BOILER ROOM | HWSD - Hot Water Dom/Potable | 5/31/2002
Apartment Building | 617 S 35th St | Omaha | NE | 68105-1378 | Douglas | NE08147 | Inactive | 17580 | 2006 | RBI | CPFT - Horiz Cpr Fin Boiler | BOILER ROOM | HWHT - Hot Water Heat | 11/30/2022
Apartment Building | 617 S 35th St | Omaha | NE | 68105-1378 | Douglas | NE12805 | Scrapped/Junked |  | 1960 | US RADIATOR |  | BOILER ROOM | HWHT - Hot Water Heat | 10/31/2007
St Regis Apartments | 617 S 37th St | Omaha | NE | 68105-1235 | Douglas | NE04311 | Active | n/a | 1969 | Kewanee | FTFB - Firetube-Firebox Boiler | BOILER ROOM | STHT - Steam-Heat | 8/31/2026
St Regis Apartments | 617 S 37th St | Omaha | NE | 68105-1235 | Douglas | NE04314 | Inactive | 3595 | 1970 | LOCHINVAR | CPFT - Horiz Cpr Fin Boiler | BOILER ROOM | HWSD - Hot Water Dom/Potable | 8/31/2005
St Regis Apartments | 617 S 37th St | Omaha | NE | 68105-1235 | Douglas | NE07047 | Active | 152780 | 2003 | Lochinvar | CHWH - ASME/Fired Water Heater | BASEMENT | HWSP - Hot Water Non Potable Supply | 8/31/2026
St Regis Apartments | 617 S 37th St | Omaha | NE | 68105-1235 | Douglas | NE07048 | Active | 154006 | 2003 | Lochinvar | CHWH - ASME/Fired Water Heater | BASEMENT | HWDP - Hotwater Heat & Dom Supply | 8/31/2026
Jackson Elementary School | 620 S 31st St | Omaha | NE | 68105-1427 | Douglas | NE16437 | Scrapped/Junked | 6956 | 1991 | ALDRICH | FTVT - Firetube Vertical TB | BOILER ROOM | HWHT - Hot Water Heat | 6/30/2003
Jackson Elementary School | 620 S 31st St | Omaha | NE | 68105-1427 | Douglas | NE16438 | Active | 6955 | 1991 | ALES | FTVT - Firetube Vertical TB | BOILER ROOM | HWHT - Hot Water Heat | 12/31/2026
Jackson Elementary School | 620 S 31st St | Omaha | NE | 68105-1427 | Douglas | NE16439 | Active | 6957 | 1991 | ALES | FTVT - Firetube Vertical TB | BOILER ROOM | HWHT - Hot Water Heat | 12/31/2026
Ronald McDonald House | 620 S 38th Ave | Omaha | NE | 68105-1104 | Douglas | NE27689 | Active | 27689 | 2018 | PVI Industries | WT - Water Tube Boiler | basement water room | HWSD - Hot Water Dom/Potable | 7/31/2026
Ronald McDonald House | 620 S 38th Ave | Omaha | NE | 68105-1104 | Douglas | NE27690 | Active | 146777 | 2018 | PVI Industries | WT - Water Tube Boiler | basement water room | HWSD - Hot Water Dom/Potable | 7/31/2026
RUBIN APARTMENTS | 620 S 38TH ST | OMAHA | NE | 68131 | Douglas | NE21759 | Exempt 1999 LB-66 |  | 1981 | RUUD | AHWH - ANSI/Fired Water Htr | EQUIP ROOM | HWSD - Hot Water Dom/Potable | 4/30/2000
RUBIN APARTMENTS | 620 S 38TH ST | OMAHA | NE | 68131 | Douglas | NE21760 | Exempt 1999 LB-66 |  | 1981 | RUUD | AHWH - ANSI/Fired Water Htr | EQUIP ROOM | HWSD - Hot Water Dom/Potable | 4/30/2000
WITCO CHEMICAL COMPANY | 6200 N 16th St | Omaha | NE | 68110-1005 | Douglas | NE03703 | Inactive | 1376 | 1975 | ABCO | FT - Firetube Boiler | BOILER ROOM | PROC - Process Steam | 4/30/1997
Stone Pointe Elementary | 6204 N 195th St | Elkhorn | NE | 68022 | Douglas | NE43705 | Active | 316152 | 2024 | AO SMITH | CHWH - ASME/Fired Water Heater | Mechanical Room | HWSD - Hot Water Dom/Potable | 9/30/2027
Stone Pointe Elementary | 6204 N 195th St | Elkhorn | NE | 68022 | Douglas | NE43706 | Active | 327731 | 2024 | AO SMITH | CHWH - ASME/Fired Water Heater | Mechanical Room | HWSD - Hot Water Dom/Potable | 9/30/2027
West Omaha Appliance | 6205 Maple St | Omaha | NE | 68104-4003 | Douglas | NE12836 | Scrapped/Junked | n/a | 1991 | PEER | CI - Cast Iron | BASEMENT | STHT - Steam-Heat | 11/30/2010
Consolidated Concrete | 6205 N 87th Cir | Omaha | NE | 68134-1944 | Douglas | NE25537 | Scrapped/Junked | 10306 | 1999 | ALES | FTVT - Firetube Vertical TB | SECOND FLOOR | HWSP - Hot Water Non Potable Supply | 2/28/2020
Davita Dialysis | 6212 N 73rd Plz | Omaha | NE | 68134-1801 | Douglas | NE23998 | Exempt | 186170 | 2013 | AO SMITH | CHWH - ASME/Fired Water Heater | mech room | HWSD - Hot Water Dom/Potable | 3/31/2015
Creighton University - Kitty Gaughan Pavillion | 622 N 22nd St | Omaha | NE | 68178-0017 | Douglas | NE08471 | Inactive | 1250 | 2001 | Thermal Solutions | WT - Water Tube Boiler | EQUIPMENT ROOM | HWHT - Hot Water Heat | 4/30/2025
Karen Western Elementary | 6224 H St | Ralston | NE | 68127 | Douglas | NE23410 | Scrapped/Junked | 75973 | 1997 | Lochinvar | CPFT - Horiz Cpr Fin Boiler | BOILER ROOM | HWHT - Hot Water Heat | 6/30/2017
Karen Western Elementary | 6224 H St | Ralston | NE | 68127 | Douglas | NE27219 | Active | 77441 | 2017 | Aerco | FTVT - Firetube Vertical TB | Boiler room | HWHT - Hot Water Heat | 6/30/2026
Karen Western Elementary | 6224 H St | Ralston | NE | 68127 | Douglas | NE27220 | Active | 77391 | 2017 | Aerco | FTVT - Firetube Vertical TB | Boiler room | HWHT - Hot Water Heat | 6/30/2026
KAREN WESTERN ELEMENTARY | 6224 H ST | RALSTON | NE | 68127 | Douglas | NE20310 | Exempt 1999 LB-66 |  | 1985 | AMERICAN APPLIANCE | AHWH - ANSI/Fired Water Htr |  | HWSD - Hot Water Dom/Potable | 6/30/2000
APPLETREE APARTMENTS | 6224 S 97th Ct | Omaha | NE | 68127-3286 | Douglas | NE23917 | Exempt 1999 LB-66 |  | 1978 | RUUD | AHWH - ANSI/Fired Water Htr | BOILER ROOM | HWSD - Hot Water Dom/Potable | 8/31/1999
Creighton University - The Championship Center | 625 Florence Blvd | Omaha | NE | 68102 | Douglas | NE24838 | Active | 221578 | 2012 | Giannoni France | COND - Condenser | boiler room | HWHT - Hot Water Heat | 4/30/2027
Creighton University - The Championship Center | 625 Florence Blvd | Omaha | NE | 68102 | Douglas | NE24839 | Active | 252851 | 2012 | Giannoni France | COND - Condenser | boiler room | HWHT - Hot Water Heat | 4/30/2027
APARTMENT BUILDING | 626 S 19th St | Omaha | NE | 68102-3136 | Douglas | NE12773 | Inactive |  | 1981 | PEERLESS HEATER COMPANY |  | 626 S 19TH | STHT - Steam-Heat | 11/30/1991
John Day Company | 6263 Abbott Dr | Omaha | NE | 68110-2806 | Douglas | NE16764 | Active | 38268 | 1984 | Kewanee | FTFB - Firetube-Firebox Boiler | BOILER ROOM | HWHT - Hot Water Heat | 2/28/2027
John Day Company | 6263 Abbott Dr | Omaha | NE | 68110-2806 | Douglas | NE16765 | Active | 41506 | 1988 | KEWA | FTFB - Firetube-Firebox Boiler | BOILER ROOM | HWHT - Hot Water Heat | 2/28/2027
Infusion Brewing Co | 6271 S 118th St | Omaha | NE | 68137-3574 | Douglas | NE26350 | Active | n/a | 2015 | Weil-McLain | CI - Cast Iron | boiler room | PROC - Process Steam | 5/31/2026
SELMA TERRACE APARTMENTS | 628-30 PARK AVE | OMAHA | NE | 68105-2786 | Douglas | NE04949 | Inactive |  | 1990 | PEERLESS HEATER COMPANY |  | BOILER ROOM | STHT - Steam-Heat | 4/30/2005
Warhorse Casino Omaha | 6303 Q St | Omaha | NE | 68117-1696 | Douglas | NE05831 | Scrapped/Junked | 141213 | 1998 | RAYPAK INC, CALIFORNIA | CPFT - Horiz Cpr Fin Boiler | MECH ROOM | HWSD - Hot Water Dom/Potable | 7/31/2001
Warhorse Casino Omaha | 6303 Q St | Omaha | NE | 68117-1696 | Douglas | NE05832 | Scrapped/Junked | 142080 | 1998 | RAYPAK INC, CALIFORNIA | CPFT - Horiz Cpr Fin Boiler | MECH ROOM | HWHT - Hot Water Heat | 7/31/2001
Warhorse Casino Omaha | 6303 Q St | Omaha | NE | 68117-1696 | Douglas | NE05833 | Scrapped/Junked | 142090 | 1998 | RAYPAK INC, CALIFORNIA | CPFT - Horiz Cpr Fin Boiler | MECH ROOM | HWSD - Hot Water Dom/Potable | 7/31/2001
Warhorse Casino Omaha | 6303 Q St | Omaha | NE | 68117-1696 | Douglas | NE05834 | Scrapped/Junked | 142082 | 1998 | RAYPAK INC, CALIFORNIA | CPFT - Horiz Cpr Fin Boiler | MECH ROOM | HWSD - Hot Water Dom/Potable | 7/31/2001
Warhorse Casino Omaha | 6303 Q St | Omaha | NE | 68117-1696 | Douglas | NE05835 | Scrapped/Junked | 142081 | 1998 | RAYPAK INC, CALIFORNIA | CPFT - Horiz Cpr Fin Boiler | MECH ROOM | HWHT - Hot Water Heat | 7/31/1999
Warhorse Casino Omaha | 6303 Q St | Omaha | NE | 68117-1696 | Douglas | NE05836 | Scrapped/Junked | 142083 | 1998 | RAYPAK INC, CALIFORNIA | CPFT - Horiz Cpr Fin Boiler | MECH ROOM | HWHT - Hot Water Heat | 7/31/2001
Warhorse Casino Omaha | 6303 Q St | Omaha | NE | 68117-1696 | Douglas | NE07796 | Inactive | 149151 | 1998 | RAYPAK INC, CALIFORNIA | CPFT - Horiz Cpr Fin Boiler | EQUIP ROOM | HWHT - Hot Water Heat | 6/30/2008
Warhorse Casino Omaha | 6303 Q St | Omaha | NE | 68117-1696 | Douglas | NE07893 | Out of Service | 171626 | 2000 | Raypak | CPFT - Horiz Cpr Fin Boiler | EQUIP ROOM | HWSD - Hot Water Dom/Potable | 6/30/2017
Warhorse Casino Omaha | 6303 Q St | Omaha | NE | 68117-1696 | Douglas | NE07894 | Scrapped/Junked | 171622 | 2000 | RAYP | CPFT - Horiz Cpr Fin Boiler | EQUIP ROOM | HWHT - Hot Water Heat | 6/30/2009
Warhorse Casino Omaha | 6303 Q St | Omaha | NE | 68117-1696 | Douglas | NE07895 | Scrapped/Junked | 171623 | 2000 | RAYP | CPFT - Horiz Cpr Fin Boiler | EQUIP ROOM | HWHT - Hot Water Heat | 6/30/2009
Warhorse Casino Omaha | 6303 Q St | Omaha | NE | 68117-1696 | Douglas | NE07896 | Scrapped/Junked | 171625 | 2000 | RAYP | CPFT - Horiz Cpr Fin Boiler | EQUIP ROOM | HWHT - Hot Water Heat | 6/30/2009
Warhorse Casino Omaha | 6303 Q St | Omaha | NE | 68117-1696 | Douglas | NE07897 | Scrapped/Junked | 171624 | 2000 | RAYP | CPFT - Horiz Cpr Fin Boiler | EQUIP ROOM | HWHT - Hot Water Heat | 6/30/2009
Warhorse Casino Omaha | 6303 Q St | Omaha | NE | 68117-1696 | Douglas | NE08456 | Inactive | 11391 | 2001 | ALES | FTVT - Firetube Vertical TB | CLUBHOUSE | HWHT - Hot Water Heat | 6/30/2024
Warhorse Casino Omaha | 6303 Q St | Omaha | NE | 68117-1696 | Douglas | NE14871 | Inactive | 292539 | 2009 | Raypak | CPFT - Horiz Cpr Fin Boiler | Equip room | HWHT - Hot Water Heat | 7/31/2025
Warhorse Casino Omaha | 6303 Q St | Omaha | NE | 68117-1696 | Douglas | NE14872 | Active | 292538 | 2009 | Raypak | CPFT - Horiz Cpr Fin Boiler | Equip room | HWHT - Hot Water Heat | 7/31/2026
Warhorse Casino Omaha | 6303 Q St | Omaha | NE | 68117-1696 | Douglas | NE41014 | Active | 67241 | 2015 | PVI Industries | CHWH - ASME/Fired Water Heater | Equip room | HWSD - Hot Water Dom/Potable | 7/31/2026
Warhorse Casino Omaha | 6303 Q St | Omaha | NE | 68117-1696 | Douglas | NE42756 | Active | 9892 | 2023 | Fulton | FTVT - Firetube Vertical TB | Mech Room | HWHT - Hot Water Heat | 7/31/2026
Warhorse Casino Omaha | 6303 Q St | Omaha | NE | 68117-1696 | Douglas | NE42757 | Active | 9798 | 2023 | Fulton | FTVT - Firetube Vertical TB | Mech Room | HWHT - Hot Water Heat | 7/31/2026
Warhorse Casino Omaha | 6303 Q St | Omaha | NE | 68117-1696 | Douglas | NE42758 | Active | 9799 | 2023 | Fulton | FTVT - Firetube Vertical TB | Mech Room | HWHT - Hot Water Heat | 7/31/2026
Warhorse Casino Omaha | 6303 Q St | Omaha | NE | 68117-1696 | Douglas | NE43265 | Active | 595330 | 2023 | Lochinvar | WTSS - Watertube SS Steel | Boiler Room | HWFG - Hotwater Heat Floor-Glycl | 7/31/2026
Warhorse Casino Omaha | 6303 Q St | Omaha | NE | 68117-1696 | Douglas | NE43266 | Active | 555708 | 2022 | Lochinvar | WTSS - Watertube SS Steel | Boiler Room | HWFG - Hotwater Heat Floor-Glycl | 7/31/2026
Key Cleaners | 6305 Military Ave | Omaha | NE | 68104-3327 | Douglas | NE05140 | Scrapped/Junked | 13589 | 1980 | Bryan | WT - Water Tube Boiler | BOILER ROOM | PROC - Process Steam | 3/31/2017
Key Cleaners | 6305 Military Ave | Omaha | NE | 68104-3327 | Douglas | NE26655 | Active | 120385 | 2015 | Fulton | FTVT - Firetube Vertical TB | boiler room | PROC - Process Steam | 9/30/2026
Nelson Mandela Elem School | 6316 N 30th St | Omaha | NE | 68111-1208 | Douglas | NE16054 | Active | n/a | 2009 | Peerless | CI - Cast Iron | boiler room | STHT - Steam-Heat | 2/28/2027
Nelson Mandela Elem School | 6316 N 30th St | Omaha | NE | 68111-1208 | Douglas | NE32081 | Inactive |  | 1952 | KEWA | FT - Firetube Boiler | BOILER ROOM | STHT - Steam-Heat | 8/31/2008
Nelson Mandela Elem School | 6316 N 30th St | Omaha | NE | 68111-1208 | Douglas | NE32082 | Scrapped/Junked |  | 1952 | KEWA | FT - Firetube Boiler | BOILER ROOM | STHT - Steam-Heat | 8/31/2010
AIRTOUCH CELLULAR | 6316 N 60th St | Omaha | NE | 68104-1149 | Douglas | NE16844 | Scrapped/Junked | 15349 | 1989 | LOCHINVAR | WT - Water Tube Boiler | GENERATOR RM | HWHT - Hot Water Heat | 3/31/1999
Benson Baptist Church | 6319 Maple St | Omaha | NE | 68104-4005 | Douglas | NE10541 | Active | N/A | 2002 | Peerless | CI - Cast Iron | BOILER ROOM | HWHT - Hot Water Heat | 4/30/2027
Benson Baptist Church | 6319 Maple St | Omaha | NE | 68104-4005 | Douglas | NE16458 | Scrapped/Junked |  | 1960 | RITE ENGINEERING | WT - Water Tube Boiler | BOILER ROOM | HWHT - Hot Water Heat | 10/31/2002
Tracey Newson | 6330 N 30th St | Omaha | NE | 68111-1208 | Douglas | NE12972 | Inactive |  | 1959 | RITE | WT - Water Tube Boiler | EQUIP ROOM | HWHT - Hot Water Heat | 2/28/2009
Tracey Newson | 6330 N 30th St | Omaha | NE | 68111-1208 | Douglas | NE12973 | Exempt 1999 LB-66 |  | 1958 | RUUD | AHWH - ANSI/Fired Water Htr |  | HWSD - Hot Water Dom/Potable | 2/29/2000
UNO Central Utilities Plant | 6331 University Dr S | Omaha | NE | 68182-2000 | Douglas | NE03289 | Scrapped/Junked | 23661 | 1968 | Kewannee |  | Utility Plant |  | 5/31/2010
UNO Central Utilities Plant | 6331 University Dr S | Omaha | NE | 68182-2000 | Douglas | NE04030 | Scrapped/Junked | 34658 | 1975 | Cleaver & Brooks | WT - Water Tube Boiler | Utility Plant | BSUP - Bldg Heat & Process | 4/30/2023
UNO Central Utilities Plant | 6331 University Dr S | Omaha | NE | 68182-2000 | Douglas | NE05139 | Scrapped/Junked | 49202 | 1980 | Cleaver & Brooks | FTSM - FTS Marine Dry Back | Utility Plant | BSUP - Bldg Heat & Process | 6/30/2023
UNO Central Utilities Plant | 6331 University Dr S | Omaha | NE | 68182-2000 | Douglas | NE08053 | Inactive | 38736 | 1984 | Kewannee |  | Utility Plant |  | 5/31/2004
UNO Central Utilities Plant | 6331 University Dr S | Omaha | NE | 68182-2000 | Douglas | NE11634 | Scrapped/Junked |  | 1956 | Amst | CI - Cast Iron | Annex #40 |  | 5/31/2004
UNO Central Utilities Plant | 6331 University Dr S | Omaha | NE | 68182-2000 | Douglas | NE15819 | Scrapped/Junked | 6482 | 1989 | Mrst |  | Boy's Steam Room |  | 5/31/2010
UNO Central Utilities Plant | 6331 University Dr S | Omaha | NE | 68182-2000 | Douglas | NE15820 | Scrapped/Junked | 7208 | 1989 | Mrst |  | Girls Steam Room |  | 5/31/2009
UNO Central Utilities Plant | 6331 University Dr S | Omaha | NE | 68182-2000 | Douglas | NE15873 | Inactive | 44021 | 1993 | Lattner Boiler Co |  | Allwine Hall 5th Floor |  | 5/31/2009
UNO Central Utilities Plant | 6331 University Dr S | Omaha | NE | 68182-2000 | Douglas | NE17608 | Scrapped/Junked | 39610 | 1994 | Lochinvar | CPFT - Horiz Cpr Fin Boiler | Annex #24 | HWHT - Hot Water Heat | 4/30/2014
UNO Central Utilities Plant | 6331 University Dr S | Omaha | NE | 68182-2000 | Douglas | NE18778 | Active | 16620 | 2009 | Superior Boiler Works | FTSM - FTS Marine Dry Back | Utlity Plant | STHT - Steam-Heat | 4/30/2026
UNO Central Utilities Plant | 6331 University Dr S | Omaha | NE | 68182-2000 | Douglas | NE18779 | Active | 16622 | 2009 | Superior Boiler Works | FTSM - FTS Marine Dry Back | Utility Plant | STHT - Steam-Heat | 4/30/2026
UNO Central Utilities Plant | 6331 University Dr S | Omaha | NE | 68182-2000 | Douglas | NE34055 | Inactive |  | 1981 | Bryn | CI - Cast Iron | Annex #26 |  | 5/31/2001
UNO Central Utilities Plant | 6331 University Dr S | Omaha | NE | 68182-2000 | Douglas | NE34056 | Scrapped/Junked |  | 1982 | Bryn | CI - Cast Iron | Annex #26 |  | 5/31/2005
UNO Central Utilities Plant | 6331 University Dr S | Omaha | NE | 68182-2000 | Douglas | NE42634 | Active | 25995 | 2023 | Hurst | FTHT - Firetube Horizontal | Boiler Plant | STHT - Steam-Heat | 4/30/2025
UNO Central Utilities Plant | 6331 University Dr S | Omaha | NE | 68182-2000 | Douglas | NE42635 | Active | 25986 | 2023 | Hurst | FTHT - Firetube Horizontal | Boiler Plant | STHT - Steam-Heat | 4/30/2026
Lozier Corp Office | 6336 John J Pershing Dr | Omaha | NE | 68110-1100 | Douglas | NE05200 | Inactive | 31122 | 1978 | Kewannee | FT - Firetube Boiler | Distribution | HWHT - Hot Water Heat | 7/31/2013
Lozier Corp Office | 6336 John J Pershing Dr | Omaha | NE | 68110-1100 | Douglas | NE15470 | Scrapped/Junked | 68454 | 1988 | Raytherm/Raypak | WT - Water Tube Boiler | Corporate Office Boiler room | HWHT - Hot Water Heat | 1/31/2019
Lozier Corp Office | 6336 John J Pershing Dr | Omaha | NE | 68110-1100 | Douglas | NE27696 | Active | 322469 | 2018 | Lochinvar | FT - Firetube Boiler | Mech Room | HWHT - Hot Water Heat | 1/31/2027
Trinity Lutheran #E4A3305 | 6340 N 30th St | Omaha | NE | 68111-1208 | Douglas | NE27200 | Active | n/a | 2018 | Peerless | CI - Cast Iron | boiler room | STHT - Steam-Heat | 4/30/2027
Trinity Lutheran #E4A3305 | 6340 N 30th St | Omaha | NE | 68111-1208 | Douglas | NE35223 | Scrapped/Junked | n/a | 1981 | Peerless | CI - Cast Iron | BASEMENT | STHT - Steam-Heat | 4/30/2018
Rockwell Elementary | 6370 S 140th Ave | Omaha | NE | 68137-4019 | Douglas | NE04802 | Scrapped/Junked | 85025 | 1990 | RAYP | CPFT - Horiz Cpr Fin Boiler | BOILER ROOM | HWSD - Hot Water Dom/Potable | 8/31/2011
Rockwell Elementary | 6370 S 140th Ave | Omaha | NE | 68137-4019 | Douglas | NE14648 | Active | 96959 | 2008 | GIANNONI | WTSS - Watertube SS Steel | Custodial Room | HWHT - Hot Water Heat | 8/31/2026
Rockwell Elementary | 6370 S 140th Ave | Omaha | NE | 68137-4019 | Douglas | NE14649 | Active | 96956 | 2008 | GIANNONI | WTSS - Watertube SS Steel | Custodial Room | HWHT - Hot Water Heat | 8/31/2026
Rockwell Elementary | 6370 S 140th Ave | Omaha | NE | 68137-4019 | Douglas | NE19783 | Scrapped/Junked |  | 1979 | AO SMITH | AHWH - ANSI/Fired Water Htr | BOILER ROOM | HWSD - Hot Water Dom/Potable | 8/31/2003
Rockwell Elementary | 6370 S 140th Ave | Omaha | NE | 68137-4019 | Douglas | NE20733 | Active | 168054 | 2010 | Giannoni France | WT - Water Tube Boiler | Boiler Room | HWHT - Hot Water Heat | 8/31/2026
Rockwell Elementary | 6370 S 140th Ave | Omaha | NE | 68137-4019 | Douglas | NE32433 | Scrapped/Junked | 31433 | 1978 | KEWA | FTFB - Firetube-Firebox Boiler | BOILER ROOM | HWHT - Hot Water Heat | 8/31/2011
Metro Utilities District | 63rd & Oak | Omaha | NE | 68106-3621 | Douglas | NE06482 | Active | NA | 2005 | Peerless Heater Company | CI - Cast Iron | Mix Bldg Boiler Room | HWHT - Hot Water Heat | 10/31/2026
Metro Utilities District | 63rd & Oak | Omaha | NE | 68106-3621 | Douglas | NE12582 | Active | 1 | 2007 | Aerco International | CALU - Cast Aluminum | Electrical Bldg. | HWHT - Hot Water Heat | 10/31/2026
Metro Utilities District | 63rd & Oak | Omaha | NE | 68106-3621 | Douglas | NE14435 | Scrapped/Junked |  | 1960 | Weil-Mcclain | CI - Cast Iron | BOILER ROOM |  | 10/31/2005
Metro Utilities District | 63rd & Oak | Omaha | NE | 68106-3621 | Douglas | NE14436 | Scrapped/Junked |  | 1960 | American Standard | CI - Cast Iron | Electrical Building # 40 | HWHT - Hot Water Heat | 10/31/2007
Joy Of Life Ministries-BMIC#537688 | 6401 N 56th St | Omaha | NE | 68104-1211 | Douglas | NE02392 | Active | 13539 | 2004 | ALES | FTVT - Firetube Vertical TB | EQUIPMENT ROOM | HWHT - Hot Water Heat | 12/31/2026
Joy Of Life Ministries-BMIC#537688 | 6401 N 56th St | Omaha | NE | 68104-1211 | Douglas | NE13839 | Active | 1245 | 2008 | RIVERSIDE HYDRONICS | WT - Water Tube Boiler | EQUIPMENT ROOM | HWHT - Hot Water Heat | 12/31/2026
Roncalli High School | 6401 Sorensen Pkwy | Omaha | NE | 68152-2241 | Douglas | NE24432 | Inactive | 149558 | 1998 | Raypak | CPFT - Horiz Cpr Fin Boiler | BOILER ROOM | HWHT - Hot Water Heat | 1/31/2021
Roncalli High School | 6401 Sorensen Pkwy | Omaha | NE | 68152-2241 | Douglas | NE24433 | Inactive | 149561 | 1998 | Raypak | CPFT - Horiz Cpr Fin Boiler | BOILER ROOM | HWHT - Hot Water Heat | 1/31/2021
Roncalli High School | 6401 Sorensen Pkwy | Omaha | NE | 68152-2241 | Douglas | NE24434 | Inactive | 149559 | 1998 | Raypak | CPFT - Horiz Cpr Fin Boiler | BOILER ROOM | HWHT - Hot Water Heat | 1/31/2021
Roncalli High School | 6401 Sorensen Pkwy | Omaha | NE | 68152-2241 | Douglas | NE24435 | Inactive | 149557 | 1998 | Raypak | CPFT - Horiz Cpr Fin Boiler | BOILER ROOM | HWHT - Hot Water Heat | 1/31/2021
Roncalli High School | 6401 Sorensen Pkwy | Omaha | NE | 68152-2241 | Douglas | NE24436 | Inactive | 148583 | 1998 | Raypak | CPFT - Horiz Cpr Fin Boiler | BOILER ROOM | HWSD - Hot Water Dom/Potable | 1/31/2021
Roncalli High School | 6401 Sorensen Pkwy | Omaha | NE | 68152-2241 | Douglas | NE28895 | Active | 354428 | 2020 | Lochinvar | WT - Water Tube Boiler | boiler room | HWHT - Hot Water Heat | 1/31/2027
Roncalli High School | 6401 Sorensen Pkwy | Omaha | NE | 68152-2241 | Douglas | NE28896 | Active | 354425 | 2020 | Lochinvar | WT - Water Tube Boiler | boiler room | HWHT - Hot Water Heat | 1/31/2027
Roncalli High School | 6401 Sorensen Pkwy | Omaha | NE | 68152-2241 | Douglas | NE28897 | Active | 4922734 | 2020 | Lochinvar | WT - Water Tube Boiler | boiler room | HWSP - Hot Water Non Potable Supply | 1/31/2027
Quality Living | 6402 N 71st St | Omaha | NE | 68104-4674 | Douglas | NE15037 | Scrapped/Junked | 155800 | 2003 | Lochinvar | CPFT - Horiz Cpr Fin Boiler | EQUIP ROOM | HWHT - Hot Water Heat | 2/28/2012
Quality Living | 6402 N 71st St | Omaha | NE | 68104-4674 | Douglas | NE20741 | Active | 236250 | 2011 | Lochinvar | CPFH - Copper Fin Water Heater | mech room | HWHT - Hot Water Heat | 11/30/2026
Quality Living Inc | 6404 N 70th Plz | Omaha | NE | 68104-1074 | Douglas | NE07027 | Scrapped/Junked | 103935 | 2006 | A O Smith | CHWH - ASME/Fired Water Heater | EQUIPMENT ROOM | HWSD - Hot Water Dom/Potable | 5/31/2013
Quality Living Inc | 6404 N 70th Plz | Omaha | NE | 68104-1074 | Douglas | NE07938 | Scrapped/Junked | 15888 | 2003 | VULCAN-HART | FT - Firetube Boiler | B-6409 | 0021 - Steam Supp Cooker/Kettle | 5/31/2006
Quality Living Inc | 6404 N 70th Plz | Omaha | NE | 68104-1074 | Douglas | NE12624 | Scrapped/Junked | 110524 | 2007 | A O Smith | CHWH - ASME/Fired Water Heater | EQUIP ROOM | HWSP - Hot Water Non Potable Supply | 5/31/2016
Quality Living Inc | 6404 N 70th Plz | Omaha | NE | 68104-1074 | Douglas | NE16860 | Active | 27270 | 1989 | Bryan | WT - Water Tube Boiler | Calladay Bldg | HWHT - Hot Water Heat | 5/31/2026
Quality Living Inc | 6404 N 70th Plz | Omaha | NE | 68104-1074 | Douglas | NE20768 | Scrapped/Junked | 14819 | 2011 | PENTAIR | COBL - Coil Type Boiler | East Campus pool equp room | IPHT - Indoor Pool Heater | 5/31/2021
Quality Living Inc | 6404 N 70th Plz | Omaha | NE | 68104-1074 | Douglas | NE20769 | Scrapped/Junked | 14818 | 2011 | PENTAIR | COBL - Coil Type Boiler | East Campus pool equp room | SPAJ - Spa/Jacuzzi Heater | 5/31/2021
Quality Living Inc | 6404 N 70th Plz | Omaha | NE | 68104-1074 | Douglas | NE23949 | Scrapped/Junked | 177672 | 2013 | AO SMITH | CHWH - ASME/Fired Water Heater | East Campus Services Bldg Equipment Room | HWSD - Hot Water Dom/Potable | 5/31/2020
Quality Living Inc | 6404 N 70th Plz | Omaha | NE | 68104-1074 | Douglas | NE24775 | Scrapped/Junked | 9470 | 1997 | Aldrich | FTVT - Firetube Vertical TB | East Campus | HWHT - Hot Water Heat | 5/31/2023
Quality Living Inc | 6404 N 70th Plz | Omaha | NE | 68104-1074 | Douglas | NE24776 | Scrapped/Junked | 12577 | 1998 | AO SMITH | CHWH - ASME/Fired Water Heater | B-6409 | HWSD - Hot Water Dom/Potable | 5/31/2007
Quality Living Inc | 6404 N 70th Plz | Omaha | NE | 68104-1074 | Douglas | NE24777 | Scrapped/Junked | 12574 | 1998 | AO SMITH | CHWH - ASME/Fired Water Heater | B-6409 | HWSD - Hot Water Dom/Potable | 5/31/2006
Quality Living Inc | 6404 N 70th Plz | Omaha | NE | 68104-1074 | Douglas | NE24778 | Scrapped/Junked | 8239 | 1997 | VULCAN-HART | FTNF - Firetube Flueless | B-6409 | HWHT - Hot Water Heat | 5/31/2003
Quality Living Inc | 6404 N 70th Plz | Omaha | NE | 68104-1074 | Douglas | NE25032 | Scrapped/Junked | 142391 | 1997 | Teledyne & Laars | CPFT - Horiz Cpr Fin Boiler | B-6309 | HWHT - Hot Water Heat | 5/31/2009
Quality Living Inc | 6404 N 70th Plz | Omaha | NE | 68104-1074 | Douglas | NE25541 | Active | 43992 | 1999 | Bryan | WT - Water Tube Boiler | Calladay Bldg | HWHT - Hot Water Heat | 5/31/2026
Quality Living Inc | 6404 N 70th Plz | Omaha | NE | 68104-1074 | Douglas | NE26131 | Inactive | 405251 | 2015 | Raypak | CPFH - Copper Fin Water Heater | Lied Bldg | IPHT - Indoor Pool Heater | 5/31/2022
Quality Living Inc | 6404 N 70th Plz | Omaha | NE | 68104-1074 | Douglas | NE26363 | Active | 140605 | 2015 | PVI | CHWH - ASME/Fired Water Heater | East Campus Service Bldg | HWSD - Hot Water Dom/Potable | 5/31/2026
Quality Living Inc | 6404 N 70th Plz | Omaha | NE | 68104-1074 | Douglas | NE28587 | Active | 256645 | 2019 | AO SMITH | CHWH - ASME/Fired Water Heater | equip room | HWSD - Hot Water Dom/Potable | 5/31/2026
Quality Living Inc | 6404 N 70th Plz | Omaha | NE | 68104-1074 | Douglas | NE41931 | Active | 37294 | 2020 | PENTAIR | CPPH - Ansi Cpr Fin Pool Heater | East Campus Pool | IPHT - Indoor Pool Heater | 5/31/2026
Quality Living Inc | 6404 N 70th Plz | Omaha | NE | 68104-1074 | Douglas | NE41932 | Active | 37291 | 2020 | PENTAIR | CPPH - Ansi Cpr Fin Pool Heater | East Campus Pool | IPHT - Indoor Pool Heater | 5/31/2026
Quality Living Inc | 6404 N 70th Plz | Omaha | NE | 68104-1074 | Douglas | NE42194 | Active | 40445 | 2022 | PENTAIR | FTVT - Firetube Vertical TB | Lied Bldg Pool Room | IPHT - Indoor Pool Heater | 5/31/2026
Quality Living Inc | 6404 N 70th Plz | Omaha | NE | 68104-1074 | Douglas | NE42552 | Active | 21458 | 2023 | Aldrich | FTVT - Firetube Vertical TB | East Campus | HWHT - Hot Water Heat | 5/31/2026
UNO Scott Court #1 | 6404 Shirley St | Omaha | NE | 68106-2142 | Douglas | NE20556 | Active | 130797 | 2010 | PVI Industries | FTVT - Firetube Vertical TB | Mech. Room | HWSD - Hot Water Dom/Potable | 8/31/2026
UNO Scott Court #1 | 6404 Shirley St | Omaha | NE | 68106-2142 | Douglas | NE20557 | Active | 130798 | 2010 | PVI Industries | FTVT - Firetube Vertical TB | Mech. Room | HWSD - Hot Water Dom/Potable | 8/31/2026
UNO Scott Court #1 | 6404 Shirley St | Omaha | NE | 68106-2142 | Douglas | NE20558 | Active | 130796 | 2010 | PVI Industries | FTVT - Firetube Vertical TB | Mech. Room | HWSD - Hot Water Dom/Potable | 8/31/2026
UNO Scott Court #2 | 6440 Shirley St | Omaha | NE | 68106-2142 | Douglas | NE19600 | Active | 131430 | 2011 | PVI Industries | FTVT - Firetube Vertical TB | Mech. Room | HWSD - Hot Water Dom/Potable | 8/31/2026
UNO Scott Court #2 | 6440 Shirley St | Omaha | NE | 68106-2142 | Douglas | NE20551 | Active | 131432 | 2011 | PVI Industries | FTVT - Firetube Vertical TB | Mech. Room | HWSD - Hot Water Dom/Potable | 8/31/2026
UNO Scott Court #2 | 6440 Shirley St | Omaha | NE | 68106-2142 | Douglas | NE20552 | Active | 131425 | 2011 | PVI Industries | FTVT - Firetube Vertical TB | Mech. Room | HWSD - Hot Water Dom/Potable | 8/31/2026
UNO Scott Conference Center | 6450 Pine St | Omaha | NE | 68106-2854 | Douglas | NE01538 | Scrapped/Junked | 108585 | 1999 | Loch | CPFT - Horiz Cpr Fin Boiler | BOILER/MECH ROOM | HWHT - Hot Water Heat | 3/31/2026
UNO Scott Conference Center | 6450 Pine St | Omaha | NE | 68106-2854 | Douglas | NE01539 | Inactive | 108586 | 1999 | Loch | CPFT - Horiz Cpr Fin Boiler | BOILER/MECH ROOM | HWHT - Hot Water Heat | 3/31/2025
UNO Scott Conference Center | 6450 Pine St | Omaha | NE | 68106-2854 | Douglas | NE01540 | Active | 108511 | 1999 | Loch | CPFT - Horiz Cpr Fin Boiler | BOILER/MECH ROOM | HWHT - Hot Water Heat | 3/31/2027
UNO Scott Conference Center | 6450 Pine St | Omaha | NE | 68106-2854 | Douglas | NE01541 | Active | 108510 | 1999 | Lochinvar | CPFT - Horiz Cpr Fin Boiler | BOILER/MECH ROOM | HWHT - Hot Water Heat | 3/31/2027
UNO Scott Conference Center | 6450 Pine St | Omaha | NE | 68106-2854 | Douglas | NE01542 | Scrapped/Junked | 108840 | 1999 | LOCHINVAR | CPFT - Horiz Cpr Fin Boiler | BOILER/MECH ROOM | HWSD - Hot Water Dom/Potable | 3/31/2008
UNO Scott Conference Center | 6450 Pine St | Omaha | NE | 68106-2854 | Douglas | NE01543 | Scrapped/Junked | 108839 | 1999 | LOCHINVAR | CPFT - Horiz Cpr Fin Boiler | BOILER/MECH ROOM | HWSD - Hot Water Dom/Potable | 3/31/2007
UNO Scott Conference Center | 6450 Pine St | Omaha | NE | 68106-2854 | Douglas | NE12203 | Scrapped/Junked | 115228 | 2007 | RHEEM | CHWH - ASME/Fired Water Heater | BOILER ROOM | HWSD - Hot Water Dom/Potable | 3/31/2012
UNO Scott Conference Center | 6450 Pine St | Omaha | NE | 68106-2854 | Douglas | NE12204 | Scrapped/Junked | 115182 | 2007 | RHEEM | CHWH - ASME/Fired Water Heater | BOILER ROOM | HWSD - Hot Water Dom/Potable | 3/31/2012
UNO Scott Conference Center | 6450 Pine St | Omaha | NE | 68106-2854 | Douglas | NE20994 | Active | 133089 | 2011 | PVI Industries | FTUT - Firetube U-Tube Vert | Boiler Room | HWSD - Hot Water Dom/Potable | 3/31/2027
UNO Scott Conference Center | 6450 Pine St | Omaha | NE | 68106-2854 | Douglas | NE20995 | Active | 133090 | 2011 | PVI Industries | FTUT - Firetube U-Tube Vert | Boiler Room | HWSD - Hot Water Dom/Potable | 3/31/2027
UNO Scott Conference Center | 6450 Pine St | Omaha | NE | 68106-2854 | Douglas | NE43521 | Active | 5114 | 2023 | Riello | WTSS - Watertube SS Steel | Boiler Room | HWHT - Hot Water Heat | 3/31/2027
UNO Scott Conference Center | 6450 Pine St | Omaha | NE | 68106-2854 | Douglas | NE43522 | Active | 5104 | 2023 | Riello | WTSS - Watertube SS Steel | Boiler Room | HWHT - Hot Water Heat | 3/31/2027
UNO Scott Conference Center | 6450 Pine St | Omaha | NE | 68106-2854 | Douglas | NE43523 | Active | 5066 | 2023 | Riello | WTSS - Watertube SS Steel | Boiler Room | HWHT - Hot Water Heat | 3/31/2027
UNO Scott Conference Center | 6450 Pine St | Omaha | NE | 68106-2854 | Douglas | NE43524 | Active | 5160 | 2023 | Riello | WTSS - Watertube SS Steel | Boiler Room | HWHT - Hot Water Heat | 3/31/2027
DLR REI LLC | 6457 Frances St | Omaha | NE | 68106-2278 | Douglas | NE18879 | Scrapped/Junked | 129341 | 2010 | P.V.I./Riverside Hydronics | FTVT - Firetube Vertical TB | Mechanical Room | HWHT - Hot Water Heat | 11/30/2011
DLR REI LLC | 6457 Frances St | Omaha | NE | 68106-2278 | Douglas | NE18880 | Active | 129342 | 2010 | P.V.I./Riverside Hydronics | FTVT - Firetube Vertical TB | Mechanical Room | HWHT - Hot Water Heat | 11/30/2026
DLR REI LLC | 6457 Frances St | Omaha | NE | 68106-2278 | Douglas | NE22747 | Active | 134066 | 2012 | P.V.I./Riverside Hydronics | FTVT - Firetube Vertical TB | Mechanical Room | HWHT - Hot Water Heat | 11/30/2026
Noddle AV 2 LLC | 6464 Center St | Omaha | NE | 68106-2872 | Douglas | NE12634 | Active | 49541 | 2008 | AERCO INTERNATIONAL | FTVT - Firetube Vertical TB | BOILER ROOM | GLYC - Glycol Bldg Heat Sys | 6/30/2026
Noddle AV 2 LLC | 6464 Center St | Omaha | NE | 68106-2872 | Douglas | NE12635 | Active | 49542 | 2008 | AERCO INTERNATIONAL | FTVT - Firetube Vertical TB | BOILER ROOM | GLYC - Glycol Bldg Heat Sys | 6/30/2026
UNO Scott Court #3 | 6464 Shirley St | Omaha | NE | 68106-2142 | Douglas | NE20553 | Active | 131429 | 2011 | PVI Industries | FTVT - Firetube Vertical TB | Mech. Room | HWSD - Hot Water Dom/Potable | 8/31/2026
UNO Scott Court #3 | 6464 Shirley St | Omaha | NE | 68106-2142 | Douglas | NE20554 | Active | 131424 | 2011 | PVI Industries | FTVT - Firetube Vertical TB | Mech. Room | HWSD - Hot Water Dom/Potable | 8/31/2026
UNO Scott Court #3 | 6464 Shirley St | Omaha | NE | 68106-2142 | Douglas | NE20555 | Active | 131427 | 2011 | PVI Industries | FTVT - Firetube Vertical TB | Mech. Room | HWSD - Hot Water Dom/Potable | 8/31/2026
James Skinner Bakery (Linde Gas (LG) | 6484 F Street | Omaha | NE | 68117 | Douglas | NEW | Inactive | 1307 | 1979 | Ucar | UTNK - Unfired Vertical Tank | Outside | STOR - Storage Vessel | 8/29/2024
Creighton Nadal Jesuit Residence Hall | 650 N 24th St | Omaha | NE | 68178-0001 | Douglas | NE43259 | Active | 590853 | 2023 | RBI/Sermeta | WTSS - Watertube SS Steel | Mechanical Room | HWHT - Hot Water Heat | 4/30/2027
Creighton Nadal Jesuit Residence Hall | 650 N 24th St | Omaha | NE | 68178-0001 | Douglas | NE43260 | Active | 388744 | 2022 | PVI | CHWH - ASME/Fired Water Heater | Mechanical Room | HWSD - Hot Water Dom/Potable | 4/30/2027
Creighton Nadal Jesuit Residence Hall | 650 N 24th St | Omaha | NE | 68178-0001 | Douglas | NE43261 | Active | 355766 | 2022 | PVI | CHWH - ASME/Fired Water Heater | Mechanical Room | HWSD - Hot Water Dom/Potable | 4/30/2027
Creighton Nadal Jesuit Residence Hall | 650 N 24th St | Omaha | NE | 68178-0001 | Douglas | NE43262 | Active | 344117 | 2022 | Lochinvar | FTVT - Firetube Vertical TB | Mechanical Room | HWHF - Hot Water Heat-Floor | 4/30/2027
AG Processing Inc | 6501 N 9th St | Omaha | NE | 68112-3529 | Douglas | NE12057 | Active | 11797 | 2000 | Precision | ELBL - Electric Boiler | Shop | PROC - Process Steam | 7/31/2025
Chloes Coin Laundry | 6505 Maple St | Omaha | NE | 68104-3948 | Douglas | NE02417 | Active | 168516 | 2004 | Hamilton Eng | CPFH - Copper Fin Water Heater | EQUIPMENT ROOM | HWSD - Hot Water Dom/Potable | 3/31/2027
UNO Clubhouse | 6506 University Dr S | Omaha | NE | 68182-1114 | Douglas | NE22588 | Scrapped/Junked | 157553 | 2009 | Raypak | CPFH - Copper Fin Water Heater | Clubhouse | HWSD - Hot Water Dom/Potable | 4/30/2016
UNO Clubhouse | 6506 University Dr S | Omaha | NE | 68182-1114 | Douglas | NE22589 | Scrapped/Junked | 157552 | 2009 | Raypak | CPFH - Copper Fin Water Heater | Clubhouse | HWSD - Hot Water Dom/Potable | 4/30/2016
UNO Clubhouse | 6506 University Dr S | Omaha | NE | 68182-1114 | Douglas | NE22590 | Scrapped/Junked | 157551 | 2009 | Raypak | CPFH - Copper Fin Water Heater | Building #5 Boiler Room | HWSD - Hot Water Dom/Potable | 4/30/2013
UNO Clubhouse | 6506 University Dr S | Omaha | NE | 68182-1114 | Douglas | NE22591 | Scrapped/Junked | 157554 | 2009 | Raypak | CPFH - Copper Fin Water Heater | Building #5 Boiler Room | HWSD - Hot Water Dom/Potable | 4/30/2013
UNO Clubhouse | 6506 University Dr S | Omaha | NE | 68182-1114 | Douglas | NE22856 | Scrapped/Junked | 233534 | 2012 | Lochinvar | WTSS - Watertube SS Steel | Bldg. #5 Boiler Rm | HWHT - Hot Water Heat | 4/30/2024
UNO Clubhouse | 6506 University Dr S | Omaha | NE | 68182-1114 | Douglas | NE22857 | Scrapped/Junked | 233535 | 2012 | Lochinvar | WTSS - Watertube SS Steel | Bldg. #5 Boiler Rm | HWHT - Hot Water Heat | 4/30/2024
UNO Clubhouse | 6506 University Dr S | Omaha | NE | 68182-1114 | Douglas | NE22858 | Scrapped/Junked | 233533 | 2012 | Lochinvar | WTSS - Watertube SS Steel | Bldg. #5 Boiler Rm | HWHT - Hot Water Heat | 4/30/2024
UNO Clubhouse | 6506 University Dr S | Omaha | NE | 68182-1114 | Douglas | NE25951 | Inactive | 324126 | 2014 | Lochinvar | WTSS - Watertube SS Steel | Clubhouse | HWSD - Hot Water Dom/Potable | 4/30/2020
UNO Clubhouse | 6506 University Dr S | Omaha | NE | 68182-1114 | Douglas | NE25952 | Scrapped/Junked | 324136 | 2014 | Lochinvar | WTSS - Watertube SS Steel | Clubhouse | HWSD - Hot Water Dom/Potable | 4/30/2020
UNO Clubhouse | 6506 University Dr S | Omaha | NE | 68182-1114 | Douglas | NE28497 | Active | 461658 | 2019 | Lochinvar | WTSS - Watertube SS Steel | Clubhouse | HWSD - Hot Water Dom/Potable | 4/30/2027
UNO Clubhouse | 6506 University Dr S | Omaha | NE | 68182-1114 | Douglas | NE28498 | Active | 465732 | 2019 | Lochinvar | WTSS - Watertube SS Steel | Clubhouse | HWSD - Hot Water Dom/Potable | 4/30/2027
UNO Clubhouse | 6506 University Dr S | Omaha | NE | 68182-1114 | Douglas | NE42629 | Active | 579830 | 2023 | Lochinvar | WTSS - Watertube SS Steel | Clubhouse | HWSD - Hot Water Dom/Potable | 4/30/2027
UNO Clubhouse | 6506 University Dr S | Omaha | NE | 68182-1114 | Douglas | NE42630 | Active | 589139 | 2023 | Lochinvar | WTSS - Watertube SS Steel | Clubhouse | HWSD - Hot Water Dom/Potable | 4/30/2027
UNO Clubhouse | 6506 University Dr S | Omaha | NE | 68182-1114 | Douglas | NE42631 | Active | 545168 | 2022 | Lochinvar | WTSS - Watertube SS Steel | Clubhouse | HWSD - Hot Water Dom/Potable | 4/30/2027
UNO Scott Court #4 | 6510 Shirley St | Omaha | NE | 68106-2178 | Douglas | NE20559 | Active | 131428 | 2011 | PVI Industries | FTVT - Firetube Vertical TB | Mech. Room | HWSD - Hot Water Dom/Potable | 8/31/2026
UNO Scott Court #4 | 6510 Shirley St | Omaha | NE | 68106-2178 | Douglas | NE20560 | Active | 131431 | 2011 | PVI Industries | FTVT - Firetube Vertical TB | Mech. Room | HWSD - Hot Water Dom/Potable | 8/31/2026
UNO Scott Court #4 | 6510 Shirley St | Omaha | NE | 68106-2178 | Douglas | NE20561 | Active | 131426 | 2011 | PVI Industries | FTVT - Firetube Vertical TB | Mech. Room | HWSD - Hot Water Dom/Potable | 8/31/2026
Western Hills Elementary | 6523 Western Ave | Omaha | NE | 68132-1262 | Douglas | NE05335 | Exempt 1999 LB-66 |  | 1995 | AO SMITH | AHWH - ANSI/Fired Water Htr |  | HWSD - Hot Water Dom/Potable | 6/30/2000
Western Hills Elementary | 6523 Western Ave | Omaha | NE | 68132-1262 | Douglas | NE05336 | Exempt 1999 LB-66 |  | 1995 | AO SMITH | AHWH - ANSI/Fired Water Htr |  | HWSD - Hot Water Dom/Potable | 6/30/2000
Western Hills Elementary | 6523 Western Ave | Omaha | NE | 68132-1262 | Douglas | NE27138 | Active | 391608 | 2016 | Lochinvar | WT - Water Tube Boiler | equip room | HWHT - Hot Water Heat | 12/31/2026
Western Hills Elementary | 6523 Western Ave | Omaha | NE | 68132-1262 | Douglas | NE27139 | Active | 391609 | 2016 | Lochinvar | WT - Water Tube Boiler | equip room | HWHT - Hot Water Heat | 12/31/2026
Western Hills Elementary | 6523 Western Ave | Omaha | NE | 68132-1262 | Douglas | NE31118 | Scrapped/Junked | n/a | 1952 | Kewanee | FT - Firetube Boiler | BOILER ROOM | STHT - Steam-Heat | 12/31/2016
Western Hills Elementary | 6523 Western Ave | Omaha | NE | 68132-1262 | Douglas | NE31119 | Scrapped/Junked | n/a | 1952 | Kewanee | FTFB - Firetube-Firebox Boiler | BOILER ROOM | STHT - Steam-Heat | 12/31/2016
Christ The King Parish | 654 S 86th St | Omaha | NE | 68114-4214 | Douglas | NE07046 | Active | 12997 | 2004 | Triad Boiler | FTVT - Firetube Vertical TB | Parish Center Basement | HWHT - Hot Water Heat | 10/31/2026
Christ The King Parish | 654 S 86th St | Omaha | NE | 68114-4214 | Douglas | NE23174 | Active | 58114 | 1997 | STATE INDUSTRIES | CHWH - ASME/Fired Water Heater | Parish Center Bsmt | HWSD - Hot Water Dom/Potable | 10/31/2026
Christ The King Parish | 654 S 86th St | Omaha | NE | 68114-4214 | Douglas | NE23175 | Scrapped/Junked | 9599 | 1998 | ALES | FTVT - Firetube Vertical TB | Parish Center Bsmt | HWHT - Hot Water Heat | 10/31/2025
Christ The King Parish | 654 S 86th St | Omaha | NE | 68114-4214 | Douglas | NE23176 | Scrapped/Junked | 9598 | 1998 | ALES | FTVT - Firetube Vertical TB | Parish Center Bsmt | HWHT - Hot Water Heat | 10/31/2025
Christ The King Parish | 654 S 86th St | Omaha | NE | 68114-4214 | Douglas | NE25635 | Scrapped/Junked |  | 1960 | KEWANEE | FT - Firetube Boiler | RECTORY BOILER ROOM | STHT - Steam-Heat | 8/31/2004
Christ The King Parish | 654 S 86th St | Omaha | NE | 68114-4214 | Douglas | NE37605 | Scrapped/Junked |  | 1960 | KEWANEE | FT - Firetube Boiler | BOILER ROOM | STHT - Steam-Heat | 8/31/2005
Christ The King Parish | 654 S 86th St | Omaha | NE | 68114-4214 | Douglas | NE43906 | Active | 21785 | 2024 | Aldrich | FTVT - Firetube Vertical TB | Parish Center BSMT | HWHT - Hot Water Heat | 10/31/2026
Christ The King Parish | 654 S 86th St | Omaha | NE | 68114-4214 | Douglas | NE43907 | Active | 21786 | 2024 | Aldrich | FTVT - Firetube Vertical TB | Parish Center BSMT | HWHT - Hot Water Heat | 10/31/2026
Wyndam Omaha Hotel | 655 N 108th Ave | Omaha | NE | 68154-1755 | Douglas | NE05302 | Scrapped/Junked |  | 1991 | TELEDYNE LAARS | CPFT - Horiz Cpr Fin Boiler | POOL ROOM | IPHT - Indoor Pool Heater | 2/28/1999
Wyndam Omaha Hotel | 655 N 108th Ave | Omaha | NE | 68154-1755 | Douglas | NE06130 | Scrapped/Junked | 163276 | 2004 | Lochinvar | CPFH - Copper Fin Water Heater | BASEMENT | HWSD - Hot Water Dom/Potable | 2/28/2012
Wyndam Omaha Hotel | 655 N 108th Ave | Omaha | NE | 68154-1755 | Douglas | NE07788 | Scrapped/Junked | 148206 | 1998 | RAYP | CPFT - Horiz Cpr Fin Boiler | BOILER ROOM | HWSD - Hot Water Dom/Potable | 2/28/2009
Wyndam Omaha Hotel | 655 N 108th Ave | Omaha | NE | 68154-1755 | Douglas | NE16040 | Scrapped/Junked | 222132 | 2009 | Lochinvar | WT - Water Tube Boiler | boiler room | HWDP - Hotwater Heat & Dom Supply | 2/28/2019
Wyndam Omaha Hotel | 655 N 108th Ave | Omaha | NE | 68154-1755 | Douglas | NE18098 | Scrapped/Junked | 44203 | 1994 | LOCHINVAR | CPFT - Horiz Cpr Fin Boiler | BOILER ROOM | HWSD - Hot Water Dom/Potable | 2/28/2005
Wyndam Omaha Hotel | 655 N 108th Ave | Omaha | NE | 68154-1755 | Douglas | NE18321 | Scrapped/Junked | 44203 | 1994 | Loch | CPFT - Horiz Cpr Fin Boiler | BOILER ROOM | HWSD - Hot Water Dom/Potable | 2/28/2009
Wyndam Omaha Hotel | 655 N 108th Ave | Omaha | NE | 68154-1755 | Douglas | NE19440 | Scrapped/Junked | 284616 | 2008 | Raypak | WT - Water Tube Boiler | pool Equip room | IPHT - Indoor Pool Heater | 2/28/2020
Wyndam Omaha Hotel | 655 N 108th Ave | Omaha | NE | 68154-1755 | Douglas | NE22186 | Scrapped/Junked | 323726 | 2011 | Raypak | CPFT - Horiz Cpr Fin Boiler | Boiler Room | HWHT - Hot Water Heat | 2/28/2018
Wyndam Omaha Hotel | 655 N 108th Ave | Omaha | NE | 68154-1755 | Douglas | NE27740 | Scrapped/Junked | 9140 | 2018 | Camus Hydronics | WT - Water Tube Boiler | Boiler Room | HWDP - Hotwater Heat & Dom Supply | 2/28/2019
Wyndam Omaha Hotel | 655 N 108th Ave | Omaha | NE | 68154-1755 | Douglas | NE28539 | Active | 485095 | 2019 | Raypak | CPFH - Copper Fin Water Heater | pool area | IPHT - Indoor Pool Heater | 2/28/2026
Wyndam Omaha Hotel | 655 N 108th Ave | Omaha | NE | 68154-1755 | Douglas | NE34194 | Inactive | 67939 | 1973 | RICHMOND ENG. | ELWH - Electric Water Heater | BOILER ROOM | HWSD - Hot Water Dom/Potable | 2/29/1996
Wyndam Omaha Hotel | 655 N 108th Ave | Omaha | NE | 68154-1755 | Douglas | NE34195 | Inactive | 67931 | 1973 | RICHMOND ENG. | ELWH - Electric Water Heater | BOILER ROOM | HWSD - Hot Water Dom/Potable | 2/29/1996
Wyndam Omaha Hotel | 655 N 108th Ave | Omaha | NE | 68154-1755 | Douglas | NE41271 | Active | 504348 | 2020 | Raypak | CPFH - Copper Fin Water Heater | basement mech room | HWSD - Hot Water Dom/Potable | 2/28/2026
Wyndam Omaha Hotel | 655 N 108th Ave | Omaha | NE | 68154-1755 | Douglas | NE41272 | Active | 504268 | 2020 | Raypak | CPFH - Copper Fin Water Heater | basement mech room | HWSD - Hot Water Dom/Potable | 2/28/2026
Camelot Cleaners | 655 N 132nd St | Omaha | NE | 68154-4031 | Douglas | NE17350 | Active | 65576 | 1992 | Fulton | FT - Firetube Boiler | Blrm | PROC - Process Steam | 1/31/2027
North Omaha Dialysis | 6572 Ames Ave | Omaha | NE | 68104-1931 | Douglas | NE00119 | Scrapped/Junked | 52374 | 1999 | AOSM | CHWH - ASME/Fired Water Heater | BASEMENT | HWSD - Hot Water Dom/Potable | 4/30/2011
VICKERS | 6600 N 72nd St | Omaha | NE | 68122-1703 | Douglas | NE04820 | Scrapped/Junked |  | 1969 | THERMO PAK | WT - Water Tube Boiler | BOILER ROOM | STHT - Steam-Heat | 9/30/2001
VICKERS | 6600 N 72nd St | Omaha | NE | 68122-1703 | Douglas | NE04821 | Scrapped/Junked | 70 | 1988 | SUPERIOR BOILERWORKS | WT - Water Tube Boiler | BOILER ROOM | STHT - Steam-Heat | 9/30/2000
VICKERS | 6600 N 72nd St | Omaha | NE | 68122-1703 | Douglas | NE04822 | Scrapped/Junked | 21894 | 1984 | CHROMALOX PRECISION HEAT | ELBL - Electric Boiler | BOILER ROOM | STHT - Steam-Heat | 9/30/2000
VICKERS | 6600 N 72nd St | Omaha | NE | 68122-1703 | Douglas | NE04823 | Scrapped/Junked | 33759 | 1969 | PM LATTNER MFR COMPANY | ELBL - Electric Boiler | OFFICE AREA | STHT - Steam-Heat | 9/30/2001
VICKERS | 6600 N 72nd St | Omaha | NE | 68122-1703 | Douglas | NE15456 | Scrapped/Junked | 41448 | 1991 | AO SMITH | CHWH - ASME/Fired Water Heater | MECHANICAL ROOM BSMT | HWSD - Hot Water Dom/Potable | 9/30/2001
VICKERS | 6600 N 72nd St | Omaha | NE | 68122-1703 | Douglas | NE15457 | Scrapped/Junked | 41449 | 1991 | AO SMITH | CHWH - ASME/Fired Water Heater | MECHANICAL ROOM BSMT | HWSD - Hot Water Dom/Potable | 9/30/2001
VICKERS | 6600 N 72nd St | Omaha | NE | 68122-1703 | Douglas | NE15458 | Scrapped/Junked |  | 1968 | BRYAN STEAM LLC | WT - Water Tube Boiler | FIRE PUMP HOUSE | HWHT - Hot Water Heat | 9/30/2001
VICKERS | 6600 N 72nd St | Omaha | NE | 68122-1703 | Douglas | NE15461 | Scrapped/Junked | 17468 | 1987 | BURNHAM COMM/INDUST | FTFB - Firetube-Firebox Boiler | METAL BOND AREA | HWHT - Hot Water Heat | 9/30/2001
VICKERS | 6600 N 72nd St | Omaha | NE | 68122-1703 | Douglas | NE18809 | Scrapped/Junked | 4456 | 1969 | CAM INDUSTRIES | ELWH - Electric Water Heater | SOUTH MECHANICAL ROOM | HWSD - Hot Water Dom/Potable | 9/30/2001
VICKERS | 6600 N 72nd St | Omaha | NE | 68122-1703 | Douglas | NE18810 | Scrapped/Junked |  | 1969 | CAM INDUSTRIES | ELBL - Electric Boiler | N RESTROOM | HWSD - Hot Water Dom/Potable | 9/30/1997
Kiess Kraft | 6601 S 118th St | Omaha | NE | 68137-3741 | Douglas | NE43455 | Active | 29093 | 2022 | Hoffman | ELBL - Electric Boiler | Dental Lab | PROC - Process Steam | 8/31/2025
BLUE LAKE MANOR | 6605 N 64th Plz | Omaha | NE | 68152-2219 | Douglas | NE21663 | Exempt 1999 LB-66 |  | 1996 | RUUD | AHWH - ANSI/Fired Water Htr |  | HWSD - Hot Water Dom/Potable | 7/31/2000
BLUE LAKE MANOR | 6605 N 64th Plz | Omaha | NE | 68152-2219 | Douglas | NE21664 | Exempt 1999 LB-66 |  | 1989 | RHEEM MANUFACTURING CO | AHWH - ANSI/Fired Water Htr |  | HWSD - Hot Water Dom/Potable | 7/31/2000
BLUE LAKE MANOR | 6605 N 64th Plz | Omaha | NE | 68152-2219 | Douglas | NE21665 | Inactive |  | 1996 | RUUD | AHWH - ANSI/Fired Water Htr | 6536 N. 64TH | HWSD - Hot Water Dom/Potable | 7/31/1999
Club Car Wash | 6607 N 72nd St | Omaha | NE | 68122-1704 | Douglas | NE41254 | Active | 507215 | 2021 | Semeta | WT - Water Tube Boiler | Mech Room | HWSD - Hot Water Dom/Potable | 2/28/2027
IMMANUEL MEDICAL CENTER | 6611 N 72nd St | Omaha | NE | 68122-1704 | Douglas | NE37746 | Inactive |  | 1980 | STATE INDUSTRIES | ELWH - Electric Water Heater |  | HWSD - Hot Water Dom/Potable | 5/31/1998
First Christian Church #DNE8220 | 6630 Dodge St | Omaha | NE | 68132-2742 | Douglas | NE04857 | Out of Service | n/a | 1962 | Kewanee | FTFB - Firetube-Firebox Boiler | BOILER ROOM | HWHT - Hot Water Heat | 1/31/2023
First Christian Church #DNE8220 | 6630 Dodge St | Omaha | NE | 68132-2742 | Douglas | NE04858 | Inactive |  | 1962 | KEWANEE | FTFB - Firetube-Firebox Boiler | BOILER ROOM | HWHT - Hot Water Heat | 7/31/2007
First Christian Church #DNE8220 | 6630 Dodge St | Omaha | NE | 68132-2742 | Douglas | NE04859 | Out of Service | n/a | 1962 | Kewanee | FTFB - Firetube-Firebox Boiler | BOILER ROOM | HWHT - Hot Water Heat | 1/31/2023
First Christian Church #DNE8220 | 6630 Dodge St | Omaha | NE | 68132-2742 | Douglas | NE23173 | Exempt 1999 LB-66 |  | 1996 | AO SMITH | AHWH - ANSI/Fired Water Htr | BOILER ROOM | HWSD - Hot Water Dom/Potable | 7/31/1999
First Christian Church #DNE8220 | 6630 Dodge St | Omaha | NE | 68132-2742 | Douglas | NE41947 | Active | 19413 | 2021 | Riello | WT - Water Tube Boiler | Boiler Room | HWHT - Hot Water Heat | 2/28/2025
First Christian Church #DNE8220 | 6630 Dodge St | Omaha | NE | 68132-2742 | Douglas | NE41948 | Active | 19417 | 2021 | Riello | WT - Water Tube Boiler | Boiler Room | HWHT - Hot Water Heat | 2/28/2025
First Christian Church #DNE8220 | 6630 Dodge St | Omaha | NE | 68132-2742 | Douglas | NE41949 | Active | 19378 | 2021 | Riello | WT - Water Tube Boiler | Boiler Room | HWHT - Hot Water Heat | 2/28/2025
First Christian Church #DNE8220 | 6630 Dodge St | Omaha | NE | 68132-2742 | Douglas | NE41950 | Active | 19380 | 2021 | Riello | WT - Water Tube Boiler | Boiler Room | HWHT - Hot Water Heat | 2/28/2025
WINTERGREEN PARK APTS | 6636 N 51st St | Omaha | NE | 68152-2376 | Douglas | NE16467 | Inactive |  | 1974 | RUDD | AHWH - ANSI/Fired Water Htr | EQUIPMENT ROOM | HWSD - Hot Water Dom/Potable | 9/30/2002
Scott Crossing Complex | 6640 Pine St | Omaha | NE | 68106-2963 | Douglas | NE27476 | Active | 67847 | 2015 | PVI Industries | FTUT - Firetube U-Tube Vert | Scott Crossing | HWSD - Hot Water Dom/Potable | 3/31/2028
Scott Crossing Complex | 6640 Pine St | Omaha | NE | 68106-2963 | Douglas | NE27477 | Active | 68837 | 2015 | PVI Industries | FTUT - Firetube U-Tube Vert | Scott Crossing | HWSD - Hot Water Dom/Potable | 3/31/2028
Scott Crossing Complex | 6640 Pine St | Omaha | NE | 68106-2963 | Douglas | NE27478 | Active | 67814 | 2015 | PVI Industries | FTUT - Firetube U-Tube Vert | Scott Crossing | HWSD - Hot Water Dom/Potable | 3/31/2028
Benson West Elementary | 6652 Maple St | Omaha | NE | 68104-3902 | Douglas | NE04854 | Scrapped/Junked | 6254 | 1989 | ALES | FTVT - Firetube Vertical TB | BOILER ROOM | HWHT - Hot Water Heat | 12/31/2024
Benson West Elementary | 6652 Maple St | Omaha | NE | 68104-3902 | Douglas | NE04855 | Scrapped/Junked | 6288 | 1989 | ALES | FTVT - Firetube Vertical TB | BOILER ROOM | HWHT - Hot Water Heat | 12/31/2024
Benson West Elementary | 6652 Maple St | Omaha | NE | 68104-3902 | Douglas | NE04856 | Scrapped/Junked | 6285 | 1989 | ALDR | FTVT - Firetube Vertical TB | BOILER ROOM | HWHT - Hot Water Heat | 12/31/2024
Benson West Elementary | 6652 Maple St | Omaha | NE | 68104-3902 | Douglas | NE05343 | Exempt 1999 LB-66 |  | 1989 | AO SMITH | AHWH - ANSI/Fired Water Htr |  | HWSD - Hot Water Dom/Potable | 5/31/2000
Benson West Elementary | 6652 Maple St | Omaha | NE | 68104-3902 | Douglas | NE05344 | Exempt 1999 LB-66 |  | 1989 | AO SMITH | AHWH - ANSI/Fired Water Htr |  | HWSD - Hot Water Dom/Potable | 5/31/2000
Benson West Elementary | 6652 Maple St | Omaha | NE | 68104-3902 | Douglas | NE43291 | Active | 21613 | 2024 | Aldrich | FTVT - Firetube Vertical TB | Boiler Room | HWHT - Hot Water Heat | 12/31/2026
Benson West Elementary | 6652 Maple St | Omaha | NE | 68104-3902 | Douglas | NE43292 | Active | 21616 | 2024 | Aldrich | FTVT - Firetube Vertical TB | Boiler Room | HWHT - Hot Water Heat | 12/31/2026
Benson West Elementary | 6652 Maple St | Omaha | NE | 68104-3902 | Douglas | NE43293 | Active | 21618 | 2024 | Aldrich | FTVT - Firetube Vertical TB | Boiler Room | HWHT - Hot Water Heat | 12/31/2026
Zone 5 Office Building | 6700 Mercy Rd | Omaha | NE | 68106-2601 | Douglas | NE28096 | Active | 330220 | 2018 | Lochinvar | WT - Water Tube Boiler | penthouse | HWHT - Hot Water Heat | 10/31/2026
Zone 5 Office Building | 6700 Mercy Rd | Omaha | NE | 68106-2601 | Douglas | NE28097 | Active | 332056 | 2018 | Lochinvar | WT - Water Tube Boiler | penthouse | HWHT - Hot Water Heat | 10/31/2026
Zone 5 Office Building | 6700 Mercy Rd | Omaha | NE | 68106-2601 | Douglas | NE28098 | Active | 329866 | 2018 | Lochinvar | WT - Water Tube Boiler | penthouse | HWHT - Hot Water Heat | 10/31/2026
Blondo Car Wash | 6705 Blondo St | Omaha | NE | 68104-4632 | Douglas | NE12957 | Inactive | 94463 | 1991 | Raypak | CPFT - Horiz Cpr Fin Boiler | EQUIP ROOM | GLFH - Glycol Floor Heat System | 3/31/2019
Wheeler Elementary School | 6707 S 178th St | Omaha | NE | 68135-3055 | Douglas | NE25514 | Scrapped/Junked | 50586 | 1999 | A O Smith | CHWH - ASME/Fired Water Heater | BOILER ROOM | HWSD - Hot Water Dom/Potable | 8/31/2023
Wheeler Elementary School | 6707 S 178th St | Omaha | NE | 68135-3055 | Douglas | NE25515 | Active | 160896 | 1999 | Raypak | CPFH - Copper Fin Water Heater | BOILER ROOM | HWSD - Hot Water Dom/Potable | 8/31/2026
UNO College Of Business | 6708 Pine St | Omaha | NE | 68182-1101 | Douglas | NE19574 | Active | 109532 | 2009 | Fulton | ELBL - Electric Boiler | Mammel Hall Mech. Room | HWHT - Hot Water Heat | 11/30/2026
UNO College Of Business | 6708 Pine St | Omaha | NE | 68182-1101 | Douglas | NE19575 | Active | 109531 | 2009 | Fulton | ELBL - Electric Boiler | Mech. Room | HWHT - Hot Water Heat | 11/30/2026
UNO College Of Business | 6708 Pine St | Omaha | NE | 68182-1101 | Douglas | NE41082 | Active | 355046 | 2020 | Lochinvar | FTVT - Firetube Vertical TB | Mammel New Edition | HWHT - Hot Water Heat | 11/30/2026
UNO College Of Business | 6708 Pine St | Omaha | NE | 68182-1101 | Douglas | NE41083 | Active | 355375 | 2020 | Lochinvar | FTVT - Firetube Vertical TB | Mammel New Edition | HWHT - Hot Water Heat | 11/30/2026
Black Elk Elementary | 6708 S 161st Ave | Omaha | NE | 68135-5363 | Douglas | NE19406 | Active | 46477 | 1994 | Kewanee | FTFB - Firetube-Firebox Boiler | BOILER ROOM | HWHT - Hot Water Heat | 8/31/2026
Black Elk Elementary | 6708 S 161st Ave | Omaha | NE | 68135-5363 | Douglas | NE19407 | Active | 46478 | 1994 | Kewanee | FTFB - Firetube-Firebox Boiler | BOILER ROOM | HWHT - Hot Water Heat | 8/31/2026
Black Elk Elementary | 6708 S 161st Ave | Omaha | NE | 68135-5363 | Douglas | NE19408 | Scrapped/Junked | 118890 | 1995 | Raypak | CPFH - Copper Fin Water Heater | BOILER ROOM | HWSD - Hot Water Dom/Potable | 8/31/2014
Black Elk Elementary | 6708 S 161st Ave | Omaha | NE | 68135-5363 | Douglas | NE25971 | Active | 259165 | 2013 | Lochinvar | CPFT - Horiz Cpr Fin Boiler | Boiler Room | HWHT - Hot Water Heat | 8/31/2026
Pinewood Elementary | 6717 N 63rd St | Omaha | NE | 68152-2210 | Douglas | NE29001 | Active | 32593 | 2020 | Burnham | FTHT - Firetube Horizontal | boiler room | STHT - Steam-Heat | 12/31/2026
Pinewood Elementary | 6717 N 63rd St | Omaha | NE | 68152-2210 | Douglas | NE29002 | Active | 32593 | 2020 | Burnham | FTHT - Firetube Horizontal | boiler room | STHT - Steam-Heat | 12/31/2026
Pinewood Elementary | 6717 N 63rd St | Omaha | NE | 68152-2210 | Douglas | NE31223 | Scrapped/Junked | n/a | 1973 | Kewanee | FTSM - FTS Marine Dry Back | BOILER ROOM | STHT - Steam-Heat | 12/31/2019
Pinewood Elementary | 6717 N 63rd St | Omaha | NE | 68152-2210 | Douglas | NE31224 | Scrapped/Junked | n/a | 1973 | Kewanee | FTSM - FTS Marine Dry Back | BOILER ROOM | STHT - Steam-Heat | 12/31/2019
Reinhart Foodservice, L.L.C. | 6720 N 9th St | Omaha | NE | 68112-3526 | Douglas | NE12885 | Scrapped/Junked | 26974 | 1994 | AO SMITH | AHWH - ANSI/Fired Water Htr | Equip Room 2nd Floor | HWDP - Hotwater Heat & Dom Supply | 12/31/2024
Living Faith Nazarene Church-BMIC#465463 | 6724 S 83rd Ave | Ralston | NE | 68127-4228 | Douglas | NE26579 | Active | 145556 | 2014 | Lochinvar | FTVT - Firetube Vertical TB | Basement Mech. Room | HWHT - Hot Water Heat | 10/31/2026
Total Custom Cabinetry | 6733 N 56th St | Omaha | NE | 68152-2308 | Douglas | NE00615 | Active | 164278 | 1999 | Raypak | WT - Water Tube Boiler | BOILER ROOM | HWFG - Hotwater Heat Floor-Glycl | 2/28/2026
Hilton Garden Inn Omaha | 6737 Frances St | Omaha | NE | 68106-2251 | Douglas | NE27682 | Active | 313184 | 2017 | Lochinvar | CPFH - Copper Fin Water Heater | water heater room | HWSD - Hot Water Dom/Potable | 7/31/2026
Hilton Garden Inn Omaha | 6737 Frances St | Omaha | NE | 68106-2251 | Douglas | NE27683 | Active | 313183 | 2017 | Lochinvar | CPFH - Copper Fin Water Heater | water heater room | HWSD - Hot Water Dom/Potable | 7/31/2026
Pacific Life Building | 6750 Mercy Rd | Omaha | NE | 68106 | Douglas | NE26115 | Active | 271631 | 2014 | Lochinvar | COND - Condenser | Penthouse 6th Fl | HWHT - Hot Water Heat | 10/31/2026
Pacific Life Building | 6750 Mercy Rd | Omaha | NE | 68106 | Douglas | NE26116 | Scrapped/Junked | 271633 | 2014 | Lochinvar | COND - Condenser | Penthouse 6th Fl | HWHT - Hot Water Heat | 10/31/2018
Pacific Life Building | 6750 Mercy Rd | Omaha | NE | 68106 | Douglas | NE28577 | Active | 322477 | 2018 | Lochinvar | WT - Water Tube Boiler | Penthouse | HWHT - Hot Water Heat | 10/31/2026
Beacon Hills | 6750 Mercy Rd Ste 6 | Omaha | NE | 68106-2602 | Douglas | NE26610 | Active | 65451 | 2015 | PVI Industries | COND - Condenser | utility closet | HWDP - Hotwater Heat & Dom Supply | 10/31/2026
CHI - MOB2 | 6751 N 72nd St | Omaha | NE | 68122-1746 | Douglas | NE10538 | Active | 12507 | 2001 | Triad | FTVT - Firetube Vertical TB | Building 2 | HWHT - Hot Water Heat | 11/30/2026
IMMANUEL MEDICAL CENTER | 6751 N 72nd St | Omaha | NE | 68122-1746 | Douglas | NE15268 | Scrapped/Junked | 13103 | 1989 | LOCHINVAR | WT - Water Tube Boiler | BOILER ROOM | HWHT - Hot Water Heat | 11/30/2001
IMMANUEL MEDICAL CENTER | 6751 N 72nd St | Omaha | NE | 68122-1746 | Douglas | NE18987 | Exempt 1999 LB-66 |  | 1983 | RUUD | AHWH - ANSI/Fired Water Htr |  | HWSD - Hot Water Dom/Potable | 5/31/1999
IMMANUEL MEDICAL CENTER | 6751 N 72nd St | Omaha | NE | 68122-1746 | Douglas | NE18988 | Exempt 1999 LB-66 |  | 1983 | RUUD | AHWH - ANSI/Fired Water Htr |  | HWSD - Hot Water Dom/Potable | 5/31/1999
RETREAD PLANT | 67810 L ST | OMAHA | NE | 68144 | Douglas | NE11860 | Inactive | 1433 | 1977 | INDUSTRIAL BOILER CO | FT - Firetube Boiler |  | PROC - Process Steam | 9/30/1988
AKSARBEN | 6800 MERCY RD | OMAHA | NE | 68106-2627 | Douglas | NE05178 | Inactive | 42150 | 1989 | KEWANEE | FT - Firetube Boiler | BLR RM/GEN OFFICE | STHT - Steam-Heat | 9/30/2002
AKSARBEN | 6800 MERCY RD | OMAHA | NE | 68106-2627 | Douglas | NE05561 | Inactive |  | 1993 | STATE INDUSTRIES | AHWH - ANSI/Fired Water Htr | LIVESTOCK BARN | HWSD - Hot Water Dom/Potable | 9/30/1999
AKSARBEN | 6800 MERCY RD | OMAHA | NE | 68106-2627 | Douglas | NE14246 | Scrapped/Junked | 14034 | 1981 | STEAMASTER | ELBL - Electric Boiler | JOCKEY QUARTERS | PROC - Process Steam | 9/30/1997
AKSARBEN | 6800 MERCY RD | OMAHA | NE | 68106-2627 | Douglas | NE34124 | Inactive | 605 | 1969 | RUDD | CHWH - ASME/Fired Water Heater | BOILER ROOM | HWSD - Hot Water Dom/Potable | 9/30/2002
AKSARBEN | 6800 MERCY RD | OMAHA | NE | 68106-2627 | Douglas | NE34125 | Inactive | 616 | 1969 | RUDD | CHWH - ASME/Fired Water Heater | BOILER ROOM | HWSD - Hot Water Dom/Potable | 9/30/2002
AKSARBEN | 6800 MERCY RD | OMAHA | NE | 68106-2627 | Douglas | NE34158 | Inactive |  | 1965 | BRYANT |  | BARN | HWSD - Hot Water Dom/Potable | 9/30/1991
AKSARBEN | 6800 MERCY RD | OMAHA | NE | 68106-2627 | Douglas | NE34159 | Inactive | 20813 | 1985 | BRYAN STEAM LLC | WT - Water Tube Boiler | GRANDSTAND | HWHT - Hot Water Heat | 9/30/2000
AKSARBEN | 6800 MERCY RD | OMAHA | NE | 68106-2627 | Douglas | NE34160 | Inactive | 40811 | 1988 | KEWANEE | FT - Firetube Boiler | GRANDSTAND | HWHT - Hot Water Heat | 9/30/2000
AKSARBEN | 6800 MERCY RD | OMAHA | NE | 68106-2627 | Douglas | NE34161 | Inactive |  | 1981 | AO SMITH | CHWH - ASME/Fired Water Heater | BOILER ROOM | HWSD - Hot Water Dom/Potable | 9/30/2002
AKSARBEN | 6800 MERCY RD | OMAHA | NE | 68106-2627 | Douglas | NE34162 | Inactive | 608 | 1969 | RUDD | CHWH - ASME/Fired Water Heater | BOILER ROOM | HWSD - Hot Water Dom/Potable | 9/30/2002
AKSARBEN | 6800 MERCY RD | OMAHA | NE | 68106-2627 | Douglas | NE34167 | Inactive |  | 1960 | KEWANEE | FT - Firetube Boiler | SE COLISEUM | STHT - Steam-Heat | 9/30/2002
Immanuel Terrace | 6801 N 67th Plz | Omaha | NE | 68152-2173 | Douglas | NE12143 | Scrapped/Junked | 92992 | 1997 | PVI INDUSTRIES | CHWH - ASME/Fired Water Heater | BASEMENT MECH RM | HWSD - Hot Water Dom/Potable | 11/30/2007
Immanuel Terrace | 6801 N 67th Plz | Omaha | NE | 68152-2173 | Douglas | NE16917 | Scrapped/Junked | 45969 | 1992 | AOSM | CHWH - ASME/Fired Water Heater | Chiller Room | HWSD - Hot Water Dom/Potable | 11/30/2013
Immanuel Terrace | 6801 N 67th Plz | Omaha | NE | 68152-2173 | Douglas | NE16918 | Scrapped/Junked | 99214 | 1992 | Raypak | CPFT - Horiz Cpr Fin Boiler | BOILER ROOM | HWHT - Hot Water Heat | 11/30/2013
Immanuel Terrace | 6801 N 67th Plz | Omaha | NE | 68152-2173 | Douglas | NE16919 | Scrapped/Junked | 3219 | 1993 | Cleaver Brooks | ELBL - Electric Boiler | LAUNDRY | HWHT - Hot Water Heat | 11/30/2012
CHI Immanuel Health Ctr. | 6801 Newport Ave | Omaha | NE | 68152-2152 | Douglas | NE42642 | Active | 405024 | 2023 | Lochinvar | FTVT - Firetube Vertical TB | Mechanical Room | HWHT - Hot Water Heat | 4/30/2025
CHI Immanuel Health Ctr. | 6801 Newport Ave | Omaha | NE | 68152-2152 | Douglas | NE42643 | Active | 406668 | 2023 | Lochinvar | FTVT - Firetube Vertical TB | Mechanical Room | HWHT - Hot Water Heat | 4/30/2025
Immanuel Village | 6803 N 68th Plz | Omaha | NE | 68152-2184 | Douglas | NE01665 | Scrapped/Junked | 101213 | 2004 | RHEEM | CHWH - ASME/Fired Water Heater | MECH ROOM | HWSD - Hot Water Dom/Potable | 11/30/2017
Immanuel Village | 6803 N 68th Plz | Omaha | NE | 68152-2184 | Douglas | NE07260 | Scrapped/Junked | 75142 | 2006 | Bradford White | CHWH - ASME/Fired Water Heater | BOILER ROOM | HWSD - Hot Water Dom/Potable | 11/30/2019
Immanuel Village | 6803 N 68th Plz | Omaha | NE | 68152-2184 | Douglas | NE16848 | Scrapped/Junked | 43335 | 1985 | RHEEM MANUFACTURING CO | CHWH - ASME/Fired Water Heater |  | HWSD - Hot Water Dom/Potable | 11/30/2005
Immanuel Village | 6803 N 68th Plz | Omaha | NE | 68152-2184 | Douglas | NE16851 | Scrapped/Junked | 57735 | 1991 | Rheem Manufacturing Co | CHWH - ASME/Fired Water Heater | 6803 N. 68 PLZ | HWSD - Hot Water Dom/Potable | 5/31/1999
Immanuel Village | 6803 N 68th Plz | Omaha | NE | 68152-2184 | Douglas | NE16852 | Scrapped/Junked |  | 1981 | Purex Triton | WT - Water Tube Boiler | BOILER ROOM | HWHT - Hot Water Heat | 11/30/2001
Immanuel Village | 6803 N 68th Plz | Omaha | NE | 68152-2184 | Douglas | NE23405 | Exempt 1999 LB-66 |  | 1997 | PVI INDUSTRIES | AHWH - ANSI/Fired Water Htr |  | HWSD - Hot Water Dom/Potable | 5/31/1999
Immanuel Village | 6803 N 68th Plz | Omaha | NE | 68152-2184 | Douglas | NE25609 | Scrapped/Junked | 80800 | 1998 | RHEEM MANUFACTURING CO | CHWH - ASME/Fired Water Heater | BOILER ROOM | HWSD - Hot Water Dom/Potable | 11/30/2006
Immanuel Village | 6803 N 68th Plz | Omaha | NE | 68152-2184 | Douglas | NE27171 | Scrapped/Junked | 227262 | 2017 | AO SMITH | CHWH - ASME/Fired Water Heater | mech room | HWSD - Hot Water Dom/Potable | 11/30/2022
Immanuel Village | 6803 N 68th Plz | Omaha | NE | 68152-2184 | Douglas | NE28534 | Active | 256340 | 2019 | AO SMITH | AHWH - ANSI/Fired Water Htr | 1st flr mech rm | HWSD - Hot Water Dom/Potable | 11/30/2026
Immanuel Village | 6803 N 68th Plz | Omaha | NE | 68152-2184 | Douglas | NE43525 | Active | 329126 | 2024 | AO SMITH | CHWH - ASME/Fired Water Heater | Mechanical Room | HWSD - Hot Water Dom/Potable | 11/30/2026
Demolished Vacant Lot | 6809 N 68th Plz | Omaha | NE | 68152-2117 | Douglas | NE41231 | Scrapped/Junked | 275164 | 2020 | AO SMITH | WT - Water Tube Boiler | Mech Room | HWDP - Hotwater Heat & Dom Supply | 12/31/2022
Demolished Vacant Lot | 6809 N 68th Plz | Omaha | NE | 68152-2117 | Douglas | NE41232 | Scrapped/Junked | 276967 | 2020 | AO SMITH | WT - Water Tube Boiler | Mech Room | HWDP - Hotwater Heat & Dom Supply | 12/31/2022
Demolished Vacant Lot | 6809 N 68th Plz | Omaha | NE | 68152-2117 | Douglas | NE41233 | Scrapped/Junked | 275143 | 2020 | AO SMITH | WT - Water Tube Boiler | Mech Room | HWDP - Hotwater Heat & Dom Supply | 12/31/2022
KEDDS ENTRP INC/DAVINCI'S | 681 N 132nd St | Omaha | NE | 68154-4031 | Douglas | NE22967 | Inactive | 29033 | 1995 | AO SMITH | CHWH - ASME/Fired Water Heater | 1ST FLOOR | HWSD - Hot Water Dom/Potable | 3/31/1999
Glenn Valley Foods | 6824 J St | Omaha | NE | 68117-1016 | Douglas | NE01438 | Inactive | 23276 | 2000 | ELEC | ELBL - Electric Boiler | Process Area | STHT - Steam-Heat | 10/31/2020
Glenn Valley Foods | 6824 J St | Omaha | NE | 68117-1016 | Douglas | NE12956 | Scrapped/Junked |  | 1978 | PEERLESS HEATER COMPANY |  | EQUIPMENT ROOM | HWHT - Hot Water Heat | 6/30/1999
Glenn Valley Foods | 6824 J St | Omaha | NE | 68117-1016 | Douglas | NE28022 | Active | 1877933 | 2011 | Giannoni France | COND - Condenser | Warehouse | GLFH - Glycol Floor Heat System | 3/31/2027
Scott Data | 6825 Pine St | Omaha | NE | 68106-2857 | Douglas | NE02412 | Active | 13484 | 2004 | Aldrich Co./L.E.S. Inc. | FTVT - Firetube Vertical TB | 3rd Floor Mech RM Phase II | HWHT - Hot Water Heat | 11/30/2026
Scott Data | 6825 Pine St | Omaha | NE | 68106-2857 | Douglas | NE02413 | Active | 13485 | 2004 | Aldrich Co./L.E.S. Inc. | FTVT - Firetube Vertical TB | 3rd Floor Mech RM Phase II | HWHT - Hot Water Heat | 11/30/2026
Scott Data | 6825 Pine St | Omaha | NE | 68106-2857 | Douglas | NE08633 | Scrapped/Junked | 11347 | 2001 | Les Inc/Aldrich Co | FTVT - Firetube Vertical TB | 3RD FLR MECH RM B-1 | HWHT - Hot Water Heat | 3/31/2012
Scott Data | 6825 Pine St | Omaha | NE | 68106-2857 | Douglas | NE08634 | Active | 11346 | 2001 | Aldrich Co./L.E.S. Inc. | FTVT - Firetube Vertical TB | 3rd Floor Mech RM Phase I | HWHT - Hot Water Heat | 11/30/2026
Scott Data | 6825 Pine St | Omaha | NE | 68106-2857 | Douglas | NE24699 | Active | 18345 | 2011 | Aldrich Co./L.E.S. Inc. | FTVT - Firetube Vertical TB | 3rd Floor Mech RM Phase I | HWHT - Hot Water Heat | 11/30/2026
Kay Dee Company | 6827 L St | Omaha | NE | 68117-1024 | Douglas | NE18076 | Active | 410 | 1987 | Eshland | FT - Firetube Boiler | Boiler Room | HWHT - Hot Water Heat | 1/31/2027
Kay Dee Company | 6827 L St | Omaha | NE | 68117-1024 | Douglas | NE18338 | Active | 409 | 1987 | Eshland | FT - Firetube Boiler | Boiler Room | HWHT - Hot Water Heat | 1/31/2027
CHI - MOB1 | 6829 N 72nd St | Omaha | NE | 68122-1723 | Douglas | NE16964 | Active | 2873 | 1993 | CLEA | WT - Water Tube Boiler | boiler room | HWHT - Hot Water Heat | 11/30/2026
CHI - MOB1 | 6829 N 72nd St | Omaha | NE | 68122-1723 | Douglas | NE16965 | Active | 2875 | 1993 | CLEA | WT - Water Tube Boiler | IPC Boiler Room | HWHT - Hot Water Heat | 11/30/2026
Immanuel Heritage Center | 6833 N 68th Plz | Omaha | NE | 68152-2117 | Douglas | NE01443 | Scrapped/Junked | 33963 | 2000 | Aerco International | FTCH - Firetube Coil Htxchn | equip room | HWHT - Hot Water Heat | 11/30/2018
Immanuel Heritage Center | 6833 N 68th Plz | Omaha | NE | 68152-2117 | Douglas | NE01444 | Scrapped/Junked | 33958 | 2000 | Aerco International | FTCH - Firetube Coil Htxchn | equip room | HWHT - Hot Water Heat | 11/30/2018
Immanuel Heritage Center | 6833 N 68th Plz | Omaha | NE | 68152-2117 | Douglas | NE01445 | Scrapped/Junked | 33964 | 2000 | Aerco International | CHWH - ASME/Fired Water Heater | equip room | HWSD - Hot Water Dom/Potable | 11/30/2018
Alegent Health-Residential Treatment Center | 6845 N 68th Plz | Omaha | NE | 68152-2117 | Douglas | NE12611 | Scrapped/Junked | 123828 | 2008 | Pvi | CHWH - ASME/Fired Water Heater | MECH ROOM | HWDP - Hotwater Heat & Dom Supply | 6/30/2017
Farnam Company Inc | 6847 N 16th St | Omaha | NE | 68112-3455 | Douglas | NE07029 | Inactive | 67 | 2006 | NORITZ AMERICAN CORP | COWH - Coil Type Water Heater | FIRST FLOOR | HWSD - Hot Water Dom/Potable | 8/31/2008
Farnam Company Inc | 6847 N 16th St | Omaha | NE | 68112-3455 | Douglas | NE07030 | Inactive | 64 | 2006 | NORI | COWH - Coil Type Water Heater | FIRST FLOOR | HWSD - Hot Water Dom/Potable | 8/31/2008
Farnam Company Inc | 6847 N 16th St | Omaha | NE | 68112-3455 | Douglas | NE21818 | Scrapped/Junked | 26817 | 1995 | AO SMITH | CHWH - ASME/Fired Water Heater | EQUIPMENT ROOM | HWSD - Hot Water Dom/Potable | 8/31/2005
Farnam Company Inc | 6847 N 16th St | Omaha | NE | 68112-3455 | Douglas | NE21819 | Scrapped/Junked | 26818 | 1995 | AO SMITH | CHWH - ASME/Fired Water Heater | EQUIPMENT ROOM | HWSD - Hot Water Dom/Potable | 8/31/2005
Farnam Company Inc | 6847 N 16th St | Omaha | NE | 68112-3455 | Douglas | NE21820 | Inactive | 20500 | 1994 | BURNHAM COMM/INDUST | FT - Firetube Boiler | BOILER ROOM | STHT - Steam-Heat | 8/31/2008
James Skinner Baking | 6848 F St | Omaha | NE | 68117-1011 | Douglas | NE14958 | Inactive | 41523 | 1988 | KEWANEE | FTWB - FTS Marine Wet Back | BOILER ROOM | 0031 - Hightemp Water Supply | 12/31/2004
James Skinner Baking | 6848 F St | Omaha | NE | 68117-1011 | Douglas | NE14959 | Inactive | 5155 | 1989 | INDUSTRIAL | FT - Firetube Boiler | NEW BOILER RM | PROC - Process Steam | 9/30/2003
James Skinner Baking | 6848 F St | Omaha | NE | 68117-1011 | Douglas | NE15344 | Inactive | 42736 | 1990 | KEWANEE | FTWB - FTS Marine Wet Back | BOILER ROOM | 0031 - Hightemp Water Supply | 12/31/2004
James Skinner Baking | 6848 F St | Omaha | NE | 68117-1011 | Douglas | NE15349 | Scrapped/Junked | 3435 | 1984 | INDUSTRIAL | FT - Firetube Boiler | BOILER ROOM | STHT - Steam-Heat | 8/30/2002
James Skinner Baking | 6848 F St | Omaha | NE | 68117-1011 | Douglas | NE23234 | Inactive | 44594 | 1998 | AO SMITH | CHWH - ASME/Fired Water Heater | BOILER ROOM | HWSD - Hot Water Dom/Potable | 12/31/2004
James Skinner Baking | 6848 F St | Omaha | NE | 68117-1011 | Douglas | NE42399 | Active | 306109 | 2023 | A O Smith | CHWH - ASME/Fired Water Heater | Mechanical Room | HWSD - Hot Water Dom/Potable | 8/31/2026
James Skinner Baking | 6848 F St | Omaha | NE | 68117-1011 | Douglas | NE42400 | Active | 306110 | 2023 | A O Smith | CHWH - ASME/Fired Water Heater | Mechanical Room | HWSD - Hot Water Dom/Potable | 8/31/2026
James Skinner Baking | 6848 F St | Omaha | NE | 68117-1011 | Douglas | NE42754 | Inactive | 2243 | 2024 | Powermaster | FTVT - Firetube Vertical TB | East Mech Room | PROC - Process Steam | 12/31/2025
James Skinner Baking | 6848 F St | Omaha | NE | 68117-1011 | Douglas | NE42768 | Inactive | 585818 | 2023 | Rbi | WT - Water Tube Boiler | East Mech. Room | HWSD - Hot Water Dom/Potable | 12/31/2025
James Skinner Baking | 6848 F St | Omaha | NE | 68117-1011 | Douglas | NE42769 | Inactive | 582954 | 2023 | Rbi | WT - Water Tube Boiler | East Mech. Room | HWSD - Hot Water Dom/Potable | 12/31/2025
Mandan Park Nature Center | 6851 Gifford Park Drive | Omaha | NE | 68107 | Douglas | NE43711 | Active | 302741 | 2021 | AIC GDYNIA | FTVT - Firetube Vertical TB | BASEMENT | HWHT - Hot Water Heat | 9/30/2026
Fiserv | 6855 Pacific St | Omaha | NE | 68106-1052 | Douglas | NE14461 | Active | 9521 | 1997 | Aldrich | FT - Firetube Boiler | B Penthouse | HWHT - Hot Water Heat | 9/30/2026
Fiserv | 6855 Pacific St | Omaha | NE | 68106-1052 | Douglas | NE14462 | Active | 9532 | 1997 | Aldrich | FT - Firetube Boiler | B penthouse | HWHT - Hot Water Heat | 9/30/2026
Fiserv | 6855 Pacific St | Omaha | NE | 68106-1052 | Douglas | NE14463 | Active | 9520 | 1997 | Aldrich | FT - Firetube Boiler | B Penthouse | HWHT - Hot Water Heat | 9/30/2026
Fiserv | 6855 Pacific St | Omaha | NE | 68106-1052 | Douglas | NE14464 | Active | 9533 | 1997 | Aldrich | FT - Firetube Boiler | B penthouse | HWHT - Hot Water Heat | 9/30/2025
Fiserv | 6855 Pacific St | Omaha | NE | 68106-1052 | Douglas | NE14478 | Active | 9524 | 1997 | Aldrich | FT - Firetube Boiler | A Penthouse | HWHT - Hot Water Heat | 9/30/2026
Fiserv | 6855 Pacific St | Omaha | NE | 68106-1052 | Douglas | NE14479 | Active | 9531 | 1997 | Aldrich | FT - Firetube Boiler | A Penthouse | HWHT - Hot Water Heat | 9/30/2026
Fiserv | 6855 Pacific St | Omaha | NE | 68106-1052 | Douglas | NE14480 | Active | 9535 | 1997 | Aldrich | FT - Firetube Boiler | A Penthouse | HWHT - Hot Water Heat | 9/30/2026
Fiserv | 6855 Pacific St | Omaha | NE | 68106-1052 | Douglas | NE14481 | Active | 9518 | 1997 | Aldrich | FT - Firetube Boiler | A Penthouse | HWHT - Hot Water Heat | 9/30/2026
Fiserv | 6855 Pacific St | Omaha | NE | 68106-1052 | Douglas | NE19465 | Scrapped/Junked | 111302 | 2010 | Fulton | FT - Firetube Boiler | Penthouse | HWHT - Hot Water Heat | 9/30/2014
Fiserv | 6855 Pacific St | Omaha | NE | 68106-1052 | Douglas | NE19466 | Scrapped/Junked | 111321 | 2010 | Fulton | FT - Firetube Boiler | Penthouse | HWHT - Hot Water Heat | 9/30/2014
Fiserv | 6855 Pacific St | Omaha | NE | 68106-1052 | Douglas | NE19467 | Scrapped/Junked | 111310 | 2010 | Fulton | FT - Firetube Boiler | Penthouse | HWHT - Hot Water Heat | 9/30/2014
Fiserv | 6855 Pacific St | Omaha | NE | 68106-1052 | Douglas | NE25082 | Scrapped/Junked | 4428 | 2000 | Fulton | FT - Firetube Boiler | Boiler Room Penthouse | GLYC - Glycol Bldg Heat Sys | 9/30/2014
Fiserv | 6855 Pacific St | Omaha | NE | 68106-1052 | Douglas | NE25083 | Scrapped/Junked | 4422 | 2000 | Fulton | FT - Firetube Boiler | Boiler Room Penthouse | GLYC - Glycol Bldg Heat Sys | 9/30/2014
Fiserv | 6855 Pacific St | Omaha | NE | 68106-1052 | Douglas | NE25091 | Out of Service | 4432 | 2000 | Fulton | FT - Firetube Boiler | Penthouse Boiler Room | GLYC - Glycol Bldg Heat Sys | 9/30/2012
Fiserv | 6855 Pacific St | Omaha | NE | 68106-1052 | Douglas | NE25092 | Out of Service | 4424 | 2000 | Fulton | FT - Firetube Boiler | Penthouse Boiler Room | GLYC - Glycol Bldg Heat Sys | 9/30/2012
Fiserv | 6855 Pacific St | Omaha | NE | 68106-1052 | Douglas | NE25093 | Scrapped/Junked | 4431 | 2000 | Fulton | FT - Firetube Boiler | Penthouse Boiler Room | GLYC - Glycol Bldg Heat Sys | 9/30/2014
Fiserv | 6855 Pacific St | Omaha | NE | 68106-1052 | Douglas | NE25094 | Scrapped/Junked | 4434 | 2000 | Fulton | FT - Firetube Boiler | Penthouse Boiler Room | GLYC - Glycol Bldg Heat Sys | 9/30/2010
Fiserv | 6855 Pacific St | Omaha | NE | 68106-1052 | Douglas | NE25095 | Scrapped/Junked | 4426 | 2000 | Fulton | FT - Firetube Boiler | Penthouse Boiler Room | GLYC - Glycol Bldg Heat Sys | 9/30/2014
Fiserv | 6855 Pacific St | Omaha | NE | 68106-1052 | Douglas | NE25096 | Scrapped/Junked | 4420 | 2000 | Fulton | FT - Firetube Boiler | Penthouse Boiler Room | GLYC - Glycol Bldg Heat Sys | 9/30/2010
Fiserv | 6855 Pacific St | Omaha | NE | 68106-1052 | Douglas | NE25097 | Scrapped/Junked | 4419 | 2000 | Fulton | FT - Firetube Boiler | Penthosue Boiler Room | GLYC - Glycol Bldg Heat Sys | 9/30/2010
Fiserv | 6855 Pacific St | Omaha | NE | 68106-1052 | Douglas | NE25098 | Scrapped/Junked | 4430 | 2000 | Fulton | FT - Firetube Boiler | Penthouse Boiler Room | GLYC - Glycol Bldg Heat Sys | 9/30/2014
First Data Corporation | 6855 Pacific St | Omaha | NE | 68106-1052 | Douglas | NE14476 | Exempt 1999 LB-66 |  | 1998 | AO SMITH | AHWH - ANSI/Fired Water Htr | PENTHOUSE | HWSD - Hot Water Dom/Potable | 9/30/1999
First Data Corporation | 6855 Pacific St | Omaha | NE | 68106-1052 | Douglas | NE14477 | Exempt 1999 LB-66 |  | 1997 | A. O. Smith |  | Penthse B |  | 1/1/1900
CITY OF OMAHA | 6880 O St | Omaha | NE | 68183-0001 | Douglas | NE37458 | Inactive |  | 1984 | DAY & NIGHT | AHWH - ANSI/Fired Water Htr |  | HWSD - Hot Water Dom/Potable | 10/31/1995
Omaha Country Club | 6900 Country Club Rd | Omaha | NE | 68152-2027 | Douglas | NE03400 | Active | n/a | 1968 | Kewanee | FT - Firetube Boiler | BOILER ROOM | STHT - Steam-Heat | 2/28/2027
Omaha Country Club | 6900 Country Club Rd | Omaha | NE | 68152-2027 | Douglas | NE03401 | Active | n/a | 1968 | Kewanee | FTFB - Firetube-Firebox Boiler | BASEMENT BOILER ROOM | STHT - Steam-Heat | 2/28/2027
Omaha Country Club | 6900 Country Club Rd | Omaha | NE | 68152-2027 | Douglas | NE07823 | Scrapped/Junked | 94008 | 2000 | WELBILT | FT - Firetube Boiler | KITCHEN | 0021 - Steam Supp Cooker/Kettle | 2/28/2003
Omaha Country Club | 6900 Country Club Rd | Omaha | NE | 68152-2027 | Douglas | NE07933 | Scrapped/Junked | 100691 | 2002 | CLVR | FT - Firetube Boiler | KITCHEN | 0021 - Steam Supp Cooker/Kettle | 2/29/2008
Omaha Country Club | 6900 Country Club Rd | Omaha | NE | 68152-2027 | Douglas | NE09324 | Scrapped/Junked | 167541 | 2006 | Teledyne Laars | CPFT - Horiz Cpr Fin Boiler | POOL BOILER ROOM | IPHT - Indoor Pool Heater | 6/30/2025
Omaha Country Club | 6900 Country Club Rd | Omaha | NE | 68152-2027 | Douglas | NE09325 | Inactive | 110941 | 2007 | CLEV | FT - Firetube Boiler | KITCHEN | 0021 - Steam Supp Cooker/Kettle | 2/28/2012
Omaha Country Club | 6900 Country Club Rd | Omaha | NE | 68152-2027 | Douglas | NE17852 | Scrapped/Junked | 119435 | 1989 | TELEDYNE LAARS | CPFT - Horiz Cpr Fin Boiler | POOL ROOM | IPHT - Indoor Pool Heater | 2/28/2007
Omaha Country Club | 6900 Country Club Rd | Omaha | NE | 68152-2027 | Douglas | NE21969 | Exempt 1999 LB-66 |  | 1990 | AO SMITH | AHWH - ANSI/Fired Water Htr | PUMP ROOM | HWSD - Hot Water Dom/Potable | 2/29/2000
Omaha Country Club | 6900 Country Club Rd | Omaha | NE | 68152-2027 | Douglas | NE24736 | Scrapped/Junked | 88319 | 1998 | WELBILT | FT - Firetube Boiler | KITCHEN | STHT - Steam-Heat | 2/28/2001
Omaha Country Club | 6900 Country Club Rd | Omaha | NE | 68152-2027 | Douglas | NE29258 | Active | 150649 | 2020 | PVI Industries | WT - Water Tube Boiler | boiler room | HWSD - Hot Water Dom/Potable | 2/28/2027
Omaha Country Club | 6900 Country Club Rd | Omaha | NE | 68152-2027 | Douglas | NE29259 | Active | 150610 | 2020 | PVI Industries | WT - Water Tube Boiler | boiler room | HWSD - Hot Water Dom/Potable | 2/28/2027
Lewis & Clark Middle | 6901 Burt St | Omaha | NE | 68132-2643 | Douglas | NE31121 | Scrapped/Junked | n/a | 1959 | TITUSVILLE | FTFB - Firetube-Firebox Boiler | BOILER ROOM | STHT - Steam-Heat | 12/31/2021
Lewis & Clark Middle | 6901 Burt St | Omaha | NE | 68132-2643 | Douglas | NE31122 | Scrapped/Junked | n/a | 1959 | TITUSVILLE | FTFB - Firetube-Firebox Boiler | BOILER ROOM | STHT - Steam-Heat | 12/31/2021
Lewis & Clark Middle | 6901 Burt St | Omaha | NE | 68132-2643 | Douglas | NE31123 | Scrapped/Junked | n/a | 1958 | TITV | FTFB - Firetube-Firebox Boiler | BOILER ROOM | STHT - Steam-Heat | 12/31/2021
Lewis & Clark Middle | 6901 Burt St | Omaha | NE | 68132-2643 | Douglas | NE41726 | Active | 20712 | 2021 | Aldrich | FT - Firetube Boiler | BOILER ROOM | STHT - Steam-Heat | 12/31/2026
Lewis & Clark Middle | 6901 Burt St | Omaha | NE | 68132-2643 | Douglas | NE41727 | Active | 20707 | 2021 | Aldrich | FT - Firetube Boiler | BOILER ROOM | STHT - Steam-Heat | 12/31/2026
Lewis & Clark Middle | 6901 Burt St | Omaha | NE | 68132-2643 | Douglas | NE41728 | Active | 280608 | 2021 | AO SMITH | CHWH - ASME/Fired Water Heater | basement mech room | HWSD - Hot Water Dom/Potable | 12/31/2026
Lewis & Clark Middle | 6901 Burt St | Omaha | NE | 68132-2643 | Douglas | NE41729 | Active | 280609 | 2021 | AO SMITH | CHWH - ASME/Fired Water Heater | basement mech room | HWSD - Hot Water Dom/Potable | 12/31/2026
CHI-Immanuel Medical Center | 6901 N 72nd St | Omaha | NE | 68122-1709 | Douglas | NE03355 | Active | 4869 | 1972 | KEEL | WT - Water Tube Boiler | ENERGY PLANT | BSUP - Bldg Heat & Process | 5/31/2026
CHI-Immanuel Medical Center | 6901 N 72nd St | Omaha | NE | 68122-1709 | Douglas | NE03356 | Out of Service | 4870 | 1972 | KEEL | WT - Water Tube Boiler | energy plant | BSUP - Bldg Heat & Process | 9/30/2023
CHI-Immanuel Medical Center | 6901 N 72nd St | Omaha | NE | 68122-1709 | Douglas | NE17794 | Scrapped/Junked | 109809 | 2010 | Fulton | ELBL - Electric Boiler | Mech room 1126A | PROC - Process Steam | 8/31/2014
CHI-Immanuel Medical Center | 6901 N 72nd St | Omaha | NE | 68122-1709 | Douglas | NE24842 | Inactive | 5829 | 2008 | Steris Corp | ELBL - Electric Boiler | Mech room 1126A | PROC - Process Steam | 8/31/2018
CHI-Immanuel Medical Center | 6901 N 72nd St | Omaha | NE | 68122-1709 | Douglas | NE42897 | Active | 1278 | 2024 | Victory | FTHT - Firetube Horizontal | Boiler Room | STHT - Steam-Heat | 5/31/2026
CHI-Immanuel Medical Center | 6901 N 72nd St | Omaha | NE | 68122-1709 | Douglas | NE42898 | Active | 1283 | 2024 | Victory | ECON - Boiler Economizer | Boiler Room | ECON - Boiler Economizer | 5/31/2026
IMMANUEL HOSPICE HOUSE | 6901 N 72nd St | Omaha | NE | 68122-1709 | Douglas | NE11906 | Exempt 1999 LB-66 |  | 1980 | STATE INDUSTRIES | ELWH - Electric Water Heater |  | HWSD - Hot Water Dom/Potable | 5/31/1999
IMMANUEL HOSPICE HOUSE | 6901 N 72nd St | Omaha | NE | 68122-1709 | Douglas | NE37747 | Exempt 1999 LB-66 |  | 1980 | STATE INDUSTRIES | ELWH - Electric Water Heater |  | HWSD - Hot Water Dom/Potable | 5/31/1999
CHI Immanuel Hospital | 6901 N 72nd St | Omaha | NE | 68122-1709 | Douglas | NE21222 | Inactive | 88547 | 1996 | PVI INDUSTRIES | CHWH - ASME/Fired Water Heater |  | HWSD - Hot Water Dom/Potable | 5/31/1998
Four Seasons Car Wash | 6902 Maple St | Omaha | NE | 68104-3839 | Douglas | NE12856 | Scrapped/Junked | n/a | 1991 | Peerless | CI - Cast Iron | EQUIPMENT ROOM | HWHT - Hot Water Heat | 10/31/2019
Four Seasons Car Wash | 6902 Maple St | Omaha | NE | 68104-3839 | Douglas | NE21748 | Scrapped/Junked | 6583 | 1974 | Pvi | CHWH - ASME/Fired Water Heater | EQUIPMENT ROOM | HWSP - Hot Water Non Potable Supply | 2/28/2012
Four Seasons Car Wash | 6902 Maple St | Omaha | NE | 68104-3839 | Douglas | NE22215 | Active | 321683 | 2011 | Raypak | CPFT - Horiz Cpr Fin Boiler | equip room | HWDP - Hotwater Heat & Dom Supply | 10/31/2026
Four Seasons Car Wash | 6902 Maple St | Omaha | NE | 68104-3839 | Douglas | NE28981 | Active | n/a | 2018 | Peerless | CI - Cast Iron | Equip room | GLFH - Glycol Floor Heat System | 10/31/2026
UNMC Monroe Meyer Institute | 6902 Pine St | Omaha | NE | 68106-2855 | Douglas | NE26615 | Active | n/a | 2014 | Hydro therm | CI - Cast Iron | penthouse | HWHT - Hot Water Heat | 10/31/2026
UNMC Monroe Meyer Institute | 6902 Pine St | Omaha | NE | 68106-2855 | Douglas | NE26616 | Active | n/a | 2014 | Hydro therm | CI - Cast Iron | penthouse | HWHT - Hot Water Heat | 10/31/2026
UNMC Monroe Meyer Institute | 6902 Pine St | Omaha | NE | 68106-2855 | Douglas | NE26617 | Active | n/a | 2014 | Hydro therm | CI - Cast Iron | penthouse | HWHT - Hot Water Heat | 10/31/2026
UNMC Monroe Meyer Institute | 6902 Pine St | Omaha | NE | 68106-2855 | Douglas | NE26618 | Active | n/a | 2014 | Hydro therm | CI - Cast Iron | penthouse | HWHT - Hot Water Heat | 10/31/2026
UNMC Monroe Meyer Institute | 6902 Pine St | Omaha | NE | 68106-2855 | Douglas | NE26619 | Active | n/a | 2014 | Hydro therm | CI - Cast Iron | penthouse | HWHT - Hot Water Heat | 10/31/2026
UNMC Monroe Meyer Institute | 6902 Pine St | Omaha | NE | 68106-2855 | Douglas | NE29074 | Active | 484299 | 2019 | Lochinvar | WTSS - Watertube SS Steel | Penthouse | HWSD - Hot Water Dom/Potable | 10/31/2026
UNMC Monroe Meyer Institute | 6902 Pine St | Omaha | NE | 68106-2855 | Douglas | NE29075 | Active | 23535 | 2019 | PENTAIR | WT - Water Tube Boiler | Pool Mechanical Room | IPHT - Indoor Pool Heater | 10/31/2026
UNMC Monroe Meyer Institute | 6902 Pine St | Omaha | NE | 68106-2855 | Douglas | NE29076 | Active | 24196 | 2019 | PENTAIR | WT - Water Tube Boiler | Pool Mechanical Room | IPHT - Indoor Pool Heater | 10/31/2026
UNMC Monroe Meyer Institute | 6902 Pine St | Omaha | NE | 68106-2855 | Douglas | NE42070 | Active | 23432 | 2019 | PENTAIR | WT - Water Tube Boiler | Pool Mechanical Room | IPHT - Indoor Pool Heater | 10/31/2026
UNMC Monroe Meyer Institute | 6902 Pine St | Omaha | NE | 68106-2855 | Douglas | NE42071 | Active | 24195 | 2019 | PENTAIR | WT - Water Tube Boiler | Pool Mechanical Room | IPHT - Indoor Pool Heater | 10/31/2026
St Pius X Parish | 6905 Blondo St | Omaha | NE | 68104-4636 | Douglas | NE07040 | Scrapped/Junked | 71644 | 2002 | AOSC | CHWH - ASME/Fired Water Heater | EQUIPMENT ROOM | HWSD - Hot Water Dom/Potable | 1/31/2017
St Pius X Parish | 6905 Blondo St | Omaha | NE | 68104-4636 | Douglas | NE16148 | Scrapped/Junked | n/a | 1990 | Peerless | CI - Cast Iron | BOILER ROOM | HWHT - Hot Water Heat | 1/31/2023
St Pius X Parish | 6905 Blondo St | Omaha | NE | 68104-4636 | Douglas | NE16149 | Scrapped/Junked | n/a | 1990 | Peerless | CI - Cast Iron | BOILER ROOM | HWHT - Hot Water Heat | 1/31/2022
St Pius X Parish | 6905 Blondo St | Omaha | NE | 68104-4636 | Douglas | NE16150 | Scrapped/Junked | 54469 | 1990 | Cleveland | FT - Firetube Boiler | KITCHEN | 0021 - Steam Supp Cooker/Kettle | 1/31/2024
St Pius X Parish | 6905 Blondo St | Omaha | NE | 68104-4636 | Douglas | NE22214 | Active | 204295 | 2011 | Laars | WT - Water Tube Boiler | equip room | HWHT - Hot Water Heat | 1/31/2027
St Pius X Parish | 6905 Blondo St | Omaha | NE | 68104-4636 | Douglas | NE29017 | Active | 220091 | 2016 | Lochinvar | CHWH - ASME/Fired Water Heater | boiler room | HWDP - Hotwater Heat & Dom Supply | 1/31/2027
St Pius X Parish | 6905 Blondo St | Omaha | NE | 68104-4636 | Douglas | NE32034 | Scrapped/Junked | n/a | 1963 | American Radiator | CI - Cast Iron | BOILER ROOM | HWHT - Hot Water Heat | 1/31/2023
St Pius X Parish | 6905 Blondo St | Omaha | NE | 68104-4636 | Douglas | NE37552 | Scrapped/Junked | 47580 | 1987 | RHEEM MANUFACTURING CO | CHWH - ASME/Fired Water Heater | BOILER ROOM | HWSD - Hot Water Dom/Potable | 7/31/2004
St Pius X Parish | 6905 Blondo St | Omaha | NE | 68104-4636 | Douglas | NE41961 | Active | 538985 | 2021 | Lochinvar | WT - Water Tube Boiler | Basement Mech Room | HWHT - Hot Water Heat | 1/31/2027
St Pius X Parish | 6905 Blondo St | Omaha | NE | 68104-4636 | Douglas | NE41962 | Active | 536889 | 2021 | Lochinvar | WT - Water Tube Boiler | Basement Mech Room | HWHT - Hot Water Heat | 1/31/2027
St Pius X Parish | 6905 Blondo St | Omaha | NE | 68104-4636 | Douglas | NE41963 | Active | 538987 | 2021 | Lochinvar | WT - Water Tube Boiler | Basement Mech Room | HWHT - Hot Water Heat | 1/31/2027
Spellman Child Development Center | 6908 Mercy Rd | Omaha | NE | 68106-2637 | Douglas | NE25120 | Scrapped/Junked | 168582 | 1999 | Teledyne Laars | CPFT - Horiz Cpr Fin Boiler | EQUIPMENT ROOM | HWHT - Hot Water Heat | 1/31/2021
J N International | 6912 N 97Th Cir | Omaha | NE | 68122-1010 | Douglas | NE07348 | Inactive | 28153 | 2006 | ELEC | ELBL - Electric Boiler | EQUIP ROOM | STER - Sterilizer | 4/30/2009
Omaha Playhouse | 6915 Cass St | Omaha | NE | 68132-2649 | Douglas | NE10673 | Scrapped/Junked | 12593 | 2003 | ALES | FTVT - Firetube Vertical TB | BOILER ROOM | HWHT - Hot Water Heat | 9/30/2023
Omaha Playhouse | 6915 Cass St | Omaha | NE | 68132-2649 | Douglas | NE10674 | Scrapped/Junked | 12587 | 2003 | ALES | FTVT - Firetube Vertical TB | BOILER ROOM | HWHT - Hot Water Heat | 9/30/2023
Omaha Playhouse | 6915 Cass St | Omaha | NE | 68132-2649 | Douglas | NE10675 | Scrapped/Junked | 12592 | 2003 | ALES | FTVT - Firetube Vertical TB | BOILER ROOM | HWHT - Hot Water Heat | 9/30/2023
Omaha Playhouse | 6915 Cass St | Omaha | NE | 68132-2649 | Douglas | NE32932 | Scrapped/Junked |  | 1958 | KEWANEE | FTSM - FTS Marine Dry Back | BOILER ROOM | HWHT - Hot Water Heat | 9/30/2003
Omaha Playhouse | 6915 Cass St | Omaha | NE | 68132-2649 | Douglas | NE32933 | Scrapped/Junked |  | 1984 | KEWANEE | FTSM - FTS Marine Dry Back | MECHANICAL RM | HWHT - Hot Water Heat | 9/30/2003
Omaha Playhouse | 6915 Cass St | Omaha | NE | 68132-2649 | Douglas | NE42791 | Active | 2766 | 2023 | Riello | WTSS - Watertube SS Steel | Mechanical Room | HWHT - Hot Water Heat | 8/31/2026
Omaha Playhouse | 6915 Cass St | Omaha | NE | 68132-2649 | Douglas | NE42792 | Active | 6081 | 2023 | Riello | WTSS - Watertube SS Steel | Mechanical Room | HWHT - Hot Water Heat | 8/31/2026
Omaha Playhouse | 6915 Cass St | Omaha | NE | 68132-2649 | Douglas | NE42793 | Active | 644 | 2023 | Riello | WTSS - Watertube SS Steel | Mechanical Room | HWHT - Hot Water Heat | 8/31/2026
Omaha Playhouse | 6915 Cass St | Omaha | NE | 68132-2649 | Douglas | NE42794 | Active | 6069 | 2023 | Riello | WTSS - Watertube SS Steel | Mechanical Room | HWHT - Hot Water Heat | 8/31/2026
Omaha Playhouse | 6915 Cass St | Omaha | NE | 68132-2649 | Douglas | NE42795 | Active | 2741 | 2023 | Riello | WTSS - Watertube SS Steel | Mechanical Room | HWHT - Hot Water Heat | 8/31/2026
Omaha Playhouse | 6915 Cass St | Omaha | NE | 68132-2649 | Douglas | NE42796 | Active | 2742 | 2023 | Riello | WTSS - Watertube SS Steel | Mechanical Room | HWHT - Hot Water Heat | 8/31/2026
Omaha Playhouse | 6915 Cass St | Omaha | NE | 68132-2649 | Douglas | NE42797 | Active | 910 | 2023 | Riello | WTSS - Watertube SS Steel | Mechanical Room | HWHT - Hot Water Heat | 8/31/2026
Omaha Playhouse | 6915 Cass St | Omaha | NE | 68132-2649 | Douglas | NE42798 | Active | 979 | 2023 | Riello | WTSS - Watertube SS Steel | Mechanical Room | HWHT - Hot Water Heat | 8/31/2026
KITTY CLOVER | 6916 N 97th Cir | Omaha | NE | 68122-3037 | Douglas | NE14265 | Scrapped/Junked |  | 1951 | YORK SHIPLEY | FT - Firetube Boiler | 2200 24TH ST | STHT - Steam-Heat | 9/30/1991
Legends Patio Grill & Bar Aksarben | 6920 Pacific St Ste 100 | Omaha | NE | 68106-1021 | Douglas | NE27172 | Active | 235815 | 2017 | AO SMITH | CHWH - ASME/Fired Water Heater | kitchen | HWSD - Hot Water Dom/Potable | 3/31/2026
FOX RUN APARTMENTS | 6925 Grover St | Omaha | NE | 68106-3510 | Douglas | NE23925 | Exempt 1999 LB-66 |  | 1995 | AO SMITH | AHWH - ANSI/Fired Water Htr |  | HWSD - Hot Water Dom/Potable | 8/31/1999
South Omaha Readiness Center -Armory | 6929 Mercy Rd | Omaha | NE | 68106-2604 | Douglas | NE22863 | Scrapped/Junked | 18746 | 2011 | Aldrich | FTVT - Firetube Vertical TB | Basement - Blr 2 | HWHT - Hot Water Heat | 1/31/2025
South Omaha Readiness Center -Armory | 6929 Mercy Rd | Omaha | NE | 68106-2604 | Douglas | NE22864 | Scrapped/Junked | 18753 | 2011 | Aldrich | FTVT - Firetube Vertical TB | Basement - Blr 1 | HWHT - Hot Water Heat | 1/31/2025
South Omaha Readiness Center -Armory | 6929 Mercy Rd | Omaha | NE | 68106-2604 | Douglas | NE30100 | Scrapped/Junked | 12579 | 1980 | Burnham | FTFB - Firetube-Firebox Boiler | BOILER ROOM | HWHT - Hot Water Heat | 12/31/2012
South Omaha Readiness Center -Armory | 6929 Mercy Rd | Omaha | NE | 68106-2604 | Douglas | NE30101 | Scrapped/Junked | 12580 | 1980 | BURN | FTFB - Firetube-Firebox Boiler | BOILER ROOM | HWHT - Hot Water Heat | 12/31/2012
South Omaha Readiness Center -Armory | 6929 Mercy Rd | Omaha | NE | 68106-2604 | Douglas | NE30693 | Exempt 1999 LB-66 |  | 1984 | Rheem Manufacturing Co | AHWH - ANSI/Fired Water Htr |  | HWSD - Hot Water Dom/Potable | 12/31/1999
Prince Agri Products | 6930 F St | Omaha | NE | 68117-1012 | Douglas | NE32915 | Inactive | L1048 | 1959 | Kewanee | FTFB - Firetube-Firebox Boiler | SOUTH BOILER ROOM | GLYC - Glycol Bldg Heat Sys | 9/30/2023
Prince Agri Products | 6930 F St | Omaha | NE | 68117-1012 | Douglas | NE32916 | Inactive | L1049 | 1959 | Kewanee | FTFB - Firetube-Firebox Boiler | BOILER ROOM | HWHT - Hot Water Heat | 9/30/2022
FOX RUN APARTMENTS | 6935 Grover St | Omaha | NE | 68106-3508 | Douglas | NE23924 | Exempt 1999 LB-66 |  | 1997 | BRADFORD-WHITE | AHWH - ANSI/Fired Water Htr |  | HWSD - Hot Water Dom/Potable | 8/31/1999
FOX RUN APARTMENTS | 6954 Hansen Plz | Omaha | NE | 68106-4116 | Douglas | NE24084 | Exempt 1999 LB-66 |  | 1990 | STATE INDUSTRIES | AHWH - ANSI/Fired Water Htr |  | HWSD - Hot Water Dom/Potable | 8/31/1999
Residence Inn | 6990 Dodge St | Omaha | NE | 68132-2752 | Douglas | NE07028 | Out of Service | 7140 | 2005 | PENTAIR | WT - Water Tube Boiler | POOL AREA | IPHT - Indoor Pool Heater | 7/31/2014
Residence Inn | 6990 Dodge St | Omaha | NE | 68132-2752 | Douglas | NE18804 | Scrapped/Junked |  | 1995 | TELEDYNE LAARS | CPFT - Horiz Cpr Fin Boiler | POOL HOUSE | IPHT - Indoor Pool Heater | 6/30/2006
Omaha Housing Authority | 700 N 20th St | Omaha | NE | 68102-4523 | Douglas | NE30527 | Scrapped/Junked |  | 1993 | PEERLESS HEATER COMPANY |  | BOILER ROOM | HWHT - Hot Water Heat | 3/31/2003
Omaha Housing Authority | 700 N 20th St | Omaha | NE | 68102-4523 | Douglas | NE30528 | Scrapped/Junked |  | 1993 | PEERLESS HEATER COMPANY |  | BOILER ROOM | HWHT - Hot Water Heat | 3/31/2003
Omaha Housing Authority | 700 N 20th St | Omaha | NE | 68102-4523 | Douglas | NE30529 | Scrapped/Junked | 25859 | 1991 | Lochinvar | CHWH - ASME/Fired Water Heater | BOILER ROOM | HWSD - Hot Water Dom/Potable | 3/31/2003
Omaha Housing Authority | 700 N 20th St | Omaha | NE | 68102-4523 | Douglas | NE30530 | Scrapped/Junked | 25856 | 1991 | Lochinvar | CHWH - ASME/Fired Water Heater | BOILER ROOM | HWSD - Hot Water Dom/Potable | 3/31/2002
Omaha Housing Authority | 700 N 20th St | Omaha | NE | 68102-4523 | Douglas | NE30531 | Scrapped/Junked | 25497 | 1991 | Lochinvar | CHWH - ASME/Fired Water Heater | BOILER ROOM | HWSD - Hot Water Dom/Potable | 3/31/2002
Nebraska Furniture Mart | 700 S 72nd St | Omaha | NE | 68114-4614 | Douglas | NE17604 | Active | 8004 | 1994 | Aldrich | FT - Firetube Boiler | Mega mall | HWHT - Hot Water Heat | 2/28/2027
Nebraska Furniture Mart | 700 S 72nd St | Omaha | NE | 68114-4614 | Douglas | NE17605 | Active | 8003 | 1994 | Aldrich | FT - Firetube Boiler | Mega mall | HWHT - Hot Water Heat | 2/28/2027
Nebraska Furniture Mart | 700 S 72nd St | Omaha | NE | 68114-4614 | Douglas | NE17606 | Active | 8002 | 1994 | Aldrich | FT - Firetube Boiler | Mega mall | HWHT - Hot Water Heat | 2/28/2027
Nebraska Furniture Mart | 700 S 72nd St | Omaha | NE | 68114-4614 | Douglas | NE17664 | Active | 47809 | 1996 | Kewannee | FT - Firetube Boiler | North Boiler Room | STHT - Steam-Heat | 2/28/2027
Nebraska Furniture Mart | 700 S 72nd St | Omaha | NE | 68114-4614 | Douglas | NE17665 | Active | 47810 | 1996 | Kewannee | FT - Firetube Boiler | North Boiler Room | STHT - Steam-Heat | 2/28/2027
Nebraska Furniture Mart | 700 S 72nd St | Omaha | NE | 68114-4614 | Douglas | NE17668 | Exempt 1999 LB-66 |  | 1994 | STATE INDUSTRIES | AHWH - ANSI/Fired Water Htr |  | HWSD - Hot Water Dom/Potable | 10/31/2000
Nebraska Furniture Mart | 700 S 72nd St | Omaha | NE | 68114-4614 | Douglas | NE23286 | Scrapped/Junked | 7755/6 | 1983 | DUNHAM BUSH | SHTB - Shell/Tube Htexchngr | BOILER ROOM | COND - Condenser | 10/31/2003
Nebraska Furniture Mart | 700 S 72nd St | Omaha | NE | 68114-4614 | Douglas | NE23287 | Exempt | 514 | 1988 | Friga Bohn |  | Boiler room | HTEX - Heat Exchanger | 2/28/2007
Nebraska Furniture Mart | 700 S 72nd St | Omaha | NE | 68114-4614 | Douglas | NE23288 | Exempt | 516 | 1988 | Friga Bohn |  | Boiler room | HTEX - Heat Exchanger | 2/28/2007
Nebraska Furniture Mart | 700 S 72nd St | Omaha | NE | 68114-4614 | Douglas | NE23289 | Exempt | 512 | 1988 | Friga Bohn |  | Boiler room | HTEX - Heat Exchanger | 2/28/2007
Nebraska Furniture Mart | 700 S 72nd St | Omaha | NE | 68114-4614 | Douglas | NE23290 | Exempt | 513 | 1988 | Friga Bohn |  | Boiler Room | HTEX - Heat Exchanger | 2/28/2007
Nebraska Furniture Mart | 700 S 72nd St | Omaha | NE | 68114-4614 | Douglas | NE34878 | Active | 31697 | 1978 | Kewannee | FT - Firetube Boiler | South Boiler Room | HWHT - Hot Water Heat | 2/28/2027
Nebraska Furniture Mart | 700 S 72nd St | Omaha | NE | 68114-4614 | Douglas | NE34879 | Active | 31705 | 1978 | Kewannee | FT - Firetube Boiler | South Boiler Room | HWHT - Hot Water Heat | 2/28/2027
Ready Mixed Concrete | 700 Seward St | Omaha | NE | 68110-2540 | Douglas | NE11306 | Out of Service | 23063 | 1967 | Kewanee | FTSM - FTS Marine Dry Back | Boiler Room | PROC - Process Steam | 9/30/2014
College Of Saint Mary | 7000 Mercy Rd | Omaha | NE | 68106-2606 | Douglas | NE04994 | Active | 43571 | 1991 | Kewanee | FTFB - Firetube-Firebox Boiler | BOILER ROOM/POOL | HWHT - Hot Water Heat | 5/31/2027
College Of Saint Mary | 7000 Mercy Rd | Omaha | NE | 68106-2606 | Douglas | NE13810 | Active | 16950 | 2008 | ALDRICH/LES | FTVT - Firetube Vertical TB | BASEMENT/SCIENCE BLDG | HWHT - Hot Water Heat | 5/31/2027
College Of Saint Mary | 7000 Mercy Rd | Omaha | NE | 68106-2606 | Douglas | NE17827 | Active | 11660 | 1992 | superior | FTFB - Firetube-Firebox Boiler | MAIN BOILER ROOM | STHT - Steam-Heat | 5/31/2027
College Of Saint Mary | 7000 Mercy Rd | Omaha | NE | 68106-2606 | Douglas | NE17828 | Inactive |  | 1968 | CLEVELAND RANGE | FT - Firetube Boiler | KITCHEN | 0021 - Steam Supp Cooker/Kettle | 7/31/1999
College Of Saint Mary | 7000 Mercy Rd | Omaha | NE | 68106-2606 | Douglas | NE18348 | Active | 46377 | 1994 | Kewanee | FTSM - FTS Marine Dry Back | MAIN BOILER ROOM | STHT - Steam-Heat | 5/31/2027
College Of Saint Mary | 7000 Mercy Rd | Omaha | NE | 68106-2606 | Douglas | NE18349 | Scrapped/Junked | 27341 | 1994 | AOSM | CHWH - ASME/Fired Water Heater | POOL | HWSD - Hot Water Dom/Potable | 5/31/2018
College Of Saint Mary | 7000 Mercy Rd | Omaha | NE | 68106-2606 | Douglas | NE18350 | Out of Service | 27204 | 1994 | AOSM | CHWH - ASME/Fired Water Heater | POOL | HWSD - Hot Water Dom/Potable | 5/31/2016
College Of Saint Mary | 7000 Mercy Rd | Omaha | NE | 68106-2606 | Douglas | NE22200 | Active | 156102 | 2011 | AO SMITH | CHWH - ASME/Fired Water Heater | Mother Living/Learning Dorm | HWDP - Hotwater Heat & Dom Supply | 5/31/2027
College Of Saint Mary | 7000 Mercy Rd | Omaha | NE | 68106-2606 | Douglas | NE22201 | Active | 156056 | 2011 | AO SMITH | CHWH - ASME/Fired Water Heater | Mother Living/Learning Dorm | HWDP - Hotwater Heat & Dom Supply | 5/31/2027
College Of Saint Mary | 7000 Mercy Rd | Omaha | NE | 68106-2606 | Douglas | NE22202 | Active | 189905 | 2011 | Giannoni | COND - Condenser | Mother Living/Learning Dorm | HWHT - Hot Water Heat | 5/31/2027
College Of Saint Mary | 7000 Mercy Rd | Omaha | NE | 68106-2606 | Douglas | NE22203 | Active | 196803 | 2011 | Giannoni | COND - Condenser | Mother Living/Learning Dorm | HWHT - Hot Water Heat | 5/31/2027
College Of Saint Mary | 7000 Mercy Rd | Omaha | NE | 68106-2606 | Douglas | NE26369 | Active | 208372 | 2015 | A O Smith | CHWH - ASME/Fired Water Heater | Mercy Hall | HWDP - Hotwater Heat & Dom Supply | 5/31/2027
College Of Saint Mary | 7000 Mercy Rd | Omaha | NE | 68106-2606 | Douglas | NE26370 | Active | 326366 | 2014 | Lochinvar | WTSS - Watertube SS Steel | Mercy Hall | HWHT - Hot Water Heat | 5/31/2027
College Of Saint Mary | 7000 Mercy Rd | Omaha | NE | 68106-2606 | Douglas | NE26371 | Active | 146228 | 2004 | Laars | WTSS - Watertube SS Steel | Walsh Hall | HWSP - Hot Water Non Potable Supply | 5/31/2027
College Of Saint Mary | 7000 Mercy Rd | Omaha | NE | 68106-2606 | Douglas | NE26372 | Scrapped/Junked | 146473 | 2004 | Laars | WTSS - Watertube SS Steel | Lozier Building | HWSP - Hot Water Non Potable Supply | 5/31/2021
College Of Saint Mary | 7000 Mercy Rd | Omaha | NE | 68106-2606 | Douglas | NE29273 | Active | 165974 | 2019 | AIC/Gdynia | WT - Water Tube Boiler | Fieldhouse | HWSD - Hot Water Dom/Potable | 5/31/2027
College Of Saint Mary | 7000 Mercy Rd | Omaha | NE | 68106-2606 | Douglas | NE29274 | Active | 134672 | 2019 | AIC/Gdynia | WT - Water Tube Boiler | Fieldhouse | HWSD - Hot Water Dom/Potable | 5/31/2027
College Of Saint Mary | 7000 Mercy Rd | Omaha | NE | 68106-2606 | Douglas | NE29275 | Active | 360455 | 2020 | Lochinvar | FT - Firetube Boiler | Fieldhouse | HWHT - Hot Water Heat | 5/31/2027
College Of Saint Mary | 7000 Mercy Rd | Omaha | NE | 68106-2606 | Douglas | NE32442 | Inactive |  | 1953 | NRC | FT - Firetube Boiler | BOILER ROOM | STHT - Steam-Heat | 7/31/2002
College Of Saint Mary | 7000 Mercy Rd | Omaha | NE | 68106-2606 | Douglas | NE41201 | Active | 360684 | 2020 | Lochinvar | FT - Firetube Boiler | Fieldhouse | HWHT - Hot Water Heat | 5/31/2027
College Of Saint Mary | 7000 Mercy Rd | Omaha | NE | 68106-2606 | Douglas | NE43986 | Active | 8164 | 2019 | Riello | WTSS - Watertube SS Steel | Mercy Hall | HWHT - Hot Water Heat | 5/31/2027
College Of Saint Mary | 7000 Mercy Rd | Omaha | NE | 68106-2606 | Douglas | NE43987 | Active | 8165 | 2019 | Riello | WTSS - Watertube SS Steel | Mercy Hall | HWHT - Hot Water Heat | 5/31/2027
College Of Saint Mary | 7000 Mercy Rd | Omaha | NE | 68106-2606 | Douglas | NE43988 | Active | 8229 | 2019 | Riello | WTSS - Watertube SS Steel | Mercy Hall | HWHT - Hot Water Heat | 5/31/2027
College Of Saint Mary | 7000 Mercy Rd | Omaha | NE | 68106-2606 | Douglas | NE43989 | Active | 8226 | 2019 | Riello | WTSS - Watertube SS Steel | Mercy Hall | HWHT - Hot Water Heat | 5/31/2027
College Of Saint Mary | 7000 Mercy Rd | Omaha | NE | 68106-2606 | Douglas | NE43990 | Active | 8231 | 2019 | Riello | WTSS - Watertube SS Steel | Mercy Hall | HWHT - Hot Water Heat | 5/31/2027
College Of Saint Mary | 7000 Mercy Rd | Omaha | NE | 68106-2606 | Douglas | NE43991 | Active | 8230 | 2019 | Riello | WTSS - Watertube SS Steel | Mercy Hall | HWHT - Hot Water Heat | 5/31/2027
College Of Saint Mary | 7000 Mercy Rd | Omaha | NE | 68106-2606 | Douglas | NE43992 | Active | 8227 | 2019 | Riello | WTSS - Watertube SS Steel | Mercy Hall | HWHT - Hot Water Heat | 5/31/2027
College Of Saint Mary | 7000 Mercy Rd | Omaha | NE | 68106-2606 | Douglas | NE43993 | Active | 8228 | 2019 | Riello | WTSS - Watertube SS Steel | Mercy Hall | HWHT - Hot Water Heat | 5/31/2027
College Of Saint Mary | 7000 Mercy Rd | Omaha | NE | 68106-2606 | Douglas | NE43994 | Active | 304845 | 2020 | Laars | CPFH - Copper Fin Water Heater | Lozier Hall | HWSD - Hot Water Dom/Potable | 5/31/2027
College Of Saint Mary | 7000 Mercy Rd | Omaha | NE | 68106-2606 | Douglas | NE43995 | Active | 144537 | 2017 | PVI Industries | CHWH - ASME/Fired Water Heater | Lied Fitness Complex | HWSD - Hot Water Dom/Potable | 5/31/2027
College Of Saint Mary | 7000 Mercy Rd | Omaha | NE | 68106-2606 | Douglas | NE43996 | Active | 143036 | 2017 | PVI Industries | CHWH - ASME/Fired Water Heater | Lied Fitness Complex | HWSD - Hot Water Dom/Potable | 5/31/2027
Mid American Plaza | 7000 W Center Rd | Omaha | NE | 68106-2712 | Douglas | NE35271 | Scrapped/Junked |  | 1969 | THER | WT - Water Tube Boiler | PENTHOUSE | HWHT - Hot Water Heat | 4/30/2010
Apartment Building | 7001-7120 S 86Th | Omaha | NE |  | Douglas | NE20859 | Exempt 1999 LB-66 |  | 1992 | A. O. Smith | AHWH - ANSI/Fired Water Htr |  | HWSD - Hot Water Dom/Potable | 10/31/1999
Apartment Building | 7001-7120 S 86Th | Omaha | NE |  | Douglas | NE20860 | Exempt 1999 LB-66 |  | 1992 | A. O. Smith | AHWH - ANSI/Fired Water Htr |  | HWSD - Hot Water Dom/Potable | 10/31/1999
APARTMENT BUILDING | 7001-7120 S 86TH | OMAHA | NE | 68114 | Douglas | NE20853 | Exempt 1999 LB-66 |  | 1992 | AO SMITH | AHWH - ANSI/Fired Water Htr |  | HWSD - Hot Water Dom/Potable | 10/31/1999
APARTMENT BUILDING | 7001-7120 S 86TH | OMAHA | NE | 68114 | Douglas | NE20854 | Exempt 1999 LB-66 |  | 1994 | AO SMITH | AHWH - ANSI/Fired Water Htr |  | HWSD - Hot Water Dom/Potable | 10/31/1999
APARTMENT BUILDING | 7001-7120 S 86TH | OMAHA | NE | 68114 | Douglas | NE20855 | Exempt 1999 LB-66 |  | 1980 | AO SMITH | AHWH - ANSI/Fired Water Htr |  | HWSD - Hot Water Dom/Potable | 10/31/1999
APARTMENT BUILDING | 7001-7120 S 86TH | OMAHA | NE | 68114 | Douglas | NE20856 | Exempt 1999 LB-66 |  | 1985 | RUUD | AHWH - ANSI/Fired Water Htr |  | HWSD - Hot Water Dom/Potable | 10/31/1999
APARTMENT BUILDING | 7001-7120 S 86TH | OMAHA | NE | 68114 | Douglas | NE20857 | Exempt 1999 LB-66 |  | 1995 | AO SMITH | AHWH - ANSI/Fired Water Htr |  | HWSD - Hot Water Dom/Potable | 10/31/1999
APARTMENT BUILDING | 7001-7120 S 86TH | OMAHA | NE | 68114 | Douglas | NE20858 | Exempt 1999 LB-66 |  | 1995 | AO SMITH | AHWH - ANSI/Fired Water Htr |  | HWSD - Hot Water Dom/Potable | 10/31/1999
APARTMENT BUILDING | 7001-7120 S 86TH | OMAHA | NE | 68114 | Douglas | NE20861 | Exempt 1999 LB-66 |  | 1991 | AO SMITH | AHWH - ANSI/Fired Water Htr |  | HWSD - Hot Water Dom/Potable | 10/31/1999
APARTMENT BUILDING | 7001-7120 S 86TH | OMAHA | NE | 68114 | Douglas | NE20862 | Exempt 1999 LB-66 |  | 1987 | AO SMITH | AHWH - ANSI/Fired Water Htr |  | HWSD - Hot Water Dom/Potable | 10/31/1999
Fun Plex | 7003 Q St | Omaha | NE | 68117-1649 | Douglas | NE26682 | Active | 25043 | 2016 | PENTAIR | WT - Water Tube Boiler | pool area | OPHT - Outdoor Pool Heater | 6/30/2027
Well's Blue Bunny, Inc | 7006 J St | Omaha | NE | 68117-1016 | Douglas | NE05144 | Inactive | 36988 | 1983 | Kewannee |  | BOILER ROOM | PROC - Process Steam | 8/31/2002
Well's Blue Bunny, Inc | 7006 J St | Omaha | NE | 68117-1016 | Douglas | NE05147 | Scrapped/Junked | 2474 | 1957 | Gabr |  | BOILER ROOM | PROC - Process Steam | 4/30/2003
Comfort Inn & Suites | 7007 Grover St | Omaha | NE | 68106-3514 | Douglas | NE05815 | Scrapped/Junked | 30890 | 1996 | AOSM | COBL - Coil Type Boiler | PENTHOUSE | HWSD - Hot Water Dom/Potable | 2/28/2011
Comfort Inn & Suites | 7007 Grover St | Omaha | NE | 68106-3514 | Douglas | NE05816 | Scrapped/Junked |  | 1988 | COMFORT ZONE | WT - Water Tube Boiler | POOL EQUIP ROOM | IPHT - Indoor Pool Heater | 8/31/2005
Comfort Inn & Suites | 7007 Grover St | Omaha | NE | 68106-3514 | Douglas | NE05817 | Scrapped/Junked |  | 1994 | COMFORT ZONE | WT - Water Tube Boiler | POOL EQUIP ROOM | IPHT - Indoor Pool Heater | 7/31/2000
Comfort Inn & Suites | 7007 Grover St | Omaha | NE | 68106-3514 | Douglas | NE10512 | Inactive |  | 1999 | PUREX TRITON | CPFT - Horiz Cpr Fin Boiler | POOL ROOM | SPAJ - Spa/Jacuzzi Heater | 8/31/2005
Comfort Inn & Suites | 7007 Grover St | Omaha | NE | 68106-3514 | Douglas | NE15462 | Scrapped/Junked | 12156 | 1991 | AOSM | CHWH - ASME/Fired Water Heater | KITCHEN/OUTSIDE RM | HWSD - Hot Water Dom/Potable | 2/28/2020
Comfort Inn & Suites | 7007 Grover St | Omaha | NE | 68106-3514 | Douglas | NE15463 | Scrapped/Junked | 66429 | 1988 | RAYPAK INC, CALIFORNIA | CPFT - Horiz Cpr Fin Boiler | POOL RM FOR LAUNDRY | HWSD - Hot Water Dom/Potable | 8/31/2005
Comfort Inn & Suites | 7007 Grover St | Omaha | NE | 68106-3514 | Douglas | NE15464 | Scrapped/Junked | 35109 | 1982 | RUUD | CHWH - ASME/Fired Water Heater | KITCHEN | HWSD - Hot Water Dom/Potable | 1/31/1996
Comfort Inn & Suites | 7007 Grover St | Omaha | NE | 68106-3514 | Douglas | NE15465 | Scrapped/Junked | 37687 | 1982 | RUUD | CHWH - ASME/Fired Water Heater | KITCHEN | HWSD - Hot Water Dom/Potable | 1/31/1996
Comfort Inn & Suites | 7007 Grover St | Omaha | NE | 68106-3514 | Douglas | NE15468 | Scrapped/Junked | 34208 | 1982 | RUUD | CHWH - ASME/Fired Water Heater | KITCHEN | HWSD - Hot Water Dom/Potable | 1/31/1999
Comfort Inn & Suites | 7007 Grover St | Omaha | NE | 68106-3514 | Douglas | NE15469 | Scrapped/Junked | 60529 | 1992 | CLEVELAND | FT - Firetube Boiler | KITCHEN | 0021 - Steam Supp Cooker/Kettle | 1/31/1997
Comfort Inn & Suites | 7007 Grover St | Omaha | NE | 68106-3514 | Douglas | NE18889 | Active | C27691 | 2010 | A O Smith | COBL - Coil Type Boiler | Penthouse | HWSD - Hot Water Dom/Potable | 2/28/2026
Comfort Inn & Suites | 7007 Grover St | Omaha | NE | 68106-3514 | Douglas | NE18898 | Scrapped/Junked | C27692 | 2010 | A O Smith | COBL - Coil Type Boiler | Penthouse | HWSD - Hot Water Dom/Potable | 2/28/2026
Comfort Inn & Suites | 7007 Grover St | Omaha | NE | 68106-3514 | Douglas | NE40130 | Scrapped/Junked | 50625 | 1999 | AOSM | COBL - Coil Type Boiler | PENTHOUSE | HWSD - Hot Water Dom/Potable | 2/28/2011
Comfort Inn & Suites | 7007 Grover St | Omaha | NE | 68106-3514 | Douglas | NE43473 | Active | C57665 | 2024 | A O Smith | COBL - Coil Type Boiler | Penthouse | HWSD - Hot Water Dom/Potable | 2/28/2025
TRIFINERY OMAHA TERMINAL | 701 ABBOTT DR | OMAHA | NE | 68102 | Douglas | NE10763 | Scrapped/Junked | 11379 | 1964 | CYCLOTHERM | FT - Firetube Boiler | MECHANICAL BLDG | PROC - Process Steam | 1/31/2002
Creighton University - Ryan Center | 701 Florence Blvd | Omaha | NE | 68178-0001 | Douglas | NE14828 | Active | 17414 | 2008 | Les Inc/Aldrich Co | FTVT - Firetube Vertical TB | East Equip Room | HWHT - Hot Water Heat | 4/30/2027
Creighton University - Ryan Center | 701 Florence Blvd | Omaha | NE | 68178-0001 | Douglas | NE14829 | Active | 17417 | 2008 | Les Inc/Aldrich Co | FTVT - Firetube Vertical TB | east equip room | HWHT - Hot Water Heat | 4/30/2027
Creighton University - Ryan Center | 701 Florence Blvd | Omaha | NE | 68178-0001 | Douglas | NE14830 | Active | 126171 | 2008 | PVI Industries | CHWH - ASME/Fired Water Heater | east equip room | HWSD - Hot Water Dom/Potable | 4/30/2027
Creighton University - Ryan Center | 701 Florence Blvd | Omaha | NE | 68178-0001 | Douglas | NE14831 | Active | 126172 | 2008 | PVI Industries | CHWH - ASME/Fired Water Heater | east equip room | HWSD - Hot Water Dom/Potable | 4/30/2027
MACARONI GRILL | 701 N 102nd St | Omaha | NE | 68114-2170 | Douglas | NE00140 | Scrapped/Junked | 114024 | 2000 | LOCHINVAR | CPFT - Horiz Cpr Fin Boiler | EQUIP ROOM | HWSD - Hot Water Dom/Potable | 3/31/2007
Tosca | 701 N 108th Cir | Omaha | NE | 68154-1703 | Douglas | NE26689 | Active | 18421 | 2017 | Superior Boiler Works | FTVT - Firetube Vertical TB | washing area | PROC - Process Steam | 6/30/2026
St Cecilia's Parish | 701 N 40th St | Omaha | NE | 68131-1826 | Douglas | NE16126 | Scrapped/Junked | n/a | 1963 | Kewanee | FTFB - Firetube-Firebox Boiler | RECTORY BASEMENT | HWHT - Hot Water Heat | 1/31/2015
St Cecilia's Parish | 701 N 40th St | Omaha | NE | 68131-1826 | Douglas | NE26124 | Active | 20626 | 2015 | Hurst | FTSM - FTS Marine Dry Back | boiler room | STHT - Steam-Heat | 12/31/2026
St Cecilia's Parish | 701 N 40th St | Omaha | NE | 68131-1826 | Douglas | NE26125 | Active | 20625 | 2015 | Hurst | FTSM - FTS Marine Dry Back | boiler room | STHT - Steam-Heat | 12/31/2026
St Cecilia's Parish | 701 N 40th St | Omaha | NE | 68131-1826 | Douglas | NE26126 | Active | 68695 | 2014 | Aerco | COND - Condenser | basement | HWHT - Hot Water Heat | 12/31/2026
DRAKE COURT APARTMENTS | 701 S 22nd St | Omaha | NE | 68102-3006 | Douglas | NE03438 | Inactive |  | 1963 | KEWANEE | FTFB - Firetube-Firebox Boiler |  | STHT - Steam-Heat | 10/31/1997
Jason's Deli | 7010 Dodge St | Omaha | NE | 68132-2773 | Douglas | NE06703 | Scrapped/Junked | 99353 | 2005 | AOSC | CHWH - ASME/Fired Water Heater | KITCHEN | HWSD - Hot Water Dom/Potable | 12/31/2016
Home 2 Suites by Hilton | 7011 Hascall St | Omaha | NE | 68124 | Douglas | NE29260 | Active | 275633 | 2020 | AO SMITH | CHWH - ASME/Fired Water Heater | mech room | HWSD - Hot Water Dom/Potable | 5/31/2027
Home 2 Suites by Hilton | 7011 Hascall St | Omaha | NE | 68124 | Douglas | NE29261 | Active | 275561 | 2020 | AO SMITH | CHWH - ASME/Fired Water Heater | mech room | HWSD - Hot Water Dom/Potable | 5/31/2027
Home 2 Suites by Hilton | 7011 Hascall St | Omaha | NE | 68124 | Douglas | NE29262 | Active | 275562 | 2020 | AO SMITH | CHWH - ASME/Fired Water Heater | mech room | HWSD - Hot Water Dom/Potable | 5/31/2027
Home 2 Suites by Hilton | 7011 Hascall St | Omaha | NE | 68124 | Douglas | NE29263 | Active | 275560 | 2020 | AO SMITH | CHWH - ASME/Fired Water Heater | mech room | HWSD - Hot Water Dom/Potable | 5/31/2027
First United Methodist | 7020 Cass St | Omaha | NE | 68132-2601 | Douglas | NE08472 | Active | 11562 | 2001 | ALES | FTVT - Firetube Vertical TB | BOILER ROOM | HWHT - Hot Water Heat | 11/30/2026
First United Methodist | 7020 Cass St | Omaha | NE | 68132-2601 | Douglas | NE08473 | Inactive | 11556 | 2001 | ALES | FTVT - Firetube Vertical TB | BOILER ROOM | HWHT - Hot Water Heat | 11/30/2019
First United Methodist | 7020 Cass St | Omaha | NE | 68132-2601 | Douglas | NE08474 | Active | 11561 | 2001 | ALES | FTVT - Firetube Vertical TB | BOILER ROOM | HWHT - Hot Water Heat | 11/30/2026
First United Methodist | 7020 Cass St | Omaha | NE | 68132-2601 | Douglas | NE08475 | Active | 11553 | 2001 | ALES | FTVT - Firetube Vertical TB | BOILER ROOM | HWHT - Hot Water Heat | 11/30/2026
First United Methodist | 7020 Cass St | Omaha | NE | 68132-2601 | Douglas | NE17870 | Scrapped/Junked |  | 1956 | FITZGIBBONS | FTFB - Firetube-Firebox Boiler | BOILER ROOM | HWHT - Hot Water Heat | 5/31/2002
First United Methodist | 7020 Cass St | Omaha | NE | 68132-2601 | Douglas | NE17871 | Scrapped/Junked |  | 1956 | FITZGIBBONS | FTFB - Firetube-Firebox Boiler | BOILER ROOM | HWHT - Hot Water Heat | 5/31/2002
First United Methodist | 7020 Cass St | Omaha | NE | 68132-2601 | Douglas | NE28874 | Active | 120250 | 2020 | LES | FTNT - FT Vertical Tubeless | Boiler room | HWHT - Hot Water Heat | 11/30/2026
Omaha Conservatory of Music | 7023 Cass St | Omaha | NE | 68132-2651 | Douglas | NE22657 | Scrapped/Junked | n/a | 1996 | Peerless | CI - Cast Iron | BOILER ROOM | STHT - Steam-Heat | 3/31/2012
Omaha Conservatory of Music | 7023 Cass St | Omaha | NE | 68132-2651 | Douglas | NE26134 | Active | 355927 | 2015 | Lochinvar | COND - Condenser | basement | HWHT - Hot Water Heat | 12/31/2026
Omaha Conservatory of Music | 7023 Cass St | Omaha | NE | 68132-2651 | Douglas | NE26135 | Active | 355929 | 2015 | Lochinvar | COND - Condenser | basement | HWHT - Hot Water Heat | 12/31/2026
Omaha Conservatory of Music | 7023 Cass St | Omaha | NE | 68132-2651 | Douglas | NE43710 | Active | 470147 | 2024 | AIC GDYNIA | FTVT - Firetube Vertical TB | BASEMENT | HWHT - Hot Water Heat | 12/31/2026
Elemental Scientific Inc. | 7030 N 97th Plz Cir | Omaha | NE | 68122 | Douglas | NE01442 | Active | n/a | 2000 | Peerless | CIMD - Cast Iron/Modular Ins | EQUIP ROOM | HWHT - Hot Water Heat | 3/31/2027
Creighton University - Davis Square | 705 N 21st St | Omaha | NE | 68178-0001 | Douglas | NE01709 | Scrapped/Junked | 111717 | 2003 | PVI Industries | CHWH - ASME/Fired Water Heater | EQUIP ROOM LL ROOM B12 | HWSD - Hot Water Dom/Potable | 4/30/2019
Creighton University - Davis Square | 705 N 21st St | Omaha | NE | 68178-0001 | Douglas | NE01710 | Scrapped/Junked | 111716 | 2003 | PVI Industries | CHWH - ASME/Fired Water Heater | EQUIP ROOM LL ROOM B12 | HWSD - Hot Water Dom/Potable | 4/30/2019
Creighton University - Davis Square | 705 N 21st St | Omaha | NE | 68178-0001 | Douglas | NE01711 | Scrapped/Junked | 112469 | 2004 | PVI Industries | CHWH - ASME/Fired Water Heater | EQUIP ROOM 141 | HWSD - Hot Water Dom/Potable | 4/30/2019
Creighton University - Davis Square | 705 N 21st St | Omaha | NE | 68178-0001 | Douglas | NE01712 | Scrapped/Junked | 112467 | 2004 | PVI Industries | CHWH - ASME/Fired Water Heater | EQUIP ROOM 141 | HWSD - Hot Water Dom/Potable | 4/30/2019
Creighton University - Davis Square | 705 N 21st St | Omaha | NE | 68178-0001 | Douglas | NE01713 | Scrapped/Junked | 112466 | 2004 | PVI Industries | CHWH - ASME/Fired Water Heater | EQUIP ROOM 158 | HWSD - Hot Water Dom/Potable | 4/30/2019
Creighton University - Davis Square | 705 N 21st St | Omaha | NE | 68178-0001 | Douglas | NE01714 | Scrapped/Junked | 112468 | 2004 | PVI Industries | CHWH - ASME/Fired Water Heater | EQUIP ROOM 158 | HWSD - Hot Water Dom/Potable | 4/30/2019
Creighton University - Davis Square | 705 N 21st St | Omaha | NE | 68178-0001 | Douglas | NE42401 | Active | 104853 | 2019 | AIC GDYNIA | CHWH - ASME/Fired Water Heater | EQUIP ROOM LL ROOM B12 | HWSD - Hot Water Dom/Potable | 4/30/2027
Creighton University - Davis Square | 705 N 21st St | Omaha | NE | 68178-0001 | Douglas | NE42402 | Active | 110005 | 2019 | AIC GDYNIA | CHWH - ASME/Fired Water Heater | EQUIP ROOM LL Room B12 | HWSD - Hot Water Dom/Potable | 4/30/2026
Creighton University - Davis Square | 705 N 21st St | Omaha | NE | 68178-0001 | Douglas | NE42403 | Active | 110017 | 2019 | AIC GDYNIA | CHWH - ASME/Fired Water Heater | EQUIP ROOM 158 | HWSD - Hot Water Dom/Potable | 4/30/2027
Creighton University - Davis Square | 705 N 21st St | Omaha | NE | 68178-0001 | Douglas | NE42404 | Active | 109293 | 2019 | AIC GDYNIA | CHWH - ASME/Fired Water Heater | EQUIP ROOM 158 | HWSD - Hot Water Dom/Potable | 4/30/2027
Creighton University - Davis Square | 705 N 21st St | Omaha | NE | 68178-0001 | Douglas | NE42405 | Active | 110014 | 2019 | AIC GDYNIA | CHWH - ASME/Fired Water Heater | EQUIP ROOM 141 | HWSD - Hot Water Dom/Potable | 4/30/2027
Creighton University - Davis Square | 705 N 21st St | Omaha | NE | 68178-0001 | Douglas | NE42406 | Active | 105944 | 2019 | AIC GDYNIA | CHWH - ASME/Fired Water Heater | EQUIP ROOM 141 | HWSD - Hot Water Dom/Potable | 4/30/2027
Famous Dave's | 7051 Ames Ave | Omaha | NE | 68104-1969 | Douglas | NE09621 | Scrapped/Junked | 141636 | 2002 | Lochinvar | CPFH - Copper Fin Water Heater | EQUIPMENT ROOM | HWSD - Hot Water Dom/Potable | 1/31/2014
FAIRVIEW APARTMENTS | 706 N 50th St | Omaha | NE | 68132-2264 | Douglas | NE15542 | Inactive |  | 1991 | PEERLESS HEATER COMPANY |  | BASEMENT | STHT - Steam-Heat | 12/31/2001
FAIRVIEW APARTMENTS | 706 N 50th St | Omaha | NE | 68132-2264 | Douglas | NE22647 | Exempt 1999 LB-66 |  | 1988 | AO SMITH | AHWH - ANSI/Fired Water Htr |  | HWSD - Hot Water Dom/Potable | 12/31/1999
ConAgra Brands | 707 Conagra Dr | Omaha | NE | 68102 | Douglas | NE02403 | Active | 51354 | 2004 | BRYA | WT - Water Tube Boiler | Bldg #6 Equipment Room | GLYC - Glycol Bldg Heat Sys | 2/28/2027
ConAgra Brands | 707 Conagra Dr | Omaha | NE | 68102 | Douglas | NE02404 | Active | 51355 | 2004 | Bryan | WT - Water Tube Boiler | Bldg 6 Equipment Room | PROW - Process Hot Water | 2/28/2027
ConAgra Brands | 707 Conagra Dr | Omaha | NE | 68102 | Douglas | NE02407 | Scrapped/Junked | 104665 | 2004 | AOSM | CHWH - ASME/Fired Water Heater | Bldg #6 | HWSD - Hot Water Dom/Potable | 7/31/2011
ConAgra Brands | 707 Conagra Dr | Omaha | NE | 68102 | Douglas | NE15337 | Active | 68254 | 1989 | Cleaver Brooks | FTSM - FTS Marine Dry Back | Blidg 6 Boiler Room | PROC - Process Steam | 6/30/2026
ConAgra Brands | 707 Conagra Dr | Omaha | NE | 68102 | Douglas | NE17774 | Active | 8775 | 2009 | Miura | WT - Water Tube Boiler | Bldg #6 boiler room | PROC - Process Steam | 6/30/2026
ConAgra Brands | 707 Conagra Dr | Omaha | NE | 68102 | Douglas | NE17775 | Active | 8774 | 2009 | Miura | WT - Water Tube Boiler | Bldg #6 boiler room | PROC - Process Steam | 6/30/2026
ConAgra Brands | 707 Conagra Dr | Omaha | NE | 68102 | Douglas | NE42176 | Scrapped/Junked | 279351 | 2021 | AOSM | CHWH - ASME/Fired Water Heater | Bldg #6 | HWSD - Hot Water Dom/Potable | 2/28/2025
ConAgra Brands | 707 Conagra Dr | Omaha | NE | 68102 | Douglas | NE43908 | Active | 295585 | 2022 | AO SMITH | CHWH - ASME/Fired Water Heater | BLDG 6 | HWSD - Hot Water Dom/Potable | 2/28/2027
Dillards | 707 N 102nd St | Omaha | NE | 68114-2170 | Douglas | NE06476 | Inactive | 19567 | 2003 | HOFF | ELBL - Electric Boiler | EQUIPMENT ROOM | PROC - Process Steam | 1/31/2010
Dillards | 707 N 102nd St | Omaha | NE | 68114-2170 | Douglas | NE14995 | Inactive |  | 1966 | Thermo-Pak | WT - Water Tube Boiler |  | HWHT - Hot Water Heat | 10/31/1997
Dillards | 707 N 102nd St | Omaha | NE | 68114-2170 | Douglas | NE21895 | Active | 43550 | 1999 | Bryan | WT - Water Tube Boiler | BOILER ROOM | HWHT - Hot Water Heat | 1/31/2027
Dillards | 707 N 102nd St | Omaha | NE | 68114-2170 | Douglas | NE21896 | Scrapped/Junked | 43545 | 1999 | Bryan | WT - Water Tube Boiler | BOILER ROOM | HWHT - Hot Water Heat | 1/31/2019
Dillards | 707 N 102nd St | Omaha | NE | 68114-2170 | Douglas | NE23258 | Exempt | 29635 | 1998 | York-Shipley |  | EQUIPMENT ROOM |  | 1/31/2007
Dillards | 707 N 102nd St | Omaha | NE | 68114-2170 | Douglas | NE23259 | Exempt | 29634 | 1998 | York-Shipley |  | EQUIPMENT ROOM |  | 1/31/2007
Methodist Women's Hospital | 707 N 190th Plz | Omaha | NE | 68022-3974 | Douglas | NE16049 | Active | 16492 | 2008 | Superior Boiler Works | FTSM - FTS Marine Dry Back | boiler room | STHT - Steam-Heat | 8/31/2026
Methodist Women's Hospital | 707 N 190th Plz | Omaha | NE | 68022-3974 | Douglas | NE16050 | Active | 16490 | 2008 | Superior Boiler Works | FTSM - FTS Marine Dry Back | boiler room | STHT - Steam-Heat | 10/31/2026
Methodist Women's Hospital | 707 N 190th Plz | Omaha | NE | 68022-3974 | Douglas | NE16051 | Active | 16491 | 2008 | Superior Boiler Works | FTSM - FTS Marine Dry Back | Boiler Room | STHT - Steam-Heat | 3/31/2027
Methodist Women's Hospital | 707 N 190th Plz | Omaha | NE | 68022-3974 | Douglas | NE16066 | Scrapped/Junked | 113666 | 2009 | Cleveland | FT - Firetube Boiler | kitchen | 0021 - Steam Supp Cooker/Kettle | 3/31/2017
Methodist Women's Hospital | 707 N 190th Plz | Omaha | NE | 68022-3974 | Douglas | NE22182 | Active | 6888 | 2008 | Fintube Tech | HEXC - Heat Exchanger | Mech Room | HPEC - High Pressure Economizer | 8/31/2028
Methodist Women's Hospital | 707 N 190th Plz | Omaha | NE | 68022-3974 | Douglas | NE22183 | Active | 6890 | 2008 | Fintube Tech | HEXC - Heat Exchanger | Mech Room | HPEC - High Pressure Economizer | 8/31/2028
Methodist Women's Hospital | 707 N 190th Plz | Omaha | NE | 68022-3974 | Douglas | NE22184 | Active | 6889 | 2008 | Finetube Tech | HEXC - Heat Exchanger | Mech Room | HPEC - High Pressure Economizer | 8/31/2028
Capitol Court Apartments | 7070 Capitol Ct | Omaha | NE | 68132-2732 | Douglas | NE16296 | Scrapped/Junked | NA | 1988 | Weil-Mcclain | CI - Cast Iron | BOILER ROOM | HWHT - Hot Water Heat | 3/31/2023
Capitol Court Apartments | 7070 Capitol Ct | Omaha | NE | 68132-2732 | Douglas | NE19255 | Exempt 1999 LB-66 |  | 1995 | STATE INDUSTRIES | AHWH - ANSI/Fired Water Htr | BOILER ROOM | HWSD - Hot Water Dom/Potable | 3/31/2000
Capitol Court Apartments | 7070 Capitol Ct | Omaha | NE | 68132-2732 | Douglas | NE19256 | Exempt 1999 LB-66 |  | 1993 | STATE INDUSTRIES | AHWH - ANSI/Fired Water Htr | BOILER ROOM | HWSD - Hot Water Dom/Potable | 3/31/2000
Capitol Court Apartments | 7070 Capitol Ct | Omaha | NE | 68132-2732 | Douglas | NE41970 | Active | 19457 | 2021 | Riello | WT - Water Tube Boiler | Basement Mech Room | HWHT - Hot Water Heat | 3/31/2027
Capitol Court Apartments | 7070 Capitol Ct | Omaha | NE | 68132-2732 | Douglas | NE41971 | Active | 19478 | 2021 | Riello | WT - Water Tube Boiler | Basement Mech Room | HWHT - Hot Water Heat | 3/31/2027
Capitol Court Apartments | 7070 Capitol Ct | Omaha | NE | 68132-2732 | Douglas | NE41972 | Active | 19458 | 2021 | Riello | WT - Water Tube Boiler | Basement Mech Room | HWHT - Hot Water Heat | 3/31/2027
Western Flyer Express | 7071 N 87th St | Omaha | NE | 68122-1846 | Douglas | NE02408 | Scrapped/Junked | 148371 | 2004 | Waterpik Technologies | CPFT - Horiz Cpr Fin Boiler | EQUIPMENT ROOM | HWHT - Hot Water Heat | 2/28/2024
Western Flyer Express | 7071 N 87th St | Omaha | NE | 68122-1846 | Douglas | NE02409 | Scrapped/Junked | 148649 | 2004 | waterpik/teledyne laars | CPFT - Horiz Cpr Fin Boiler | EQUIPMENT ROOM | HWHT - Hot Water Heat | 2/28/2024
Flint Hills Resources | 7075 N 14th Ave | Omaha | NE | 68112-3527 | Douglas | NE09591 | Active | 23958 | 2001 | Clayton Industries | COBL - Coil Type Boiler | Boiler Room | PROC - Process Steam | 1/31/2027
Menard's | 708 N 120th St | Omaha | NE | 68154-4205 | Douglas | NE15054 | Scrapped/Junked | 4070 | 2003 | Peerless | COBL - Coil Type Boiler | EQUIP ROOM | HWHT - Hot Water Heat | 1/31/2022
Menard's | 708 N 120th St | Omaha | NE | 68154-4205 | Douglas | NE41668 | Active | 273259 | 2021 | AIC SA | COBL - Coil Type Boiler | Front Mechanical Room | HWHF - Hot Water Heat-Floor | 3/31/2027
St Peter's School | 709 S 28th St | Omaha | NE | 68105-1511 | Douglas | NE15285 | Scrapped/Junked |  | 1972 | Ruud-Rheem | COBL - Coil Type Boiler | RECTORY BSMT | HWHT - Hot Water Heat | 4/30/2009
St Peter's School | 709 S 28th St | Omaha | NE | 68105-1511 | Douglas | NE31247 | Active | n/a | 1978 | Peerless | CI - Cast Iron | SCHOOL BLR RM | STHT - Steam-Heat | 4/30/2027
St Peter's School | 709 S 28th St | Omaha | NE | 68105-1511 | Douglas | NE37618 | Active | n/a | 1978 | Peerless | CI - Cast Iron | CHURCH BSMT | STHT - Steam-Heat | 4/30/2027
ST PETERS DAY CARE CENTER | 709 S 28th St | Omaha | NE | 68105-1511 | Douglas | NE37619 | Scrapped/Junked |  | 1979 | PENNCO |  | BASEMENT | STHT - Steam-Heat | 5/31/2007
BRICK OVEN CAFE & BAKERY | 710 N 114th St | Omaha | NE | 68154-1572 | Douglas | NE21822 | Exempt 1999 LB-66 |  | 1993 | AO SMITH | AHWH - ANSI/Fired Water Htr | KITCHEN | HWSD - Hot Water Dom/Potable | 8/31/2000
Douglas County Jail | 710 S 17th St | Omaha | NE | 68102-3108 | Douglas | NE01682 | Active | 12493 | 2003 | Aldrich | FTFB - Firetube-Firebox Boiler | Boiler Rm | HWHT - Hot Water Heat | 6/30/2027
Douglas County Jail | 710 S 17th St | Omaha | NE | 68102-3108 | Douglas | NE01683 | Active | 12496 | 2003 | Aldrich | FTFB - Firetube-Firebox Boiler | Boiler Rm | HWHT - Hot Water Heat | 6/30/2027
Douglas County Jail | 710 S 17th St | Omaha | NE | 68102-3108 | Douglas | NE01684 | Active | 12499 | 2003 | Aldrich | FTFB - Firetube-Firebox Boiler | Boiler Rm | HWHT - Hot Water Heat | 6/30/2027
Douglas County Jail | 710 S 17th St | Omaha | NE | 68102-3108 | Douglas | NE01685 | Out of Service | 153179 | 2003 | Lochinvar | CPFH - Copper Fin Water Heater | Boiler Rm | HWSD - Hot Water Dom/Potable | 6/30/2026
Douglas County Jail | 710 S 17th St | Omaha | NE | 68102-3108 | Douglas | NE01686 | Out of Service | 152178 | 2003 | Lochinvar | CPFH - Copper Fin Water Heater | Boiler Rm | HWSD - Hot Water Dom/Potable | 6/30/2026
Douglas County Jail | 710 S 17th St | Omaha | NE | 68102-3108 | Douglas | NE01687 | Active | 153176 | 2003 | Lochinvar | CPFH - Copper Fin Water Heater | NEW BOILER ROOM | HWSD - Hot Water Dom/Potable | 6/30/2027
Douglas County Jail | 710 S 17th St | Omaha | NE | 68102-3108 | Douglas | NE01688 | Active | 153177 | 2003 | Lochinvar | CPFH - Copper Fin Water Heater | NEW BOILER ROOM | HWSD - Hot Water Dom/Potable | 6/30/2027
Douglas County Jail | 710 S 17th St | Omaha | NE | 68102-3108 | Douglas | NE09467 | Scrapped/Junked | 28877 | 1977 | KEWANEE | FT - Firetube Boiler | OLD BOILER ROOM | HWHT - Hot Water Heat | 6/30/2004
Douglas County Jail | 710 S 17th St | Omaha | NE | 68102-3108 | Douglas | NE09468 | Scrapped/Junked | 28856 | 1977 | KEWANEE | FTFB - Firetube-Firebox Boiler | OLD BOILER ROOM | HWHT - Hot Water Heat | 6/30/2004
Douglas County Jail | 710 S 17th St | Omaha | NE | 68102-3108 | Douglas | NE09469 | Scrapped/Junked | 28922 | 1977 | KEWANEE | FT - Firetube Boiler | OLD BOILER ROOM | HWHT - Hot Water Heat | 6/30/2004
Douglas County Jail | 710 S 17th St | Omaha | NE | 68102-3108 | Douglas | NE16904 | Scrapped/Junked | 17344 | 1992 | AO SMITH | CHWH - ASME/Fired Water Heater |  | HWSD - Hot Water Dom/Potable | 6/30/1996
ORIENTAL TRADING CO | 7100 AMES ST | OMAHA | NE | 68100 | Douglas | NE05611 | Scrapped/Junked |  | 1984 | PEERLESS HEATER COMPANY |  | 7100 AMES ST | HWHT - Hot Water Heat | 10/31/1998
ORIENTAL TRADING CO | 7100 AMES ST | OMAHA | NE | 68100 | Douglas | NE05612 | Scrapped/Junked |  | 1984 | PEERLESS HEATER COMPANY |  | 7100 AMES ST | HWHT - Hot Water Heat | 10/31/1998
Think Whole Primary Care | 7100 W Center Rd | Omaha | NE | 68106-2700 | Douglas | NE07325 | Inactive | 13293 | 2006 | TRIA | FTVT - Firetube Vertical TB | PENTHOUSE | HWHT - Hot Water Heat | 12/31/2013
Think Whole Primary Care | 7100 W Center Rd | Omaha | NE | 68106-2700 | Douglas | NE07326 | Inactive | 13229 | 2006 | TRIA | FTVT - Firetube Vertical TB | PENTHOUSE | HWHT - Hot Water Heat | 12/31/2013
Think Whole Primary Care | 7100 W Center Rd | Omaha | NE | 68106-2700 | Douglas | NE25772 | Active | 72451 | 2014 | Reimers Electra Steam, Inc. | ELBL - Electric Boiler | BSMT-Mechanical Room | HWHF - Hot Water Heat-Floor | 3/31/2027
Think Whole Primary Care | 7100 W Center Rd | Omaha | NE | 68106-2700 | Douglas | NE25773 | Active | 69166 | 2014 | Aerco International, Inc. | FTNT - FT Vertical Tubeless | BSMT-Mechanical Room | GLYC - Glycol Bldg Heat Sys | 3/31/2027
Think Whole Primary Care | 7100 W Center Rd | Omaha | NE | 68106-2700 | Douglas | NE25774 | Active | 69384 | 2014 | Aerco International, Inc. | FTNT - FT Vertical Tubeless | BSMT-Mechanical Room | GLYC - Glycol Bldg Heat Sys | 3/31/2027
Think Whole Primary Care | 7100 W Center Rd | Omaha | NE | 68106-2700 | Douglas | NE25775 | Active | 138380 | 2014 | PVI Industries | CHWH - ASME/Fired Water Heater | BSMT-Mechanical Room | HWSD - Hot Water Dom/Potable | 3/31/2027
Think Whole Primary Care | 7100 W Center Rd | Omaha | NE | 68106-2700 | Douglas | NE25776 | Active | 138379 | 2014 | PVI Industries | CHWH - ASME/Fired Water Heater | BSMT-Mechanical Room | HWSD - Hot Water Dom/Potable | 3/31/2027
Think Whole Primary Care | 7100 W Center Rd | Omaha | NE | 68106-2700 | Douglas | NE35270 | Scrapped/Junked |  | 1969 | THERMO PAK | WT - Water Tube Boiler | PENTHOUSE | HWHT - Hot Water Heat | 4/30/2007
TRAVELODGE | 7101 Grover St | Omaha | NE | 68106-3515 | Douglas | NE21803 | Exempt 1999 LB-66 |  | 1996 | TELEDYNE LAARS | AHWH - ANSI/Fired Water Htr | EQUIP ROOM | HWSD - Hot Water Dom/Potable | 7/31/2000
TRAVELODGE | 7101 Grover St | Omaha | NE | 68106-3515 | Douglas | NE21804 | Exempt 1999 LB-66 |  | 1988 | AO SMITH | AHWH - ANSI/Fired Water Htr | EQUIP ROOM | HWSD - Hot Water Dom/Potable | 7/31/2000
TRAVELODGE | 7101 Grover St | Omaha | NE | 68106-3515 | Douglas | NE21805 | Exempt 1999 LB-66 |  | 1988 | RUUD | AHWH - ANSI/Fired Water Htr | EQUIP ROOM | HWSD - Hot Water Dom/Potable | 7/31/2000
TRAVELODGE | 7101 Grover St | Omaha | NE | 68106-3515 | Douglas | NE21806 | Exempt 1999 LB-66 |  | 1988 | RUUD | AHWH - ANSI/Fired Water Htr | EQUIP ROOM | HWSD - Hot Water Dom/Potable | 7/31/2000
TRAVELODGE | 7101 Grover St | Omaha | NE | 68106-3515 | Douglas | NE21807 | Exempt 1999 LB-66 |  | 1988 | RUUD | AHWH - ANSI/Fired Water Htr | EQUIP ROOM | HWSD - Hot Water Dom/Potable | 7/31/2000
Mid American Plaza | 7101 Mercy Rd | Omaha | NE | 68106-2619 | Douglas | NE22196 | Scrapped/Junked | 13906 | 2011 | Triad Boiler | FTVT - Firetube Vertical TB | Pent House | HWHT - Hot Water Heat | 2/28/2022
Mid American Plaza | 7101 Mercy Rd | Omaha | NE | 68106-2619 | Douglas | NE22197 | Scrapped/Junked | 13907 | 2011 | Triad Boiler | FTVT - Firetube Vertical TB | Pent House | HWHT - Hot Water Heat | 2/28/2022
Mid American Plaza | 7101 Mercy Rd | Omaha | NE | 68106-2619 | Douglas | NE35269 | Scrapped/Junked | 0 | 1968 | Ajax | WT - Water Tube Boiler | PENTHOUSE | HWHT - Hot Water Heat | 6/30/2011
Fairfield Inn | 7101 N 102nd Cir | Omaha | NE | 68122 | Douglas | NE26107 | Active | 391305 | 2014 | Raypak | CPFH - Copper Fin Water Heater | pool area | IPHT - Indoor Pool Heater | 10/31/2026
Waterford Clubhouse | 7101 N 151st Ave | Bennington | NE | 68007-1428 | Douglas | NE09910 | Scrapped/Junked | 284 | 2000 | Purex | WT - Water Tube Boiler | POOL AREA | IPHT - Indoor Pool Heater | 6/30/2018
Waterford Clubhouse | 7101 N 151st Ave | Bennington | NE | 68007-1428 | Douglas | NE43554 | Active | 421784 | 2018 | Raypak | CPPH - Ansi Cpr Fin Pool Heater | Pool Mech Room | OPHT - Outdoor Pool Heater | 7/31/2025
CHI-MOB3 | 7101 Newport Ave | Omaha | NE | 68152-2164 | Douglas | NE16920 | Scrapped/Junked | 7158 | 1992 | ALDR | FTVT - Firetube Vertical TB | boiler room | HWHT - Hot Water Heat | 11/30/2023
CHI-MOB3 | 7101 Newport Ave | Omaha | NE | 68152-2164 | Douglas | NE16921 | Out of Service | 7159 | 1992 | ALDR | FTVT - Firetube Vertical TB | boiler room | HWHT - Hot Water Heat | 11/30/2022
CHI-MOB3 | 7101 Newport Ave | Omaha | NE | 68152-2164 | Douglas | NE23406 | Exempt 1999 LB-66 |  | 1997 | STATE INDUSTRIES | ELWH - Electric Water Heater |  | HWSD - Hot Water Dom/Potable | 5/31/1999
CHI-MOB3 | 7101 Newport Ave | Omaha | NE | 68152-2164 | Douglas | NE42157 | Active | 664 | 2022 | Les Inc/Aldrich Co | FTVT - Firetube Vertical TB | boiler room | HWHT - Hot Water Heat | 11/30/2026
CHI-MOB3 | 7101 Newport Ave | Omaha | NE | 68152-2164 | Douglas | NE42158 | Active | 663 | 2022 | Les Inc/Aldrich Co | FTVT - Firetube Vertical TB | boiler room | HWHT - Hot Water Heat | 11/30/2026
MAX I WALKERS | 7102 N 30th St | Omaha | NE | 68112-3168 | Douglas | NE03337 | Inactive | 16635 | 1969 | PARKER BOILER CO | WT - Water Tube Boiler | 1 FLOOR BOILER ROOM | PROC - Process Steam | 6/30/2001
MAX I WALKERS | 7102 N 30th St | Omaha | NE | 68112-3168 | Douglas | NE05277 | Scrapped/Junked |  | 1990 | SLANT FIN |  |  | HWHT - Hot Water Heat | 6/30/1999
VILLAGE CLEANERS | 711 N 120th St | Omaha | NE | 68154-4212 | Douglas | NE03451 | Scrapped/Junked | 40754 | 1989 | PM LATTNER MFR COMPANY | FT - Firetube Boiler | BOILER ROOM | PROC - Process Steam | 2/28/2002
Super 8 Motel | 7111 Spring St | Omaha | NE | 68106-3576 | Douglas | NE14846 | Scrapped/Junked | 121318 | 2009 | Rheem/Ruud | CHWH - ASME/Fired Water Heater | Laundry Area | HWSD - Hot Water Dom/Potable | 7/31/2023
Super 8 Motel | 7111 Spring St | Omaha | NE | 68106-3576 | Douglas | NE21671 | Exempt 1999 LB-66 |  | 1996 | AO SMITH | AHWH - ANSI/Fired Water Htr | LAUNDRY ROOM | HWSD - Hot Water Dom/Potable | 8/31/2000
Super 8 Motel | 7111 Spring St | Omaha | NE | 68106-3576 | Douglas | NE21672 | Scrapped/Junked | 34768 | 1996 | AOSM | CHWH - ASME/Fired Water Heater | EQUIPMENT ROOM | HWSD - Hot Water Dom/Potable | 10/31/2009
Irvington Volunteer Fire Dept | 7111 Stargrass Rd | Omaha | NE | 68152-1407 | Douglas | NE28579 | Active | 343262 | 2018 | Lochinvar | WT - Water Tube Boiler | mech room | HWHT - Hot Water Heat | 2/28/2027
Langston Apartments | 7112 Jones Cir | Omaha | NE | 68106-1081 | Douglas | NE21778 | Active | 33911 | 1990 | STAT | CHWH - ASME/Fired Water Heater | EQUIPMENT ROOM | HWSD - Hot Water Dom/Potable | 9/30/2026
Annex Apartments | 7114 Jones Cir | Omaha | NE | 68106-1082 | Douglas | NE21777 | Scrapped/Junked | 33889 | 1990 | STAT | CHWH - ASME/Fired Water Heater | EQUIPMENT ROOM | HWSD - Hot Water Dom/Potable | 6/30/2012
ANNEX APARTMENTS | 7118 Jones Cir | Omaha | NE | 68106-1055 | Douglas | NE21776 | Scrapped/Junked | SEE BELOW | 1991 | RHEEM MANUFACTURING CO | CHWH - ASME/Fired Water Heater | EQUIPMENT ROOM | HWSD - Hot Water Dom/Potable | 6/30/2007
LaLa Brand Products | 7122 J St | Omaha | NE | 68117-1016 | Douglas | NE09933 | Active | 11915 | 2002 | CLEA | FTSM - FTS Marine Dry Back | Boiler Room | PROC - Process Steam | 9/30/2026
LaLa Brand Products | 7122 J St | Omaha | NE | 68117-1016 | Douglas | NE09934 | Active | 11918 | 2002 | CLEA | FTSM - FTS Marine Dry Back | Boiler Room | PROC - Process Steam | 9/30/2026
LaLa Brand Products | 7122 J St | Omaha | NE | 68117-1016 | Douglas | NE25132 | Exempt | 9061 | 1996 | Unknown | UFPV - Unfired Pressure Vessel | ENGINE ROOM | 0017 - Ammonia Receiver | 12/31/2014
LaLa Brand Products | 7122 J St | Omaha | NE | 68117-1016 | Douglas | NE25133 | Exempt | 7435 | 1994 | Unknown | UFPV - Unfired Pressure Vessel | ENGINE ROOM | 0017 - Ammonia Receiver | 12/31/2014
LaLa Brand Products | 7122 J St | Omaha | NE | 68117-1016 | Douglas | NE25134 | Exempt | 13022 | 2003 | Unknown | UFPV - Unfired Pressure Vessel | ENGINE ROOM | 0017 - Ammonia Receiver | 12/31/2014
LaLa Brand Products | 7122 J St | Omaha | NE | 68117-1016 | Douglas | NE25135 | Exempt | 10188 | 1998 | Unknown | UFPV - Unfired Pressure Vessel | ENGINE ROOM | 0017 - Ammonia Receiver | 12/31/2014
MARBEE APARTMENTS | 714 S 36th St | Omaha | NE | 68105-1586 | Douglas | NE22920 | Exempt 1999 LB-66 |  | 1996 | STATE INDUSTRIES | AHWH - ANSI/Fired Water Htr |  | HWSD - Hot Water Dom/Potable | 2/29/2000
Community Alliance | 7150 Arbor Street | Omaha | NE | 68106 | Douglas | NE42257 | Active | 59 | 2022 | Riello | WT - Water Tube Boiler | Upstairs Boiler Room | HWHT - Hot Water Heat | 2/28/2027
Community Alliance | 7150 Arbor Street | Omaha | NE | 68106 | Douglas | NE42258 | Active | 75 | 2022 | Riello | WT - Water Tube Boiler | Upstairs Boiler Room | HWHT - Hot Water Heat | 2/28/2027
Community Alliance | 7150 Arbor Street | Omaha | NE | 68106 | Douglas | NE42259 | Active | 58 | 2022 | Riello | WT - Water Tube Boiler | Upstairs Boiler Room | HWHT - Hot Water Heat | 2/28/2027
Community Alliance | 7150 Arbor Street | Omaha | NE | 68106 | Douglas | NE42260 | Active | 74 | 2022 | Riello | WT - Water Tube Boiler | Upstairs Boiler Room | HWHT - Hot Water Heat | 2/28/2027
Community Alliance | 7150 Arbor Street | Omaha | NE | 68106 | Douglas | NE42261 | Active | 83 | 2022 | Riello | WT - Water Tube Boiler | Upstairs Boiler Room | HWHT - Hot Water Heat | 2/28/2027
Community Alliance | 7150 Arbor Street | Omaha | NE | 68106 | Douglas | NE42262 | Active | 78 | 2022 | Riello | WT - Water Tube Boiler | Upstairs Boiler Room | HWHT - Hot Water Heat | 2/28/2027
Women's Hospital Office Building | 717 N 190th Plz | Omaha | NE | 68022-3913 | Douglas | NE16067 | Active | 126293 | 2009 | PVI Industries | CHWH - ASME/Fired Water Heater | Boiler Room | HWSD - Hot Water Dom/Potable | 3/31/2027
Women's Hospital Office Building | 717 N 190th Plz | Omaha | NE | 68022-3913 | Douglas | NE16068 | Active | 128294 | 2009 | PVI Industries | CHWH - ASME/Fired Water Heater | Boiler Room | HWSD - Hot Water Dom/Potable | 3/31/2027
Women's Hospital Office Building | 717 N 190th Plz | Omaha | NE | 68022-3913 | Douglas | NE16069 | Active | 880 | 2009 | Unilux | WT - Water Tube Boiler | Mechanical Room | HWHT - Hot Water Heat | 3/31/2027
Women's Hospital Office Building | 717 N 190th Plz | Omaha | NE | 68022-3913 | Douglas | NE16070 | Active | 881 | 2009 | Unilux | WT - Water Tube Boiler | Mechanical Room | HWHT - Hot Water Heat | 3/31/2027
The Americas Plaza | 7171 Mercy Rd | Omaha | NE | 68106-2620 | Douglas | NE09315 | Scrapped/Junked | 16603 | 2007 | Les Inc/Aldrich Co | FTVT - Firetube Vertical TB | FIRST FLOOR | HWHT - Hot Water Heat | 3/31/2022
The Americas Plaza | 7171 Mercy Rd | Omaha | NE | 68106-2620 | Douglas | NE09316 | Scrapped/Junked | 16602 | 2007 | Les Inc/Aldrich Co | FTVT - Firetube Vertical TB | FIRST FLOOR | HWHT - Hot Water Heat | 3/31/2022
The Americas Plaza | 7171 Mercy Rd | Omaha | NE | 68106-2620 | Douglas | NE34187 | Scrapped/Junked |  | 1972 | KEWANEE | FTFB - Firetube-Firebox Boiler | 1ST FLOOR | HWHT - Hot Water Heat | 9/30/2007
Josie Harper Campus | 720 N 87th St | Omaha | NE | 68114-2852 | Douglas | NE06356 | Active | 13630 | 2004 | ALES | FTVT - Firetube Vertical TB | Mech Room | GLYC - Glycol Bldg Heat Sys | 3/31/2027
Josie Harper Campus | 720 N 87th St | Omaha | NE | 68114-2852 | Douglas | NE06357 | Active | 13629 | 2004 | ALES | FTVT - Firetube Vertical TB | Mech Room | GLYC - Glycol Bldg Heat Sys | 3/31/2027
Josie Harper Campus | 720 N 87th St | Omaha | NE | 68114-2852 | Douglas | NE06358 | Active | 114259 | 2004 | Pvi | CHWH - ASME/Fired Water Heater | Mech Room | HWSD - Hot Water Dom/Potable | 3/31/2027
Josie Harper Campus | 720 N 87th St | Omaha | NE | 68114-2852 | Douglas | NE06359 | Active | 114258 | 2004 | Pvi | CHWH - ASME/Fired Water Heater | Mech Room | HWSD - Hot Water Dom/Potable | 3/31/2027
FOREMAN & CLARK | 7200 Dodge St | Omaha | NE | 68114-3673 | Douglas | NE12905 | Inactive | 41522 | 1990 | PM LATTNER MFR COMPANY | ELBL - Electric Boiler |  | PROC - Process Steam | 9/30/1998
State Patrol Troop A - N. Omaha | 7200 World Communications Dr | Omaha | NE | 68122-4040 | Douglas | NE43752 | Active | 8697 | 2024 | Riello | WTSS - Watertube SS Steel | Mechanical Room | HWHT - Hot Water Heat | 10/31/2026
State Patrol Troop A - N. Omaha | 7200 World Communications Dr | Omaha | NE | 68122-4040 | Douglas | NE43753 | Active | 8651 | 2024 | Riello | WTSS - Watertube SS Steel | Mechanical Room | HWHT - Hot Water Heat | 10/31/2026
State Patrol Troop A - N. Omaha | 7200 World Communications Dr | Omaha | NE | 68122-4040 | Douglas | NE43754 | Active | 8691 | 2024 | Riello | WTSS - Watertube SS Steel | Mechanical Room | HWHT - Hot Water Heat | 10/31/2026
Freddys Steakburgers | 7201 Military Ave | Omaha | NE | 68134-3346 | Douglas | NE19285 | Scrapped/Junked | N/A | 1978 | Rite | WT - Water Tube Boiler | ROOF | HWHT - Hot Water Heat | 9/30/2011
QUALEX INC | 7204 Jones St | Omaha | NE | 68114-4645 | Douglas | NE00148 | Inactive | 68522 | 1997 | RAYPAK INC, CALIFORNIA | CPFT - Horiz Cpr Fin Boiler | BOILER ROOM | HWSP - Hot Water Non Potable Supply | 4/30/2005
QUALEX INC | 7204 Jones St | Omaha | NE | 68114-4645 | Douglas | NE01470 | Inactive | 174260 | 2000 | RAYPAK INC, CALIFORNIA | CPFT - Horiz Cpr Fin Boiler | BOILER ROOM | HWSP - Hot Water Non Potable Supply | 4/30/2005
QUALEX INC | 7204 Jones St | Omaha | NE | 68114-4645 | Douglas | NE17646 | Scrapped/Junked |  | 1989 | AO SMITH | AHWH - ANSI/Fired Water Htr |  | HWSD - Hot Water Dom/Potable | 3/31/1999
QUALEX INC | 7204 Jones St | Omaha | NE | 68114-4645 | Douglas | NE17647 | Scrapped/Junked |  | 1988 | AO SMITH | AHWH - ANSI/Fired Water Htr |  | HWSD - Hot Water Dom/Potable | 3/31/1999
QUALEX INC | 7204 Jones St | Omaha | NE | 68114-4645 | Douglas | NE18807 | Scrapped/Junked |  | 1996 | PEERLESS HEATER COMPANY |  |  | PROC - Process Steam | 3/31/1999
QUALEX INC | 7204 Jones St | Omaha | NE | 68114-4645 | Douglas | NE30203 | Scrapped/Junked | 13088 | 1989 | LOCHINVAR | WT - Water Tube Boiler | BOILER ROOM | HWHT - Hot Water Heat | 3/31/1999
QUALEX INC | 7204 Jones St | Omaha | NE | 68114-4645 | Douglas | NE34873 | Scrapped/Junked |  | 1983 | PEERLESS HEATER COMPANY |  | BOILER ROOM | HWHT - Hot Water Heat | 3/31/1999
Omaha Central Library | 7205 Dodge St | Omaha | NE | 68114-3611 | Douglas | NE43600 | Active | 2122 | 2024 | Fulton | FTVT - Firetube Vertical TB | Penthouse | HWHT - Hot Water Heat | 8/31/2026
Omaha Central Library | 7205 Dodge St | Omaha | NE | 68114-3611 | Douglas | NE43701 | Active | 2310 | 2024 | Fulton | FTVT - Firetube Vertical TB | Penthouse | HWHT - Hot Water Heat | 8/31/2026
Anthony's Steak House | 7220 F St | Omaha | NE | 68127-1811 | Douglas | NE06151 | Scrapped/Junked | 10173 | 1999 | Vulcan | FTSO - Ft Shell/No Tubes | KITCHEN | 0021 - Steam Supp Cooker/Kettle | 6/30/2016
Anthony's Steak House | 7220 F St | Omaha | NE | 68127-1811 | Douglas | NE18322 | Scrapped/Junked | 39957 | 1987 | Market Forge Industries | FT - Firetube Boiler | KITCHEN | 0021 - Steam Supp Cooker/Kettle | 4/30/2005
Anthony's Steak House | 7220 F St | Omaha | NE | 68127-1811 | Douglas | NE26296 | Scrapped/Junked | 76587 | 2015 | Market Forge Industries | FT - Firetube Boiler | KITCHEN | 0021 - Steam Supp Cooker/Kettle | 5/31/2021
Creighton University - Jelinek Building | 723 N 18th St | Omaha | NE | 68178-0029 | Douglas | NE03444 | Inactive |  | 1986 | BURNHAM COMM/INDUST |  | BOILER ROOM | HWHT - Hot Water Heat | 4/30/2001
Max I Walkers | 724 N 16th St | Omaha | NE | 68102-4714 | Douglas | NE03704 | Scrapped/Junked | 40167 | 1977 | Cleaver Brooks | FTSM - FTS Marine Dry Back | 1ST FLOOR | PROC - Process Steam | 5/31/2020
Sheppard's Business Int | 725 S 72nd St | Omaha | NE | 68114-4613 | Douglas | NE15522 | Scrapped/Junked | N/A | 1985 | Burnham | CI - Cast Iron | BOILER ROOM | HWHT - Hot Water Heat | 3/31/2022
Sheppard's Business Int | 725 S 72nd St | Omaha | NE | 68114-4613 | Douglas | NE15523 | Scrapped/Junked | N/A | 1985 | Burnham | CI - Cast Iron | BOILER ROOM | HWHT - Hot Water Heat | 3/31/2021
Sheppard's Business Int | 725 S 72nd St | Omaha | NE | 68114-4613 | Douglas | NE15524 | Scrapped/Junked | N/A | 1985 | Burnham | CI - Cast Iron | BOILER ROOM | HWHT - Hot Water Heat | 3/31/2022
Sheppard's Business Int | 725 S 72nd St | Omaha | NE | 68114-4613 | Douglas | NE41269 | Active | 223176 | 2021 | AIC | COND - Condenser | Boiler Room | HWHT - Hot Water Heat | 3/31/2027
Sheppard's Business Int | 725 S 72nd St | Omaha | NE | 68114-4613 | Douglas | NE41270 | Active | 223173 | 2021 | AIC | COND - Condenser | Boiler Room | HWHT - Hot Water Heat | 3/31/2027
Lifegate Church-BMIC#424064 | 726 S 55th St | Omaha | NE | 68106-1364 | Douglas | NE20041 | Exempt 1999 LB-66 |  | 1990 | AO SMITH | AHWH - ANSI/Fired Water Htr |  | HWSD - Hot Water Dom/Potable | 6/30/1999
Lifegate Church-BMIC#424064 | 726 S 55th St | Omaha | NE | 68106-1364 | Douglas | NE24834 | Active | 19031 | 2013 | Aldrich | FTHT - Firetube Horizontal | Basement | STHT - Steam-Heat | 5/31/2025
Lifegate Church-BMIC#424064 | 726 S 55th St | Omaha | NE | 68106-1364 | Douglas | NE35304 | Scrapped/Junked | n/a | 1955 | Kewanee | FTFB - Firetube-Firebox Boiler | BOILER ROOM | STHT - Steam-Heat | 5/31/2014
Lifegate Church-BMIC#424064 | 726 S 55th St | Omaha | NE | 68106-1364 | Douglas | NE35305 | Inactive | N/A | 1955 | Kewanee | FTFB - Firetube-Firebox Boiler | BOILER ROOM | STHT - Steam-Heat | 5/31/2011
CHI Alegent Creighton Health Service Center | 7261 Mercy Rd | Omaha | NE | 68124-2311 | Douglas | NE04784 | Scrapped/Junked | 39490 | 1985 | KEWANEE | FTFB - Firetube-Firebox Boiler | BOILER ROOM | STHT - Steam-Heat | 6/30/2002
CHI Alegent Creighton Health Service Center | 7261 Mercy Rd | Omaha | NE | 68124-2311 | Douglas | NE04788 | Scrapped/Junked | 6125 | 1968 | KEWA | FTSM - FTS Marine Dry Back | BOILER ROOM | STHT - Steam-Heat | 6/30/2013
CHI Alegent Creighton Health Service Center | 7261 Mercy Rd | Omaha | NE | 68124-2311 | Douglas | NE04793 | Scrapped/Junked | 6578 | 1968 | KEWA | FTSM - FTS Marine Dry Back | BOILER ROOM | STHT - Steam-Heat | 6/30/2013
CHI Alegent Creighton Health Service Center | 7261 Mercy Rd | Omaha | NE | 68124-2311 | Douglas | NE21358 | Inactive | 47593 | 1997 | PM LATTNER MFR COMPANY | ELBL - Electric Boiler | BOILER ROOM | HUMI - Humidifier/Humidity Contr | 6/30/2002
CHI Alegent Creighton Health Service Center | 7261 Mercy Rd | Omaha | NE | 68124-2311 | Douglas | NE21365 | Inactive | 47594 | 1996 | PM LATTNER MFR COMPANY | ELBL - Electric Boiler | BOILER ROOM | HUMI - Humidifier/Humidity Contr | 6/30/2002
CHI Alegent Creighton Health Service Center | 7261 Mercy Rd | Omaha | NE | 68124-2311 | Douglas | NE23975 | Active | 65521 | 2013 | Aerco | COND - Condenser | mech room | HWHT - Hot Water Heat | 1/31/2027
CHI Alegent Creighton Health Service Center | 7261 Mercy Rd | Omaha | NE | 68124-2311 | Douglas | NE23976 | Active | 65522 | 2013 | Aerco | COND - Condenser | mech room | HWHT - Hot Water Heat | 1/31/2027
CHI Alegent Creighton Health Service Center | 7261 Mercy Rd | Omaha | NE | 68124-2311 | Douglas | NE23977 | Active | 65524 | 2013 | Aerco | COND - Condenser | mech room | HWHT - Hot Water Heat | 1/31/2027
Sisters Of Mercy | 7262 Mercy Rd | Omaha | NE | 68124-2389 | Douglas | NE01718 | Active | 50882 | 1999 | Kewanee | FTFB - Firetube-Firebox Boiler | EQUIPMENT ROOM | HWHT - Hot Water Heat | 10/31/2025
7270 Cedar St Building | 7270 Cedar St | Omaha | NE | 68124-2310 | Douglas | NE05235 | Scrapped/Junked | 105082 | 1992 | Raypak | CPFT - Horiz Cpr Fin Boiler | BOILER ROOM | HWSD - Hot Water Dom/Potable | 4/30/2021
7270 Cedar St Building | 7270 Cedar St | Omaha | NE | 68124-2310 | Douglas | NE23211 | Exempt 1999 LB-66 |  | 1991 | TELEDYNE LAARS | CHWH - ASME/Fired Water Heater |  | HWSD - Hot Water Dom/Potable | 4/30/2000
7270 Cedar St Building | 7270 Cedar St | Omaha | NE | 68124-2310 | Douglas | NE23212 | Exempt 1999 LB-66 |  | 1991 | TELEDYNE LAARS | WT - Water Tube Boiler | POOL | IPHT - Indoor Pool Heater | 4/30/2000
7270 Cedar St Building | 7270 Cedar St | Omaha | NE | 68124-2310 | Douglas | NE35516 | Scrapped/Junked | 4098 | 1981 | Rite Eng | WT - Water Tube Boiler | BOILER ROOM | HWHT - Hot Water Heat | 4/30/2021
7270 Cedar St Building | 7270 Cedar St | Omaha | NE | 68124-2310 | Douglas | NE35517 | Scrapped/Junked | 4099 | 1981 | Rite Engineering Corp | WT - Water Tube Boiler | BOILER ROOM | HWHT - Hot Water Heat | 4/30/2021
Elemental Scientific Inc. | 7277 World Communications Dr | Omaha | NE | 68122-4061 | Douglas | NE21865 | Scrapped/Junked | 39572 | 1997 | BRYA | CI - Cast Iron | EQUIP ROOM | HWHT - Hot Water Heat | 1/31/2018
Elemental Scientific Inc. | 7277 World Communications Dr | Omaha | NE | 68122-4061 | Douglas | NE21866 | Scrapped/Junked | 66286 | 1997 | AOSM | CHWH - ASME/Fired Water Heater | EQUIP ROOM | HWSD - Hot Water Dom/Potable | 1/31/2019
Elemental Scientific Inc. | 7277 World Communications Dr | Omaha | NE | 68122-4061 | Douglas | NE43019 | Active | 82633 | 2017 | Lochinvar | FTVT - Firetube Vertical TB | Boiler Room | HWHT - Hot Water Heat | 12/31/2026
Elemental Scientific Inc. | 7277 World Communications Dr | Omaha | NE | 68122-4061 | Douglas | NE43020 | Active | 82627 | 2017 | Lochinvar | FTVT - Firetube Vertical TB | Boiler Room | HWHT - Hot Water Heat | 12/31/2026
UNMC Center for Successful Aging | 730 S 38th Ave | Omaha | NE | 68105-1107 | Douglas | NE18764 | Active | 135144 | 2012 | PVI Industries | FTVT - Firetube Vertical TB | Boiler Room | HWSD - Hot Water Dom/Potable | 9/30/2026
UNMC Center for Successful Aging | 730 S 38th Ave | Omaha | NE | 68105-1107 | Douglas | NE18765 | Active | 17659 | 2009 | Les Inc/Aldrich Co | FTVT - Firetube Vertical TB | Boiler Room | HWHT - Hot Water Heat | 9/30/2026
UNMC Center for Successful Aging | 730 S 38th Ave | Omaha | NE | 68105-1107 | Douglas | NE18766 | Active | 17657 | 2009 | Les Inc/Aldrich Co | FTVT - Firetube Vertical TB | Boiler Room | HWHT - Hot Water Heat | 9/30/2026
UNMC Center for Successful Aging | 730 S 38th Ave | Omaha | NE | 68105-1107 | Douglas | NE18767 | Active | 17658 | 2009 | Les Inc/Aldrich Co | FTVT - Firetube Vertical TB | Boiler Room | HWHT - Hot Water Heat | 9/30/2026
Poling Place 2, Inc | 7300 F St | Omaha | NE | 68127-1812 | Douglas | NE03466 | Inactive | N/A | 1967 | American Standard | CI - Cast Iron | BOILER ROOM | HWHT - Hot Water Heat | 1/31/2013
Modern Heights | 7300 Graceland Dr | Omaha | NE | 68134-4358 | Douglas | NE16302 | Inactive | 35721 | 1981 | Kewanee | FTSM - FTS Marine Dry Back | BOILER ROOM | HWHT - Hot Water Heat | 2/28/2023
Modern Heights | 7300 Graceland Dr | Omaha | NE | 68134-4358 | Douglas | NE16303 | Out of Service | 35676 | 1983 | Kewanee | FT - Firetube Boiler | BOILER ROOM | HWHT - Hot Water Heat | 2/28/2022
Modern Heights | 7300 Graceland Dr | Omaha | NE | 68134-4358 | Douglas | NE16304 | Inactive | 39867 | 1986 | Kewanee | FTFB - Firetube-Firebox Boiler | BOILER ROOM | HWHT - Hot Water Heat | 2/28/2020
Modern Heights | 7300 Graceland Dr | Omaha | NE | 68134-4358 | Douglas | NE16496 | Scrapped/Junked | 43806 | 1991 | Kewanee | FTFB - Firetube-Firebox Boiler | BOILER ROOM | HWDP - Hotwater Heat & Dom Supply | 2/28/2024
Modern Heights | 7300 Graceland Dr | Omaha | NE | 68134-4358 | Douglas | NE16497 | Scrapped/Junked | 43807 | 1991 | Kewanee | FTFB - Firetube-Firebox Boiler | BOILER ROOM | HWDP - Hotwater Heat & Dom Supply | 2/28/2025
Modern Heights | 7300 Graceland Dr | Omaha | NE | 68134-4358 | Douglas | NE43068 | Active | 6507 | 2024 | Riello | WTSS - Watertube SS Steel | Boiler Room | HWHT - Hot Water Heat | 2/28/2025
Modern Heights | 7300 Graceland Dr | Omaha | NE | 68134-4358 | Douglas | NE43069 | Active | 6400 | 2024 | Riello | WTSS - Watertube SS Steel | Boiler Room | HWHT - Hot Water Heat | 2/28/2027
Modern Heights | 7300 Graceland Dr | Omaha | NE | 68134-4358 | Douglas | NE43070 | Active | 6399 | 2024 | Riello | WTSS - Watertube SS Steel | Boiler Room | HWHT - Hot Water Heat | 2/28/2027
Modern Heights | 7300 Graceland Dr | Omaha | NE | 68134-4358 | Douglas | NE43071 | Active | 6512 | 2024 | Riello | WTSS - Watertube SS Steel | Boiler Room | HWHT - Hot Water Heat | 2/28/2027
Modern Heights | 7300 Graceland Dr | Omaha | NE | 68134-4358 | Douglas | NE43072 | Active | 7168 | 2024 | Riello | WTSS - Watertube SS Steel | Boiler Room | HWHT - Hot Water Heat | 2/28/2025
Modern Heights | 7300 Graceland Dr | Omaha | NE | 68134-4358 | Douglas | NE43073 | Active | 7170 | 2024 | Riello | WTSS - Watertube SS Steel | Boiler Room | HWHT - Hot Water Heat | 2/28/2027
Modern Heights | 7300 Graceland Dr | Omaha | NE | 68134-4358 | Douglas | NE43074 | Active | 7173 | 2024 | Riello | WTSS - Watertube SS Steel | Boiler Room | HWHT - Hot Water Heat | 2/28/2027
Modern Heights | 7300 Graceland Dr | Omaha | NE | 68134-4358 | Douglas | NE43075 | Active | 7171 | 2024 | Riello | WTSS - Watertube SS Steel | Boiler Room | HWHT - Hot Water Heat | 2/28/2027
Modern Heights | 7300 Graceland Dr | Omaha | NE | 68134-4358 | Douglas | NE43076 | Active | 7169 | 2024 | Riello | WTSS - Watertube SS Steel | Boiler Room | HWHT - Hot Water Heat | 2/28/2027
Modern Heights | 7300 Graceland Dr | Omaha | NE | 68134-4358 | Douglas | NE43077 | Active | 7161 | 2024 | Riello | WTSS - Watertube SS Steel | Boiler Room | HWHT - Hot Water Heat | 2/28/2027
Modern Heights | 7300 Graceland Dr | Omaha | NE | 68134-4358 | Douglas | NE43078 | Active | 433929 | 2024 | PVI / AIC | CHWH - ASME/Fired Water Heater | Boiler Room | HWSD - Hot Water Dom/Potable | 2/28/2025
Modern Heights | 7300 Graceland Dr | Omaha | NE | 68134-4358 | Douglas | NE43079 | Active | 433913 | 2024 | PVI / AIC | CHWH - ASME/Fired Water Heater | Boiler Room | HWSD - Hot Water Dom/Potable | 2/28/2025
Modern Heights | 7300 Graceland Dr | Omaha | NE | 68134-4358 | Douglas | NE43080 | Active | 423094 | 2024 | PVI / AIC | CHWH - ASME/Fired Water Heater | Boiler Room | HWSD - Hot Water Dom/Potable | 2/28/2025
Fiserv | 7301-7305 Pacific St | Omaha | NE | 68114-5452 | Douglas | NE09066 | Scrapped/Junked | 69228 | 2002 | Weben-Jarco | COWH - Coil Type Water Heater | Boiler Room | HWSD - Hot Water Dom/Potable | 11/30/2021
Fiserv | 7301-7305 Pacific St | Omaha | NE | 68114-5452 | Douglas | NE16476 | Scrapped/Junked | 6822 | 1990 | Aldrich | FT - Firetube Boiler | 7305 Pacific | HWHT - Hot Water Heat | 11/30/2024
Fiserv | 7301-7305 Pacific St | Omaha | NE | 68114-5452 | Douglas | NE16477 | Scrapped/Junked | 6824 | 1990 | Aldrich | FT - Firetube Boiler | 7305 Pacific | HWHT - Hot Water Heat | 11/30/2024
Fiserv | 7301-7305 Pacific St | Omaha | NE | 68114-5452 | Douglas | NE16478 | Out of Service | 6823 | 1990 | Aldrich | FT - Firetube Boiler | 7305 Pacific | HWHT - Hot Water Heat | 11/30/2014
Fiserv | 7301-7305 Pacific St | Omaha | NE | 68114-5452 | Douglas | NE16479 | Scrapped/Junked | 6821 | 1990 | Aldrich | FT - Firetube Boiler | 7305 Pacific | HWHT - Hot Water Heat | 11/30/2024
Fiserv | 7301-7305 Pacific St | Omaha | NE | 68114-5452 | Douglas | NE16480 | Scrapped/Junked | 15355 | 1990 | Weben-Jarco | COBL - Coil Type Boiler | 7305 Pacific | HWSD - Hot Water Dom/Potable | 11/30/2008
Fiserv | 7301-7305 Pacific St | Omaha | NE | 68114-5452 | Douglas | NE27741 | Scrapped/Junked | 20107 | 2018 | Aldrich | FTVT - Firetube Vertical TB | boiler room | HWHT - Hot Water Heat | 11/30/2024
Fiserv | 7301-7305 Pacific St | Omaha | NE | 68114-5452 | Douglas | NE42788 | Active | 21448 | 2023 | Aldrich | FT - Firetube Boiler | 7305 Pacific | HWHT - Hot Water Heat | 11/30/2026
Fiserv | 7301-7305 Pacific St | Omaha | NE | 68114-5452 | Douglas | NE42789 | Active | 21449 | 2023 | Aldrich | FT - Firetube Boiler | 7305 Pacific | HWHT - Hot Water Heat | 11/30/2026
Fiserv | 7301-7305 Pacific St | Omaha | NE | 68114-5452 | Douglas | NE42790 | Active | 21452 | 2023 | Aldrich | FT - Firetube Boiler | 7305 Pacific | HWHT - Hot Water Heat | 11/30/2026
Montessori Childrens Room | 7302 Burt St | Omaha | NE | 68114-3212 | Douglas | NE06460 | Inactive | 144331 | 2004 | COLUMBIA BOILER CO | ELBL - Electric Boiler | EQUIPMENT ROOM | HWHT - Hot Water Heat | 9/30/2007
Montessori Childrens Room | 7302 Burt St | Omaha | NE | 68114-3212 | Douglas | NE09310 | Inactive | 48188 | 2007 | Giannoni France | WT - Water Tube Boiler | EQUIP ROOM | HWHT - Hot Water Heat | 12/31/2017
Fiserv | 7302-7330 Pacific St | Omaha | NE | 68114-5448 | Douglas | NE14986 | Scrapped/Junked | 17388 | 1987 | Burnham America | FT - Firetube Boiler | 7302 Pacific Blr Rm | HWHT - Hot Water Heat | 9/30/2021
Fiserv | 7302-7330 Pacific St | Omaha | NE | 68114-5448 | Douglas | NE14987 | Scrapped/Junked |  | 1967 | Amst | CI - Cast Iron | Equipmant Room |  | 11/30/2003
Fiserv | 7302-7330 Pacific St | Omaha | NE | 68114-5448 | Douglas | NE14988 | Scrapped/Junked |  | 1967 | Amst | CI - Cast Iron | Equipment Room |  | 11/30/2003
Fiserv | 7302-7330 Pacific St | Omaha | NE | 68114-5448 | Douglas | NE17603 | Out of Service | 11392 | 1985 | A O Smith | ELWH - Electric Water Heater | Boiler Rm | HWSP - Hot Water Non Potable Supply | 9/30/2021
THE APARTMENT | 7305 Grant St | Omaha | NE | 68134-6922 | Douglas | NE12952 | Exempt 1999 LB-66 |  | 1984 | AO SMITH | AHWH - ANSI/Fired Water Htr |  | HWSD - Hot Water Dom/Potable | 11/30/1999
THE LUND COMPANY | 7310 WOOLWORTH AVE | OMAHA | NE | 68106 | Douglas | NE08575 | Inactive | 3564 | 1962 | BURNHAM COMM/INDUST | FTFB - Firetube-Firebox Boiler | BOILER ROOM | HWHT - Hot Water Heat | 9/30/2006
THE APARTMENT | 7311 Grant St | Omaha | NE | 68134-6923 | Douglas | NE12951 | Exempt 1999 LB-66 |  | 1987 | AO SMITH | AHWH - ANSI/Fired Water Htr |  | HWSD - Hot Water Dom/Potable | 11/30/1999
A-1 DISCOUNT CLEANERS | 7312 Harrison St | Ralston | NE | 68128-2904 | Douglas | NE04985 | Inactive | 42094 | 1991 | PM LATTNER MFR COMPANY | FTVT - Firetube Vertical TB |  | PROC - Process Steam | 10/31/2000
A-1 DISCOUNT CLEANERS | 7312 Harrison St | Ralston | NE | 68128-2904 | Douglas | NE04986 | Inactive | 13088 | 1989 | WEBEN JARCO | COBL - Coil Type Boiler |  | HWSP - Hot Water Non Potable Supply | 10/31/2000
BAKER'S SUPERMARKET | 7312 N 30th St | Omaha | NE | 68112-2821 | Douglas | NE05812 | Exempt 1999 LB-66 |  | 1998 | AO SMITH | AHWH - ANSI/Fired Water Htr |  | HWSD - Hot Water Dom/Potable | 5/31/2000
Hickory Villa | 7315 Hickory St | Omaha | NE | 68124-1677 | Douglas | NE13844 | Scrapped/Junked | 83470 | 2008 | BRADFORD-WHITE | CHWH - ASME/Fired Water Heater | BOILER ROOM | HWSD - Hot Water Dom/Potable | 3/31/2017
Hickory Villa | 7315 Hickory St | Omaha | NE | 68124-1677 | Douglas | NE14791 | Scrapped/Junked | n/a | 1988 | Dunkirk | CI - Cast Iron | FIRST FLOOR | HWHT - Hot Water Heat | 3/31/2014
Hickory Villa | 7315 Hickory St | Omaha | NE | 68124-1677 | Douglas | NE14792 | Scrapped/Junked | n/a | 1988 | Dunkirk | CI - Cast Iron | FIRST FLOOR | HWHT - Hot Water Heat | 3/31/2014
Hickory Villa | 7315 Hickory St | Omaha | NE | 68124-1677 | Douglas | NE14793 | Scrapped/Junked | 47230 | 1987 | RUUD | CHWH - ASME/Fired Water Heater | FIRST FLOOR | HWSD - Hot Water Dom/Potable | 12/31/1998
Hickory Villa | 7315 Hickory St | Omaha | NE | 68124-1677 | Douglas | NE21333 | Exempt 1999 LB-66 |  | 1997 | RHEEM MANUFACTURING CO | AHWH - ANSI/Fired Water Htr | KITCHEN | HWSD - Hot Water Dom/Potable | 12/31/1999
Hickory Villa | 7315 Hickory St | Omaha | NE | 68124-1677 | Douglas | NE24889 | Active | 317878 | 2014 | Lochinvar | COND - Condenser | boiler room | HWHT - Hot Water Heat | 3/31/2026
Hickory Villa | 7315 Hickory St | Omaha | NE | 68124-1677 | Douglas | NE24890 | Active | 317891 | 2014 | Lochinvar | COND - Condenser | boiler room | HWHT - Hot Water Heat | 3/31/2026
Hickory Villa | 7315 Hickory St | Omaha | NE | 68124-1677 | Douglas | NE24903 | Scrapped/Junked | 77453 | 1998 | RHEE | CHWH - ASME/Fired Water Heater | KITCHEN | HWSD - Hot Water Dom/Potable | 3/31/2009
THE APARTMENT | 7317 Grant St | Omaha | NE | 68134-6924 | Douglas | NE12950 | Exempt 1999 LB-66 |  | 1987 | AO SMITH | AHWH - ANSI/Fired Water Htr |  | HWSD - Hot Water Dom/Potable | 11/30/1999
THE APARTMENT | 7329 Grant St | Omaha | NE | 68134-6926 | Douglas | NE12948 | Exempt 1999 LB-66 |  | 1984 | AO SMITH | AHWH - ANSI/Fired Water Htr |  | HWSD - Hot Water Dom/Potable | 11/30/1999
THE APARTMENT | 7329 Grant St | Omaha | NE | 68134-6926 | Douglas | NE12949 | Exempt 1999 LB-66 |  | 1986 | AO SMITH | AHWH - ANSI/Fired Water Htr |  | HWSD - Hot Water Dom/Potable | 11/30/1999
THE APARTMENT | 7335 Grant St | Omaha | NE | 68134-6927 | Douglas | NE12947 | Exempt 1999 LB-66 |  | 1986 | AO SMITH | AHWH - ANSI/Fired Water Htr |  | HWSD - Hot Water Dom/Potable | 11/30/1999
Menard's | 7337 L St | Omaha | NE | 68127-1846 | Douglas | NE23956 | Active | 223609 | 2012 | Giannoni France | WT - Water Tube Boiler | boiler room/janitorial closet | GLFH - Glycol Floor Heat System | 1/31/2027
THE APARTMENT | 7341 Grant St | Omaha | NE | 68134-6929 | Douglas | NE12945 | Exempt 1999 LB-66 |  | 1982 | RHEEM MANUFACTURING CO | AHWH - ANSI/Fired Water Htr |  | HWSD - Hot Water Dom/Potable | 11/30/1999
THE APARTMENT | 7347 Grant St | Omaha | NE | 68134-6931 | Douglas | NE12946 | Exempt 1999 LB-66 |  | 1987 | AO SMITH | AHWH - ANSI/Fired Water Htr |  | HWSD - Hot Water Dom/Potable | 11/30/1999
THE APARTMENT | 7353 Grant St | Omaha | NE | 68134-6965 | Douglas | NE12944 | Exempt 1999 LB-66 |  | 1996 | AO SMITH | AHWH - ANSI/Fired Water Htr |  | HWSD - Hot Water Dom/Potable | 11/30/1999
THE APARTMENT | 7365 Grant St | Omaha | NE | 68134-6964 | Douglas | NE12938 | Exempt 1999 LB-66 |  | 1987 | AO SMITH | AHWH - ANSI/Fired Water Htr |  | HWSD - Hot Water Dom/Potable | 11/30/1999
THE APARTMENT | 7365 Grant St | Omaha | NE | 68134-6964 | Douglas | NE12939 | Exempt 1999 LB-66 |  | 1987 | AO SMITH | AHWH - ANSI/Fired Water Htr |  | HWSD - Hot Water Dom/Potable | 11/30/1999
Cambria Hotel | 740 N 14th St | Omaha | NE | 68102 | Douglas | NE27745 | Active | 239933 | 2018 | AO SMITH | CHWH - ASME/Fired Water Heater | Mech Room | HWSD - Hot Water Dom/Potable | 12/31/2026
Cambria Hotel | 740 N 14th St | Omaha | NE | 68102 | Douglas | NE27746 | Active | 238838 | 2018 | AO SMITH | CHWH - ASME/Fired Water Heater | Mech Room | HWSD - Hot Water Dom/Potable | 12/31/2026
Cambria Hotel | 740 N 14th St | Omaha | NE | 68102 | Douglas | NE27747 | Active | 238981 | 2018 | AO SMITH | CHWH - ASME/Fired Water Heater | Mech Room | HWSD - Hot Water Dom/Potable | 12/31/2026
Cambria Hotel | 740 N 14th St | Omaha | NE | 68102 | Douglas | NE27748 | Active | 239796 | 2018 | AO SMITH | CHWH - ASME/Fired Water Heater | Mech Room | HWSD - Hot Water Dom/Potable | 12/31/2026
Crossroads Mall | 7400 Dodge St | Omaha | NE | 68114-3612 | Douglas | NE04996 | Scrapped/Junked | 17779 | 1986 | STATE INDUSTRIES | CHWH - ASME/Fired Water Heater | BOILER ROOM | HWSD - Hot Water Dom/Potable | 10/31/2007
Crossroads Mall | 7400 Dodge St | Omaha | NE | 68114-3612 | Douglas | NE35529 | Scrapped/Junked | none | 1960 | TITV | FTWB - FTS Marine Wet Back | BOILER ROOM | STHT - Steam-Heat | 10/31/2019
Crossroads Mall | 7400 Dodge St | Omaha | NE | 68114-3612 | Douglas | NE35530 | Scrapped/Junked | none | 1960 | TITV | FTWB - FTS Marine Wet Back | BOILER ROOM | STHT - Steam-Heat | 10/31/2019
Dillard's Dept Store #610 | 7400 Dodge St | Omaha | NE | 68114-3612 | Douglas | NE35571 | Out of Service | 1598 | 1985 | Ruud-Rheem | ELBL - Electric Boiler | ALTERATIONS BLR RM | PROC - Process Steam | 12/31/2005
CHILI'S GRILL & BAR | 7400 Dodge St # 242 | Omaha | NE | 68114-3612 | Douglas | NE10654 | Inactive | 72212 | 2002 | AO SMITH | CHWH - ASME/Fired Water Heater | KITCHEN | HWSD - Hot Water Dom/Potable | 1/31/2008
CHILI'S GRILL & BAR | 7400 Dodge St # 242 | Omaha | NE | 68114-3612 | Douglas | NE21793 | Scrapped/Junked | 21351 | 1993 | AO SMITH | CHWH - ASME/Fired Water Heater | KITCHEN | HWSD - Hot Water Dom/Potable | 5/31/2003
(1186066) Servants of Mary Convent | 7400 Military Ave | Omaha | NE | 68134-3351 | Douglas | NE06485 | Active | 14137 | 2005 | ALES | FTVT - Firetube Vertical TB | BOILER ROOM | HWHT - Hot Water Heat | 10/31/2026
(1186066) Servants of Mary Convent | 7400 Military Ave | Omaha | NE | 68134-3351 | Douglas | NE06486 | Active | 14139 | 2005 | ALES | FTVT - Firetube Vertical TB | EQUIPMENT ROOM | HWHT - Hot Water Heat | 10/31/2026
(1186066) Servants of Mary Convent | 7400 Military Ave | Omaha | NE | 68134-3351 | Douglas | NE06487 | Active | 14138 | 2005 | ALES | FTVT - Firetube Vertical TB | EQUIPMENT ROOM | HWHT - Hot Water Heat | 10/31/2026
(1186066) Servants of Mary Convent | 7400 Military Ave | Omaha | NE | 68134-3351 | Douglas | NE15821 | Scrapped/Junked | 118895 | 1990 | TELEDYNE LAARS | CPFT - Horiz Cpr Fin Boiler | BASEMENT | HWSD - Hot Water Dom/Potable | 8/31/2005
(1186066) Servants of Mary Convent | 7400 Military Ave | Omaha | NE | 68134-3351 | Douglas | NE32535 | Scrapped/Junked |  | 1954 | PACIFIC | FT - Firetube Boiler | BASEMENT | STHT - Steam-Heat | 8/31/2005
(1186066) Servants of Mary Convent | 7400 Military Ave | Omaha | NE | 68134-3351 | Douglas | NE32536 | Scrapped/Junked |  | 1954 | PACIFIC | FT - Firetube Boiler | BASEMENT | STHT - Steam-Heat | 8/31/2005
Marian High School | 7400 Military Ave | Omaha | NE | 68134-3351 | Douglas | NE18864 | Active | 143662 | 2010 | Lochinvar | CALU - Cast Aluminum | Boiler Room | HWHT - Hot Water Heat | 10/31/2026
Marian High School | 7400 Military Ave | Omaha | NE | 68134-3351 | Douglas | NE18865 | Active | 139298 | 2010 | Lochinvar | CALU - Cast Aluminum | Boiler Room | HWHT - Hot Water Heat | 10/31/2026
Marian High School | 7400 Military Ave | Omaha | NE | 68134-3351 | Douglas | NE32668 | Scrapped/Junked |  | 1966 | TELEDYNE LAARS | CPFT - Horiz Cpr Fin Boiler | KITCHEN | HWSD - Hot Water Dom/Potable | 8/31/2000
Marian High School | 7400 Military Ave | Omaha | NE | 68134-3351 | Douglas | NE34503 | Scrapped/Junked | 35629 | 1981 | KEWA | FTFB - Firetube-Firebox Boiler | HIGH SCHOOL BOILER | HWHT - Hot Water Heat | 8/31/2010
Marian High School | 7400 Military Ave | Omaha | NE | 68134-3351 | Douglas | NE34504 | Scrapped/Junked | 35623 | 1981 | KEWA | FTFB - Firetube-Firebox Boiler | HIGH SCHOOL BOILER | HWHT - Hot Water Heat | 8/31/2010
Springville Elementary | 7400 N 60th St | Omaha | NE | 68152-2013 | Douglas | NE08110 | Active | 168521 | 2006 | TELE | CPFT - Horiz Cpr Fin Boiler | BOILER ROOM | HWHT - Hot Water Heat | 12/31/2026
Springville Elementary | 7400 N 60th St | Omaha | NE | 68152-2013 | Douglas | NE31026 | Inactive |  | 1959 | KEWANEE | FTFB - Firetube-Firebox Boiler | BOILER ROOM | HWHT - Hot Water Heat | 12/31/2006
Springville Elementary | 7400 N 60th St | Omaha | NE | 68152-2013 | Douglas | NE31027 | Scrapped/Junked |  | 1952 | KEWANEE | FTFB - Firetube-Firebox Boiler |  | STHT - Steam-Heat | 6/30/2000
Springville Elementary | 7400 N 60th St | Omaha | NE | 68152-2013 | Douglas | NE31157 | Inactive | 8399 | 1964 | KEWANEE | FTFB - Firetube-Firebox Boiler | BOILER ROOM | HWHT - Hot Water Heat | 12/31/2006
Creighton Preparatory School | 7400 Western Ave | Omaha | NE | 68114-1833 | Douglas | NE14837 | Active | 54032 | 2009 | Aerco | FTVT - Firetube Vertical TB | boiler room | HWHT - Hot Water Heat | 10/31/2026
Creighton Preparatory School | 7400 Western Ave | Omaha | NE | 68114-1833 | Douglas | NE14838 | Active | 57076 | 2010 | Aerco | FTVT - Firetube Vertical TB | boiler room | HWHT - Hot Water Heat | 10/31/2026
Creighton Preparatory School | 7400 Western Ave | Omaha | NE | 68114-1833 | Douglas | NE14839 | Active | 55152 | 2010 | Aerco | FTVT - Firetube Vertical TB | boiler room | HWHT - Hot Water Heat | 10/31/2026
Creighton Preparatory School | 7400 Western Ave | Omaha | NE | 68114-1833 | Douglas | NE14840 | Active | 126039 | 2008 | PVI Industries | CHWH - ASME/Fired Water Heater | boiler room | HWDP - Hotwater Heat & Dom Supply | 10/31/2026
Creighton Preparatory School | 7400 Western Ave | Omaha | NE | 68114-1833 | Douglas | NE14841 | Active | 12640 | 2008 | PVI Industries | CHWH - ASME/Fired Water Heater | boiler room | HWDP - Hotwater Heat & Dom Supply | 10/31/2026
Creighton Preparatory School | 7400 Western Ave | Omaha | NE | 68114-1833 | Douglas | NE17361 | Scrapped/Junked | 44307 | 1992 | KEWA | FTFB - Firetube-Firebox Boiler | BOILER ROOM | STHT - Steam-Heat | 6/30/2009
Creighton Preparatory School | 7400 Western Ave | Omaha | NE | 68114-1833 | Douglas | NE20316 | Exempt 1999 LB-66 |  | 1992 | RHEEM MANUFACTURING CO | AHWH - ANSI/Fired Water Htr |  | HWSD - Hot Water Dom/Potable | 6/30/1999
Creighton Preparatory School | 7400 Western Ave | Omaha | NE | 68114-1833 | Douglas | NE20317 | Exempt 1999 LB-66 |  | 1992 | AO SMITH | AHWH - ANSI/Fired Water Htr |  | HWSD - Hot Water Dom/Potable | 6/30/1999
Creighton Preparatory School | 7400 Western Ave | Omaha | NE | 68114-1833 | Douglas | NE25516 | Active | 161459 | 1999 | Raypak | CPFT - Horiz Cpr Fin Boiler | BASEMENT | HWHT - Hot Water Heat | 10/31/2026
Creighton Preparatory School | 7400 Western Ave | Omaha | NE | 68114-1833 | Douglas | NE32031 | Scrapped/Junked |  | 1956 | KEWA | FTFB - Firetube-Firebox Boiler | BOILER ROOM | STHT - Steam-Heat | 6/30/2009
Creighton Preparatory School | 7400 Western Ave | Omaha | NE | 68114-1833 | Douglas | NE32032 | Scrapped/Junked |  | 1957 | KEWA | FTFB - Firetube-Firebox Boiler | BOILER ROOM | STHT - Steam-Heat | 6/30/2009
Creighton Preparatory School | 7400 Western Ave | Omaha | NE | 68114-1833 | Douglas | NE32175 | Scrapped/Junked | 2310 | 1973 | Ruud-Rheem | WT - Water Tube Boiler | BOILER ROOM | HWSD - Hot Water Dom/Potable | 6/30/2009
Creighton Preparatory School | 7400 Western Ave | Omaha | NE | 68114-1833 | Douglas | NE37500 | Scrapped/Junked | 20305 | 1982 | AO SMITH | CHWH - ASME/Fired Water Heater | KITCHEN | HWSD - Hot Water Dom/Potable | 6/30/2000
Creighton Preparatory School | 7400 Western Ave | Omaha | NE | 68114-1833 | Douglas | NE37501 | Scrapped/Junked | 20303 | 1982 | AO SMITH | CHWH - ASME/Fired Water Heater | KITCHEN | HWSD - Hot Water Dom/Potable | 6/30/2000
7402 N 30th St Building | 7402 N 30th St | Omaha | NE | 68112-2722 | Douglas | NE09932 | Active | 197285 | 2002 | Raypak, Inc. | CPFH - Copper Fin Water Heater | Equipment Room | HWSD - Hot Water Dom/Potable | 12/31/2024
Lumen | 7404 N 78th St | Omaha | NE | 68122-1510 | Douglas | NE11464 | Scrapped/Junked | 3681 | 1980 | PVI INDUSTRIES | ELBL - Electric Boiler | BASEMENT | HWSD - Hot Water Dom/Potable | 4/30/2007
Lumen | 7404 N 78th St | Omaha | NE | 68122-1510 | Douglas | NE12586 | Active | 16766 | 2006 | Precision | ELBL - Electric Boiler | Basement | HWHT - Hot Water Heat | 3/31/2026
Cedarwood Apartments | 7408 Cedar St | Omaha | NE | 68124-6314 | Douglas | NE17855 | Scrapped/Junked | n/a | 1963 | Aqua-Chem | WT - Water Tube Boiler | Equipment Room | HWHT - Hot Water Heat | 1/31/2020
ADS Biotec | 7409 Irvington Rd | Omaha | NE | 68122-1232 | Douglas | NE07642 | Active | 104395 | 2007 | Fulton | VTNT - Vertical Tubeless | WAREHOUSE | PROC - Process Steam | 5/31/2026
Emerald Nursing and Rehab Mercy | 7410 Mercy Rd | Omaha | NE | 68124-2317 | Douglas | NE24747 | Active | 391 | 1997 | RBI/Ruscio Brothers, Inc. | CPFT - Horiz Cpr Fin Boiler | Boiler Room | HWSD - Hot Water Dom/Potable | 1/31/2027
Emerald Nursing and Rehab Mercy | 7410 Mercy Rd | Omaha | NE | 68124-2317 | Douglas | NE37696 | Scrapped/Junked | 0 | 1972 | Kewanee Boiler Corp. | FTFB - Firetube-Firebox Boiler | Boiler Room | HWHT - Hot Water Heat | 1/31/2025
Emerald Nursing and Rehab Mercy | 7410 Mercy Rd | Omaha | NE | 68124-2317 | Douglas | NE43756 | Active | 33156 | 2023 | Burnham | FT - Firetube Boiler | Boiler Room | HWHT - Hot Water Heat | 1/31/2027
The Laundry Room | 7410 N 30th St | Omaha | NE | 68112-2722 | Douglas | NE28838 | Active | 299617 | 2020 | Laars | CHWH - ASME/Fired Water Heater | Mech Room | HWSD - Hot Water Dom/Potable | 4/30/2028
CHI-Hospice House | 7415 Cedar St | Omaha | NE | 68124-2367 | Douglas | NE01656 | Scrapped/Junked | 9100 | 1997 | ALES | FTVT - Firetube Vertical TB | Basement Mech Room | HWHT - Hot Water Heat | 10/31/2020
CHI-Hospice House | 7415 Cedar St | Omaha | NE | 68124-2367 | Douglas | NE01657 | Scrapped/Junked | 9099 | 1997 | ALES | FTVT - Firetube Vertical TB | Basment Mech Room | HWHT - Hot Water Heat | 10/31/2020
CHI-Hospice House | 7415 Cedar St | Omaha | NE | 68124-2367 | Douglas | NE01658 | Scrapped/Junked | 36894 | 1996 | AOSM | CHWH - ASME/Fired Water Heater | Basement Mech Room | HWSD - Hot Water Dom/Potable | 10/31/2020
CHI-Hospice House | 7415 Cedar St | Omaha | NE | 68124-2367 | Douglas | NE41795 | Active | 74681 | 2020 | PVI Industries | WT - Water Tube Boiler | basement | HWHT - Hot Water Heat | 9/30/2026
CHI-Hospice House | 7415 Cedar St | Omaha | NE | 68124-2367 | Douglas | NE41796 | Active | 71163 | 2020 | PVI Industries | WT - Water Tube Boiler | basement | HWHT - Hot Water Heat | 9/30/2026
CHI-Hospice House | 7415 Cedar St | Omaha | NE | 68124-2367 | Douglas | NE41797 | Active | 150634 | 2020 | PVI Industries | WT - Water Tube Boiler | basement | HWSD - Hot Water Dom/Potable | 9/30/2026
CHI-Hospice House | 7415 Cedar St | Omaha | NE | 68124-2367 | Douglas | NE43052 | Active | 409589 | 2023 | Lochinvar | FTVT - Firetube Vertical TB | Mechanical Room | HWHT - Hot Water Heat | 9/30/2026
THE APARTMENT | 7415 Grant St | Omaha | NE | 68134-6970 | Douglas | NE12931 | Exempt 1999 LB-66 |  | 1986 | AO SMITH | AHWH - ANSI/Fired Water Htr |  | HWSD - Hot Water Dom/Potable | 11/30/1999
THE APARTMENT | 7416 Blondo St | Omaha | NE | 68134-6914 | Douglas | NE12937 | Exempt 1999 LB-66 |  | 1982 | RHEEM MANUFACTURING CO | AHWH - ANSI/Fired Water Htr |  | HWSD - Hot Water Dom/Potable | 11/30/1999
Vacant Building | 7424 Dodge St | Omaha | NE | 68114-3616 | Douglas | NE17753 | Scrapped/Junked | None | 2007 | Peerless/Kingsley Group, LLC | CI - Cast Iron | Tire Store Basement BLRM | HWHT - Hot Water Heat | 3/31/2019
Vacant Building | 7424 Dodge St | Omaha | NE | 68114-3616 | Douglas | NE21790 | Scrapped/Junked | 9090 | 1997 | Aldrich Co./L.E.S. Inc. | FTVT - Firetube Vertical TB | 2nd Floor Mechanical Room | HWHT - Hot Water Heat | 3/31/2019
Vacant Building | 7424 Dodge St | Omaha | NE | 68114-3616 | Douglas | NE21791 | Scrapped/Junked | 9092 | 1997 | Aldrich Co./L.E.S. Inc. | FTVT - Firetube Vertical TB | 2nd Floor Mechanical Room | HWHT - Hot Water Heat | 3/31/2019
Vacant Building | 7424 Dodge St | Omaha | NE | 68114-3616 | Douglas | NE21792 | Scrapped/Junked | 9893 | 1981 | AO SMITH | COWH - Coil Type Water Heater | 2ND BLR ROOM | HWSD - Hot Water Dom/Potable | 3/31/2002
Restaurant Space | 7425 Dodge St Ste 103 | Omaha | NE | 68114-3683 | Douglas | NE06715 | Scrapped/Junked | 94350 | 2005 | AOSC | CHWH - ASME/Fired Water Heater | KITCHEN | HWSD - Hot Water Dom/Potable | 2/28/2010
Restaurant Space | 7425 Dodge St Ste 103 | Omaha | NE | 68114-3683 | Douglas | NE16060 | Out of Service | 138118 | 2009 | AO SMITH | CHWH - ASME/Fired Water Heater | kitchen | HWDP - Hotwater Heat & Dom Supply | 2/28/2011
THE APARTMENT | 7425 Grant St | Omaha | NE | 68134-6969 | Douglas | NE12932 | Exempt 1999 LB-66 |  | 1986 | STATE INDUSTRIES | AHWH - ANSI/Fired Water Htr |  | HWSD - Hot Water Dom/Potable | 11/30/1999
THE APARTMENT | 7426 Blondo St | Omaha | NE | 68134-6920 | Douglas | NE12936 | Exempt 1999 LB-66 |  | 1995 | STATE INDUSTRIES | AHWH - ANSI/Fired Water Htr |  | HWSD - Hot Water Dom/Potable | 11/30/1999
St Joan Of Arc School | 7430 Hascall St | Omaha | NE | 68124-3470 | Douglas | NE16892 | Active | 7302 | 1992 | ALES | FTVT - Firetube Vertical TB | BOILER ROOM | HWHT - Hot Water Heat | 4/30/2027
St Joan Of Arc School | 7430 Hascall St | Omaha | NE | 68124-3470 | Douglas | NE16893 | Active | 7303 | 1992 | ALES | FTVT - Firetube Vertical TB | BOILER ROOM | HWHT - Hot Water Heat | 4/30/2027
St Joan Of Arc School | 7430 Hascall St | Omaha | NE | 68124-3470 | Douglas | NE16894 | Active | 7304 | 1992 | ALES | FTVT - Firetube Vertical TB | BOILER ROOM | HWHT - Hot Water Heat | 4/30/2027
St Joan Of Arc School | 7430 Hascall St | Omaha | NE | 68124-3470 | Douglas | NE16895 | Active | 7305 | 1992 | ALES | FTVT - Firetube Vertical TB | BOILER ROOM | HWHT - Hot Water Heat | 4/30/2027
THE APARTMENT | 7436 Blondo St | Omaha | NE | 68134-6921 | Douglas | NE12935 | Exempt 1999 LB-66 |  | 1995 | STATE INDUSTRIES | AHWH - ANSI/Fired Water Htr |  | HWSD - Hot Water Dom/Potable | 11/30/1999
Applebee's Bar & Grill | 7450 Dodge St | Omaha | NE | 68114-3616 | Douglas | NE12955 | Scrapped/Junked | 26052 | 1994 | AO SMITH | CHWH - ASME/Fired Water Heater |  | HWSD - Hot Water Dom/Potable | 1/31/2000
Applebee's Bar & Grill | 7450 Dodge St | Omaha | NE | 68114-3616 | Douglas | NE25522 | Scrapped/Junked | 48211 | 1999 | AOSM | CHWH - ASME/Fired Water Heater | EQUIP ROOM | HWSP - Hot Water Non Potable Supply | 1/31/2009
OPPD North Omaha Station | 7475 John J Pershing Dr | Omaha | NE | 68112-2897 | Douglas | NE05519 | Active | 11921 | 1956 | COMBUSTION ENG | WT - Water Tube Boiler | Unit 2 | POWR - Power Generation | 6/30/2026
OPPD North Omaha Station | 7475 John J Pershing Dr | Omaha | NE | 68112-2897 | Douglas | NE05909 | Active | 12698 | 1957 | COMB | WT - Water Tube Boiler | Unit 3 | POWR - Power Generation | 6/30/2026
OPPD North Omaha Station | 7475 John J Pershing Dr | Omaha | NE | 68112-2897 | Douglas | NE06349 | Active | 10987 | 1953 | COMB | WT - Water Tube Boiler | Unit 1 | POWR - Power Generation | 6/30/2026
OPPD North Omaha Station | 7475 John J Pershing Dr | Omaha | NE | 68112-2897 | Douglas | NE13072 | Active | 14257 | 1961 | COMB | WT - Water Tube Boiler | Unit 4 | POWR - Power Generation | 6/30/2026
OPPD North Omaha Station | 7475 John J Pershing Dr | Omaha | NE | 68112-2897 | Douglas | NE13302 | Active | 6419 | 1967 | FOST | WT - Water Tube Boiler | Unit 5 | POWR - Power Generation | 6/30/2026
OPPD North Omaha Station | 7475 John J Pershing Dr | Omaha | NE | 68112-2897 | Douglas | NE22108 | Inactive | N/A | 1961 | EATO | ELWH - Electric Water Heater | Wood Shop | HWSD - Hot Water Dom/Potable | 6/30/2025
OPPD North Omaha Station | 7475 John J Pershing Dr | Omaha | NE | 68112-2897 | Douglas | NE22110 | Active | N/A | 1975 | MOHA | ELBL - Electric Boiler | Water Treatment Lab | HWSD - Hot Water Dom/Potable | 6/30/2026
OPPD NORTH OMAHA STATION | 7475 John J Pershing Dr | Omaha | NE | 68112-2897 | Douglas | NE22109 | Exempt 1999 LB-66 |  | 1999 | AO SMITH | ELWH - Electric Water Heater | CARPENTER SHOP | HWSD - Hot Water Dom/Potable | 8/31/2001
Menard's | 750 N 205th Ave | Elkhorn | NE | 68022-4723 | Douglas | NE09291 | Active | 26657 | 2007 | MUNCHKIN | WT - Water Tube Boiler | EQUIP ROOM | HWFS - HW Heat - Floor & Sidewalk | 1/31/2027
CHI Bergen Mercy Medical Ctr | 7500 Mercy Rd | Omaha | NE | 68124-2319 | Douglas | NE13566 | Scrapped/Junked | 1380 | 1966 | NEBRASKA BOILER | WT - Water Tube Boiler | 70055.09 | PROC - Process Steam | 11/30/1998
CHI Bergen Mercy Medical Ctr | 7500 Mercy Rd | Omaha | NE | 68124-2319 | Douglas | NE15499 | Active | 2923 | 1993 | NEBC | WT - Water Tube Boiler | Boiler Plant | PROC - Process Steam | 10/31/2026
CHI Bergen Mercy Medical Ctr | 7500 Mercy Rd | Omaha | NE | 68124-2319 | Douglas | NE17757 | Active | 15826 | 2009 | Hurst | FTSM - FTS Marine Dry Back | Boiler Room | PROC - Process Steam | 3/31/2027
CHI Bergen Mercy Medical Ctr | 7500 Mercy Rd | Omaha | NE | 68124-2319 | Douglas | NE17759 | Active | 15827 | 2009 | Hurst | FTSM - FTS Marine Dry Back | Boiler Room | PROC - Process Steam | 3/31/2027
CHI Bergen Mercy Medical Ctr | 7500 Mercy Rd | Omaha | NE | 68124-2319 | Douglas | NE23804 | Active | 3530 | 1998 | NEBC | WT - Water Tube Boiler | POWER PLANT | BSUP - Bldg Heat & Process | 6/30/2026
CHI Bergen Mercy Medical Ctr | 7500 Mercy Rd | Omaha | NE | 68124-2319 | Douglas | NE41957 | Out of Service | 2206 | 2016 | General Boiler | ELBL - Electric Boiler | outside NW corner | STER - Sterilizer | 11/30/2023
ALEGENT HEALTH | 7500 Mercy Rd | Omaha | NE | 68124-2319 | Douglas | NE02661 | Scrapped/Junked | 4734 | 1962 | BROTHERS | WT - Water Tube Boiler |  | BSUP - Bldg Heat & Process | 11/30/1998
ALEGENT HEALTH | 7500 Mercy Rd | Omaha | NE | 68124-2319 | Douglas | NE02663 | Scrapped/Junked | 4735 | 1962 | BROTHERS | WT - Water Tube Boiler |  | BSUP - Bldg Heat & Process | 11/30/1998
ALEGENT HEALTH | 7500 Mercy Rd | Omaha | NE | 68124-2319 | Douglas | NE04583 | Scrapped/Junked | 53939 | 1982 | CLEAVER BROOKS | FT - Firetube Boiler | MAIN HOSP B.RM | PROC - Process Steam | 11/30/1998
Hillside Elementary | 7500 Western Ave | Omaha | NE | 68114-1835 | Douglas | NE16866 | Scrapped/Junked | n/a | 1991 | Peerless | CI - Cast Iron | BOILER ROOM | STHT - Steam-Heat | 1/31/2026
Hillside Elementary | 7500 Western Ave | Omaha | NE | 68114-1835 | Douglas | NE18955 | Scrapped/Junked | n/a | 1995 | Peerless | CI - Cast Iron | BOILER ROOM | STHT - Steam-Heat | 1/31/2025
Hillside Elementary | 7500 Western Ave | Omaha | NE | 68114-1835 | Douglas | NE18956 | Exempt 1999 LB-66 |  | 1986 | RHEEM MANUFACTURING CO | AHWH - ANSI/Fired Water Htr |  | HWSD - Hot Water Dom/Potable | 7/31/2000
Hillside Elementary | 7500 Western Ave | Omaha | NE | 68114-1835 | Douglas | NE24746 | Scrapped/Junked | n/a | 1998 | Peerless | CI - Cast Iron | BOILER ROOM | STHT - Steam-Heat | 1/31/2026
Hillside Elementary | 7500 Western Ave | Omaha | NE | 68114-1835 | Douglas | NE34031 | Scrapped/Junked | 17648 | 1986 | Vulcan | KETT - Fired Kettle | KITCHEN | COOK - Cooker/Kettle | 7/31/2014
Hillside Elementary | 7500 Western Ave | Omaha | NE | 68114-1835 | Douglas | NE43737 | Active | 7479 | 2024 | Riello | WTSS - Watertube SS Steel | Boiler Room | HWHT - Hot Water Heat | 1/31/2026
Hillside Elementary | 7500 Western Ave | Omaha | NE | 68114-1835 | Douglas | NE43738 | Active | 7492 | 2024 | Riello | WTSS - Watertube SS Steel | Boiler Room | HWHT - Hot Water Heat | 1/31/2026
Hillside Elementary | 7500 Western Ave | Omaha | NE | 68114-1835 | Douglas | NE43739 | Active | 7495 | 2024 | Riello | WTSS - Watertube SS Steel | Boiler Room | HWHT - Hot Water Heat | 1/31/2026
Hillside Elementary | 7500 Western Ave | Omaha | NE | 68114-1835 | Douglas | NE43740 | Active | 7485 | 2024 | Riello | WTSS - Watertube SS Steel | Boiler Room | HWHT - Hot Water Heat | 1/31/2026
St Joan Of Arc School | 7501 Vinton St | Omaha | NE | 68124-3453 | Douglas | NE32153 | Scrapped/Junked | 7305 | 1960 | MKTF | FT - Firetube Boiler | KITCHEN | 0021 - Steam Supp Cooker/Kettle | 6/30/2010
Maple Street YMCA | 7502 Maple St | Omaha | NE | 68134-6602 | Douglas | NE18389 | Active | n/a | 1964 | Kewanee | FTFB - Firetube-Firebox Boiler | BOILER ROOM | HWHT - Hot Water Heat | 12/31/2026
Maple Street YMCA | 7502 Maple St | Omaha | NE | 68134-6602 | Douglas | NE18390 | Active | 8746 | 1964 | Kewanee | FTFB - Firetube-Firebox Boiler | BOILER ROOM | HWHT - Hot Water Heat | 12/31/2026
Olive Garden #1302 | 7505 Dodge St | Omaha | NE | 68114-3632 | Douglas | NE08467 | Inactive | 70418 | 2000 | STAT | CHWH - ASME/Fired Water Heater | EQUIP ROOM | HWSD - Hot Water Dom/Potable | 8/31/2009
Olive Garden #1302 | 7505 Dodge St | Omaha | NE | 68114-3632 | Douglas | NE08468 | Inactive | 69721 | 2000 | STAT | CHWH - ASME/Fired Water Heater | EQUIP ROOM | HWSD - Hot Water Dom/Potable | 8/31/2009
Olive Garden #1302 | 7505 Dodge St | Omaha | NE | 68114-3632 | Douglas | NE16037 | Scrapped/Junked | 128505 | 2008 | AO SMITH | CHWH - ASME/Fired Water Heater | Equip Room | HWDP - Hotwater Heat & Dom Supply | 12/31/2011
Olive Garden #1302 | 7505 Dodge St | Omaha | NE | 68114-3632 | Douglas | NE16038 | Scrapped/Junked | 121084 | 2007 | AO SMITH | CHWH - ASME/Fired Water Heater | Equip Room | HWDP - Hotwater Heat & Dom Supply | 12/31/2011
Olive Garden #1302 | 7505 Dodge St | Omaha | NE | 68114-3632 | Douglas | NE21683 | Exempt 1999 LB-66 |  | 1996 | AO SMITH | AHWH - ANSI/Fired Water Htr | EQUIP ROOM | HWSD - Hot Water Dom/Potable | 11/30/1999
Olive Garden #1302 | 7505 Dodge St | Omaha | NE | 68114-3632 | Douglas | NE21684 | Scrapped/Junked | 36393 | 1996 | AO SMITH | CHWH - ASME/Fired Water Heater | EQUIP ROOM | HWSD - Hot Water Dom/Potable | 11/30/2001
Olive Garden #1302 | 7505 Dodge St | Omaha | NE | 68114-3632 | Douglas | NE23965 | Scrapped/Junked | 182995 | 2013 | AO SMITH | CHWH - ASME/Fired Water Heater | Equip Room | HWSD - Hot Water Dom/Potable | 12/31/2021
Olive Garden #1302 | 7505 Dodge St | Omaha | NE | 68114-3632 | Douglas | NE23966 | Scrapped/Junked | 170456 | 2012 | AO SMITH | CHWH - ASME/Fired Water Heater | Equip Room | HWSD - Hot Water Dom/Potable | 12/31/2021
Olive Garden #1302 | 7505 Dodge St | Omaha | NE | 68114-3632 | Douglas | NE42107 | Active | 254964 | 2019 | State Industries | CHWH - ASME/Fired Water Heater | Mechanical Room | HWSD - Hot Water Dom/Potable | 1/31/2027
Olive Garden #1302 | 7505 Dodge St | Omaha | NE | 68114-3632 | Douglas | NE42108 | Active | 254906 | 2019 | State Industries | CHWH - ASME/Fired Water Heater | Mechanical Room | HWSD - Hot Water Dom/Potable | 1/31/2027
30th St Carwash | 7505 N 30th St | Omaha | NE | 68112-2723 | Douglas | NE12878 | Inactive | 67318 | 1988 | Raypak | CPFT - Horiz Cpr Fin Boiler | EQUIP ROOM | HWSP - Hot Water Non Potable Supply | 1/31/2019
30th St Carwash | 7505 N 30th St | Omaha | NE | 68112-2723 | Douglas | NE12879 | Active | 67319 | 1988 | Raypak | CPFT - Horiz Cpr Fin Boiler | EQUIP ROOM | HWHF - Hot Water Heat-Floor | 1/31/2027
Vestis Corporation | 7515 D St | Omaha | NE | 68124-4047 | Douglas | NE03672 | Active | 58095 | 1984 | Cleaver Brooks | FTSM - FTS Marine Dry Back | Boiler Room | PROC - Process Steam | 10/31/2024
International Paper Co | 7517 F St | Omaha | NE | 68127-1814 | Douglas | NE12218 | Active | 03650 | 1993 | Cleaver & Brooks | FTSM - FTS Marine Dry Back | Boiler Room | PROC - Process Steam | 4/30/2026
International Paper Co | 7517 F St | Omaha | NE | 68127-1814 | Douglas | NE13876 | Scrapped/Junked | 16147 | 1967 | Cleaver & Brooks | FT - Firetube Boiler | BOILER ROOM | PROC - Process Steam | 4/30/1999
International Paper Co | 7517 F St | Omaha | NE | 68127-1814 | Douglas | NE14077 | Scrapped/Junked | 27923 | 1972 | Cleaver & Brooks | FT - Firetube Boiler | Boiler Room | PROC - Process Steam | 4/30/2009
Charleston's | 7540 Dodge St | Omaha | NE | 68114-3633 | Douglas | NE12982 | Inactive | 50413 | 1995 | STATE INDUSTRIES | CHWH - ASME/Fired Water Heater | EQUIPMENT ROOM | HWSD - Hot Water Dom/Potable | 3/31/2005
Charleston's | 7540 Dodge St | Omaha | NE | 68114-3633 | Douglas | NE21886 | Scrapped/Junked | 67636 | 1999 | STAT | CHWH - ASME/Fired Water Heater | EQUIPMENT ROOM | HWSD - Hot Water Dom/Potable | 3/31/2007
Charleston's | 7540 Dodge St | Omaha | NE | 68114-3633 | Douglas | NE23768 | Active | 179640 | 2013 | AO SMITH | CHWH - ASME/Fired Water Heater | boiler room | HWDP - Hotwater Heat & Dom Supply | 7/31/2027
Charleston's | 7540 Dodge St | Omaha | NE | 68114-3633 | Douglas | NE23769 | Active | 179697 | 2013 | AO SMITH | CHWH - ASME/Fired Water Heater | boiler room | HWDP - Hotwater Heat & Dom Supply | 7/31/2027
Scorz Sports Center | 7602 Main St | Ralston | NE | 68127-3917 | Douglas | NE14929 | Out of Service | N/A | 1955 | Weil-Mcclain | CI - Cast Iron | BASEMENT | HWHT - Hot Water Heat | 2/28/2025
Outback Steakhouse #2810 | 7605 Cass St | Omaha | NE | 68114-3623 | Douglas | NE02423 | Scrapped/Junked | 62348 | 2001 | A. O. Smith | CHWH - ASME/Fired Water Heater | EQUIPMENT ROOM | HWSD - Hot Water Dom/Potable | 3/31/2007
Outback Steakhouse #2810 | 7605 Cass St | Omaha | NE | 68114-3623 | Douglas | NE09300 | Scrapped/Junked | 107538 | 2006 | A. O. Smith | CHWH - ASME/Fired Water Heater | Water heater room | HWDP - Hotwater Heat & Dom Supply | 2/28/2009
Outback Steakhouse #2810 | 7605 Cass St | Omaha | NE | 68114-3623 | Douglas | NE12954 | Scrapped/Junked | 27043 | 1994 | AO SMITH | CHWH - ASME/Fired Water Heater | EQUIPMENT ROOM | HWSD - Hot Water Dom/Potable | 12/31/2004
Outback Steakhouse #2810 | 7605 Cass St | Omaha | NE | 68114-3623 | Douglas | NE14623 | Scrapped/Junked | 127160 | 2008 | AO SMITH | CHWH - ASME/Fired Water Heater | EQUIP ROOM | HWSD - Hot Water Dom/Potable | 7/31/2015
Outback Steakhouse #2810 | 7605 Cass St | Omaha | NE | 68114-3623 | Douglas | NE26328 | Scrapped/Junked | 200055 | 2014 | AO SMITH | CHWH - ASME/Fired Water Heater | Mech Rm | HWDP - Hotwater Heat & Dom Supply | 9/30/2019
Great Plains Chapter PVA | 7612 Maple St | Omaha | NE | 68134-6502 | Douglas | NE17851 | Active | 23519 | 1993 | Teledyne Laars | CPFT - Horiz Cpr Fin Boiler | 1ST FLOOR | HWHT - Hot Water Heat | 12/31/2026
Great Plains Chapter PVA | 7612 Maple St | Omaha | NE | 68134-6502 | Douglas | NE19258 | Scrapped/Junked | 43945 | 1992 | AO SMITH | AHWH - ANSI/Fired Water Htr | 1ST FLOOR | HWSD - Hot Water Dom/Potable | 12/31/2019
UNITED CHURCH OF CHRIST | 7638 Maywood St | Ralston | NE | 68127-3921 | Douglas | NE22663 | Scrapped/Junked |  | 1985 | PEERLESS HEATER COMPANY |  | BASEMENT | STHT - Steam-Heat | 1/31/2006
MCANDY CORP/NUTREND | 7647 Cass St | Omaha | NE | 68114-3623 | Douglas | NE02292 | Inactive | 32805 | 1986 | PARKER BOILER CO | WT - Water Tube Boiler | BOILER ROOM | PROC - Process Steam | 4/30/1992
Bag N Save | 770 N 114th St | Omaha | NE | 68154-1572 | Douglas | NE22211 | Out of Service | 126196 | 2008 | AO SMITH | CHWH - ASME/Fired Water Heater | penthouse | HWDP - Hotwater Heat & Dom Supply | 6/30/2016
Bag N Save | 770 N 114th St | Omaha | NE | 68154-1572 | Douglas | NE23246 | Scrapped/Junked | 80207 | 1998 | RHEE | CHWH - ASME/Fired Water Heater | NORTH STORAGE PENTHOUSE | HWSD - Hot Water Dom/Potable | 3/31/2011
VILLA VINEE APARTMENTS | 7700 Howard St | Omaha | NE | 68114-5464 | Douglas | NE23106 | Exempt 1999 LB-66 |  | 1992 | AO SMITH | AHWH - ANSI/Fired Water Htr |  | HWSD - Hot Water Dom/Potable | 4/30/2000
Pacific Village Office | 7701 Pacific St | Omaha | NE | 68114-5480 | Douglas | NE41955 | Active | 10511 | 2020 | Riello | WT - Water Tube Boiler | Basement Mech Room | HWHT - Hot Water Heat | 11/30/2026
Pacific Village Office | 7701 Pacific St | Omaha | NE | 68114-5480 | Douglas | NE41956 | Active | 10508 | 2020 | Riello | WT - Water Tube Boiler | Basement Mech Room | HWHT - Hot Water Heat | 11/30/2026
Pacific Garden Apartments Unit #3 | 7701-03 Pierce St | Omaha | NE | 68124-1525 | Douglas | NE13804 | Inactive | 67043 | 2008 | Lochinvar | WT - Water Tube Boiler | boiler room | HWHT - Hot Water Heat | 11/30/2017
Pacific Garden Apartments Unit #3 | 7701-03 Pierce St | Omaha | NE | 68124-1525 | Douglas | NE14504 | Scrapped/Junked |  | 1956 | NATIONAL CRANE |  | UNIT 5 | HWHT - Hot Water Heat | 11/30/2001
Pacific Garden Apartments Unit #3 | 7701-03 Pierce St | Omaha | NE | 68124-1525 | Douglas | NE14508 | Scrapped/Junked | 9999 | 1956 | NATI | CI - Cast Iron | BOILER ROOM | HWHT - Hot Water Heat | 11/30/2011
Pacific Garden Apartments Unit #3 | 7701-03 Pierce St | Omaha | NE | 68124-1525 | Douglas | NE21949 | Exempt 1999 LB-66 |  | 1996 | RUUD | AHWH - ANSI/Fired Water Htr |  | HWSD - Hot Water Dom/Potable | 11/30/1999
VILLA VINEE APARTMENTS | 7702 Howard St | Omaha | NE | 68114-5465 | Douglas | NE23107 | Exempt 1999 LB-66 |  | 1987 | RUUD | AHWH - ANSI/Fired Water Htr |  | HWSD - Hot Water Dom/Potable | 4/30/2000
Pacific Garden Apartments | 7702-04 Poppleton Plz Unit #4 | OMAHA | NE | 68124-1756 | Douglas | NE14507 | Scrapped/Junked |  | 1956 | NATIONAL CRANE |  | BOILER ROOM | HWHT - Hot Water Heat | 11/30/2008
CROWN PACKAGING CORP | 7704 F St | Omaha | NE | 68127-1892 | Douglas | NE14701 | Inactive |  | 1970 | WEIL MCLAIN |  | FIRST FLOOR | HWHT - Hot Water Heat | 10/31/2001
Pacific Garden Apartments | 7707-09 Pierce St Unit 2 | Omaha | NE | 68124-1524 | Douglas | NE13807 | Inactive | 67039 | 2008 | Lochinvar | WT - Water Tube Boiler | BOILER ROOM #2 | HWHT - Hot Water Heat | 11/30/2021
Pacific Garden Apartments | 7707-09 Pierce St Unit 2 | Omaha | NE | 68124-1524 | Douglas | NE14506 | Scrapped/Junked |  | 1956 | NATIONAL CRANE |  | BOILER ROOM | HWHT - Hot Water Heat | 11/30/2008
PACIFIC GARDEN APARTMENTS | 7708-10 POPPLETON PLZ | OMAHA | NE | 68124-1593 | Douglas | NE14515 | Scrapped/Junked |  | 1956 | NATIONAL CRANE |  | UNIT 20 | HWHT - Hot Water Heat | 11/30/2003
PACIFIC GARDEN APARTMENTS | 7708-10 POPPLETON PLZ | OMAHA | NE | 68124-1593 | Douglas | NE21947 | Exempt 1999 LB-66 |  | 1995 | AO SMITH | AHWH - ANSI/Fired Water Htr |  | HWSD - Hot Water Dom/Potable | 11/30/1999
Pacific Garden Apts | 7709-11 Poppleton Plz Unit 8 | Omaha | NE | 68124-1530 | Douglas | NE13806 | Out of Service | 67083 | 2008 | Lochinvar | WT - Water Tube Boiler | BOILER ROOM #8 | HWHT - Hot Water Heat | 11/30/2019
Pacific Garden Apts | 7709-11 Poppleton Plz Unit 8 | Omaha | NE | 68124-1530 | Douglas | NE14501 | Scrapped/Junked |  | 1980 | AMERICAN STANDARD |  | BOILER ROOM | HWHT - Hot Water Heat | 11/30/2008
VILLA VINEE APARTMENTS | 7710 Howard St | Omaha | NE | 68114-5467 | Douglas | NE23105 | Exempt 1999 LB-66 |  | 1993 | AO SMITH | AHWH - ANSI/Fired Water Htr |  | HWSD - Hot Water Dom/Potable | 4/30/2000
CHI Bergen Mercy Academic Bldg | 7710 Mercy Rd | Omaha | NE | 68124-2372 | Douglas | NE26640 | Active | 73574 | 2016 | Aerco | WT - Water Tube Boiler | Academic Bldg | HWSD - Hot Water Dom/Potable | 12/31/2026
CHI Bergen Mercy Academic Bldg | 7710 Mercy Rd | Omaha | NE | 68124-2372 | Douglas | NE26641 | Active | 73575 | 2016 | Aerco | WT - Water Tube Boiler | Academic Bldg | HWSD - Hot Water Dom/Potable | 12/31/2026
CHI Bergen Mercy Academic Bldg | 7710 Mercy Rd | Omaha | NE | 68124-2372 | Douglas | NE26642 | Active | 74027 | 2016 | Aerco | WT - Water Tube Boiler | Academic Bldg | HWSD - Hot Water Dom/Potable | 12/31/2026
CHI Bergen Mercy Academic Bldg | 7710 Mercy Rd | Omaha | NE | 68124-2372 | Douglas | NE26643 | Active | 73466 | 2016 | Aerco | WT - Water Tube Boiler | Academic Bldg | HWSD - Hot Water Dom/Potable | 12/31/2026
VILLA VINEE APARTMENTS | 7712 Howard St | Omaha | NE | 68114-5477 | Douglas | NE23104 | Exempt 1999 LB-66 |  | 1995 | AO SMITH | AHWH - ANSI/Fired Water Htr |  | HWSD - Hot Water Dom/Potable | 4/30/2000
PACIFIC GARDEN APARTMENTS | 7713-15 PIERCE ST | OMAHA | NE | 68124-1523 | Douglas | NE14505 | Scrapped/Junked |  | 1956 | NATIONAL CRANE |  |  | HWHT - Hot Water Heat | 11/30/2005
Pacific Garden Apartments | 7713-15 Pierce St Unit #1 | Omaha | NE | 68124-1523 | Douglas | NE07304 | Inactive | n/a | 2005 | Burnham | CI - Cast Iron | EQUIP ROOM | HWHT - Hot Water Heat | 11/30/2017
Pacific Garden Apartments | 7714-16 Poppleton Plz Unit #6 | Omaha | NE | 68124-1758 | Douglas | NE07307 | Inactive | N/A | 2003 | Burnham | CI - Cast Iron | EQUIP ROOM | HWHT - Hot Water Heat | 11/30/2021
Pacific Garden Apartments | 7714-16 Poppleton Plz Unit #6 | Omaha | NE | 68124-1758 | Douglas | NE14503 | Scrapped/Junked |  | 1956 | NATIONAL CRANE |  | UNIT 6 | HWHT - Hot Water Heat | 11/30/2003
PACIFIC GARDEN APARTMENTS | 7715-17 POPPELTON PLZ | OMAHA | NE | 68124 | Douglas | NE14502 | Scrapped/Junked |  | 1956 | NATIONAL CRANE |  |  | HWHT - Hot Water Heat | 11/30/2005
PACIFIC GARDEN APARTMENTS | 7715-17 POPPELTON PLZ | OMAHA | NE | 68124 | Douglas | NE21948 | Exempt 1999 LB-66 |  | 1995 | AO SMITH | AHWH - ANSI/Fired Water Htr |  | HWSD - Hot Water Dom/Potable | 11/30/1999
Pacific Garden Apartments | 7715-17 Poppelton Plz Unit #7 | Omaha | NE | 68124 | Douglas | NE07308 | Inactive | n/a | 2005 | Burnham | CI - Cast Iron | EQUIP ROOM | HWHT - Hot Water Heat | 11/30/2021
VILLA VINEE APARTMENTS | 7718 Howard St | Omaha | NE | 68114-5478 | Douglas | NE23108 | Exempt 1999 LB-66 |  | 1987 | RHEEM MANUFACTURING CO | AHWH - ANSI/Fired Water Htr |  | HWSD - Hot Water Dom/Potable | 4/30/2000
VILLA VINEE APARTMENTS | 7720 Howard St | Omaha | NE | 68114-5479 | Douglas | NE23109 | Exempt 1999 LB-66 |  | 1989 | RHEEM MANUFACTURING CO | AHWH - ANSI/Fired Water Htr |  | HWSD - Hot Water Dom/Potable | 4/30/2000
Men's Wearhouse #4132 | 7767 Dodge St | Omaha | NE | 68114-3636 | Douglas | NE17766 | Scrapped/Junked | 9184 | 2005 | Pacific Steam Equipment Inc | ELBL - Electric Boiler | Tailor Shop | PROC - Process Steam | 2/28/2022
Men's Wearhouse #4132 | 7767 Dodge St | Omaha | NE | 68114-3636 | Douglas | NE41958 | Active | 15102 | 2022 | Pacific | ELBL - Electric Boiler | Taylor Shop | PROC - Process Steam | 10/31/2025
Genesis Health Clubs - Cass | 7777 Cass St | Omaha | NE | 68114-3625 | Douglas | NE07327 | Active | 61225 | 2006 | SUSS | ELBL - Electric Boiler | POOL AREA | SAUN - Sauna Steam Room Heat | 6/30/2026
Genesis Health Clubs - Cass | 7777 Cass St | Omaha | NE | 68114-3625 | Douglas | NE07621 | Scrapped/Junked | 26200 | 2007 | RAYP | CPFH - Copper Fin Water Heater | POOL AREA | SPAJ - Spa/Jacuzzi Heater | 6/30/2014
Genesis Health Clubs - Cass | 7777 Cass St | Omaha | NE | 68114-3625 | Douglas | NE07622 | Scrapped/Junked | 262001 | 2007 | RAYP | CPFH - Copper Fin Water Heater | POOL AREA | IPHT - Indoor Pool Heater | 6/30/2009
Genesis Health Clubs - Cass | 7777 Cass St | Omaha | NE | 68114-3625 | Douglas | NE14607 | Scrapped/Junked | 294080 | 2009 | RAYPAK INC, CALIFORNIA | CPFT - Horiz Cpr Fin Boiler | POOL AREA | IPHT - Indoor Pool Heater | 6/30/2017
Genesis Health Clubs - Cass | 7777 Cass St | Omaha | NE | 68114-3625 | Douglas | NE24897 | Active | 372707 | 2014 | Raypak | FTHT - Firetube Horizontal | Pool Area | SPAJ - Spa/Jacuzzi Heater | 6/30/2026
Pine Creek Elementary School | 7801 N HWS Cleveland Blvd | Bennington | NE | 68007-2200 | Douglas | NE14634 | Scrapped/Junked | 125429 | 2008 | PVI INDUSTRIES | CHWH - ASME/Fired Water Heater | MECH ROOM | HWDP - Hotwater Heat & Dom Supply | 10/31/2018
Pine Creek Elementary School | 7801 N HWS Cleveland Blvd | Bennington | NE | 68007-2200 | Douglas | NE25940 | Active | 92126 | 2008 | Cleveland | COOK - Fired Cooker | Kitchen | COOK - Cooker/Kettle | 10/31/2026
Westgate Elementary | 7802 Hascall St | Omaha | NE | 68124-3413 | Douglas | NE14844 | Active | 17554 | 2009 | Les Inc/Aldrich Co | FTVT - Firetube Vertical TB | boiler room | HWHT - Hot Water Heat | 7/31/2026
Westgate Elementary | 7802 Hascall St | Omaha | NE | 68124-3413 | Douglas | NE14845 | Active | 17555 | 2009 | Les Inc/Aldrich Co | FTVT - Firetube Vertical TB | boiler room | HWHT - Hot Water Heat | 7/31/2026
Westgate Elementary | 7802 Hascall St | Omaha | NE | 68124-3413 | Douglas | NE16945 | Active | 20010 | 1993 | WEBEN JARCO | COBL - Coil Type Boiler | BOILER ROOM | HWSD - Hot Water Dom/Potable | 7/31/2026
Westgate Elementary | 7802 Hascall St | Omaha | NE | 68124-3413 | Douglas | NE33340 | Scrapped/Junked |  | 1961 | PACI | FT - Firetube Boiler | BOILER ROOM | HWHT - Hot Water Heat | 7/31/2009
Westgate Elementary | 7802 Hascall St | Omaha | NE | 68124-3413 | Douglas | NE33341 | Scrapped/Junked |  | 1962 | KEWA | FTFB - Firetube-Firebox Boiler | BOILER ROOM | HWHT - Hot Water Heat | 7/31/2009
Westgate Elementary | 7802 Hascall St | Omaha | NE | 68124-3413 | Douglas | NE43713 | Active | 7834 | 2024 | Riello | WTSS - Watertube SS Steel | Boiler Room | HWHT - Hot Water Heat | 7/31/2026
Westgate Elementary | 7802 Hascall St | Omaha | NE | 68124-3413 | Douglas | NE43714 | Active | 7838 | 2024 | Riello | WTSS - Watertube SS Steel | Boiler Room | HWHT - Hot Water Heat | 7/31/2026
Westgate Elementary | 7802 Hascall St | Omaha | NE | 68124-3413 | Douglas | NE43715 | Active | 7784 | 2024 | Riello | WTSS - Watertube SS Steel | Boiler Room | HWHT - Hot Water Heat | 7/31/2026
Westgate Elementary | 7802 Hascall St | Omaha | NE | 68124-3413 | Douglas | NE43716 | Active | 7782 | 2024 | Riello | WTSS - Watertube SS Steel | Boiler Room | HWHT - Hot Water Heat | 7/31/2026
Heafey Hoffman Dworak Cutler Mortuary | 7805 W Center Rd | Omaha | NE | 68124-3102 | Douglas | NE23978 | Scrapped/Junked | 37442 | 2011 | Lochinvar | FTVT - Firetube Vertical TB | garage | GLFH - Glycol Floor Heat System | 1/31/2016
Heafey Hoffman Dworak Cutler Mortuary | 7805 W Center Rd | Omaha | NE | 68124-3102 | Douglas | NE27118 | Active | 240131 | 2016 | Lochinvar | FT - Firetube Boiler | east garage | GLFH - Glycol Floor Heat System | 12/31/2026
Heafey Hoffman Dworak Cutler Mortuary | 7805 W Center Rd | Omaha | NE | 68124-3102 | Douglas | NE27119 | Active | 73242 | 2016 | PVI Industries | CHWH - ASME/Fired Water Heater | basement | HWDP - Hotwater Heat & Dom Supply | 12/31/2026
Heafey Hoffman Dworak Cutler Mortuary | 7805 W Center Rd | Omaha | NE | 68124-3102 | Douglas | NE27120 | Active | 73237 | 2016 | PVI Industries | CHWH - ASME/Fired Water Heater | basement | HWDP - Hotwater Heat & Dom Supply | 12/31/2026
Max I Walkers | 7808 Dodge St | Omaha | NE | 68114-3412 | Douglas | NE04591 | Scrapped/Junked | 1215 | 1982 | Williams & Davis | FT - Firetube Boiler | 1ST FLOOR | PROC - Process Steam | 5/31/2020
Max I Walkers | 7808 Dodge St | Omaha | NE | 68114-3412 | Douglas | NE05149 | Scrapped/Junked | 44240 | 1984 | FULTON BOILERWORKS | FT - Firetube Boiler |  | HWSD - Hot Water Dom/Potable | 8/31/2000
CRDN Restoration | 7808 L St | Omaha | NE | 68127-1836 | Douglas | NE41926 | Active | 125995 | 2022 | Fulton | VTNT - Vertical Tubeless | laundry area | PROC - Process Steam | 9/30/2026
CHILDREN'S RAINBOW HOUSE | 7815 Harney St | Omaha | NE | 68114-4511 | Douglas | NE34849 | Scrapped/Junked | 67 | 1967 | TELEDYNE LAARS | CPFT - Horiz Cpr Fin Boiler | BOILER ROOM | HWHT - Hot Water Heat | 3/31/1999
Jerry Ryan Gentlemen's | 7824 Dodge St | Omaha | NE | 68114-3412 | Douglas | NE01461 | Scrapped/Junked | 50599 | 2000 | Lattner Boiler Co | ELBL - Electric Boiler | 1ST FLOOR | PROC - Process Steam | 4/30/2019
Jerry Ryan Gentlemen's | 7824 Dodge St | Omaha | NE | 68114-3412 | Douglas | NE27749 | Active | 57843 | 2018 | Lattner Boiler Co | ELBL - Electric Boiler | Tailor Room | PROC - Process Steam | 4/30/2027
Staybridge Suites | 7825 Davenport St | Omaha | NE | 68114-3628 | Douglas | NE19468 | Scrapped/Junked | 153577 | 2010 | AO SMITH | CHWH - ASME/Fired Water Heater | 1st fl mech room | HWSD - Hot Water Dom/Potable | 5/31/2018
Staybridge Suites | 7825 Davenport St | Omaha | NE | 68114-3628 | Douglas | NE19469 | Scrapped/Junked | 145139 | 2010 | AO SMITH | CHWH - ASME/Fired Water Heater | 1st fl mech room | HWSD - Hot Water Dom/Potable | 5/31/2019
Staybridge Suites | 7825 Davenport St | Omaha | NE | 68114-3628 | Douglas | NE19470 | Scrapped/Junked | 146324 | 2010 | AO SMITH | CHWH - ASME/Fired Water Heater | 1st fl mech room | HWSD - Hot Water Dom/Potable | 5/31/2017
Staybridge Suites | 7825 Davenport St | Omaha | NE | 68114-3628 | Douglas | NE27116 | Active | 201304 | 2015 | AO SMITH | CHWH - ASME/Fired Water Heater | 1st fl mech room | HWSD - Hot Water Dom/Potable | 5/31/2026
Staybridge Suites | 7825 Davenport St | Omaha | NE | 68114-3628 | Douglas | NE27130 | Active | 234151 | 2017 | AO SMITH | CHWH - ASME/Fired Water Heater | 1st fl mech room | HWSD - Hot Water Dom/Potable | 5/31/2026
Staybridge Suites | 7825 Davenport St | Omaha | NE | 68114-3628 | Douglas | NE28588 | Active | 248669 | 2018 | AO SMITH | CHWH - ASME/Fired Water Heater | 1st fl mech room | HWSD - Hot Water Dom/Potable | 5/31/2026
Rainbow House | 7825 Farnam Dr | Omaha | NE | 68114-4564 | Douglas | NE24880 | Active | 66997 | 2014 | Aerco International, Inc. | FTVT - Firetube Vertical TB | Mechanical Room | HWHT - Hot Water Heat | 12/31/2026
Rainbow House | 7825 Farnam Dr | Omaha | NE | 68114-4564 | Douglas | NE24881 | Active | 66998 | 2014 | Aerco International, Inc. | FTVT - Firetube Vertical TB | Mechanical Room | HWHT - Hot Water Heat | 12/31/2026
Rainbow House | 7825 Farnam Dr | Omaha | NE | 68114-4564 | Douglas | NE24882 | Active | 66976 | 2014 | Aerco International, Inc. | FTVT - Firetube Vertical TB | Mechanical Room | HWSD - Hot Water Dom/Potable | 12/31/2026
Rainbow House | 7825 Farnam Dr | Omaha | NE | 68114-4564 | Douglas | NE24883 | Active | 66975 | 2014 | Aerco International, Inc. | FTVT - Firetube Vertical TB | Mechanical Room | HWSD - Hot Water Dom/Potable | 12/31/2026
St Gerald East School | 7859 Lakeview St | Ralston | NE | 68127-2832 | Douglas | NE17840 | Scrapped/Junked | N/A | 1955 | Rite | WT - Water Tube Boiler | BASEMENT | HWHT - Hot Water Heat | 3/31/2016
St Gerald East School | 7859 Lakeview St | Ralston | NE | 68127-2832 | Douglas | NE26566 | Active | 74152 | 2016 | Aerco | VTTB - Vertical Tube Bundle | Boiler Room | HWHT - Hot Water Heat | 10/31/2026
St Gerald East School | 7859 Lakeview St | Ralston | NE | 68127-2832 | Douglas | NE26567 | Active | 74252 | 2016 | Aerco | VTTB - Vertical Tube Bundle | Boiler Room | HWHT - Hot Water Heat | 10/31/2026
Rocket Car Wash | 787 N 204th Ave | Elkhorn | NE | 68022 | Douglas | NE28849 | Active | 114194 | 2019 | Lochinvar | WT - Water Tube Boiler | equip room | GLFH - Glycol Floor Heat System | 5/31/2026
IA/NE Concrete Products | 7880 F St | Omaha | NE | 68127-1829 | Douglas | NE04769 | Active | 35633 | 1988 | Parker Ind | WT - Water Tube Boiler | BOILER ROOM | PROC - Process Steam | 3/31/2026
Harrison St Pumping Stat | 78th & Harrison | Omaha | NE | 68102 | Douglas | NE11636 | Scrapped/Junked | n/a | 1975 | Peerless | CI - Cast Iron | Boiler Room | HWHT - Hot Water Heat | 10/31/2020
Florence Elementary | 7902 N 36th St | Omaha | NE | 68112-2023 | Douglas | NE05255 | Exempt 1999 LB-66 |  | 1982 | RUUD | AHWH - ANSI/Fired Water Htr |  | HWSD - Hot Water Dom/Potable | 6/30/2000
Florence Elementary | 7902 N 36th St | Omaha | NE | 68112-2023 | Douglas | NE05256 | Exempt 1999 LB-66 |  | 1982 | RUUD | AHWH - ANSI/Fired Water Htr |  | HWSD - Hot Water Dom/Potable | 6/30/2000
Florence Elementary | 7902 N 36th St | Omaha | NE | 68112-2023 | Douglas | NE27198 | Active | 308033 | 2017 | Lochinvar | WT - Water Tube Boiler | boiler room | HWHT - Hot Water Heat | 12/31/2026
Florence Elementary | 7902 N 36th St | Omaha | NE | 68112-2023 | Douglas | NE27199 | Active | 308925 | 2017 | Lochinvar | WT - Water Tube Boiler | boiler room | HWHT - Hot Water Heat | 12/31/2026
Florence Elementary | 7902 N 36th St | Omaha | NE | 68112-2023 | Douglas | NE31085 | Scrapped/Junked | n/a | 1962 | TITUSVILLE | FTSM - FTS Marine Dry Back | BOILER ROOM | STHT - Steam-Heat | 12/31/2017
Florence Elementary | 7902 N 36th St | Omaha | NE | 68112-2023 | Douglas | NE31086 | Scrapped/Junked | n/a | 1962 | TITUSVILLE | FTSM - FTS Marine Dry Back | BOILER ROOM | STHT - Steam-Heat | 12/31/2017
Forest Lawn Memorial Park | 7909 Mormon Bridge Rd | Omaha | NE | 68152-2413 | Douglas | NE25771 | Active | 149782 | 2014 | Lochinvar | COND - Condenser | boiler room | GLFH - Glycol Floor Heat System | 1/31/2027
Hy-Vee, Inc. | 7910 Cass St | Omaha | NE | 68114-3582 | Douglas | NE21829 | Exempt 1999 LB-66 |  | 1997 | Ruud-Rheem | AHWH - ANSI/Fired Water Htr | STORAGE AREA | HWSD - Hot Water Dom/Potable | 9/30/1999
Hy-Vee, Inc. | 7910 Cass St | Omaha | NE | 68114-3582 | Douglas | NE21830 | Exempt 1999 LB-66 |  | 1997 | RUUD | AHWH - ANSI/Fired Water Htr | STORAGE AREA | HWSD - Hot Water Dom/Potable | 9/30/1999
CAMBRIDGE APARTMENTS | 7912 S 97TH PLZ | OMAHA | NE | 68127 | Douglas | NE23914 | Exempt 1999 LB-66 |  | 1988 | STATE INDUSTRIES | AHWH - ANSI/Fired Water Htr |  | HWSD - Hot Water Dom/Potable | 8/31/1999
Midwest Surgical Center | 7915 Farnam Dr | Omaha | NE | 68114-4504 | Douglas | NE12556 | Scrapped/Junked | 187318 | 2007 | Teledyne & Laars | CPFT - Horiz Cpr Fin Boiler | Boiler Room | HWDP - Hotwater Heat & Dom Supply | 4/30/2021
Midwest Surgical Center | 7915 Farnam Dr | Omaha | NE | 68114-4504 | Douglas | NE12557 | Scrapped/Junked | 187316 | 2007 | Teledyne & Laars | CPFT - Horiz Cpr Fin Boiler | Boiler Room | HWDP - Hotwater Heat & Dom Supply | 4/30/2021
Midwest Surgical Center | 7915 Farnam Dr | Omaha | NE | 68114-4504 | Douglas | NE12558 | Active | 55115 | 2007 | Bryan | WT - Water Tube Boiler | Boiler Room | STER - Sterilizer | 4/30/2027
Midwest Surgical Center | 7915 Farnam Dr | Omaha | NE | 68114-4504 | Douglas | NE12559 | Active | 55116 | 2007 | Bryan | WT - Water Tube Boiler | BOILER ROOM | STER - Sterilizer | 4/30/2027
Midwest Surgical Center | 7915 Farnam Dr | Omaha | NE | 68114-4504 | Douglas | NE12560 | Active | 16636 | 2007 | ALES | FTVT - Firetube Vertical TB | BOILER ROOM | HWHT - Hot Water Heat | 4/30/2027
Midwest Surgical Center | 7915 Farnam Dr | Omaha | NE | 68114-4504 | Douglas | NE12561 | Active | 16634 | 2007 | ALES | FTVT - Firetube Vertical TB | BOILER ROOM | HWHT - Hot Water Heat | 4/30/2027
Midwest Surgical Center | 7915 Farnam Dr | Omaha | NE | 68114-4504 | Douglas | NE28979 | Active | 482615 | 2019 | Lochinvar | WT - Water Tube Boiler | Equip room | HWSP - Hot Water Non Potable Supply | 4/30/2027
Midwest Surgical Center | 7915 Farnam Dr | Omaha | NE | 68114-4504 | Douglas | NE28980 | Active | 487116 | 2019 | Lochinvar | WT - Water Tube Boiler | Equip room | HWSP - Hot Water Non Potable Supply | 4/30/2027
Florence Home | 7915 N 30th St | Omaha | NE | 68112-2418 | Douglas | NE03402 | Scrapped/Junked | 10011 | 1989 | Teledyne & Laars | CPFT - Horiz Cpr Fin Boiler | Mechanical Room | HWSD - Hot Water Dom/Potable | 9/30/2012
Florence Home | 7915 N 30th St | Omaha | NE | 68112-2418 | Douglas | NE03403 | Scrapped/Junked | 82775 | 1989 | Teledyne & Laars | CPFT - Horiz Cpr Fin Boiler | 1st Flr Blr Rm | HWSD - Hot Water Dom/Potable | 9/30/2011
Florence Home | 7915 N 30th St | Omaha | NE | 68112-2418 | Douglas | NE03984 | Out of Service | n/a | 1953 | Kewannee | FTFB - Firetube-Firebox Boiler | Boiler Room | STHT - Steam-Heat | 9/30/2011
Florence Home | 7915 N 30th St | Omaha | NE | 68112-2418 | Douglas | NE20738 | Scrapped/Junked | 191039 | 2011 | Giannoni France SAS | CHWH - ASME/Fired Water Heater | mech room | HWSD - Hot Water Dom/Potable | 9/30/2025
Florence Home | 7915 N 30th St | Omaha | NE | 68112-2418 | Douglas | NE23726 | Active | 241200 | 2013 | Giannoni France | COBL - Coil Type Boiler | Mech Room | HWSD - Hot Water Dom/Potable | 9/30/2026
Florence Home | 7915 N 30th St | Omaha | NE | 68112-2418 | Douglas | NE35347 | Scrapped/Junked |  | 1927 | KEWA | FTLO - Firetube Locomotive Type | BOILER ROOM | STHT - Steam-Heat | 8/31/2009
Florence Home | 7915 N 30th St | Omaha | NE | 68112-2418 | Douglas | NE35348 | Inactive |  | 1927 | KEWA | FTLO - Firetube Locomotive Type | BOILER ROOM | STHT - Steam-Heat | 8/31/2009
Florence Home | 7915 N 30th St | Omaha | NE | 68112-2418 | Douglas | NE43288 | Active | 624863 | 2024 | Lochinvar / Sermeta | WTHW - Watertube Wtr Heater | Mechanical Room | HWSD - Hot Water Dom/Potable | 9/30/2026
Bubble Laundry | 7935 Blondo St | Omaha | NE | 68134-6611 | Douglas | NE21794 | Exempt 1999 LB-66 |  | 1996 | AO SMITH | AHWH - ANSI/Fired Water Htr |  | HWSD - Hot Water Dom/Potable | 6/30/2000
Bubble Laundry | 7935 Blondo St | Omaha | NE | 68134-6611 | Douglas | NE21795 | Exempt 1999 LB-66 |  | 1996 | AO SMITH | AHWH - ANSI/Fired Water Htr |  | HWSD - Hot Water Dom/Potable | 6/30/2000
Bubble Laundry | 7935 Blondo St | Omaha | NE | 68134-6611 | Douglas | NE43958 | Active | 329457 | 2025 | Laars | CHWH - ASME/Fired Water Heater | Mechanical Room | HWSD - Hot Water Dom/Potable | 3/31/2028
J C PENNEY #0911 | 800 N 98th St | Omaha | NE | 68114-2339 | Douglas | NE04965 | Scrapped/Junked | 1161 | 1967 | THER | WT - Water Tube Boiler | BOILER ROOM | HWHT - Hot Water Heat | 3/31/2011
J C PENNEY #0911 | 800 N 98th St | Omaha | NE | 68114-2339 | Douglas | NE04966 | Scrapped/Junked | 1162 | 1967 | THER | WT - Water Tube Boiler | BOILER ROOM | HWHT - Hot Water Heat | 3/31/2011
J C PENNEY #0911 | 800 N 98th St | Omaha | NE | 68114-2339 | Douglas | NE04967 | Inactive | 129841 | 1985 | CUTL | ELBL - Electric Boiler | 1ST FLOOR | PROC - Process Steam | 3/31/2009
J C PENNEY #0911 | 800 N 98th St | Omaha | NE | 68114-2339 | Douglas | NE19437 | Scrapped/Junked | 1670 | 2010 | RIVERSIDE HYDRONICS | WT - Water Tube Boiler | Penthouse | HWHT - Hot Water Heat | 3/31/2020
J C PENNEY #0911 | 800 N 98th St | Omaha | NE | 68114-2339 | Douglas | NE19438 | Scrapped/Junked | 1672 | 2010 | RIVERSIDE HYDRONICS | WT - Water Tube Boiler | penthouse | HWHT - Hot Water Heat | 3/31/2020
J C PENNEY #0911 | 800 N 98th St | Omaha | NE | 68114-2339 | Douglas | NE19439 | Scrapped/Junked | 1671 | 2010 | RIVERSIDE HYDRONICS | WT - Water Tube Boiler | penthouse | HWHT - Hot Water Heat | 3/31/2020
J C PENNEY #0911 | 800 N 98th St | Omaha | NE | 68114-2339 | Douglas | NE41734 | Active | 13796 | 2020 | Riello | WT - Water Tube Boiler | penthouse | HWHT - Hot Water Heat | 6/30/2026
J C PENNEY #0911 | 800 N 98th St | Omaha | NE | 68114-2339 | Douglas | NE41735 | Active | 13804 | 2020 | Riello | WT - Water Tube Boiler | penthouse | HWHT - Hot Water Heat | 6/30/2026
J C PENNEY #0911 | 800 N 98th St | Omaha | NE | 68114-2339 | Douglas | NE41736 | Active | 13831 | 2020 | Riello | WT - Water Tube Boiler | penthouse | HWHT - Hot Water Heat | 6/30/2026
J C PENNEY #0911 | 800 N 98th St | Omaha | NE | 68114-2339 | Douglas | NE41737 | Active | 13786 | 2020 | Riello | WT - Water Tube Boiler | penthouse | HWHT - Hot Water Heat | 6/30/2026
J C PENNEY #0911 | 800 N 98th St | Omaha | NE | 68114-2339 | Douglas | NE41738 | Active | 13835 | 2020 | Riello | WT - Water Tube Boiler | penthouse | HWHT - Hot Water Heat | 6/30/2026
J C PENNEY #0911 | 800 N 98th St | Omaha | NE | 68114-2339 | Douglas | NE41739 | Active | 13838 | 2020 | Riello | WT - Water Tube Boiler | penthouse | HWHT - Hot Water Heat | 6/30/2026
J C PENNEY #0911 | 800 N 98th St | Omaha | NE | 68114-2339 | Douglas | NE41740 | Active | 13297 | 2020 | Riello | WT - Water Tube Boiler | penthouse | HWHT - Hot Water Heat | 6/30/2026
J C PENNEY #0911 | 800 N 98th St | Omaha | NE | 68114-2339 | Douglas | NE41741 | Active | 13299 | 2020 | Riello | WT - Water Tube Boiler | penthouse | HWHT - Hot Water Heat | 6/30/2026
J C PENNEY #0911 | 800 N 98th St | Omaha | NE | 68114-2339 | Douglas | NE41742 | Active | 13302 | 2020 | Riello | WT - Water Tube Boiler | penthouse | HWHT - Hot Water Heat | 6/30/2026
J C PENNEY #0911 | 800 N 98th St | Omaha | NE | 68114-2339 | Douglas | NE41743 | Active | 13301 | 2020 | Riello | WT - Water Tube Boiler | penthouse | HWHT - Hot Water Heat | 6/30/2026
J C PENNEY #0911 | 800 N 98th St | Omaha | NE | 68114-2339 | Douglas | NE41744 | Active | 13296 | 2020 | Riello | WT - Water Tube Boiler | penthouse | HWHT - Hot Water Heat | 6/30/2026
J C PENNEY #0911 | 800 N 98th St | Omaha | NE | 68114-2339 | Douglas | NE41745 | Active | 13294 | 2020 | Riello | WT - Water Tube Boiler | penthouse | HWHT - Hot Water Heat | 6/30/2026
TCA Facilities LLC | 800 N Front St | Waterloo | NE | 68069-2243 | Douglas | NE09890 | Out of Service | 123113 | 2002 | Laars | CPFT - Horiz Cpr Fin Boiler | GIRLS LKR RM | HWHT - Hot Water Heat | 2/28/2018
TCA Facilities LLC | 800 N Front St | Waterloo | NE | 68069-2243 | Douglas | NE17833 | Scrapped/Junked | 7317 | 1992 | ALES | FTVT - Firetube Vertical TB | GIRLS LKR RM | HWHT - Hot Water Heat | 2/28/2023
TCA Facilities LLC | 800 N Front St | Waterloo | NE | 68069-2243 | Douglas | NE26978 | Active | 207194 | 2016 | Lochinvar | FTVT - Firetube Vertical TB | Boiler Room | HWHT - Hot Water Heat | 2/28/2027
TCA Facilities LLC | 800 N Front St | Waterloo | NE | 68069-2243 | Douglas | NE32085 | Scrapped/Junked | n/a | 1954 | Kewanee | FTFB - Firetube-Firebox Boiler | BLR ROOM | STHT - Steam-Heat | 2/28/2017
TCA Facilities LLC | 800 N Front St | Waterloo | NE | 68069-2243 | Douglas | NE32318 | Scrapped/Junked | 1753 | 1969 | Lochinvar | CPFT - Horiz Cpr Fin Boiler | 1ST FLR | HWSD - Hot Water Dom/Potable | 2/28/2014
TCA Facilities LLC | 800 N Front St | Waterloo | NE | 68069-2243 | Douglas | NE33048 | Scrapped/Junked | 10204 | 1977 | LOCHINVAR | WT - Water Tube Boiler | HIGH SCHL BLR ROOM | HWHT - Hot Water Heat | 7/31/2002
TCA Facilities LLC | 800 N Front St | Waterloo | NE | 68069-2243 | Douglas | NE42540 | Active | 407825 | 2023 | Lochinvar | FTVT - Firetube Vertical TB | Gym locker room | HWHT - Hot Water Heat | 2/28/2027
Private Residence | 8001 Maple St | Omaha | NE | 68134-6554 | Douglas | NE12984 | Exempt | na | 1960 | USRA | CI - Cast Iron | BOILER ROOM | HWHT - Hot Water Heat | 2/28/2018
DAVID G RICE | 8002 Crown Point Ave | Omaha | NE | 68134-2045 | Douglas | NE12760 | Inactive | 106 | 1962 | ED TROUDT BLR | FT - Firetube Boiler | PORTABLE | 0024 - Antique Steam Tractor | 5/31/1984
Midwest Neuroscience | 8005 Farnam Dr | Omaha | NE | 68114-3426 | Douglas | NE00556 | Scrapped/Junked | 3080 | 1999 | Fulton | FTUT - Firetube U-Tube Vert | BOILER ROOM | HWHT - Hot Water Heat | 10/31/2013
Midwest Neuroscience | 8005 Farnam Dr | Omaha | NE | 68114-3426 | Douglas | NE00557 | Scrapped/Junked | 3264 | 1999 | Fulton | FTUT - Firetube U-Tube Vert | BOILER ROOM | HWHT - Hot Water Heat | 10/31/2014
Midwest Neuroscience | 8005 Farnam Dr | Omaha | NE | 68114-3426 | Douglas | NE24898 | Active | 286201 | 2013 | Giannoni France | COND - Condenser | 2nd Fl mech room | HWHT - Hot Water Heat | 4/30/2027
Midwest Neuroscience | 8005 Farnam Dr | Omaha | NE | 68114-3426 | Douglas | NE24899 | Active | 283378 | 2013 | Giannoni France | COND - Condenser | 2nd Fl mech room | HWHT - Hot Water Heat | 4/30/2027
Trinity United Methodist | 8009 Q St | Ralston | NE | 68127-2717 | Douglas | NE37748 | Scrapped/Junked |  | 1975 | PEER | CI - Cast Iron | BOILER ROOM | HWHT - Hot Water Heat | 3/31/2009
PACIFIC MOLASSES | 801 ABBOTT DR | OMAHA | NE | 68110 | Douglas | NE14029 | Scrapped/Junked |  | 1978 | INDUSTRIAL | WT - Water Tube Boiler | MECHANICAL RM | PROC - Process Steam | 8/31/1985
The Durham Museum | 801 S 10th St | Omaha | NE | 68108-3205 | Douglas | NE05782 | Active | 8436 | 1995 | ALES | FTVT - Firetube Vertical TB | BOILER ROOM | HWHT - Hot Water Heat | 8/31/2025
The Durham Museum | 801 S 10th St | Omaha | NE | 68108-3205 | Douglas | NE05783 | Active | 8440 | 1995 | ALES | FTVT - Firetube Vertical TB | BOILER ROOM | HWHT - Hot Water Heat | 8/31/2026
The Durham Museum | 801 S 10th St | Omaha | NE | 68108-3205 | Douglas | NE05784 | Active | 8438 | 1995 | ALES | FTVT - Firetube Vertical TB | BOILER ROOM | HWHT - Hot Water Heat | 8/31/2026
The Durham Museum | 801 S 10th St | Omaha | NE | 68108-3205 | Douglas | NE05785 | Active | 8439 | 1995 | ALES | FTVT - Firetube Vertical TB | BOILER ROOM | HWHT - Hot Water Heat | 8/31/2026
Elmwood Towers | 801 S 52nd St | Omaha | NE | 68106-1809 | Douglas | NE16718 | Inactive | 15955 | 1991 | WEBJ | COBL - Coil Type Boiler | Boiler Room | HWSD - Hot Water Dom/Potable | 6/30/2016
Elmwood Towers | 801 S 52nd St | Omaha | NE | 68106-1809 | Douglas | NE16719 | Scrapped/Junked | 15964 | 1991 | WEBJ | COBL - Coil Type Boiler | Boiler Room | HWSD - Hot Water Dom/Potable | 3/31/2020
Elmwood Towers | 801 S 52nd St | Omaha | NE | 68106-1809 | Douglas | NE16720 | Inactive | 15825 | 1991 | WEBJ | COBL - Coil Type Boiler | Boiler Room | HWSD - Hot Water Dom/Potable | 3/31/2017
Elmwood Towers | 801 S 52nd St | Omaha | NE | 68106-1809 | Douglas | NE17221 | Scrapped/Junked | 15716 | 1991 | WEBJ | COBL - Coil Type Boiler | Boiler Room | HWSD - Hot Water Dom/Potable | 3/31/2020
Elmwood Towers | 801 S 52nd St | Omaha | NE | 68106-1809 | Douglas | NE28023 | Active | 349 | 2018 | Les Inc/Aldrich Co | FTVT - Firetube Vertical TB | boiler room | HWHT - Hot Water Heat | 3/31/2027
Elmwood Towers | 801 S 52nd St | Omaha | NE | 68106-1809 | Douglas | NE28024 | Active | 350 | 2018 | Les Inc/Aldrich Co | FTVT - Firetube Vertical TB | boiler room | HWHT - Hot Water Heat | 3/31/2027
Elmwood Towers | 801 S 52nd St | Omaha | NE | 68106-1809 | Douglas | NE28025 | Active | 20086 | 2018 | Aldrich | FTVT - Firetube Vertical TB | boiler room | HWSP - Hot Water Non Potable Supply | 3/31/2027
Elmwood Towers | 801 S 52nd St | Omaha | NE | 68106-1809 | Douglas | NE33744 | Active | 8464 | 1963 | TITUSVILLE | FTLO - Firetube Locomotive Type | Boiler Room | STHT - Steam-Heat | 3/31/2027
Elmwood Towers | 801 S 52nd St | Omaha | NE | 68106-1809 | Douglas | NE33745 | Out of Service | 8465 | 1963 | TITUSVILLE | FT - Firetube Boiler | Boiler Room | STHT - Steam-Heat | 6/30/2015
Elmwood Towers | 801 S 52nd St | Omaha | NE | 68106-1809 | Douglas | NE41210 | Active | 530 | 2020 | Les Inc/Aldrich Co | FHRT - FT Horiz Return Tube | boiler room | STHT - Steam-Heat | 3/31/2027
Elmwood Towers | 801 S 52nd St | Omaha | NE | 68106-1809 | Douglas | NE41211 | Active | 531 | 2020 | Les Inc/Aldrich Co | FHRT - FT Horiz Return Tube | boiler room | STHT - Steam-Heat | 3/31/2027
Cass Street Medical | 8019 Cass St | Omaha | NE | 68114-3525 | Douglas | NE21891 | Active | 158023 | 1999 | Raypak | CPFT - Horiz Cpr Fin Boiler | EQUIPMENT ROOM | HWSP - Hot Water Non Potable Supply | 2/28/2027
Cass Street Medical | 8019 Cass St | Omaha | NE | 68114-3525 | Douglas | NE21892 | Active | 158025 | 1999 | Raypak | CPFT - Horiz Cpr Fin Boiler | EQUIPMENT ROOM | HWSP - Hot Water Non Potable Supply | 2/28/2027
GRACE UNIVERSITY | 802 Pine St | Omaha | NE | 68108-3639 | Douglas | NE20336 | Scrapped/Junked |  | 1987 | RUUD | AHWH - ANSI/Fired Water Htr | BOILER ROOM | HWSD - Hot Water Dom/Potable | 7/31/1999
GRACE UNIVERSITY | 802 Pine St | Omaha | NE | 68108-3639 | Douglas | NE34742 | Scrapped/Junked |  | 1967 | AMERICAN STANDARD |  | SCHMIDT HALL | HWHT - Hot Water Heat | 7/31/1999
NOTTINGHAM APARTMENTS | 802-812 N 33RD ST | OMAHA | NE | 68131-2040 | Douglas | NE04344 | Inactive |  | 1925 | HEGGIE | FT - Firetube Boiler | BOILER ROOM | STHT - Steam-Heat | 11/30/1989
Hope Lodge | 8030 Farnam Dr | Omaha | NE | 68114 | Douglas | NE27163 | Active | 71181 | 2016 | PVI Industries | FT - Firetube Boiler | mech room 1st Fl | HWHT - Hot Water Heat | 1/31/2027
Hope Lodge | 8030 Farnam Dr | Omaha | NE | 68114 | Douglas | NE27164 | Active | 71179 | 2016 | PVI Industries | FT - Firetube Boiler | mech room 1st Fl | HWHT - Hot Water Heat | 1/31/2027
Center Professional Bldg | 8031 W Center Rd | Omaha | NE | 68124-3158 | Douglas | NE15033 | Active | 157104 | 2003 | Lochinvar | CPFT - Horiz Cpr Fin Boiler | EQUIP ROOM | HWHT - Hot Water Heat | 2/28/2027
APARTMENT BUILDING COMPLX | 804 Park Ave | Omaha | NE | 68105-2160 | Douglas | NE04346 | Inactive |  | 1984 | WEIL MCLAIN |  | BOILER ROOM | STHT - Steam-Heat | 11/30/2004
APARTMENT BUILDING COMPLX | 804 Park Ave | Omaha | NE | 68105-2160 | Douglas | NE12920 | Inactive |  | 1993 | STATE INDUSTRIES | AHWH - ANSI/Fired Water Htr |  | HWSD - Hot Water Dom/Potable | 11/30/1999
Pacific Springs Village | 805 S 173rd Ct | Omaha | NE | 68118-3112 | Douglas | NE07255 | Active | 15687 | 2006 | ALES | FTVT - Firetube Vertical TB | BOILER ROOM | HWHT - Hot Water Heat | 12/31/2026
Pacific Springs Village | 805 S 173rd Ct | Omaha | NE | 68118-3112 | Douglas | NE07256 | Active | 15686 | 2006 | ALES | FTVT - Firetube Vertical TB | BOILER ROOM | HWHT - Hot Water Heat | 12/31/2026
Pacific Springs Village | 805 S 173rd Ct | Omaha | NE | 68118-3112 | Douglas | NE08485 | Scrapped/Junked | 10163 | 1999 | ALDRICH/LES | FTVT - Firetube Vertical TB | BOILER ROOM | HHHP - Hotwater Heat & Heat Pump | 12/31/2006
Pacific Springs Village | 805 S 173rd Ct | Omaha | NE | 68118-3112 | Douglas | NE25532 | Scrapped/Junked | 158747 | 1999 | Raypak | CPFH - Copper Fin Water Heater | BOILER ROOM | HWSD - Hot Water Dom/Potable | 12/31/2022
Pacific Springs Village | 805 S 173rd Ct | Omaha | NE | 68118-3112 | Douglas | NE25533 | Scrapped/Junked | 158746 | 1999 | Raypak | CPFH - Copper Fin Water Heater | BOILER ROOM | HWSD - Hot Water Dom/Potable | 12/31/2023
Pacific Springs Village | 805 S 173rd Ct | Omaha | NE | 68118-3112 | Douglas | NE25534 | Scrapped/Junked | 158748 | 1999 | Raypak | CPFH - Copper Fin Water Heater | BOILER ROOM | HWSD - Hot Water Dom/Potable | 12/31/2017
Pacific Springs Village | 805 S 173rd Ct | Omaha | NE | 68118-3112 | Douglas | NE25535 | Scrapped/Junked | 10164 | 1999 | ALDRICH/LES | FTVT - Firetube Vertical TB | BOILER ROOM | HHHP - Hotwater Heat & Heat Pump | 12/31/2006
Pacific Springs Village | 805 S 173rd Ct | Omaha | NE | 68118-3112 | Douglas | NE42145 | Active | 11239 | 2020 | Riello | WT - Water Tube Boiler | New Boiler Room | HWHT - Hot Water Heat | 12/31/2026
Pacific Springs Village | 805 S 173rd Ct | Omaha | NE | 68118-3112 | Douglas | NE42146 | Active | 11238 | 2020 | Riello | WT - Water Tube Boiler | New Boiler Room | HWHT - Hot Water Heat | 12/31/2026
Pacific Springs Village | 805 S 173rd Ct | Omaha | NE | 68118-3112 | Douglas | NE42147 | Active | 11236 | 2020 | Riello | WT - Water Tube Boiler | New Boiler Room | HWHT - Hot Water Heat | 12/31/2026
Pacific Springs Village | 805 S 173rd Ct | Omaha | NE | 68118-3112 | Douglas | NE42148 | Active | 11237 | 2020 | Riello | WT - Water Tube Boiler | New Boiler Room | HWHT - Hot Water Heat | 12/31/2026
Pacific Springs Village | 805 S 173rd Ct | Omaha | NE | 68118-3112 | Douglas | NE42149 | Active | 11130 | 2020 | Riello | WT - Water Tube Boiler | New Boiler Room | HWHT - Hot Water Heat | 12/31/2026
Pacific Springs Village | 805 S 173rd Ct | Omaha | NE | 68118-3112 | Douglas | NE42150 | Active | 11126 | 2020 | Riello | WT - Water Tube Boiler | New Boiler Room | HWHT - Hot Water Heat | 12/31/2026
Pacific Springs Village | 805 S 173rd Ct | Omaha | NE | 68118-3112 | Douglas | NE42151 | Active | 11069 | 2020 | Riello | WT - Water Tube Boiler | New Boiler Room | HWHT - Hot Water Heat | 12/31/2026
Pacific Springs Village | 805 S 173rd Ct | Omaha | NE | 68118-3112 | Douglas | NE42152 | Active | 11065 | 2020 | Riello | WT - Water Tube Boiler | New Boiler Room | HWHT - Hot Water Heat | 12/31/2026
Pacific Springs Village | 805 S 173rd Ct | Omaha | NE | 68118-3112 | Douglas | NE42153 | Active | 294043 | 2022 | PVI Industries | CHWH - ASME/Fired Water Heater | Boiler Room | HWSD - Hot Water Dom/Potable | 12/31/2026
Pacific Springs Village | 805 S 173rd Ct | Omaha | NE | 68118-3112 | Douglas | NE42154 | Active | 286850 | 2022 | PVI Industries | CHWH - ASME/Fired Water Heater | Boiler Room | HWSD - Hot Water Dom/Potable | 12/31/2026
Pacific Springs Village | 805 S 173rd Ct | Omaha | NE | 68118-3112 | Douglas | NE42382 | Active | 387621 | 2022 | PVI Industries | CHWH - ASME/Fired Water Heater | Boiler Room | HWSD - Hot Water Dom/Potable | 12/31/2026
Alfonza W Davis Middle School | 8050 N 129th Ave | Omaha | NE | 68142-1804 | Douglas | NE23742 | Active | 233937 | 2011 | Laars | COND - Condenser | Mech Room | HWSD - Hot Water Dom/Potable | 12/31/2026
Alfonza W Davis Middle School | 8050 N 129th Ave | Omaha | NE | 68142-1804 | Douglas | NE23743 | Active | 233938 | 2011 | Laars | COND - Condenser | Mech Room | HWSD - Hot Water Dom/Potable | 12/31/2026
Wildewood Elementary | 8071 Ralston Ave | Ralston | NE | 68127-4209 | Douglas | NE17067 | Scrapped/Junked | 63947 | 1999 | State Industries | CHWH - ASME/Fired Water Heater | Mech. Room | HWSD - Hot Water Dom/Potable | 6/30/2023
ConAgra | 808 Conagra Dr | Omaha | NE | 68102-5002 | Douglas | NE17782 | Scrapped/Junked | n/a | 2008 | Patterson Kelley | CI - Cast Iron | Bldg #5 boiler room | HWHT - Hot Water Heat | 2/28/2022
CROSSWINDS APARTMENTS | 809 S 70th Plz | Omaha | NE | 68106-1079 | Douglas | NE21769 | Exempt 1999 LB-66 |  | 1980 | STATE INDUSTRIES | AHWH - ANSI/Fired Water Htr |  | HWSD - Hot Water Dom/Potable | 4/30/2000
CROSSWINDS APARTMENTS | 809 S 70th Plz | Omaha | NE | 68106-1079 | Douglas | NE21770 | Exempt 1999 LB-66 |  | 1980 | STATE INDUSTRIES | AHWH - ANSI/Fired Water Htr |  | HWSD - Hot Water Dom/Potable | 4/30/2000
810 N 96th Bldg | 810 N 96th St | Omaha | NE | 68114-2767 | Douglas | NE16470 | Active | 6755 | 1990 | Aldrich | FTFB - Firetube-Firebox Boiler | PENTHOUSE | HWHT - Hot Water Heat | 5/31/2026
Pine Elementary School | 810 Pine St | Omaha | NE | 68108-3639 | Douglas | NE03968 | Scrapped/Junked |  | 1966 | AMERICAN STANDARD |  | 817 PINE ST | HWHT - Hot Water Heat | 7/31/1996
Pine Elementary School | 810 Pine St | Omaha | NE | 68108-3639 | Douglas | NE04809 | Scrapped/Junked | 15350 | 1990 | Lochinvar | CPFT - Horiz Cpr Fin Boiler | BOILER ROOM | HWSD - Hot Water Dom/Potable | 9/30/2015
Pine Elementary School | 810 Pine St | Omaha | NE | 68108-3639 | Douglas | NE12009 | Scrapped/Junked | 64110 | 2003 | MKTF | FT - Firetube Boiler | KITCHEN | 0021 - Steam Supp Cooker/Kettle | 9/30/2011
Pine Elementary School | 810 Pine St | Omaha | NE | 68108-3639 | Douglas | NE25511 | Scrapped/Junked | 161074 | 1998 | Raypak | CPFT - Horiz Cpr Fin Boiler | BOILER ROOM | HWHT - Hot Water Heat | 9/30/2020
Pine Elementary School | 810 Pine St | Omaha | NE | 68108-3639 | Douglas | NE25512 | Scrapped/Junked | 161075 | 1998 | Raypak | CPFT - Horiz Cpr Fin Boiler | BOILER ROOM | HWSD - Hot Water Dom/Potable | 9/30/2014
Pine Elementary School | 810 Pine St | Omaha | NE | 68108-3639 | Douglas | NE26277 | Scrapped/Junked | 274257 | 2013 | Lochinvar | CPFT - Horiz Cpr Fin Boiler | BOILER ROOM | HWSD - Hot Water Dom/Potable | 9/30/2020
Pine Elementary School | 810 Pine St | Omaha | NE | 68108-3639 | Douglas | NE33072 | Scrapped/Junked | n/a | 1966 | Kewanee | FTFB - Firetube-Firebox Boiler | BOILER ROOM | HWHT - Hot Water Heat | 9/30/2016
Pine Elementary School | 810 Pine St | Omaha | NE | 68108-3639 | Douglas | NE41703 | Active | 500318 | 2020 | Lochinvar | WT - Water Tube Boiler | basement mech room | HWHT - Hot Water Heat | 12/31/2026
Pine Elementary School | 810 Pine St | Omaha | NE | 68108-3639 | Douglas | NE41704 | Active | 500316 | 2020 | Lochinvar | WT - Water Tube Boiler | basement mech room | HWHT - Hot Water Heat | 12/31/2026
Pine Elementary School | 810 Pine St | Omaha | NE | 68108-3639 | Douglas | NE41705 | Active | 503186 | 2020 | Lochinvar | WT - Water Tube Boiler | basement mech room | HWHT - Hot Water Heat | 12/31/2026
Pine Elementary School | 810 Pine St | Omaha | NE | 68108-3639 | Douglas | NE41706 | Active | 277943 | 2021 | AO SMITH | CHWH - ASME/Fired Water Heater | basement mech room | HWSD - Hot Water Dom/Potable | 12/31/2026
Pine Elementary School | 810 Pine St | Omaha | NE | 68108-3639 | Douglas | NE41707 | Active | 277936 | 2021 | AO SMITH | CHWH - ASME/Fired Water Heater | basement mech room | HWSD - Hot Water Dom/Potable | 12/31/2026
PEONY PARK INC | 8100 Cass St | Omaha | NE | 68114-3527 | Douglas | NE37189 | Inactive |  | 1980 | BRYANT |  | BASEMENT | HWHT - Hot Water Heat | 2/28/1994
PEONY PARK INC | 8100 Cass St | Omaha | NE | 68114-3527 | Douglas | NE37190 | Inactive |  | 1977 | BRYANT |  | BASEMENT | HWHT - Hot Water Heat | 2/28/1994
GRACE UNIVERSITY | 811 FORREST ST | OMAHA | NE | 68108-3629 | Douglas | NE32819 | Scrapped/Junked | 5058 | 1944 | KEWANEE | FTFB - Firetube-Firebox Boiler |  | STHT - Steam-Heat | 7/31/2000
Nebraska Methodist Health System Inc | 8111 Dodge St | Omaha | NE | 68114-4129 | Douglas | NE01655 | Active | 37916 | 1984 | KEWA | FTFB - Firetube-Firebox Boiler | 3rd Floor Mech Room | HWHT - Hot Water Heat | 9/30/2026
CHERRY GARDEN APARTMENTS | 814 S 37th Ave | Omaha | NE | 68105-1164 | Douglas | NE04049 | Inactive |  | 1984 | PEERLESS HEATER COMPANY |  |  | STHT - Steam-Heat | 2/29/1992
CREIGHTON UNIVERSITY | 815 N 19th St | Omaha | NE | 68178-0033 | Douglas | NE04982 | Inactive |  | 1967 | PEERLESS HEATER COMPANY |  | BOILER ROOM | STHT - Steam-Heat | 3/31/2001
Omaha Public Schools | 815 Worthington St | Omaha | NE | 68108 | Douglas | NE10667 | Scrapped/Junked | 2572 | 2003 | Thermal Solutions | VCPF - Vert Cpr Fin Blr | BOILER ROOM | HWHT - Hot Water Heat | 9/30/2021
Cathedral Cottages | 816 N 36th St | Omaha | NE | 68131-1969 | Douglas | NE22664 | Scrapped/Junked | n/a | 1950 | KEWA | FTFB - Firetube-Firebox Boiler | BOILER ROOM | HWHT - Hot Water Heat | 4/30/2009
Cathedral Cottages | 816 N 36th St | Omaha | NE | 68131-1969 | Douglas | NE22665 | Exempt 1999 LB-66 |  | 1997 | LOCHINVAR | AHWH - ANSI/Fired Water Htr |  | HWSD - Hot Water Dom/Potable | 1/31/2000
Cathedral Cottages | 816 N 36th St | Omaha | NE | 68131-1969 | Douglas | NE23752 | Active | n/a | 2009 | Peerless | CI - Cast Iron | boiler room | HWHT - Hot Water Heat | 12/31/2026
Crestridge Magnet Center | 818 Crestridge Rd | Omaha | NE | 68154-3409 | Douglas | NE05036 | Scrapped/Junked |  | 1961 | DAY & NIGHT | AHWH - ANSI/Fired Water Htr | CRESTRIDGE | HWSD - Hot Water Dom/Potable | 5/31/1998
Crestridge Magnet Center | 818 Crestridge Rd | Omaha | NE | 68154-3409 | Douglas | NE05321 | Exempt 1999 LB-66 |  | 1990 | AO SMITH | AHWH - ANSI/Fired Water Htr |  | HWSD - Hot Water Dom/Potable | 6/30/2000
Crestridge Magnet Center | 818 Crestridge Rd | Omaha | NE | 68154-3409 | Douglas | NE27122 | Active | 367025 | 2015 | Laars | COND - Condenser | boiler room | HWHT - Hot Water Heat | 12/31/2026
Crestridge Magnet Center | 818 Crestridge Rd | Omaha | NE | 68154-3409 | Douglas | NE27123 | Active | 367026 | 2015 | Laars | COND - Condenser | boiler room | HWHT - Hot Water Heat | 12/31/2026
Crestridge Magnet Center | 818 Crestridge Rd | Omaha | NE | 68154-3409 | Douglas | NE31143 | Scrapped/Junked | n/a | 1961 | KEWA | FTFB - Firetube-Firebox Boiler | BOILER ROOM | HWHT - Hot Water Heat | 12/31/2016
Crestridge Magnet Center | 818 Crestridge Rd | Omaha | NE | 68154-3409 | Douglas | NE31144 | Scrapped/Junked | n/a | 1961 | Kewanee | FTFB - Firetube-Firebox Boiler | BOILER ROOM | HWHT - Hot Water Heat | 12/31/2016
Victory Apartments II | 819 Dorcas St | Omaha | NE | 68108-1151 | Douglas | NE15492 | Scrapped/Junked | 8488 | 1989 | Ajax | WT - Water Tube Boiler | UTILITY ROOM | HWHT - Hot Water Heat | 9/30/2013
Victory Apartments II | 819 Dorcas St | Omaha | NE | 68108-1151 | Douglas | NE15493 | Scrapped/Junked | 8487 | 1989 | Ajax | WT - Water Tube Boiler | UTILITY ROOM | HWHT - Hot Water Heat | 9/30/2013
Victory Apartments II | 819 Dorcas St | Omaha | NE | 68108-1151 | Douglas | NE25793 | Scrapped/Junked | 253628 | 2013 | Laars | WT - Water Tube Boiler | mech room | HWHT - Hot Water Heat | 9/30/2018
Victory Apartments II | 819 Dorcas St | Omaha | NE | 68108-1151 | Douglas | NE25794 | Scrapped/Junked | 253627 | 2013 | Laars | WT - Water Tube Boiler | mech room | HWHT - Hot Water Heat | 9/30/2018
CROSSWINDS APARTMENTS | 819 S 70th Plz | Omaha | NE | 68106-1078 | Douglas | NE21767 | Exempt 1999 LB-66 |  | 1979 | AO SMITH | AHWH - ANSI/Fired Water Htr |  | HWSD - Hot Water Dom/Potable | 4/30/2000
CROSSWINDS APARTMENTS | 819 S 70th Plz | Omaha | NE | 68106-1078 | Douglas | NE21768 | Exempt 1999 LB-66 |  | 1982 | RUUD | AHWH - ANSI/Fired Water Htr |  | HWSD - Hot Water Dom/Potable | 4/30/2000
Children's Hospital & Medical Center Omaha | 8200 Dodge St | Omaha | NE | 68114-4113 | Douglas | NE00130 | Active | 9672 | 1999 | CLEA | FTSM - FTS Marine Dry Back | BOILER ROOM #1 | BSUP - Bldg Heat & Process | 7/31/2026
Children's Hospital & Medical Center Omaha | 8200 Dodge St | Omaha | NE | 68114-4113 | Douglas | NE00131 | Active | 9675 | 1999 | CLEA | FTSM - FTS Marine Dry Back | BOILER ROOM #2 | BSUP - Bldg Heat & Process | 7/31/2026
Children's Hospital & Medical Center Omaha | 8200 Dodge St | Omaha | NE | 68114-4113 | Douglas | NE00132 | Active | 9680 | 1999 | Cleaver-Brooks | FTSM - FTS Marine Dry Back | BLRM #3 BLR | BSUP - Bldg Heat & Process | 10/31/2026
Children's Hospital & Medical Center Omaha | 8200 Dodge St | Omaha | NE | 68114-4113 | Douglas | NE00133 | Active | 9676 | 1999 | Cleaver-Brooks | FTSM - FTS Marine Dry Back | BLRM #4 BLR | BSUP - Bldg Heat & Process | 10/31/2026
Children's Hospital & Medical Center Omaha | 8200 Dodge St | Omaha | NE | 68114-4113 | Douglas | NE07270 | Active | 16299 | 2006 | Aldrich Co./L.E.S. Inc. | FTVT - Firetube Vertical TB | Pavilion Penthouse Mech RM | HWSD - Hot Water Dom/Potable | 10/31/2026
Children's Hospital & Medical Center Omaha | 8200 Dodge St | Omaha | NE | 68114-4113 | Douglas | NE07271 | Active | 16300 | 2006 | Aldrich Co./L.E.S. Inc. | FTVT - Firetube Vertical TB | Pavilion Penthouse Mech RM | HWSD - Hot Water Dom/Potable | 10/31/2026
Children's Hospital & Medical Center Omaha | 8200 Dodge St | Omaha | NE | 68114-4113 | Douglas | NE23366 | Scrapped/Junked | 101568 | 1999 | LOCHINVAR | CPFT - Horiz Cpr Fin Boiler | PENTHOUSE | HWHT - Hot Water Heat | 7/31/2008
Children's Hospital & Medical Center Omaha | 8200 Dodge St | Omaha | NE | 68114-4113 | Douglas | NE23367 | Scrapped/Junked | 101567 | 1999 | LOCHINVAR | CPFT - Horiz Cpr Fin Boiler | PENTHOUSE | HWHT - Hot Water Heat | 10/31/2007
Children's Hospital & Medical Center Omaha | 8200 Dodge St | Omaha | NE | 68114-4113 | Douglas | NE26139 | Active | 51276 | 2014 | AIC Gdynia | FTVT - Firetube Vertical TB | 5th Floor Mech SPC Bldg | HWHT - Hot Water Heat | 10/31/2026
Children's Hospital & Medical Center Omaha | 8200 Dodge St | Omaha | NE | 68114-4113 | Douglas | NE26140 | Active | 51271 | 2014 | AIC Gdynia | FT - Firetube Boiler | 5th Floor Mech SPC Bldg | HWHT - Hot Water Heat | 10/31/2026
Children's Hospital & Medical Center Omaha | 8200 Dodge St | Omaha | NE | 68114-4113 | Douglas | NE26141 | Active | 51270 | 2015 | AIC Gdynia | FT - Firetube Boiler | 5th Floor Mech SPC Bldg | HWHT - Hot Water Heat | 10/31/2026
Children's Hospital & Medical Center Omaha | 8200 Dodge St | Omaha | NE | 68114-4113 | Douglas | NE26142 | Active | 51269 | 2015 | AIC Gdynia | FT - Firetube Boiler | 5th Floor Mech SPC Bldg | HWHT - Hot Water Heat | 10/31/2026
Children's Hospital & Medical Center Omaha | 8200 Dodge St | Omaha | NE | 68114-4113 | Douglas | NE26143 | Active | 51279 | 2014 | AIC Gdynia | FT - Firetube Boiler | 5th Floor Mech SPC Bldg | HWHT - Hot Water Heat | 10/31/2026
Children's Hospital & Medical Center Omaha | 8200 Dodge St | Omaha | NE | 68114-4113 | Douglas | NE26144 | Active | 51445 | 2014 | AIC Gdynia | FT - Firetube Boiler | 5th Floor Mech SPC Bldg | HWHT - Hot Water Heat | 10/31/2026
St Philip Neri Church | 8200 N 30th St | Omaha | NE | 68112-2202 | Douglas | NE12020 | Active | n/a | 2002 | Peerless | CI - Cast Iron | BOILER ROOM | STHT - Steam-Heat | 1/31/2027
St Philip Neri Church | 8200 N 30th St | Omaha | NE | 68112-2202 | Douglas | NE12028 | Active | n/a | 2002 | Peerless | CI - Cast Iron | BOILER ROOM | HWHT - Hot Water Heat | 1/31/2027
St Philip Neri Church | 8200 N 30th St | Omaha | NE | 68112-2202 | Douglas | NE37646 | Scrapped/Junked |  | 1953 | PACIFIC | FTFB - Firetube-Firebox Boiler | BOILER ROOM | STHT - Steam-Heat | 8/31/2004
Loveland Elementary | 8201 Pacific St | Omaha | NE | 68114-5353 | Douglas | NE24744 | Active | 9929 | 1998 | Aldrich | FTFB - Firetube-Firebox Boiler | BOILER ROOM | STHT - Steam-Heat | 1/31/2026
Loveland Elementary | 8201 Pacific St | Omaha | NE | 68114-5353 | Douglas | NE24745 | Active | 9927 | 1998 | Aldrich | FTFB - Firetube-Firebox Boiler | BOILER ROOM | STHT - Steam-Heat | 1/31/2026
Loveland Elementary | 8201 Pacific St | Omaha | NE | 68114-5353 | Douglas | NE33050 | Scrapped/Junked |  | 1973 | KEWANEE | FT - Firetube Boiler |  | STHT - Steam-Heat | 7/31/1999
Loveland Elementary | 8201 Pacific St | Omaha | NE | 68114-5353 | Douglas | NE33354 | Scrapped/Junked |  | 1954 | PACIFIC | FT - Firetube Boiler |  | STHT - Steam-Heat | 7/31/1999
Ralston Middle School | 8202 Lakeview St | Ralston | NE | 68127-2733 | Douglas | NE23411 | Scrapped/Junked | 76244 | 1997 | Lochinvar | CPFT - Horiz Cpr Fin Boiler | BOILER ROOM | HWHT - Hot Water Heat | 6/30/2017
Ralston Middle School | 8202 Lakeview St | Ralston | NE | 68127-2733 | Douglas | NE23412 | Scrapped/Junked | 76245 | 1997 | Lochinvar | CPFT - Horiz Cpr Fin Boiler | BOILER ROOM | HWSD - Hot Water Dom/Potable | 6/30/2017
Ralston Middle School | 8202 Lakeview St | Ralston | NE | 68127-2733 | Douglas | NE23413 | Scrapped/Junked | 91587 | 1997 | Pvi | CHWH - ASME/Fired Water Heater | BOILER ROOM | HWSD - Hot Water Dom/Potable | 6/30/2014
Ralston Middle School | 8202 Lakeview St | Ralston | NE | 68127-2733 | Douglas | NE27217 | Active | 77465 | 2017 | Aerco | FTVT - Firetube Vertical TB | Boiler room | HWHT - Hot Water Heat | 6/30/2026
Ralston Middle School | 8202 Lakeview St | Ralston | NE | 68127-2733 | Douglas | NE27218 | Active | 77444 | 2017 | Aerco | FTVT - Firetube Vertical TB | Boiler room | HWHT - Hot Water Heat | 6/30/2026
St Philip Neri School | 8202 N 31st St | Omaha | NE | 68112-2102 | Douglas | NE26365 | Active | 219641 | 2012 | CAMUS | WTSS - Watertube SS Steel | BOILER ROOM | HWHT - Hot Water Heat | 1/31/2027
St Philip Neri School | 8202 N 31st St | Omaha | NE | 68112-2102 | Douglas | NE26366 | Active | 219642 | 2012 | CAMUS | WTSS - Watertube SS Steel | BOILER ROOM | HWHT - Hot Water Heat | 1/31/2027
St Philip Neri School | 8202 N 31st St | Omaha | NE | 68112-2102 | Douglas | NE32098 | Out of Service | n/a | 1960 | Pacific | FTSM - FTS Marine Dry Back | BOILER ROOM | HWHT - Hot Water Heat | 1/31/2013
St Philip Neri School | 8202 N 31st St | Omaha | NE | 68112-2102 | Douglas | NE32099 | Out of Service | n/a | 1960 | Pacific | FTFB - Firetube-Firebox Boiler | BOILER ROOM | HWHT - Hot Water Heat | 1/31/2013
Northwest High School | 8204 Crown Point Ave | Omaha | NE | 68134-1922 | Douglas | NE04864 | Active | 42498 | 1990 | KEWA | FTFB - Firetube-Firebox Boiler | BOILER ROOM | STHT - Steam-Heat | 6/30/2026
Northwest High School | 8204 Crown Point Ave | Omaha | NE | 68134-1922 | Douglas | NE31211 | Active | n/a | 1970 | Kewanee | FTSM - FTS Marine Dry Back | BOILER ROOM | STHT - Steam-Heat | 12/31/2026
Northwest High School | 8204 Crown Point Ave | Omaha | NE | 68134-1922 | Douglas | NE31212 | Active | n/a | 1970 | Kewanee | FTSM - FTS Marine Dry Back | BOILER ROOM | STHT - Steam-Heat | 12/31/2026
Mimi's Coin Laundry | 8206 Harrison St | Ralston | NE | 68128-2916 | Douglas | NE18772 | Scrapped/Junked | 137286 | 2009 | A O Smith | FTVT - Firetube Vertical TB | Mech. Room | HWSD - Hot Water Dom/Potable | 10/31/2023
Mimi's Coin Laundry | 8206 Harrison St | Ralston | NE | 68128-2916 | Douglas | NE24381 | Scrapped/Junked | 55026 | 1986 | Raypak | CPFT - Horiz Cpr Fin Boiler | MECHANICAL ROOM | HWSD - Hot Water Dom/Potable | 10/31/2010
Mimi's Coin Laundry | 8206 Harrison St | Ralston | NE | 68128-2916 | Douglas | NE42467 | Active | 307253 | 2023 | A O Smith | CHWH - ASME/Fired Water Heater | Mech. Room | HWSD - Hot Water Dom/Potable | 10/31/2027
Washworks Car Wash | 8210 Harrison St | Ralston | NE | 68128-2916 | Douglas | NE24379 | Scrapped/Junked | 45997 | 1985 | RAYP | CPFT - Horiz Cpr Fin Boiler | MECHANICAL ROOM | HWSP - Hot Water Non Potable Supply | 4/30/2015
Washworks Car Wash | 8210 Harrison St | Ralston | NE | 68128-2916 | Douglas | NE24380 | Scrapped/Junked | 45899 | 1985 | RAYP | CPFT - Horiz Cpr Fin Boiler | MECHANICAL ROOM | HWHF - Hot Water Heat-Floor | 4/30/2015
CARTIER APARTMENTS | 8220 Blondo St | Omaha | NE | 68134-6460 | Douglas | NE21854 | Exempt 1999 LB-66 |  | 1992 | AO SMITH | AHWH - ANSI/Fired Water Htr |  | HWSD - Hot Water Dom/Potable | 11/30/1999
CARTIER APARTMENTS | 8220 Blondo St | Omaha | NE | 68134-6460 | Douglas | NE21855 | Exempt 1999 LB-66 |  | 1985 | PRESTIGE | AHWH - ANSI/Fired Water Htr |  | HWSD - Hot Water Dom/Potable | 11/30/1999
CARTIER APARTMENTS | 8220 Blondo St | Omaha | NE | 68134-6460 | Douglas | NE21856 | Exempt 1999 LB-66 |  | 1993 | AO SMITH | AHWH - ANSI/Fired Water Htr |  | HWSD - Hot Water Dom/Potable | 11/30/1999
Omaha Public Schools | 823 Worthington | Omaha | NE | 68108 | Douglas | NE21983 | Scrapped/Junked | 124727 | 1996 | Raypak | CPFT - Horiz Cpr Fin Boiler | LIBRARY MECH ROOM | HWHT - Hot Water Heat | 9/30/2019
Westgate Pool | 8233 Grover St | Omaha | NE | 68124-3335 | Douglas | NE06149 | Out of Service | C07832 | 2005 | AOSM | COBL - Coil Type Boiler | EQUIPMENT ROOM | OPHT - Outdoor Pool Heater | 6/30/2015
Westgate Pool | 8233 Grover St | Omaha | NE | 68124-3335 | Douglas | NE21775 | Scrapped/Junked | n/a | 1993 | Raypak | CPFT - Horiz Cpr Fin Boiler | EQUIP ROOM | OPHT - Outdoor Pool Heater | 6/30/2017
Westgate Pool | 8233 Grover St | Omaha | NE | 68124-3335 | Douglas | NE28877 | Active | 303130 | 2020 | Laars | CPFT - Horiz Cpr Fin Boiler | pool Mech room | OPHT - Outdoor Pool Heater | 6/30/2026
CARTIER APARTMENTS | 8240 Blondo St | Omaha | NE | 68134-6461 | Douglas | NE21852 | Exempt 1999 LB-66 |  | 1987 | RHEEM MANUFACTURING CO | AHWH - ANSI/Fired Water Htr |  | HWSD - Hot Water Dom/Potable | 11/30/1999
CARTIER APARTMENTS | 8240 Blondo St | Omaha | NE | 68134-6461 | Douglas | NE21853 | Exempt 1999 LB-66 |  | 1981 | STATE INDUSTRIES | AHWH - ANSI/Fired Water Htr |  | HWSD - Hot Water Dom/Potable | 11/30/1999
Victory Apartments | 825 Dorcas St | Omaha | NE | 68108-1160 | Douglas | NE09479 | Inactive | 40318 | 1987 | KEWA | FTFB - Firetube-Firebox Boiler | BOILER ROOM | STHT - Steam-Heat | 9/30/2008
Victory Apartments | 825 Dorcas St | Omaha | NE | 68108-1160 | Douglas | NE09480 | Inactive | 6316 | 1987 | Rite | WT - Water Tube Boiler | BOILER ROOM | HWSD - Hot Water Dom/Potable | 9/30/2012
Victory Apartments | 825 Dorcas St | Omaha | NE | 68108-1160 | Douglas | NE09481 | Out of Service | 6317 | 1987 | Rite | WT - Water Tube Boiler | BOILER ROOM | HWSD - Hot Water Dom/Potable | 9/30/2011
Victory Apartments | 825 Dorcas St | Omaha | NE | 68108-1160 | Douglas | NE17666 | Exempt 1999 LB-66 |  | 1989 | AO SMITH | AHWH - ANSI/Fired Water Htr |  | HWSD - Hot Water Dom/Potable | 7/31/2000
Victory Apartments | 825 Dorcas St | Omaha | NE | 68108-1160 | Douglas | NE17667 | Exempt 1999 LB-66 |  | 1989 | AO SMITH | AHWH - ANSI/Fired Water Htr |  | HWSD - Hot Water Dom/Potable | 7/31/2000
Omaha Ambulatory Surgery Cntr | 825 N 90th St | Omaha | NE | 68114-2702 | Douglas | NE12837 | Scrapped/Junked | 29624 | 1992 | Loch | CPFT - Horiz Cpr Fin Boiler | EQUIP ROOM | HWSD - Hot Water Dom/Potable | 6/30/2020
Omaha Ambulatory Surgery Cntr | 825 N 90th St | Omaha | NE | 68114-2702 | Douglas | NE12838 | Scrapped/Junked | 29625 | 1992 | Loch | CPFT - Horiz Cpr Fin Boiler | EQUIP ROOM | HWHT - Hot Water Heat | 6/30/2020
Omaha Ambulatory Surgery Cntr | 825 N 90th St | Omaha | NE | 68114-2702 | Douglas | NE12871 | Exempt 1999 LB-66 |  | 1991 | AO SMITH | AHWH - ANSI/Fired Water Htr |  | HWSD - Hot Water Dom/Potable | 6/30/2000
Omaha Ambulatory Surgery Cntr | 825 N 90th St | Omaha | NE | 68114-2702 | Douglas | NE28535 | Active | 362964 | 2019 | Lochinvar | FTVT - Firetube Vertical TB | boiler room | HWHT - Hot Water Heat | 6/30/2026
Omaha Ambulatory Surgery Cntr | 825 N 90th St | Omaha | NE | 68114-2702 | Douglas | NE28536 | Active | 358034 | 2019 | Lochinvar | FTVT - Firetube Vertical TB | boiler room | HWHT - Hot Water Heat | 6/30/2026
NE Methodist Health System Headquarters | 825 S 169th St | Omaha | NE | 68118 | Douglas | NE27710 | Active | 4279 | 2016 | Fulton | FT - Firetube Boiler | mech room | HWHT - Hot Water Heat | 10/31/2026
NE Methodist Health System Headquarters | 825 S 169th St | Omaha | NE | 68118 | Douglas | NE27711 | Active | 4295 | 2016 | Fulton | FT - Firetube Boiler | mech room | HWHT - Hot Water Heat | 10/31/2026
NE Methodist Health System Headquarters | 825 S 169th St | Omaha | NE | 68118 | Douglas | NE27712 | Active | 4287 | 2016 | Fulton | FT - Firetube Boiler | mech room | HWHT - Hot Water Heat | 10/31/2026
Mi Mama's Tortilla Factory, LLC | 828 S 17th St | Omaha | NE | 68108-3115 | Douglas | NE27196 | Scrapped/Junked | 153205 | 2010 | AO SMITH | CHWH - ASME/Fired Water Heater | Mezzanine Compressor Room | HWSD - Hot Water Dom/Potable | 3/31/2024
Winter Quarters NE Temple | 8283 N 34th St | Omaha | NE | 68112-2114 | Douglas | NE01428 | Scrapped/Junked | 114826 | 2000 | Lochinvar | WT - Water Tube Boiler | Blrm | HWHT - Hot Water Heat | 4/30/2024
Winter Quarters NE Temple | 8283 N 34th St | Omaha | NE | 68112-2114 | Douglas | NE01429 | Scrapped/Junked | 114982 | 2000 | Lochinvar | WT - Water Tube Boiler | Blrm | HWDP - Hotwater Heat & Dom Supply | 4/30/2024
Winter Quarters NE Temple | 8283 N 34th St | Omaha | NE | 68112-2114 | Douglas | NE42862 | Active | 407889 | 2023 | Lochinvar | FTVT - Firetube Vertical TB | Mechanical Room | HWHT - Hot Water Heat | 10/31/2026
Metro Community College (Elkhorn Campus) | 829 N 204th St | Elkhorn | NE | 68022-1604 | Douglas | NE16847 | Scrapped/Junked | 15223 | 1991 | AO SMITH | AHWH - ANSI/Fired Water Htr |  | HWSD - Hot Water Dom/Potable | 4/30/1999
Metro Community College (Elkhorn Campus) | 829 N 204th St | Elkhorn | NE | 68022-1604 | Douglas | NE20752 | Scrapped/Junked | C31970 | 2011 | AO SMITH | WT - Water Tube Boiler | Mechanical Room 329 | HWSD - Hot Water Dom/Potable | 4/30/2021
Metro Community College (Elkhorn Campus) | 829 N 204th St | Elkhorn | NE | 68022-1604 | Douglas | NE22013 | Exempt 1999 LB-66 |  | 1997 | STATE INDUSTRIES | AHWH - ANSI/Fired Water Htr |  | HWSD - Hot Water Dom/Potable | 4/30/1999
Metro Community College (Elkhorn Campus) | 829 N 204th St | Elkhorn | NE | 68022-1604 | Douglas | NE24789 | Scrapped/Junked | 15223 | 1991 | A. O. Smith | COBL - Coil Type Boiler | Photography Maint Room | HWSD - Hot Water Dom/Potable | 4/30/2012
Metro Community College (Elkhorn Campus) | 829 N 204th St | Elkhorn | NE | 68022-1604 | Douglas | NE24790 | Scrapped/Junked | 138971 | 1998 | Raytherm/Raypak | CPFT - Horiz Cpr Fin Boiler | Snow Melt Equip Room | HWHT - Hot Water Heat | 4/30/2024
Metro Community College (Elkhorn Campus) | 829 N 204th St | Elkhorn | NE | 68022-1604 | Douglas | NE32435 | Scrapped/Junked | N/A | 1980 | Peerless | CI - Cast Iron | BOILER ROOM, Blr. #3 | HWHT - Hot Water Heat | 4/30/2026
Metro Community College (Elkhorn Campus) | 829 N 204th St | Elkhorn | NE | 68022-1604 | Douglas | NE32436 | Scrapped/Junked | N/A | 1980 | Peerless | CI - Cast Iron | BOILER ROOM, Blr. #2 | HWHT - Hot Water Heat | 4/30/2026
Metro Community College (Elkhorn Campus) | 829 N 204th St | Elkhorn | NE | 68022-1604 | Douglas | NE32437 | Scrapped/Junked | N/A | 1980 | Peerless | CI - Cast Iron | BOILER ROOM, Blr. #1 | HWHT - Hot Water Heat | 4/30/2026
Metro Community College (Elkhorn Campus) | 829 N 204th St | Elkhorn | NE | 68022-1604 | Douglas | NE33018 | Scrapped/Junked |  | 1979 | AO SMITH | AHWH - ANSI/Fired Water Htr | ELKHORN CAMPUS | HWSD - Hot Water Dom/Potable | 4/30/1994
Metro Community College (Elkhorn Campus) | 829 N 204th St | Elkhorn | NE | 68022-1604 | Douglas | NE43567 | Active | 495896 | 2024 | Lochinvar | FTVT - Firetube Vertical TB | Boiler Room | HWHT - Hot Water Heat | 7/31/2026
Metro Community College (Elkhorn Campus) | 829 N 204th St | Elkhorn | NE | 68022-1604 | Douglas | NE43568 | Active | 494219 | 2024 | Lochinvar | FTVT - Firetube Vertical TB | Boiler Room | HWHT - Hot Water Heat | 7/31/2026
CHILDREN'S HEALTHCARE PAV | 8300 Dodge St | Omaha | NE | 68114-4109 | Douglas | NE05236 | Scrapped/Junked |  | 1968 | CLEAVER BROOKS | WT - Water Tube Boiler |  | HWHT - Hot Water Heat | 8/31/1999
CHILDREN'S HEALTHCARE PAV | 8300 Dodge St | Omaha | NE | 68114-4109 | Douglas | NE05237 | Scrapped/Junked |  | 1968 | CLEAVER BROOKS | WT - Water Tube Boiler |  | HWHT - Hot Water Heat | 8/31/1999
CHILDREN'S HEALTHCARE PAV | 8300 Dodge St | Omaha | NE | 68114-4109 | Douglas | NE20677 | Scrapped/Junked |  | 1987 | AO SMITH | AHWH - ANSI/Fired Water Htr |  | HWSD - Hot Water Dom/Potable | 8/31/1999
CHILDREN'S HEALTHCARE PAV | 8300 Dodge St | Omaha | NE | 68114-4109 | Douglas | NE20678 | Scrapped/Junked |  | 1987 | AO SMITH | AHWH - ANSI/Fired Water Htr |  | HWSD - Hot Water Dom/Potable | 8/31/1999
Methodist Hospital | 8303 Dodge St | Omaha | NE | 68114-4108 | Douglas | NE04580 | Scrapped/Junked | 5357 | 1979 | KEEL | WT - Water Tube Boiler | BOILER ROOM | BSUP - Bldg Heat & Process | 10/31/2024
Methodist Hospital | 8303 Dodge St | Omaha | NE | 68114-4108 | Douglas | NE04581 | Inactive | 94 | 1980 | CONSUMAT | WT - Water Tube Boiler | WASTE DISPOSAL | PROC - Process Steam | 9/30/2000
Methodist Hospital | 8303 Dodge St | Omaha | NE | 68114-4108 | Douglas | NE10918 | Scrapped/Junked | 4257 | 1966 | KEEL | WT - Water Tube Boiler | BOILER ROOM | PROC - Process Steam | 9/30/2024
Methodist Hospital | 8303 Dodge St | Omaha | NE | 68114-4108 | Douglas | NE10919 | Scrapped/Junked | 4256 | 1966 | KEEL | WT - Water Tube Boiler | Boiler Plant | BSUP - Bldg Heat & Process | 10/31/2024
Methodist Hospital | 8303 Dodge St | Omaha | NE | 68114-4108 | Douglas | NE42632 | Out of Service | 16538 | 2009 | Superior Boiler Works | FTHT - Firetube Horizontal | Portable Trailer | STHT - Steam-Heat | 4/30/2025
Methodist Hospital | 8303 Dodge St | Omaha | NE | 68114-4108 | Douglas | NE42633 | Out of Service | 22606 | 2022 | Cleaver Brooks | FTHT - Firetube Horizontal | Portable Trailer | STHT - Steam-Heat | 4/30/2025
Methodist Hospital | 8303 Dodge St | Omaha | NE | 68114-4108 | Douglas | NE42828 | Active | 3104 | 2024 | Unilux | WT - Water Tube Boiler | Mechanical Room | HWHT - Hot Water Heat | 9/30/2026
Methodist Hospital | 8303 Dodge St | Omaha | NE | 68114-4108 | Douglas | NE42829 | Active | 3103 | 2024 | Unilux | WT - Water Tube Boiler | Mechanical Room | HWHT - Hot Water Heat | 9/30/2026
Methodist Hospital | 8303 Dodge St | Omaha | NE | 68114-4108 | Douglas | NE42830 | Active | 3102 | 2024 | Unilux | WT - Water Tube Boiler | Mechanical Room | HWHT - Hot Water Heat | 9/30/2026
Methodist Hospital | 8303 Dodge St | Omaha | NE | 68114-4108 | Douglas | NE43514 | Active | 2235 | 2023 | Fulton | FTSS - Firetube Stainless Steel | Mechanical Room | HWHT - Hot Water Heat | 9/30/2026
Methodist Hospital | 8303 Dodge St | Omaha | NE | 68114-4108 | Douglas | NE43515 | Active | 2510 | 2023 | Fulton | FTVT - Firetube Vertical TB | Mechanical Room | HWHT - Hot Water Heat | 9/30/2026
Methodist Hospital | 8303 Dodge St | Omaha | NE | 68114-4108 | Douglas | NE43516 | Active | 2512 | 2023 | Fulton | FTVT - Firetube Vertical TB | Mechanical Room | HWHT - Hot Water Heat | 9/30/2026
Methodist Hospital | 8303 Dodge St | Omaha | NE | 68114-4108 | Douglas | NE43517 | Active | 2287 | 2024 | Fulton | FTHT - Firetube Horizontal | Mechanical Room | HWHT - Hot Water Heat | 9/30/2026
Methodist Hospital | 8303 Dodge St | Omaha | NE | 68114-4108 | Douglas | NE43518 | Active | 2289 | 2024 | Fulton | FTHT - Firetube Horizontal | Mechanical Room | HWHT - Hot Water Heat | 9/30/2026
Methodist Hospital | 8303 Dodge St | Omaha | NE | 68114-4108 | Douglas | NE43519 | Active | 2285 | 2024 | Fulton | FTHT - Firetube Horizontal | Mechanical Room | HWHT - Hot Water Heat | 9/30/2026
Lifelong Financial Solutions | 8305 Davenport St | Omaha | NE | 68114-3541 | Douglas | NE02391 | Active | 219255 | 2004 | Raypak | CPFT - Horiz Cpr Fin Boiler | EQUIPMENT ROOM | HWHF - Hot Water Heat-Floor | 11/30/2026
Christ The King School | 831 S 88th St | Omaha | NE | 68114-4223 | Douglas | NE23177 | Exempt 1999 LB-66 |  | 1987 | AO SMITH | AHWH - ANSI/Fired Water Htr | 1ST FLR | HWSD - Hot Water Dom/Potable | 6/30/2000
Christ The King School | 831 S 88th St | Omaha | NE | 68114-4223 | Douglas | NE32103 | Scrapped/Junked |  | 1954 | YORK SHIPLEY | FT - Firetube Boiler | BOILER ROOM | STHT - Steam-Heat | 8/31/2006
Christ The King School | 831 S 88th St | Omaha | NE | 68114-4223 | Douglas | NE32104 | Inactive |  | 1954 | YORK SHIPLEY | FT - Firetube Boiler | BOILER ROOM | STHT - Steam-Heat | 8/31/2002
Christ The King School | 831 S 88th St | Omaha | NE | 68114-4223 | Douglas | NE37606 | Inactive |  | 1976 | DAY & NIGHT | AHWH - ANSI/Fired Water Htr |  | HWSD - Hot Water Dom/Potable | 6/30/1998
Christ The King School | 831 S 88th St | Omaha | NE | 68114-4223 | Douglas | NE37607 | Inactive |  | 1976 | DAY & NIGHT | AHWH - ANSI/Fired Water Htr |  | HWSD - Hot Water Dom/Potable | 6/30/1997
Christ The King School | 831 S 88th St | Omaha | NE | 68114-4223 | Douglas | NE37608 | Scrapped/Junked |  | 1976 | AO SMITH | AHWH - ANSI/Fired Water Htr |  | HWSD - Hot Water Dom/Potable | 6/30/1999
Peachtree Apartments | 8310 California St | Omaha | NE | 68114-3522 | Douglas | NE12964 | Exempt 1999 LB-66 |  | 1980 | Ruud-Rheem | AHWH - ANSI/Fired Water Htr | BLDG 8320 | HWSD - Hot Water Dom/Potable | 2/29/2000
Peachtree Apartments | 8310 California St | Omaha | NE | 68114-3522 | Douglas | NE22924 | Exempt 1999 LB-66 |  | 1990 | BRADFORD-WHITE | AHWH - ANSI/Fired Water Htr |  | HWSD - Hot Water Dom/Potable | 2/29/2000
SOS Heating & Cooling | 8314 Maple St | Omaha | NE | 68134-6346 | Douglas | NE06493 | Active | 459431 | 2019 | Sermeta | COBL - Coil Type Boiler | EQUIPMENT ROOM | HWHT - Hot Water Heat | 11/30/2026
SOS Heating & Cooling | 8314 Maple St | Omaha | NE | 68134-6346 | Douglas | NE06494 | Inactive | 994 | 2004 | Giannoni France | COBL - Coil Type Boiler | EQUIPMENT ROOM | HWHT - Hot Water Heat | 11/30/2017
SOS Heating & Cooling | 8314 Maple St | Omaha | NE | 68134-6346 | Douglas | NE27168 | Active | 329641 | 2018 | Lochinvar AIC Tuchom | FTNF - Firetube Flueless | equip room | GLFH - Glycol Floor Heat System | 11/30/2026
Florence Presbyterian | 8314 N 31st St | Omaha | NE | 68112-2136 | Douglas | NE35205 | Active | n/a | 1971 | American Standard | CI - Cast Iron | BASEMENT | HWHT - Hot Water Heat | 2/28/2027
PEACHTREE APARTMENTS | 8324 California St | Omaha | NE | 68114-3581 | Douglas | NE12965 | Exempt 1999 LB-66 |  | 1996 | BRADFORD-WHITE | AHWH - ANSI/Fired Water Htr |  | HWSD - Hot Water Dom/Potable | 2/28/1998
Keystone Klub Pool | 8354 Templeton Dr | Omaha | NE | 68134-3263 | Douglas | NE17784 | Active | 2343 | 2016 | Camus Hydronics | CPFT - Horiz Cpr Fin Boiler | equip room | IPHT - Indoor Pool Heater | 6/30/2026
QWEST COMMUNICATIONS | 8401 Harrison St | Ralston | NE | 68128-2919 | Douglas | NE11468 | Inactive |  | 1986 | PEERLESS HEATER COMPANY |  |  | HWHT - Hot Water Heat | 11/30/1991
Childrens Hospital Medical Center | 8401 W Dodge Rd | Omaha | NE | 68114-3451 | Douglas | NE05251 | Scrapped/Junked | n/a | 1958 | Kewanee | FTFB - Firetube-Firebox Boiler | BOILER ROOM | HWHT - Hot Water Heat | 8/31/2022
Childrens Hospital Medical Center | 8401 W Dodge Rd | Omaha | NE | 68114-3451 | Douglas | NE05252 | Scrapped/Junked | n/a | 1958 | Kewanee | FTFB - Firetube-Firebox Boiler | BOILER ROOM | HWHT - Hot Water Heat | 8/31/2022
Childrens Hospital Medical Center | 8401 W Dodge Rd | Omaha | NE | 68114-3451 | Douglas | NE05907 | Exempt 1999 LB-66 |  | 1997 | AO SMITH | AHWH - ANSI/Fired Water Htr | BASEMENT | HWSD - Hot Water Dom/Potable | 8/31/1999
Childrens Hospital Medical Center | 8401 W Dodge Rd | Omaha | NE | 68114-3451 | Douglas | NE41973 | Active | 8441 | 2022 | Fulton | WT - Water Tube Boiler | Mech Room | HWHT - Hot Water Heat | 12/31/2026
Childrens Hospital Medical Center | 8401 W Dodge Rd | Omaha | NE | 68114-3451 | Douglas | NE41974 | Active | 8427 | 2022 | Fulton | WT - Water Tube Boiler | Mech Room | HWHT - Hot Water Heat | 12/31/2026
Childrens Hospital & Medical Center Indian Hills | 8404 Indian Hills Dr | Omaha | NE | 68114-4049 | Douglas | NE41285 | Active | 2765 | 2021 | Unilux | WT - Water Tube Boiler | mech room | HWHT - Hot Water Heat | 4/30/2027
Childrens Hospital & Medical Center Indian Hills | 8404 Indian Hills Dr | Omaha | NE | 68114-4049 | Douglas | NE41286 | Active | 2766 | 2021 | Unilux | WT - Water Tube Boiler | mech room | HWHT - Hot Water Heat | 4/30/2027
Childrens Hospital & Medical Center Indian Hills | 8404 Indian Hills Dr | Omaha | NE | 68114-4049 | Douglas | NE41287 | Active | 2764 | 2021 | Unilux | WT - Water Tube Boiler | mech room | HWHT - Hot Water Heat | 4/30/2027
Childrens Hospital & Medical Center Indian Hills | 8404 Indian Hills Dr | Omaha | NE | 68114-4049 | Douglas | NE41288 | Active | 2763 | 2021 | Unilux | WT - Water Tube Boiler | mech room | HWHT - Hot Water Heat | 4/30/2027
Indian Hills East and West | 8404 Indian Hills Dr | Omaha | NE | 68114-4049 | Douglas | NE14458 | Scrapped/Junked | 49139 | 1997 | KEWANEE | FT - Firetube Boiler | BOILER ROOM | HWHT - Hot Water Heat | 9/30/2001
Indian Hills East and West | 8404 Indian Hills Dr | Omaha | NE | 68114-4049 | Douglas | NE14459 | Scrapped/Junked | 49140 | 1997 | KEWANEE | FT - Firetube Boiler | BOILER ROOM | HWHT - Hot Water Heat | 9/30/2001
Indian Hills East and West | 8404 Indian Hills Dr | Omaha | NE | 68114-4049 | Douglas | NE25117 | Scrapped/Junked | 51382 | 2001 | KEWA | FTFB - Firetube-Firebox Boiler | Boiler Room | HWHT - Hot Water Heat | 11/30/2021
Indian Hills East and West | 8404 Indian Hills Dr | Omaha | NE | 68114-4049 | Douglas | NE25118 | Scrapped/Junked | 51380 | 2001 | KEWA | FTFB - Firetube-Firebox Boiler | Boiler Room | HWHT - Hot Water Heat | 11/30/2021
Indian Hills East and West | 8404 Indian Hills Dr | Omaha | NE | 68114-4049 | Douglas | NE30558 | Scrapped/Junked | n/a | 1968 | KEWA | FT - Firetube Boiler | West Boiler Room | HWHT - Hot Water Heat | 11/30/2021
Indian Hills East and West | 8404 Indian Hills Dr | Omaha | NE | 68114-4049 | Douglas | NE30559 | Scrapped/Junked | n/a | 1968 | KEWA | FT - Firetube Boiler | West Boiler Room | HWHT - Hot Water Heat | 11/30/2021
Swanson Towers Assoc | 8405 Indian Hills Dr | Omaha | NE | 68114-4099 | Douglas | NE13833 | Active | 14764 | 2008 | Hurst | FTFB - Firetube-Firebox Boiler | BOILER ROOM | HWHT - Hot Water Heat | 2/28/2027
Swanson Towers Assoc | 8405 Indian Hills Dr | Omaha | NE | 68114-4099 | Douglas | NE13834 | Active | 14765 | 2008 | Hurst | FTFB - Firetube-Firebox Boiler | BOILER ROOM | HWHT - Hot Water Heat | 2/28/2027
Swanson Towers Assoc | 8405 Indian Hills Dr | Omaha | NE | 68114-4099 | Douglas | NE13835 | Active | 14766 | 2008 | Hurst | FTFB - Firetube-Firebox Boiler | BOILER ROOM | HWHT - Hot Water Heat | 2/28/2027
Swanson Towers Assoc | 8405 Indian Hills Dr | Omaha | NE | 68114-4099 | Douglas | NE13836 | Scrapped/Junked | 118114 | 2008 | PRECISION BOILERS | CHWH - ASME/Fired Water Heater | BOILER ROOM | HWDP - Hotwater Heat & Dom Supply | 2/28/2019
Swanson Towers Assoc | 8405 Indian Hills Dr | Omaha | NE | 68114-4099 | Douglas | NE34223 | Scrapped/Junked | 3657 | 1980 | RITE ENGINEERING | WT - Water Tube Boiler | BASEMENT BOILER ROOM | HWHT - Hot Water Heat | 6/30/2008
Swanson Towers Assoc | 8405 Indian Hills Dr | Omaha | NE | 68114-4099 | Douglas | NE34224 | Scrapped/Junked | 3656 | 1980 | RITE ENGINEERING | WT - Water Tube Boiler | BASEMENT | HWHT - Hot Water Heat | 6/30/2008
Swanson Towers Assoc | 8405 Indian Hills Dr | Omaha | NE | 68114-4099 | Douglas | NE34225 | Scrapped/Junked | 46582 | 1982 | PVI INDUSTRIES | CHWH - ASME/Fired Water Heater | BASEMENT | HWSD - Hot Water Dom/Potable | 6/30/2008
DON & MILLIES | 8405 Q St | Omaha | NE | 68127-2517 | Douglas | NE23301 | Exempt 1999 LB-66 |  | 1998 | STATE INDUSTRIES | AHWH - ANSI/Fired Water Htr |  | HWSD - Hot Water Dom/Potable | 3/31/2000
Citadel Apartments | 8405-8515 Ohearn St | Ralston | NE |  | Douglas | NE24437 | Exempt 1999 LB-66 |  | 1998 | Rheem Manufacturing Co | AHWH - ANSI/Fired Water Htr | BLDG 4965 | HWSD - Hot Water Dom/Potable | 10/31/1999
CITADEL APARTMENTS | 8405-8515 OHEARN ST | RALSTON | NE | 68127 | Douglas | NE22635 | Exempt 1999 LB-66 |  | 1987 | RUUD | AHWH - ANSI/Fired Water Htr | BLDG 8415 | HWSD - Hot Water Dom/Potable | 10/31/1999
CITADEL APARTMENTS | 8405-8515 OHEARN ST | RALSTON | NE | 68127 | Douglas | NE22636 | Exempt 1999 LB-66 |  | 1984 | CRANE | AHWH - ANSI/Fired Water Htr | BLDG 8415 | HWSD - Hot Water Dom/Potable | 10/31/1999
CITADEL APARTMENTS | 8405-8515 OHEARN ST | RALSTON | NE | 68127 | Douglas | NE22637 | Exempt 1999 LB-66 |  | 1984 | CRANE | AHWH - ANSI/Fired Water Htr | BLDG 8405 | HWSD - Hot Water Dom/Potable | 10/31/1999
CITADEL APARTMENTS | 8405-8515 OHEARN ST | RALSTON | NE | 68127 | Douglas | NE22638 | Exempt 1999 LB-66 |  | 1984 | RHEEM MANUFACTURING CO | AHWH - ANSI/Fired Water Htr | BLDG 8405 | HWSD - Hot Water Dom/Potable | 10/31/1999
CITADEL APARTMENTS | 8405-8515 OHEARN ST | RALSTON | NE | 68127 | Douglas | NE22640 | Exempt 1999 LB-66 |  | 1987 | RUUD | AHWH - ANSI/Fired Water Htr | BLDG 8515 | HWSD - Hot Water Dom/Potable | 10/31/1998
CITADEL APARTMENTS | 8405-8515 OHEARN ST | RALSTON | NE | 68127 | Douglas | NE22641 | Exempt 1999 LB-66 |  | 1985 | RHEEM MANUFACTURING CO | AHWH - ANSI/Fired Water Htr | BLDG 5055 | HWSD - Hot Water Dom/Potable | 10/31/1999
CITADEL APARTMENTS | 8405-8515 OHEARN ST | RALSTON | NE | 68127 | Douglas | NE22642 | Exempt 1999 LB-66 |  | 1985 | CRANE | AHWH - ANSI/Fired Water Htr | BLDG 5055 | HWSD - Hot Water Dom/Potable | 10/31/1999
CITADEL APARTMENTS | 8405-8515 OHEARN ST | RALSTON | NE | 68127 | Douglas | NE24438 | Exempt 1999 LB-66 |  | 1998 | RHEEM MANUFACTURING CO | AHWH - ANSI/Fired Water Htr | BLDG 4974 | HWSD - Hot Water Dom/Potable | 10/31/1999
CITADEL APARTMENTS | 8405-8515 OHEARN ST | RALSTON | NE | 68127 | Douglas | NE24439 | Exempt 1999 LB-66 |  | 1998 | STATE INDUSTRIES | AHWH - ANSI/Fired Water Htr | BLDG 5028 | HWSD - Hot Water Dom/Potable | 10/31/1999
CITADEL APARTMENTS | 8405-8515 OHEARN ST | RALSTON | NE | 68127 | Douglas | NE24440 | Exempt 1999 LB-66 |  | 1998 | RHEEM MANUFACTURING CO | AHWH - ANSI/Fired Water Htr | BLDG 5052 | HWSD - Hot Water Dom/Potable | 10/31/1999
CITADEL APARTMENTS | 8405-8515 OHEARN ST | RALSTON | NE | 68127 | Douglas | NE24734 | Exempt 1999 LB-66 |  | 1999 | AO SMITH | AHWH - ANSI/Fired Water Htr | BLDG 5056/S 86TH | HWSD - Hot Water Dom/Potable | 10/31/1999
Lonnie Alberty-108 Clnrs | 8406 Q St | Omaha | NE | 68127-3603 | Douglas | NE03988 | Scrapped/Junked | 22326 | 1986 | Bryan | WT - Water Tube Boiler | Boiler Room | PROC - Process Steam | 4/30/2003
Boyd Elementary School | 8413 Boyd St | Omaha | NE | 68134-4101 | Douglas | NE05317 | Exempt 1999 LB-66 |  | 1969 | RUUD | AHWH - ANSI/Fired Water Htr |  | HWSD - Hot Water Dom/Potable | 6/30/2000
Boyd Elementary School | 8413 Boyd St | Omaha | NE | 68134-4101 | Douglas | NE05318 | Exempt 1999 LB-66 |  | 1981 | AO SMITH | AHWH - ANSI/Fired Water Htr |  | HWSD - Hot Water Dom/Potable | 6/30/2000
Boyd Elementary School | 8413 Boyd St | Omaha | NE | 68134-4101 | Douglas | NE28529 | Active | 328971 | 2018 | Lochinvar | WT - Water Tube Boiler | boiler room | HWHT - Hot Water Heat | 12/31/2026
Boyd Elementary School | 8413 Boyd St | Omaha | NE | 68134-4101 | Douglas | NE28530 | Active | 74713 | 2016 | Aerco | WT - Water Tube Boiler | boiler room | HWHT - Hot Water Heat | 12/31/2026
Boyd Elementary School | 8413 Boyd St | Omaha | NE | 68134-4101 | Douglas | NE31029 | Scrapped/Junked | n/a | 1960 | Kewanee | FTSM - FTS Marine Dry Back | BOILER ROOM | HWHT - Hot Water Heat | 12/31/2016
Boyd Elementary School | 8413 Boyd St | Omaha | NE | 68134-4101 | Douglas | NE31030 | Scrapped/Junked | n/a | 1960 | Kewanee | FTSM - FTS Marine Dry Back | BOILER ROOM | HWHT - Hot Water Heat | 12/31/2016
Lovely Leather Cleaning | 8414 Wirt St | Omaha | NE | 68134-4959 | Douglas | NE21950 | Inactive | 47624 | 1997 | Lattner Boiler Co | FT - Firetube Boiler | Boiler area | PROC - Process Steam | 11/30/2004
Senior Market Sales | 8420 W Dodge Rd | Omaha | NE | 68114-3443 | Douglas | NE41212 | Active | 514046 | 2020 | Giannoni France | WT - Water Tube Boiler | basement | HWHT - Hot Water Heat | 10/31/2026
Senior Market Sales | 8420 W Dodge Rd | Omaha | NE | 68114-3443 | Douglas | NE41213 | Active | 508481 | 2020 | Giannoni France | WT - Water Tube Boiler | basement | HWHT - Hot Water Heat | 10/31/2026
Senior Market Sales Inc | 8420 W Dodge Rd Ste 21 | Omaha | NE | 68114-3443 | Douglas | NE03497 | Scrapped/Junked | n/a | 1975 | Peerless | CI - Cast Iron | BOILER ROOM | HWHT - Hot Water Heat | 2/28/2021
Senior Market Sales Inc | 8420 W Dodge Rd Ste 21 | Omaha | NE | 68114-3443 | Douglas | NE04767 | Scrapped/Junked | n/a | 1975 | Peerless | CI - Cast Iron | BOILER ROOM | HWHT - Hot Water Heat | 2/28/2021
MAX I WALKERS | 8458 W Center Rd | Omaha | NE | 68124-3133 | Douglas | NE04577 | Scrapped/Junked | 35787 | 1979 | FULTON BOILERWORKS | FT - Firetube Boiler |  | PROC - Process Steam | 2/28/1990
APARTMENT BUILDING | 846 Park Ave | Omaha | NE | 68105-2153 | Douglas | NE00564 | Inactive |  | 1999 | PEERLESS HEATER COMPANY |  | BASEMENT | STHT - Steam-Heat | 10/31/2004
APARTMENT BUILDING | 846 Park Ave | Omaha | NE | 68105-2153 | Douglas | NE04348 | Scrapped/Junked |  | 1948 | KEWANEE | FT - Firetube Boiler |  | STHT - Steam-Heat | 11/30/2000
APARTMENT BUILDING | 846 Park Ave | Omaha | NE | 68105-2153 | Douglas | NE12921 | Inactive |  | 1996 | STATE INDUSTRIES | AHWH - ANSI/Fired Water Htr |  | HWSD - Hot Water Dom/Potable | 11/30/1999
APARTMENT BUILDING | 846 Park Ave | Omaha | NE | 68105-2153 | Douglas | NE12922 | Inactive |  | 1996 | STATE INDUSTRIES | AHWH - ANSI/Fired Water Htr |  | HWSD - Hot Water Dom/Potable | 11/30/1999
APARTMENT BUILDING | 846 Park Ave | Omaha | NE | 68105-2153 | Douglas | NE12923 | Inactive |  | 1995 | STATE INDUSTRIES | AHWH - ANSI/Fired Water Htr |  | HWSD - Hot Water Dom/Potable | 11/30/1999
APARTMENT BUILDING | 846 Park Ave | Omaha | NE | 68105-2153 | Douglas | NE12924 | Inactive |  | 1996 | STATE INDUSTRIES | AHWH - ANSI/Fired Water Htr |  | HWSD - Hot Water Dom/Potable | 11/30/1999
Elkhorn Ready Mixed Concrete | 848 N 192nd St | Elkhorn | NE | 68022-3919 | Douglas | NE06794 | Inactive | 10447 | 2005 | Johnston Boiler Co. | FTSM - FTS Marine Dry Back | Boiler Room | PROC - Process Steam | 9/30/2024
Mud Town Border Station | 84Th & Center | Omaha | NE | 68124 | Douglas | NE11622 | Scrapped/Junked |  | 1985 | Peerless | CI - Cast Iron | Odorization Plant | STHT - Steam-Heat | 10/31/2009
Union Pacific Hariman Dispatch Center | 850 Jones St | Omaha | NE | 68102-2920 | Douglas | NE12769 | Active | 25385 | 1988 | Bryan | WT - Water Tube Boiler | Basement - Boiler #1 | HWHT - Hot Water Heat | 5/31/2026
Union Pacific Hariman Dispatch Center | 850 Jones St | Omaha | NE | 68102-2920 | Douglas | NE12770 | Active | 25386 | 1988 | Bryan | WT - Water Tube Boiler | Basement - Boiler #2 | HWHT - Hot Water Heat | 5/31/2026
vacant | 8502 Maple St | Omaha | NE | 68134-6229 | Douglas | NE15035 | Scrapped/Junked | 202996 | 2002 | Raypak | CPFT - Horiz Cpr Fin Boiler | EQUIP ROOM | HWSP - Hot Water Non Potable Supply | 1/31/2016
vacant | 8502 Maple St | Omaha | NE | 68134-6229 | Douglas | NE21745 | Scrapped/Junked | 52101 | 1986 | RAYPAK INC, CALIFORNIA | WT - Water Tube Boiler | EQUIP ROOM | HWSP - Hot Water Non Potable Supply | 1/31/2004
vacant | 8502 Maple St | Omaha | NE | 68134-6229 | Douglas | NE21746 | Scrapped/Junked | 52091 | 1986 | Raypak | CPFT - Horiz Cpr Fin Boiler | EQUIP ROOM | HWSP - Hot Water Non Potable Supply | 1/31/2016
Nova Treatment | 8502 Mormon Bridge Rd | Omaha | NE | 68152-1929 | Douglas | NE18362 | Active | 19735 | 1993 | WEBEN JARCO | COBL - Coil Type Boiler | ADMIN BLDG | HWHT - Hot Water Heat | 9/30/2026
Nova Treatment | 8502 Mormon Bridge Rd | Omaha | NE | 68152-1929 | Douglas | NE18363 | Scrapped/Junked | 68705 | 1995 | RHEEM | CHWH - ASME/Fired Water Heater | UNIT 2 | HWSD - Hot Water Dom/Potable | 9/30/2024
Nova Treatment | 8502 Mormon Bridge Rd | Omaha | NE | 68152-1929 | Douglas | NE18364 | Active | 68704 | 1995 | RHEEM | CHWH - ASME/Fired Water Heater | UNIT 1 | HWSD - Hot Water Dom/Potable | 9/30/2026
Ann's Laundry | 8503 N 30Th St | Omaha | NE | 68112-2223 | Douglas | NE21813 | Scrapped/Junked | 138026 | 1997 | RAYP | CPFT - Horiz Cpr Fin Boiler | EQUIP ROOM | HWSD - Hot Water Dom/Potable | 11/30/2005
Stratford Park Clubhouse | 8504 N 170th St | Bennington | NE | 68007-3236 | Douglas | NE14615 | Scrapped/Junked | 296117 | 2009 | Raypak | CPPH - Ansi Cpr Fin Pool Heater | EQUIP ROOM | OPHT - Outdoor Pool Heater | 6/30/2024
Stratford Park Clubhouse | 8504 N 170th St | Bennington | NE | 68007-3236 | Douglas | NE42738 | Active | 576165 | 2024 | Raypak | CPPH - Ansi Cpr Fin Pool Heater | EQUIP ROOM | OPHT - Outdoor Pool Heater | 7/31/2026
CITADEL APARTMENTS | 8505-8525 WIER CT | RALSTON | NE | 68127 | Douglas | NE22639 | Exempt 1999 LB-66 |  | 1984 | RUUD | AHWH - ANSI/Fired Water Htr | BLDG 8515 | HWSD - Hot Water Dom/Potable | 10/31/1998
Children's Hospital & Medical Center | 8511 W Dodge Rd | Omaha | NE | 68114-3403 | Douglas | NE12612 | Scrapped/Junked | 16920 | 2008 | ALDRICH/LES | FTVT - Firetube Vertical TB | BOILER ROOM | HWHT - Hot Water Heat | 9/30/2019
Children's Hospital & Medical Center | 8511 W Dodge Rd | Omaha | NE | 68114-3403 | Douglas | NE12613 | Scrapped/Junked | 16921 | 2008 | ALDRICH/LES | FTVT - Firetube Vertical TB | BOILER ROOM | HWHT - Hot Water Heat | 9/30/2022
Children's Hospital & Medical Center | 8511 W Dodge Rd | Omaha | NE | 68114-3403 | Douglas | NE12614 | Scrapped/Junked | 16923 | 2008 | ALDRICH/LES | FTVT - Firetube Vertical TB | BOILER ROOM | HWHT - Hot Water Heat | 9/30/2022
Children's Hospital & Medical Center | 8511 W Dodge Rd | Omaha | NE | 68114-3403 | Douglas | NE12627 | Scrapped/Junked | 55788 | 2008 | BRYAN STEAM LLC | WT - Water Tube Boiler | BOILER ROOM | PROC - Process Steam | 9/30/2019
Children's Hospital & Medical Center | 8511 W Dodge Rd | Omaha | NE | 68114-3403 | Douglas | NE12644 | Scrapped/Junked | 124181 | 2008 | PVI INDUSTRIES | CHWH - ASME/Fired Water Heater | BOILER ROOM | HWDP - Hotwater Heat & Dom Supply | 9/30/2019
Children's Hospital & Medical Center | 8511 W Dodge Rd | Omaha | NE | 68114-3403 | Douglas | NE12645 | Scrapped/Junked | 124180 | 2008 | PVI INDUSTRIES | CHWH - ASME/Fired Water Heater | BOILER ROOM | HWDP - Hotwater Heat & Dom Supply | 9/30/2019
Children's Hospital & Medical Center | 8511 W Dodge Rd | Omaha | NE | 68114-3403 | Douglas | NE12647 | Scrapped/Junked | 16922 | 2008 | ALDRICH/LES | FTVT - Firetube Vertical TB | BOILER ROOM | HWHT - Hot Water Heat | 9/30/2022
Children's Hospital & Medical Center | 8511 W Dodge Rd | Omaha | NE | 68114-3403 | Douglas | NE34898 | Scrapped/Junked |  | 1961 | ORR & SEMBOWER | FTSM - FTS Marine Dry Back | BOILER ROOM | STHT - Steam-Heat | 9/30/2008
Children's Hospital & Medical Center | 8511 W Dodge Rd | Omaha | NE | 68114-3403 | Douglas | NE34899 | Scrapped/Junked |  | 1961 | ORR & SEMBOWER | FTSM - FTS Marine Dry Back | BOILER ROOM | STHT - Steam-Heat | 9/30/2008
Genesis Health Club | 8525 Q St | Omaha | NE | 68127-3604 | Douglas | NE23304 | Scrapped/Junked | 84567 | 1998 | Lochinvar | CPFT - Horiz Cpr Fin Boiler | MECH ROOM | HWSD - Hot Water Dom/Potable | 4/30/2021
Genesis Health Club | 8525 Q St | Omaha | NE | 68127-3604 | Douglas | NE23305 | Scrapped/Junked | 84572 | 1998 | Lochinvar | CPFT - Horiz Cpr Fin Boiler | MECH ROOM | HWSD - Hot Water Dom/Potable | 4/30/2021
Genesis Health Club | 8525 Q St | Omaha | NE | 68127-3604 | Douglas | NE23306 | Active | 36386 | 1997 | MRST | ELBL - Electric Boiler | MECH ROOM | SAUN - Sauna Steam Room Heat | 4/30/2027
Genesis Health Club | 8525 Q St | Omaha | NE | 68127-3604 | Douglas | NE23307 | Scrapped/Junked | 154453 | 1998 | TELE | CPFT - Horiz Cpr Fin Boiler | BOILER ROOM | IPHT - Indoor Pool Heater | 4/30/2022
Genesis Health Club | 8525 Q St | Omaha | NE | 68127-3604 | Douglas | NE23308 | Scrapped/Junked | 81448 | 1998 | TELE | CPFT - Horiz Cpr Fin Boiler | MECH ROOM | IPHT - Indoor Pool Heater | 4/30/2017
Genesis Health Club | 8525 Q St | Omaha | NE | 68127-3604 | Douglas | NE23309 | Scrapped/Junked | 9543 | 1998 | ALES | FTVT - Firetube Vertical TB | MECH ROOM | HWHT - Hot Water Heat | 4/30/2021
Genesis Health Club | 8525 Q St | Omaha | NE | 68127-3604 | Douglas | NE23310 | Scrapped/Junked | 9542 | 1998 | ALES | FTVT - Firetube Vertical TB | MECH ROOM | HWHT - Hot Water Heat | 4/30/2021
Genesis Health Club | 8525 Q St | Omaha | NE | 68127-3604 | Douglas | NE26933 | Active | 431206 | 2016 | Raypak | CPPH - Ansi Cpr Fin Pool Heater | BOILER ROOM | IPHT - Indoor Pool Heater | 4/30/2027
Childrens Behavioral Health and Wellness | 8550 Indian Hills Dr | Omaha | NE | 68114-4070 | Douglas | NE43746 | Active | 479194 | 2024 | PVI/AIC | CHWH - ASME/Fired Water Heater | Mechanical Room | HWSD - Hot Water Dom/Potable | 10/31/2026
Childrens Behavioral Health and Wellness | 8550 Indian Hills Dr | Omaha | NE | 68114-4070 | Douglas | NE43747 | Active | 447634 | 2023 | PVI/AIC | CHWH - ASME/Fired Water Heater | Mechanical Room | HWSD - Hot Water Dom/Potable | 10/31/2026
Childrens Behavioral Health and Wellness | 8550 Indian Hills Dr | Omaha | NE | 68114-4070 | Douglas | NE43748 | Active | 3198 | 2024 | Fulton | FT - Firetube Boiler | Mechanical Room | HWHT - Hot Water Heat | 10/31/2026
Childrens Behavioral Health and Wellness | 8550 Indian Hills Dr | Omaha | NE | 68114-4070 | Douglas | NE43749 | Active | 3192 | 2024 | Fulton | FT - Firetube Boiler | Mechanical Room | HWHT - Hot Water Heat | 10/31/2026
Childrens Behavioral Health and Wellness | 8550 Indian Hills Dr | Omaha | NE | 68114-4070 | Douglas | NE43750 | Active | 3047 | 2024 | Fulton | FT - Firetube Boiler | Mechanical Room | HWHT - Hot Water Heat | 10/31/2026
Children's Hospital Office Complex | 8552 Cass St | Omaha | NE | 68114-3570 | Douglas | NE06786 | Active | 14761 | 2005 | Aldrich Co./L.E.S. Inc. | FTVT - Firetube Vertical TB | BSMT Equip. RM | HWHT - Hot Water Heat | 10/31/2026
Children's Hospital Office Complex | 8552 Cass St | Omaha | NE | 68114-3570 | Douglas | NE06787 | Active | 14762 | 2005 | Aldrich Co./L.E.S. Inc. | FTVT - Firetube Vertical TB | BSMT Equip. RM | HWHT - Hot Water Heat | 10/31/2026
Children's Hospital Office Complex | 8552 Cass St | Omaha | NE | 68114-3570 | Douglas | NE25914 | Active | 319242 | 2014 | Sermeta | WT - Water Tube Boiler | BSMT Mechanical Room | HWHT - Hot Water Heat | 10/31/2026
Camelot Cleaners | 8590 Frederick St | Omaha | NE | 68124-3055 | Douglas | NE18327 | Inactive | 72065 | 1995 | Fulton | FT - Firetube Boiler | Boiler Room | PROC - Process Steam | 1/31/2025
Leo A Daly Co | 8600 Indian Hills Dr | Omaha | NE | 68114-4039 | Douglas | NE03422 | Scrapped/Junked |  | 1959 | ORR & SEMBOWER | FT - Firetube Boiler | BOILER ROOM | STHT - Steam-Heat | 8/31/2003
Leo A Daly Co | 8600 Indian Hills Dr | Omaha | NE | 68114-4039 | Douglas | NE03424 | Scrapped/Junked |  | 1959 | ORR & SEMBOWER | FT - Firetube Boiler | BOILER ROOM | STHT - Steam-Heat | 8/31/2003
Leo A Daly Co | 8600 Indian Hills Dr | Omaha | NE | 68114-4039 | Douglas | NE12017 | Active | 3106 | 2003 | Thermal Solutions | VCPF - Vert Cpr Fin Blr | BOILER ROOM | HWHT - Hot Water Heat | 10/31/2026
Leo A Daly Co | 8600 Indian Hills Dr | Omaha | NE | 68114-4039 | Douglas | NE12018 | Active | 3109 | 2003 | Thermal Solutions | VCPF - Vert Cpr Fin Blr | BOILER ROOM | HWHT - Hot Water Heat | 10/31/2026
Westside Middle School | 8601 Arbor St | Omaha | NE | 68124-2149 | Douglas | NE07037 | Scrapped/Junked | 56521 | 1998 | MKTF | COOK - Fired Cooker | KITCHEN | 0021 - Steam Supp Cooker/Kettle | 7/31/2015
Westside Middle School | 8601 Arbor St | Omaha | NE | 68124-2149 | Douglas | NE16031 | Active | 130748 | 2008 | AO SMITH | CHWH - ASME/Fired Water Heater | boiler room | HWSD - Hot Water Dom/Potable | 7/31/2026
Westside Middle School | 8601 Arbor St | Omaha | NE | 68124-2149 | Douglas | NE16032 | Active | 138120 | 2009 | AO SMITH | CHWH - ASME/Fired Water Heater | boiler room | HWSD - Hot Water Dom/Potable | 7/31/2026
Westside Middle School | 8601 Arbor St | Omaha | NE | 68124-2149 | Douglas | NE16033 | Active | 138119 | 2009 | AO SMITH | CHWH - ASME/Fired Water Heater | boiler room | HWSD - Hot Water Dom/Potable | 7/31/2026
Westside Middle School | 8601 Arbor St | Omaha | NE | 68124-2149 | Douglas | NE16167 | Scrapped/Junked | 15171 | 1990 | WEBJ | COBL - Coil Type Boiler | BOILER ROOM | HWSD - Hot Water Dom/Potable | 7/31/2009
Westside Middle School | 8601 Arbor St | Omaha | NE | 68124-2149 | Douglas | NE16168 | Scrapped/Junked | 15614 | 1990 | WEBJ | COBL - Coil Type Boiler | BOILER ROOM | HWSD - Hot Water Dom/Potable | 7/31/2009
Westside Middle School | 8601 Arbor St | Omaha | NE | 68124-2149 | Douglas | NE16864 | Scrapped/Junked | 172748 | 1991 | TELE | CPFT - Horiz Cpr Fin Boiler | BOILER ROOM | HWSD - Hot Water Dom/Potable | 7/31/2009
Westside Middle School | 8601 Arbor St | Omaha | NE | 68124-2149 | Douglas | NE19429 | Scrapped/Junked | 151394 | 2010 | GIANNONI | WT - Water Tube Boiler | boiler room | HWHT - Hot Water Heat | 7/31/2024
Westside Middle School | 8601 Arbor St | Omaha | NE | 68124-2149 | Douglas | NE20057 | Scrapped/Junked | 50667 | 1996 | MARKET FORGE INDUSTRIES | FT - Firetube Boiler | KITCHEN | 0021 - Steam Supp Cooker/Kettle | 7/31/2006
Westside Middle School | 8601 Arbor St | Omaha | NE | 68124-2149 | Douglas | NE33361 | Scrapped/Junked | n/a | 1962 | Kewanee | FTSM - FTS Marine Dry Back | BOILER ROOM | HWHT - Hot Water Heat | 1/31/2025
Westside Middle School | 8601 Arbor St | Omaha | NE | 68124-2149 | Douglas | NE33362 | Scrapped/Junked | n/a | 1962 | Kewanee | FTSM - FTS Marine Dry Back | BOILER ROOM | HWHT - Hot Water Heat | 1/31/2025
Westside Middle School | 8601 Arbor St | Omaha | NE | 68124-2149 | Douglas | NE34110 | Scrapped/Junked | 56018 | 1971 | GROE | COOK - Fired Cooker | KITCHEN | COOK - Cooker/Kettle | 7/31/2010
Westside Middle School | 8601 Arbor St | Omaha | NE | 68124-2149 | Douglas | NE43204 | Active | 6743 | 2024 | Riello | WTSS - Watertube SS Steel | Mechanical Room | HWHT - Hot Water Heat | 7/31/2026
Westside Middle School | 8601 Arbor St | Omaha | NE | 68124-2149 | Douglas | NE43205 | Active | 6647 | 2024 | Riello | WTSS - Watertube SS Steel | Mechanical Room | HWHT - Hot Water Heat | 7/31/2026
Westside Middle School | 8601 Arbor St | Omaha | NE | 68124-2149 | Douglas | NE43206 | Active | 6642 | 2024 | Riello | WTSS - Watertube SS Steel | Mechanical Room | HWHT - Hot Water Heat | 7/31/2026
Westside Middle School | 8601 Arbor St | Omaha | NE | 68124-2149 | Douglas | NE43207 | Active | 6519 | 2024 | Riello | WTSS - Watertube SS Steel | Mechanical Room | HWHT - Hot Water Heat | 7/31/2026
Westside Middle School | 8601 Arbor St | Omaha | NE | 68124-2149 | Douglas | NE43208 | Active | 6525 | 2024 | Riello | WTSS - Watertube SS Steel | Mechanical Room | HWHT - Hot Water Heat | 7/31/2026
Westside Middle School | 8601 Arbor St | Omaha | NE | 68124-2149 | Douglas | NE43209 | Active | 6522 | 2024 | Riello | WTSS - Watertube SS Steel | Mechanical Room | HWHT - Hot Water Heat | 7/31/2026
Westside Middle School | 8601 Arbor St | Omaha | NE | 68124-2149 | Douglas | NE43210 | Active | 6518 | 2024 | Riello | WTSS - Watertube SS Steel | Mechanical Room | HWHT - Hot Water Heat | 7/31/2026
Westside Middle School | 8601 Arbor St | Omaha | NE | 68124-2149 | Douglas | NE43211 | Active | 6637 | 2024 | Riello | WTSS - Watertube SS Steel | Mechanical Room | HWHT - Hot Water Heat | 7/31/2026
Westside Middle School | 8601 Arbor St | Omaha | NE | 68124-2149 | Douglas | NE43212 | Active | 6652 | 2024 | Riello | WTSS - Watertube SS Steel | Mechanical Room | HWHT - Hot Water Heat | 7/31/2026
Westside Middle School | 8601 Arbor St | Omaha | NE | 68124-2149 | Douglas | NE43213 | Active | 6649 | 2024 | Riello | WTSS - Watertube SS Steel | Mechanical Room | HWHT - Hot Water Heat | 7/31/2026
Westside Middle School | 8601 Arbor St | Omaha | NE | 68124-2149 | Douglas | NE43214 | Active | 6672 | 2024 | Riello | WTSS - Watertube SS Steel | Mechanical Room | HWHT - Hot Water Heat | 7/31/2026
Westside Middle School | 8601 Arbor St | Omaha | NE | 68124-2149 | Douglas | NE43215 | Active | 6648 | 2024 | Riello | WTSS - Watertube SS Steel | Mechanical Room | HWHT - Hot Water Heat | 7/31/2026
Westside Middle School | 8601 Arbor St | Omaha | NE | 68124-2149 | Douglas | NE43216 | Active | 6675 | 2024 | Riello | WTSS - Watertube SS Steel | Mechanical Room | HWHT - Hot Water Heat | 7/31/2026
Westside Middle School | 8601 Arbor St | Omaha | NE | 68124-2149 | Douglas | NE43217 | Active | 6747 | 2024 | Riello | WTSS - Watertube SS Steel | Mechanical Room | HWHT - Hot Water Heat | 7/31/2026
Westside Middle School | 8601 Arbor St | Omaha | NE | 68124-2149 | Douglas | NE43218 | Active | 6749 | 2024 | Riello | WTSS - Watertube SS Steel | Mechanical Room | HWHT - Hot Water Heat | 7/31/2026
Nebraska Methodist Health System | 8601 W Dodge Rd | Omaha | NE | 68114-3457 | Douglas | NE01462 | Scrapped/Junked | 23262 | 1963 | ORRS | FTSM - FTS Marine Dry Back | Boiler Room | HWHT - Hot Water Heat | 9/30/2011
Nebraska Methodist Health System | 8601 W Dodge Rd | Omaha | NE | 68114-3457 | Douglas | NE01463 | Scrapped/Junked | 23263 | 1963 | ORRS | FTSM - FTS Marine Dry Back | Mech Room | HWHT - Hot Water Heat | 9/30/2010
Nebraska Methodist Health System | 8601 W Dodge Rd | Omaha | NE | 68114-3457 | Douglas | NE19457 | Scrapped/Junked | 57795 | 2010 | Bryan | WTSS - Watertube SS Steel | Mech Room | HWHT - Hot Water Heat | 10/31/2019
Nebraska Methodist Health System | 8601 W Dodge Rd | Omaha | NE | 68114-3457 | Douglas | NE19458 | Scrapped/Junked | 57794 | 2010 | Bryan | WTSS - Watertube SS Steel | Mech Room | HWHT - Hot Water Heat | 10/31/2019
Mesa Labs | 8607 Park Dr | Ralston | NE | 68127-3623 | Douglas | NE18394 | Inactive |  | 1993 | LOCHINVAR | CPFT - Horiz Cpr Fin Boiler |  | HWSD - Hot Water Dom/Potable | 10/31/1996
Mesa Labs | 8607 Park Dr | Ralston | NE | 68127-3623 | Douglas | NE24888 | Out of Service | 60173 | 2004 | SUSSMAN | ELBL - Electric Boiler | sterilizer rm | STER - Sterilizer | 12/31/2017
BUCKINGHAM MANOR | 8610 Cass St | Omaha | NE | 68114-2842 | Douglas | NE04412 | Scrapped/Junked |  | 1973 | BRYANT |  | BUCKINGHAM MAN | STHT - Steam-Heat | 1/31/1996
KELLEY'S NORTH BOWL INC | 8701 N 30th St | Omaha | NE | 68112-1809 | Douglas | NE37678 | Inactive |  | 1978 | WEIL MCLAIN |  | BOILER ROOM | HWHT - Hot Water Heat | 1/31/2008
Westside High School | 8701 Pacific St | Omaha | NE | 68114-5200 | Douglas | NE00601 | Active | 42445 | 1998 | Bryan | WT - Water Tube Boiler | BOILER ROOM | HWHT - Hot Water Heat | 7/31/2026
Westside High School | 8701 Pacific St | Omaha | NE | 68114-5200 | Douglas | NE00602 | Active | 42453 | 1998 | Bryan | WT - Water Tube Boiler | BOILER ROOM | HWHT - Hot Water Heat | 7/31/2026
Westside High School | 8701 Pacific St | Omaha | NE | 68114-5200 | Douglas | NE00603 | Scrapped/Junked | 42435 | 1998 | Bryan | WT - Water Tube Boiler | BOILER ROOM | HWHT - Hot Water Heat | 7/31/2020
Westside High School | 8701 Pacific St | Omaha | NE | 68114-5200 | Douglas | NE00604 | Scrapped/Junked | 152784 | 1998 | Raypak | CPFT - Horiz Cpr Fin Boiler | BOILER ROOM | HWSD - Hot Water Dom/Potable | 7/31/2011
Westside High School | 8701 Pacific St | Omaha | NE | 68114-5200 | Douglas | NE00605 | Active | 152784 | 1998 | Raypak | CPFT - Horiz Cpr Fin Boiler | BOILER ROOM | HWSD - Hot Water Dom/Potable | 7/31/2026
Westside High School | 8701 Pacific St | Omaha | NE | 68114-5200 | Douglas | NE00606 | Scrapped/Junked | 152786 | 1998 | Raypak | CPFT - Horiz Cpr Fin Boiler | BOILER ROOM | HWSD - Hot Water Dom/Potable | 7/31/2018
Westside High School | 8701 Pacific St | Omaha | NE | 68114-5200 | Douglas | NE00607 | Scrapped/Junked | 152785 | 1998 | Raypak | CPFT - Horiz Cpr Fin Boiler | BOILER ROOM | HWSD - Hot Water Dom/Potable | 7/31/2010
Westside High School | 8701 Pacific St | Omaha | NE | 68114-5200 | Douglas | NE00608 | Scrapped/Junked | 51460 | 1998 | Raypak | CPFT - Horiz Cpr Fin Boiler | PENTHOUSE | HWSD - Hot Water Dom/Potable | 7/31/2020
Westside High School | 8701 Pacific St | Omaha | NE | 68114-5200 | Douglas | NE00609 | Scrapped/Junked | 151461 | 1998 | Raypak | CPFT - Horiz Cpr Fin Boiler | PENTHOUSE | HWSD - Hot Water Dom/Potable | 7/31/2011
Westside High School | 8701 Pacific St | Omaha | NE | 68114-5200 | Douglas | NE17788 | Out of Service | 305169 | 2010 | Raypak | CPFH - Copper Fin Water Heater | boiler room | IPHT - Indoor Pool Heater | 7/31/2012
Westside High School | 8701 Pacific St | Omaha | NE | 68114-5200 | Douglas | NE18861 | Scrapped/Junked | 313917 | 2010 | Raypak | WT - Water Tube Boiler | penthouse | HWSD - Hot Water Dom/Potable | 7/31/2023
Westside High School | 8701 Pacific St | Omaha | NE | 68114-5200 | Douglas | NE24743 | Scrapped/Junked | 56515 | 1998 | Market Forge | FT - Firetube Boiler | KITCHEN | 0021 - Steam Supp Cooker/Kettle | 7/31/2014
Westside High School | 8701 Pacific St | Omaha | NE | 68114-5200 | Douglas | NE26388 | Active | 344841 | 2012 | Raypak | CPFH - Copper Fin Water Heater | boiler room | HWSD - Hot Water Dom/Potable | 7/31/2026
Westside High School | 8701 Pacific St | Omaha | NE | 68114-5200 | Douglas | NE26389 | Scrapped/Junked | 245690 | 2012 | Laars | CPFH - Copper Fin Water Heater | boiler room | IPHT - Indoor Pool Heater | 7/31/2024
Westside High School | 8701 Pacific St | Omaha | NE | 68114-5200 | Douglas | NE27681 | Scrapped/Junked | 286795 | 2018 | Laars | CPPH - Ansi Cpr Fin Pool Heater | boiler room | IPHT - Indoor Pool Heater | 7/31/2024
Westside High School | 8701 Pacific St | Omaha | NE | 68114-5200 | Douglas | NE28850 | Active | 314808 | 2018 | Lochinvar | WT - Water Tube Boiler | boiler room | HWHT - Hot Water Heat | 7/31/2026
Westside High School | 8701 Pacific St | Omaha | NE | 68114-5200 | Douglas | NE28854 | Scrapped/Junked | 493923 | 2019 | Raypak | CPPH - Ansi Cpr Fin Pool Heater | penthouse | HWSD - Hot Water Dom/Potable | 7/31/2023
Westside High School | 8701 Pacific St | Omaha | NE | 68114-5200 | Douglas | NE42473 | Active | 193691 | 2020 | PVI Industries | CHWH - ASME/Fired Water Heater | Penthouse | HWSD - Hot Water Dom/Potable | 7/31/2026
Westside High School | 8701 Pacific St | Omaha | NE | 68114-5200 | Douglas | NE42474 | Active | 193690 | 2020 | PVI Industries | CHWH - ASME/Fired Water Heater | Penthouse | HWSD - Hot Water Dom/Potable | 7/31/2026
Westside High School | 8701 Pacific St | Omaha | NE | 68114-5200 | Douglas | NE43759 | Active | 429507 | 2025 | Lochinvar | FTVT - Firetube Vertical TB | Mech Room | IPHT - Indoor Pool Heater | 7/31/2026
WESTSIDE HIGH SCHOOL | 8701 Pacific St | Omaha | NE | 68114-5200 | Douglas | NE05174 | Scrapped/Junked | 19168 | 1986 | HYDROTHERM/ADV THER HYD | FT - Firetube Boiler | GIRLS GYM | HWHT - Hot Water Heat | 7/31/2000
WESTSIDE HIGH SCHOOL | 8701 Pacific St | Omaha | NE | 68114-5200 | Douglas | NE05176 | Scrapped/Junked | 19179 | 1986 | HYDROTHERM/ADV THER HYD | FT - Firetube Boiler | GIRLS GYM | HWHT - Hot Water Heat | 7/31/2000
WESTSIDE HIGH SCHOOL | 8701 Pacific St | Omaha | NE | 68114-5200 | Douglas | NE05177 | Scrapped/Junked | 113267 | 1989 | TELEDYNE LAARS | CPFT - Horiz Cpr Fin Boiler |  | HWSD - Hot Water Dom/Potable | 7/31/1999
WESTSIDE HIGH SCHOOL | 8701 Pacific St | Omaha | NE | 68114-5200 | Douglas | NE05207 | Scrapped/Junked | 32455 | 1989 | MARKET FORGE INDUSTRIES | FT - Firetube Boiler |  | 0021 - Steam Supp Cooker/Kettle | 7/31/1999
WESTSIDE HIGH SCHOOL | 8701 Pacific St | Omaha | NE | 68114-5200 | Douglas | NE16865 | Scrapped/Junked | 119406 | 1991 | TELEDYNE LAARS | CPFT - Horiz Cpr Fin Boiler |  | HWSD - Hot Water Dom/Potable | 7/31/1999
WESTSIDE HIGH SCHOOL | 8701 Pacific St | Omaha | NE | 68114-5200 | Douglas | NE16986 | Scrapped/Junked | 15363 | 1978 | CAM INDUSTRIES | ELPV - Electric Press VSL | GIRLS GYM | HWSD - Hot Water Dom/Potable | 7/31/2000
WESTSIDE HIGH SCHOOL | 8701 Pacific St | Omaha | NE | 68114-5200 | Douglas | NE24742 | Scrapped/Junked | 56521 | 1998 | MARKET FORGE INDUSTRIES | FT - Firetube Boiler | KITCHEN | 0021 - Steam Supp Cooker/Kettle | 7/31/2005
WESTSIDE HIGH SCHOOL | 8701 Pacific St | Omaha | NE | 68114-5200 | Douglas | NE33347 | Scrapped/Junked |  | 1954 | SUPERIOR BOILERWORKS | FT - Firetube Boiler |  | STHT - Steam-Heat | 7/31/1999
WESTSIDE HIGH SCHOOL | 8701 Pacific St | Omaha | NE | 68114-5200 | Douglas | NE33348 | Scrapped/Junked |  | 1958 | SUPERIOR BOILERWORKS | FT - Firetube Boiler |  | STHT - Steam-Heat | 7/31/2000
WESTSIDE HIGH SCHOOL | 8701 Pacific St | Omaha | NE | 68114-5200 | Douglas | NE33349 | Scrapped/Junked |  | 1952 | SUPERIOR BOILERWORKS | FT - Firetube Boiler |  | STHT - Steam-Heat | 7/31/1999
WESTSIDE HIGH SCHOOL | 8701 Pacific St | Omaha | NE | 68114-5200 | Douglas | NE34026 | Scrapped/Junked | 124095 | 1984 | GROEN/DIV OF DOVER IND | COOK - Fired Cooker |  | 0021 - Steam Supp Cooker/Kettle | 7/31/1999
WESTSIDE HIGH SCHOOL | 8701 Pacific St | Omaha | NE | 68114-5200 | Douglas | NE34027 | Scrapped/Junked | 115218 | 1983 | GROEN/DIV OF DOVER IND | COOK - Fired Cooker |  | 0021 - Steam Supp Cooker/Kettle | 7/31/1999
WESTSIDE HIGH SCHOOL | 8701 Pacific St | Omaha | NE | 68114-5200 | Douglas | NE34099 | Scrapped/Junked | 60176 | 1977 | AO SMITH | CHWH - ASME/Fired Water Heater |  | HWSD - Hot Water Dom/Potable | 7/31/1999
NP Dodge Enterprises | 8701 W Dodge Rd | Omaha | NE | 68114-3409 | Douglas | NE16777 | Scrapped/Junked | 12651 | 1980 | Bryan | WT - Water Tube Boiler | BOILER ROOM | HWHT - Hot Water Heat | 4/30/2022
NP Dodge Enterprises | 8701 W Dodge Rd | Omaha | NE | 68114-3409 | Douglas | NE16778 | Active | 12652 | 1980 | Bryan | WT - Water Tube Boiler | BOILER ROOM | HWHT - Hot Water Heat | 12/31/2026
NP Dodge Enterprises | 8701 W Dodge Rd | Omaha | NE | 68114-3409 | Douglas | NE42899 | Active | 21735 | 2024 | Aldrich | FTVT - Firetube Vertical TB | Boiler Room | HWHT - Hot Water Heat | 12/31/2026
FLORENCE BUILDING | 8702 N 30th St | Omaha | NE | 68112-1810 | Douglas | NE37629 | Scrapped/Junked |  | 1948 | KEWANEE | FT - Firetube Boiler | BASEMENT | STHT - Steam-Heat | 7/31/1999
Chad Springborg Construction | 8710 Irvington Rd | Omaha | NE | 68122 | Douglas | NE27743 | Active | 250855 | 2017 | Lochinvar | FT - Firetube Boiler | Mech room | GLFH - Glycol Floor Heat System | 12/31/2026
Access Bank Building | 8712 W Dodge Rd | Omaha | NE | 68114-3459 | Douglas | NE18099 | Scrapped/Junked | na | 1967 | KEWA | FTSM - FTS Marine Dry Back | BOILER ROOM | HWHT - Hot Water Heat | 9/30/2013
Access Bank Building | 8712 W Dodge Rd | Omaha | NE | 68114-3459 | Douglas | NE25779 | Active | 19242 | 2014 | Aldrich | FTVT - Firetube Vertical TB | penthouse/Mech | HWHT - Hot Water Heat | 4/30/2027
Access Bank Building | 8712 W Dodge Rd | Omaha | NE | 68114-3459 | Douglas | NE25780 | Active | 19243 | 2014 | Aldrich | FTVT - Firetube Vertical TB | penthouse/Mech | HWHT - Hot Water Heat | 4/30/2027
vacant | 8718 Countryside Plz | Omaha | NE | 68114-5224 | Douglas | NE04578 | Scrapped/Junked | 113547 | 1980 | STMA | ELBL - Electric Boiler | FIRST FLOOR | PROC - Process Steam | 5/31/2010
Tidal Wave Auto Spa | 8724 W Dodge Rd | Omaha | NE | 68114-3408 | Douglas | NE41264 | Active | 184936 | 2019 | Lochinvar | FT - Firetube Boiler | Mech Room | HWHS - Hotwater Heat Sidewalks | 2/28/2025
Tidal Wave Auto Spa | 8724 W Dodge Rd | Omaha | NE | 68114-3408 | Douglas | NE41265 | Active | 143084 | 2019 | Lochinvar | FT - Firetube Boiler | Mech Room | HWHS - Hotwater Heat Sidewalks | 2/28/2025
Max I Walkers | 8728 Pacific St | Omaha | NE | 68114-5232 | Douglas | NE02909 | Active | 3552 | 1984 | INDUSTRIAL | FTNF - Firetube Flueless | BOILER ROOM | PROC - Process Steam | 5/31/2027
COMFORT INN | 8736 W Dodge Rd | Omaha | NE | 68114-3408 | Douglas | NE21676 | Exempt 1999 LB-66 |  | 1996 | STATE INDUSTRIES | AHWH - ANSI/Fired Water Htr | 6TH FL EQUIP RM | HWSD - Hot Water Dom/Potable | 9/30/1999
COMFORT INN | 8736 W Dodge Rd | Omaha | NE | 68114-3408 | Douglas | NE21677 | Exempt 1999 LB-66 |  | 1996 | STATE INDUSTRIES | AHWH - ANSI/Fired Water Htr | 6TH FL EQUIP RM | HWSD - Hot Water Dom/Potable | 9/30/1999
COMFORT INN | 8736 W Dodge Rd | Omaha | NE | 68114-3408 | Douglas | NE21678 | Exempt 1999 LB-66 |  | 1997 | STATE INDUSTRIES | AHWH - ANSI/Fired Water Htr | 6TH FL EQUIP RM | HWSD - Hot Water Dom/Potable | 9/30/1999
COMFORT INN | 8736 W Dodge Rd | Omaha | NE | 68114-3408 | Douglas | NE21679 | Exempt 1999 LB-66 |  | 1996 | STATE INDUSTRIES | AHWH - ANSI/Fired Water Htr | 6TH FL EQUIP RM | HWSD - Hot Water Dom/Potable | 9/30/1999
Coram Deo Church | 8787 Pacific St | Omaha | NE | 68114-5231 | Douglas | NE17727 | Active | 10223 | 1999 | ALES | FTVT - Firetube Vertical TB | BOILER ROOM | HWHT - Hot Water Heat | 10/31/2026
Coram Deo Church | 8787 Pacific St | Omaha | NE | 68114-5231 | Douglas | NE17728 | Active | 10224 | 1999 | ALES | FTVT - Firetube Vertical TB | BOILER ROOM | HWHT - Hot Water Heat | 10/31/2026
Vinyl Groove LLC | 8800 F St | Omaha | NE | 68127-1507 | Douglas | NE12901 | Scrapped/Junked | 114842 | 1989 | TELE | WT - Water Tube Boiler | BOILER ROOM | HWHT - Hot Water Heat | 11/30/2022
Vinyl Groove LLC | 8800 F St | Omaha | NE | 68127-1507 | Douglas | NE12902 | Scrapped/Junked | 114269 | 1989 | TELE | WT - Water Tube Boiler | BOILER ROOM | HWHT - Hot Water Heat | 11/30/2022
US Bank - 90th & Center | 8800 W Center Rd | Omaha | NE | 68124-2045 | Douglas | NE00610 | Scrapped/Junked | 175348 | 2000 | Raypak Inc, California | WT - Water Tube Boiler | Boiler Rm | HWHT - Hot Water Heat | 1/31/2024
US Bank - 90th & Center | 8800 W Center Rd | Omaha | NE | 68124-2045 | Douglas | NE00623 | Scrapped/Junked | 175182 | 2000 | Raypak Inc, California | WT - Water Tube Boiler | Boiler Rm | HWHT - Hot Water Heat | 1/31/2024
US Bank - 90th & Center | 8800 W Center Rd | Omaha | NE | 68124-2045 | Douglas | NE37386 | Scrapped/Junked |  | 1971 | Bryant Boiler | CI - Cast Iron | NORTH BOILER ROOM | HWHT - Hot Water Heat | 5/31/2001
US Bank - 90th & Center | 8800 W Center Rd | Omaha | NE | 68124-2045 | Douglas | NE37387 | Scrapped/Junked | 29639 | 1971 | PM Lattner MFR Company | FTNF - Firetube Flueless | NORTH BOILER ROOM | STHT - Steam-Heat | 5/31/2001
US Bank - 90th & Center | 8800 W Center Rd | Omaha | NE | 68124-2045 | Douglas | NE37388 | Scrapped/Junked |  | 1971 | Bryant Boiler | CI - Cast Iron | SOUTH BOILER ROOM | HWHT - Hot Water Heat | 5/31/2001
Lincoln Financial Group | 8801 Indian Hills Dr | Omaha | NE | 68114-4059 | Douglas | NE18855 | Active | 18064 | 2010 | Les Inc/Aldrich Co | FTHT - Firetube Horizontal | boiler room | STHT - Steam-Heat | 4/30/2027
Lincoln Financial Group | 8801 Indian Hills Dr | Omaha | NE | 68114-4059 | Douglas | NE18856 | Active | 18065 | 2010 | Les Inc/Aldrich Co | FTHT - Firetube Horizontal | boiler room | STHT - Steam-Heat | 4/30/2027
Lincoln Financial Group | 8801 Indian Hills Dr | Omaha | NE | 68114-4059 | Douglas | NE18857 | Active | 18063 | 2010 | Les Inc/Aldrich Co | FTHT - Firetube Horizontal | boiler room | STHT - Steam-Heat | 4/30/2025
Lincoln Financial Group | 8801 Indian Hills Dr | Omaha | NE | 68114-4059 | Douglas | NE21328 | Scrapped/Junked | 23522 | 1996 | Crown Food Services | ELBL - Electric Boiler | Kitchen | COOK - Cooker/Kettle | 7/31/2012
Lincoln Financial Group | 8801 Indian Hills Dr | Omaha | NE | 68114-4059 | Douglas | NE37438 | Out of Service |  | 1957 | Kewannee | FTFB - Firetube-Firebox Boiler | Boiler Room | STHT - Steam-Heat | 7/31/2010
Lincoln Financial Group | 8801 Indian Hills Dr | Omaha | NE | 68114-4059 | Douglas | NE37439 | Out of Service |  | 1957 | Kewannee | FTFB - Firetube-Firebox Boiler | Boiler Room | STHT - Steam-Heat | 7/31/2010
Lincoln Financial Group | 8801 Indian Hills Dr | Omaha | NE | 68114-4059 | Douglas | NE37446 | Scrapped/Junked | O | 1989 | A. O. Smith | AHWH - ANSI/Fired Water Htr | Boiler Room | HWSD - Hot Water Dom/Potable | 7/31/2012
Lincoln Financial Group | 8801 Indian Hills Dr | Omaha | NE | 68114-4059 | Douglas | NE37447 | Scrapped/Junked |  | 1983 | A. O. Smith | AHWH - ANSI/Fired Water Htr | Boiler Room | HWSD - Hot Water Dom/Potable | 7/31/2007
Lincoln Financial Group | 8801 Indian Hills Dr | Omaha | NE | 68114-4059 | Douglas | NE37448 | Scrapped/Junked | 0 | 1987 | A. O. Smith | AHWH - ANSI/Fired Water Htr | Boiler Room | HWSD - Hot Water Dom/Potable | 7/31/2012
Lincoln Financial Group | 8801 Indian Hills Dr | Omaha | NE | 68114-4059 | Douglas | NE37466 | Scrapped/Junked |  | 1990 | AO SMITH | AHWH - ANSI/Fired Water Htr | BOILER ROOM | HWSD - Hot Water Dom/Potable | 7/31/2004
Malloy Plumbing | 8802 Military Rd | Omaha | NE | 68134-1857 | Douglas | NE25547 | Out of Service | n/a | 1998 | Aqua-Star | WT - Water Tube Boiler | 1ST FLOOR | HWHT - Hot Water Heat | 3/31/2017
Lincoln Financial Group | 8805 Indian Hills Dr | Omaha | NE | 68114-6020 | Douglas | NE24848 | Active | 19208 | 2014 | Aldrich | FTVT - Firetube Vertical TB | boiler room/garage | HWHT - Hot Water Heat | 4/30/2027
Lincoln Financial Group | 8805 Indian Hills Dr | Omaha | NE | 68114-6020 | Douglas | NE24849 | Active | 19209 | 2014 | Aldrich | FTVT - Firetube Vertical TB | boiler room/garage | HWHT - Hot Water Heat | 4/30/2027
Lincoln Financial Group | 8805 Indian Hills Dr | Omaha | NE | 68114-6020 | Douglas | NE24850 | Active | 19210 | 2014 | Aldrich | FTVT - Firetube Vertical TB | boiler room/garage | HWHT - Hot Water Heat | 4/30/2027
Lincoln Financial Group | 8805 Indian Hills Dr | Omaha | NE | 68114-6020 | Douglas | NE37441 | Scrapped/Junked | 4484 | 1986 | Aldrich | FTNF - Firetube Flueless | Boiler Room | HWHT - Hot Water Heat | 7/31/2014
Lincoln Financial Group | 8805 Indian Hills Dr | Omaha | NE | 68114-6020 | Douglas | NE37442 | Scrapped/Junked | 4481 | 1986 | Aldrich | FTNF - Firetube Flueless | Boiler Room | HWHT - Hot Water Heat | 7/31/2014
Lincoln Financial Group | 8805 Indian Hills Dr | Omaha | NE | 68114-6020 | Douglas | NE37443 | Scrapped/Junked | 4489 | 1986 | Aldrich | FTNF - Firetube Flueless | Boiler Room | HWHT - Hot Water Heat | 7/31/2014
Lincoln Financial Group | 8805 Indian Hills Dr | Omaha | NE | 68114-6020 | Douglas | NE37444 | Scrapped/Junked | 4485 | 1986 | Aldrich | FTNF - Firetube Flueless | Boiler Room | HWHT - Hot Water Heat | 7/31/2014
Lincoln Financial Group | 8805 Indian Hills Dr | Omaha | NE | 68114-6020 | Douglas | NE37445 | Scrapped/Junked | 4486 | 1986 | Aldrich | FTNF - Firetube Flueless | Boiler Room | HWHT - Hot Water Heat | 7/31/2014
Southwest Gables Apts | 8805 Q St | Omaha | NE | 68127-3697 | Douglas | NE00146 | Scrapped/Junked | 68288 | 2000 | STAT | CHWH - ASME/Fired Water Heater | EQUIP ROOM | HWSD - Hot Water Dom/Potable | 4/30/2009
Southwest Gables Apts | 8805 Q St | Omaha | NE | 68127-3697 | Douglas | NE16074 | Scrapped/Junked | 145347 | 2010 | AO SMITH | CHWH - ASME/Fired Water Heater | Basement | HWSD - Hot Water Dom/Potable | 4/30/2025
Southwest Gables Apts | 8805 Q St | Omaha | NE | 68127-3697 | Douglas | NE18866 | Active | 146252 | 2010 | AO SMITH | CHWH - ASME/Fired Water Heater | basement | HWSD - Hot Water Dom/Potable | 4/30/2027
Southwest Gables Apts | 8805 Q St | Omaha | NE | 68127-3697 | Douglas | NE21635 | Scrapped/Junked | 63818 | 1993 | RUUD | CHWH - ASME/Fired Water Heater | EQUIP ROOM | HWSD - Hot Water Dom/Potable | 5/31/2001
Southwest Gables Apts | 8805 Q St | Omaha | NE | 68127-3697 | Douglas | NE21636 | Scrapped/Junked | 63787 | 1993 | Ruud-Rheem | CHWH - ASME/Fired Water Heater | EQUIP ROOM | HWSD - Hot Water Dom/Potable | 4/30/2010
Southwest Gables Apts | 8805 Q St | Omaha | NE | 68127-3697 | Douglas | NE21637 | Scrapped/Junked | 63817 | 1993 | Ruud-Rheem | CHWH - ASME/Fired Water Heater | EQUIP ROOM | HWSD - Hot Water Dom/Potable | 4/30/2011
Lincoln Financial Group | 8807 Indian Hills Dr | Omaha | NE | 68114-4125 | Douglas | NE17916 | Scrapped/Junked | 8264 | 1995 | Aldrich | FTVT - Firetube Vertical TB | Boiler Room | HWHT - Hot Water Heat | 4/30/2021
Lincoln Financial Group | 8807 Indian Hills Dr | Omaha | NE | 68114-4125 | Douglas | NE17917 | Scrapped/Junked | 8265 | 1995 | Aldrich | FTVT - Firetube Vertical TB | Boiler Room | HWHT - Hot Water Heat | 4/30/2021
Lincoln Financial Group | 8807 Indian Hills Dr | Omaha | NE | 68114-4125 | Douglas | NE17918 | Scrapped/Junked | 8259 | 1995 | Aldrich | FTVT - Firetube Vertical TB | Boiler Room | HWHT - Hot Water Heat | 4/30/2021
Lincoln Financial Group | 8807 Indian Hills Dr | Omaha | NE | 68114-4125 | Douglas | NE17919 | Scrapped/Junked | 8263 | 1995 | Aldrich | FTVT - Firetube Vertical TB | Boiler Room | HWHT - Hot Water Heat | 4/30/2021
Lincoln Financial Group | 8807 Indian Hills Dr | Omaha | NE | 68114-4125 | Douglas | NE17920 | Scrapped/Junked | 8266 | 1995 | Aldrich | FTVT - Firetube Vertical TB | Boiler Room | HWHT - Hot Water Heat | 4/30/2021
Lincoln Financial Group | 8807 Indian Hills Dr | Omaha | NE | 68114-4125 | Douglas | NE29015 | Active | 88507 | 2020 | Aerco | WT - Water Tube Boiler | garage boiler room | HWHT - Hot Water Heat | 2/28/2027
Lincoln Financial Group | 8807 Indian Hills Dr | Omaha | NE | 68114-4125 | Douglas | NE29016 | Active | 88454 | 2020 | Aerco | WT - Water Tube Boiler | garage boiler room | HWHT - Hot Water Heat | 2/28/2027
Southwest Gables Apts | 8807 Q St | Omaha | NE | 68127-3698 | Douglas | NE21641 | Scrapped/Junked | 62689 | 1993 | Ruud-Rheem | CHWH - ASME/Fired Water Heater | EQUIP ROOM | HWSD - Hot Water Dom/Potable | 4/30/2010
Southwest Gables Apts | 8807 Q St | Omaha | NE | 68127-3698 | Douglas | NE21642 | Inactive | 63767 | 1993 | RUUD | CHWH - ASME/Fired Water Heater | EQUIP ROOM | HWSD - Hot Water Dom/Potable | 5/31/2007
Southwest Gables Apts | 8807 Q St | Omaha | NE | 68127-3698 | Douglas | NE26601 | Scrapped/Junked | 180697 | 2013 | AO SMITH | CHWH - ASME/Fired Water Heater | garage equip room | HWSD - Hot Water Dom/Potable | 4/30/2024
COIN LANUNDRY | 8809 Maple St | Omaha | NE | 68134-6125 | Douglas | NE21787 | Exempt 1999 LB-66 | + | 1989 | STATE INDUSTRIES | AHWH - ANSI/Fired Water Htr |  | HWSD - Hot Water Dom/Potable | 5/31/2000
Great Western Bank | 8820 Arbor St | Omaha | NE | 68124-2030 | Douglas | NE07257 | Scrapped/Junked | 0 | 1976 | AMST | CI - Cast Iron | BASEMENT | HWHT - Hot Water Heat | 12/31/2010
BAKER'S SUPERMARKET | 888 S Saddle Creek Rd | Omaha | NE | 68106-1959 | Douglas | NE05652 | Exempt 1999 LB-66 |  | 1995 | STATE INDUSTRIES | AHWH - ANSI/Fired Water Htr |  | HWSD - Hot Water Dom/Potable | 1/31/2000
BAKER'S SUPERMARKET | 888 S Saddle Creek Rd | Omaha | NE | 68106-1959 | Douglas | NE05653 | Exempt 1999 LB-66 |  | 1995 | STATE INDUSTRIES | AHWH - ANSI/Fired Water Htr |  | HWSD - Hot Water Dom/Potable | 1/31/2000
MGI-MES | 8901 Indian Hills Dr | Omaha | NE | 68114-4029 | Douglas | NE04954 | Scrapped/Junked |  | 1968 | BRYAN STEAM LLC | WT - Water Tube Boiler | BOILER ROOM | HWHT - Hot Water Heat | 10/31/2009
MGI-MES | 8901 Indian Hills Dr | Omaha | NE | 68114-4029 | Douglas | NE16034 | Active | 17565 | 2009 | Les Inc/Aldrich Co | FTVT - Firetube Vertical TB | boiler room | HWHT - Hot Water Heat | 1/31/2027
MGI-MES | 8901 Indian Hills Dr | Omaha | NE | 68114-4029 | Douglas | NE16035 | Active | 17563 | 2009 | Les Inc/Aldrich Co | FTVT - Firetube Vertical TB | boiler room | HWHT - Hot Water Heat | 1/31/2027
Indian Hills Medical Plz | 8901 W Dodge Rd | Omaha | NE | 68114-3327 | Douglas | NE01436 | Out of Service | 10984 | 2000 | ALES | FTVT - Firetube Vertical TB | S BOILER ROOM | HWHT - Hot Water Heat | 3/31/2019
Indian Hills Medical Plz | 8901 W Dodge Rd | Omaha | NE | 68114-3327 | Douglas | NE01437 | Scrapped/Junked | 10982 | 2000 | ALES | FTVT - Firetube Vertical TB | S BOILER ROOM | HWHT - Hot Water Heat | 3/31/2020
Indian Hills Medical Plz | 8901 W Dodge Rd | Omaha | NE | 68114-3327 | Douglas | NE17617 | Inactive | 117652 | 1994 | RAYPAK INC, CALIFORNIA | CPFT - Horiz Cpr Fin Boiler | NORTH BOILER ROOM | HWHT - Hot Water Heat | 3/31/2005
Indian Hills Medical Plz | 8901 W Dodge Rd | Omaha | NE | 68114-3327 | Douglas | NE17619 | Scrapped/Junked | 52041 | 1994 | AOSM | CHWH - ASME/Fired Water Heater | SOUTH BOILER ROOM | HWSD - Hot Water Dom/Potable | 3/31/2015
Indian Hills Medical Plz | 8901 W Dodge Rd | Omaha | NE | 68114-3327 | Douglas | NE17642 | Inactive | 126443 | 1995 | RAYPAK INC, CALIFORNIA | CPFT - Horiz Cpr Fin Boiler | SOUTH BOILER ROOM | HWHT - Hot Water Heat | 3/31/2002
Indian Hills Medical Plz | 8901 W Dodge Rd | Omaha | NE | 68114-3327 | Douglas | NE17643 | Scrapped/Junked | 126444 | 1995 | RAYP | CPFT - Horiz Cpr Fin Boiler | NORTH BOILER ROOM | HWHT - Hot Water Heat | 3/31/2015
Indian Hills Medical Plz | 8901 W Dodge Rd | Omaha | NE | 68114-3327 | Douglas | NE22411 | Scrapped/Junked | 29827 | 1995 | AOSM | CHWH - ASME/Fired Water Heater | SOUTH BOILER ROOM | HWSD - Hot Water Dom/Potable | 3/31/2018
Indian Hills Medical Plz | 8901 W Dodge Rd | Omaha | NE | 68114-3327 | Douglas | NE25756 | Active | 387652 | 2014 | Raypak | CPFT - Horiz Cpr Fin Boiler | NORTH BOILER ROOM | HWHT - Hot Water Heat | 3/31/2026
Indian Hills Medical Plz | 8901 W Dodge Rd | Omaha | NE | 68114-3327 | Douglas | NE29247 | Active | 5775 | 2018 | Riello | WT - Water Tube Boiler | mech room | HWHT - Hot Water Heat | 3/31/2027
Indian Hills Medical Plz | 8901 W Dodge Rd | Omaha | NE | 68114-3327 | Douglas | NE29248 | Active | 5697 | 2018 | Riello | WT - Water Tube Boiler | mech room | HWHT - Hot Water Heat | 3/31/2027
Indian Hills Medical Plz | 8901 W Dodge Rd | Omaha | NE | 68114-3327 | Douglas | NE29249 | Active | 6223 | 2018 | Riello | WT - Water Tube Boiler | mech room | HWHT - Hot Water Heat | 3/31/2027
Indian Hills Medical Plz | 8901 W Dodge Rd | Omaha | NE | 68114-3327 | Douglas | NE29250 | Active | 6291 | 2018 | Riello | WT - Water Tube Boiler | mech room | HWHT - Hot Water Heat | 3/31/2027
Southwest Gables Apts | 8909 Q St | Omaha | NE | 68127-3694 | Douglas | NE21634 | Scrapped/Junked |  | 1994 | RAYPAK INC, CALIFORNIA | CPFT - Horiz Cpr Fin Boiler | EQUIP ROOM | OPHT - Outdoor Pool Heater | 5/31/2004
Southwest Gables Apts | 8909 Q St | Omaha | NE | 68127-3694 | Douglas | NE21643 | Scrapped/Junked | 63766 | 1993 | Ruud-Rheem | CHWH - ASME/Fired Water Heater | EQUIP ROOM | HWSD - Hot Water Dom/Potable | 4/30/2009
Cornhusker Car Wash | 8910 Fort St | Omaha | NE | 68134-2843 | Douglas | NE09534 | Scrapped/Junked | 29670 | 1982 | RAYP | CPFT - Horiz Cpr Fin Boiler | MECHANICAL ROOM | HWHF - Hot Water Heat-Floor | 10/31/2005
GORILLA WASH | 8910 Fort St | Omaha | NE | 68134-2843 | Douglas | NE12912 | Scrapped/Junked | 29669 | 1982 | RAYPAK INC, CALIFORNIA | CPFT - Horiz Cpr Fin Boiler | EQUIPMENT ROOM | HWSP - Hot Water Non Potable Supply | 9/30/2001
PARKER CAR WASH | 8910 Fort St | Omaha | NE | 68134-2843 | Douglas | NE12913 | Scrapped/Junked | 29670 | 1982 | RAYPAK INC, CALIFORNIA | WT - Water Tube Boiler | EQUIPMENT ROOM | HWHT - Hot Water Heat | 9/30/2001
Southwest Gables Apts | 8911 Q St | Omaha | NE | 68127-4816 | Douglas | NE14626 | Scrapped/Junked | 137244 | 2009 | AO SMITH | CHWH - ASME/Fired Water Heater | parking garage basement | HWDP - Hotwater Heat & Dom Supply | 4/30/2024
Southwest Gables Apts | 8911 Q St | Omaha | NE | 68127-4816 | Douglas | NE14627 | Scrapped/Junked | 129936 | 2008 | AO SMITH | CHWH - ASME/Fired Water Heater | BASEMENT | HWDP - Hotwater Heat & Dom Supply | 4/30/2023
Southwest Gables Apts | 8911 Q St | Omaha | NE | 68127-4816 | Douglas | NE21638 | Scrapped/Junked | 63789 | 1993 | Ruud-Rheem | CHWH - ASME/Fired Water Heater | EQUIP ROOM | HWSD - Hot Water Dom/Potable | 4/30/2014
Southwest Gables Apts | 8911 Q St | Omaha | NE | 68127-4816 | Douglas | NE21639 | Scrapped/Junked | 63790 | 1993 | Ruud-Rheem | CHWH - ASME/Fired Water Heater | EQUIP ROOM | HWSD - Hot Water Dom/Potable | 4/30/2014
Southwest Gables Apts | 8911 Q St | Omaha | NE | 68127-4816 | Douglas | NE21640 | Scrapped/Junked | 63788 | 1993 | Ruud-Rheem | CHWH - ASME/Fired Water Heater | EQUIP ROOM | HWSD - Hot Water Dom/Potable | 4/30/2013
World Mission Society Church of God | 8920 Curtis Cir | Omaha | NE | 68134-1948 | Douglas | NE23997 | Out of Service | n/a | 2011 | Peerless | CI - Cast Iron | boiler room | STHT - Steam-Heat | 3/31/2017
World Mission Society Church of God | 8920 Curtis Cir | Omaha | NE | 68134-1948 | Douglas | NE32960 | Scrapped/Junked | N/A | 1975 | Peerless | CI - Cast Iron | BASEMENT | STHT - Steam-Heat | 2/28/2013
Nebraska Humane Society | 8929 Fort St | Omaha | NE | 68134-2842 | Douglas | NE01724 | Active | 223520 | 2004 | Raypak | CPFH - Copper Fin Water Heater | LAUNDRY AREA | HWSD - Hot Water Dom/Potable | 10/31/2026
IBEW Training Center | 8960 L St | Omaha | NE | 68127-1406 | Douglas | NE09946 | Scrapped/Junked | 12775 | 2002 | Triad Boiler | FT - Firetube Boiler | EQUIP ROOM | HWHT - Hot Water Heat | 3/31/2013
IBEW Training Center | 8960 L St | Omaha | NE | 68127-1406 | Douglas | NE09947 | Scrapped/Junked | 12751 | 2002 | Triad Boiler | FT - Firetube Boiler | EQUIP ROOM | HWHT - Hot Water Heat | 3/31/2012
IBEW Training Center | 8960 L St | Omaha | NE | 68127-1406 | Douglas | NE23946 | Scrapped/Junked | 13994 | 2012 | Triad Boiler | COBL - Coil Type Boiler | Equip Room | HWHT - Hot Water Heat | 5/31/2019
IBEW Training Center | 8960 L St | Omaha | NE | 68127-1406 | Douglas | NE23947 | Scrapped/Junked | 13990 | 2012 | Triad Boiler | COBL - Coil Type Boiler | Equip Room | HWHT - Hot Water Heat | 5/31/2019
IBEW Training Center | 8960 L St | Omaha | NE | 68127-1406 | Douglas | NE41267 | Active | 164922 | 2020 | Laars | FT - Firetube Boiler | boiler room | HWHT - Hot Water Heat | 2/28/2027
IBEW Training Center | 8960 L St | Omaha | NE | 68127-1406 | Douglas | NE41268 | Active | 153291 | 2020 | Laars | FT - Firetube Boiler | boiler room | HWHT - Hot Water Heat | 2/28/2027
Ralston High School | 8969 Park Dr | Ralston | NE | 68127-3663 | Douglas | NE02525 | Scrapped/Junked | 40574 | 2004 | Aerco International | CHWH - ASME/Fired Water Heater | SW BOILER ROOM | HWSD - Hot Water Dom/Potable | 6/30/2024
Ralston High School | 8969 Park Dr | Ralston | NE | 68127-3663 | Douglas | NE02551 | Scrapped/Junked | 40576 | 2004 | Aerco International | CHWH - ASME/Fired Water Heater | SW BOILER ROOM | HWSD - Hot Water Dom/Potable | 6/30/2024
Ralston High School | 8969 Park Dr | Ralston | NE | 68127-3663 | Douglas | NE02552 | Scrapped/Junked | 40575 | 2004 | Aerco International | CHWH - ASME/Fired Water Heater | SW BOILER ROOM | HWSD - Hot Water Dom/Potable | 6/30/2024
Ralston High School | 8969 Park Dr | Ralston | NE | 68127-3663 | Douglas | NE02553 | Scrapped/Junked | 40540 | 2004 | Aerco International | FTVT - Firetube Vertical TB | SW BOILER ROOM | HWHT - Hot Water Heat | 6/30/2019
Ralston High School | 8969 Park Dr | Ralston | NE | 68127-3663 | Douglas | NE02554 | Scrapped/Junked | 40525 | 2004 | Aerco International | FTVT - Firetube Vertical TB | SW BOILER ROOM | HWHT - Hot Water Heat | 6/30/2019
Ralston High School | 8969 Park Dr | Ralston | NE | 68127-3663 | Douglas | NE02555 | Scrapped/Junked | 40560 | 2004 | Aerco International | FTVT - Firetube Vertical TB | SW BOILER ROOM | HWHT - Hot Water Heat | 6/30/2019
Ralston High School | 8969 Park Dr | Ralston | NE | 68127-3663 | Douglas | NE02556 | Scrapped/Junked | 40570 | 2004 | Aerco International | FTVT - Firetube Vertical TB | SW BOILER ROOM | HWHT - Hot Water Heat | 6/30/2019
Ralston High School | 8969 Park Dr | Ralston | NE | 68127-3663 | Douglas | NE02557 | Scrapped/Junked | 40526 | 2004 | Aerco International | FTVT - Firetube Vertical TB | SW BOILER ROOM | HWHT - Hot Water Heat | 6/30/2019
Ralston High School | 8969 Park Dr | Ralston | NE | 68127-3663 | Douglas | NE02558 | Scrapped/Junked | 40541 | 2004 | Aerco International | FTVT - Firetube Vertical TB | SW BOILER ROOM | HWHT - Hot Water Heat | 6/30/2019
Ralston High School | 8969 Park Dr | Ralston | NE | 68127-3663 | Douglas | NE02559 | Scrapped/Junked | 12921 | 2003 | Triad Boiler | FTVT - Firetube Vertical TB | LAUNDRY RM-POOL | AHUH - Hot Water to Air Handler | 6/30/2026
Ralston High School | 8969 Park Dr | Ralston | NE | 68127-3663 | Douglas | NE12126 | Scrapped/Junked | 52732 | 2008 | Aerco International | FTVT - Firetube Vertical TB | NW MECH RM | HWHT - Hot Water Heat | 6/30/2019
Ralston High School | 8969 Park Dr | Ralston | NE | 68127-3663 | Douglas | NE12127 | Scrapped/Junked | 38653 | 2003 | Aerco International | FTVT - Firetube Vertical TB | NW MECH RM | HWHT - Hot Water Heat | 6/30/2019
Ralston High School | 8969 Park Dr | Ralston | NE | 68127-3663 | Douglas | NE16863 | Scrapped/Junked | 21536 | 1974 | AO SMITH | CHWH - ASME/Fired Water Heater | A WING | HWSD - Hot Water Dom/Potable | 6/30/2003
Ralston High School | 8969 Park Dr | Ralston | NE | 68127-3663 | Douglas | NE17864 | Scrapped/Junked | 34014 | 1993 | Teledyne Laars | CPFT - Horiz Cpr Fin Boiler | POOL ROOM | IPHT - Indoor Pool Heater | 6/30/2025
Ralston High School | 8969 Park Dr | Ralston | NE | 68127-3663 | Douglas | NE27444 | Active | 79462 | 2017 | Aerco International | FTVT - Firetube Vertical TB | NW MECH RM | HWHT - Hot Water Heat | 6/30/2026
Ralston High School | 8969 Park Dr | Ralston | NE | 68127-3663 | Douglas | NE27876 | Active | 81556 | 2018 | Aerco International | FTVT - Firetube Vertical TB | NW MECH RM | HWHT - Hot Water Heat | 6/30/2026
Ralston High School | 8969 Park Dr | Ralston | NE | 68127-3663 | Douglas | NE27877 | Active | 81606 | 2018 | Aerco | FTVT - Firetube Vertical TB | SW Mechanical Room | HWHT - Hot Water Heat | 6/30/2026
Ralston High School | 8969 Park Dr | Ralston | NE | 68127-3663 | Douglas | NE27878 | Active | 81698 | 2018 | Aerco | FTVT - Firetube Vertical TB | SW Mechanical Room | HWHT - Hot Water Heat | 6/30/2026
Ralston High School | 8969 Park Dr | Ralston | NE | 68127-3663 | Douglas | NE27879 | Active | 81605 | 2018 | Aerco | FTVT - Firetube Vertical TB | SW Mechanical Room | HWHT - Hot Water Heat | 6/30/2026
Ralston High School | 8969 Park Dr | Ralston | NE | 68127-3663 | Douglas | NE27880 | Active | 81697 | 2018 | Aerco | FTVT - Firetube Vertical TB | SW Mechanical Room | HWHT - Hot Water Heat | 6/30/2026
Ralston High School | 8969 Park Dr | Ralston | NE | 68127-3663 | Douglas | NE34361 | Inactive |  | 1974 | PEERLESS HEATER COMPANY |  | BOILER ROOM | HWHT - Hot Water Heat | 6/30/2003
Ralston High School | 8969 Park Dr | Ralston | NE | 68127-3663 | Douglas | NE34362 | Scrapped/Junked |  | 1974 | PEERLESS HEATER COMPANY |  | BOILER ROOM | HWHT - Hot Water Heat | 6/30/2003
Ralston High School | 8969 Park Dr | Ralston | NE | 68127-3663 | Douglas | NE34363 | Scrapped/Junked |  | 1974 | PEERLESS HEATER COMPANY |  | BOILER ROOM | HWHT - Hot Water Heat | 6/30/2004
Ralston High School | 8969 Park Dr | Ralston | NE | 68127-3663 | Douglas | NE34388 | Scrapped/Junked |  | 1960 | KEWANEE | FT - Firetube Boiler | BOILER ROOM | STHT - Steam-Heat | 6/30/2004
Ralston High School | 8969 Park Dr | Ralston | NE | 68127-3663 | Douglas | NE34389 | Scrapped/Junked |  | 1960 | KEWANEE | FT - Firetube Boiler | BOILER ROOM | STHT - Steam-Heat | 6/30/2004
Ralston High School | 8969 Park Dr | Ralston | NE | 68127-3663 | Douglas | NE34486 | Scrapped/Junked | 5415 | 1966 | MARKET FORGE INDUSTRIES | FT - Firetube Boiler | KITCHEN | 0021 - Steam Supp Cooker/Kettle | 6/30/2003
Ralston High School | 8969 Park Dr | Ralston | NE | 68127-3663 | Douglas | NE34796 | Scrapped/Junked | 30396 | 1988 | MARKET FORGE INDUSTRIES | FT - Firetube Boiler | KITCHEN | 0021 - Steam Supp Cooker/Kettle | 6/30/2002
Ralston High School | 8969 Park Dr | Ralston | NE | 68127-3663 | Douglas | NE42876 | Active | 600685 | 2023 | Laars | WTSS - Watertube SS Steel | SW BOILER ROOM | HWSD - Hot Water Dom/Potable | 6/30/2026
Ralston High School | 8969 Park Dr | Ralston | NE | 68127-3663 | Douglas | NE42877 | Active | 610312 | 2024 | Laars | WTSS - Watertube SS Steel | SW BOILER ROOM | HWSD - Hot Water Dom/Potable | 6/30/2026
Ralston High School | 8969 Park Dr | Ralston | NE | 68127-3663 | Douglas | NE43727 | Active | 330419 | 2025 | Teledyne Laars | CPFT - Horiz Cpr Fin Boiler | POOL ROOM | IPHT - Indoor Pool Heater | 6/30/2026
GRANDMOTHER'S RESTAURANT | 8989 W Dodge Rd | Omaha | NE | 68114-3301 | Douglas | NE20657 | Inactive | 74071 | 1997 | RHEEM MANUFACTURING CO | CHWH - ASME/Fired Water Heater | STORGE ROOM | HWSD - Hot Water Dom/Potable | 3/31/2003
GOLDEN CORRAL RESTAURANT | 8990 Boyd St | Omaha | NE | 68134-4199 | Douglas | NE08451 | Inactive | 86468 | 1998 | TELEDYNE LAARS | CPFT - Horiz Cpr Fin Boiler | EQUIP ROOM | HWSD - Hot Water Dom/Potable | 4/30/2008
American National Bank | 8990 W Dodge Rd | Omaha | NE | 68114-3329 | Douglas | NE18089 | Active | 7949 | 1994 | Aldrich | FTFB - Firetube-Firebox Boiler | BOILER ROOM | STHT - Steam-Heat | 3/31/2027
American National Bank | 8990 W Dodge Rd | Omaha | NE | 68114-3329 | Douglas | NE18090 | Active | 7947 | 1994 | Aldrich | FTFB - Firetube-Firebox Boiler | BOILER ROOM | STHT - Steam-Heat | 3/31/2027
ConAgra Brands | 9 Conagra Dr | Omaha | NE | 68102-5007 | Douglas | NE15343 | Scrapped/Junked | 8417 | 1989 | Ajax | WT - Water Tube Boiler | Boiler Room Bldg 9 | HWHT - Hot Water Heat | 10/31/2015
New Cassel Retirement | 900 N 90th St | Omaha | NE | 68114-8800 | Douglas | NE06462 | Active | N/A | 2005 | Weil-Mcclain | CALU - Cast Aluminum | BASEMENT | HWHT - Hot Water Heat | 7/31/2026
New Cassel Retirement | 900 N 90th St | Omaha | NE | 68114-8800 | Douglas | NE06463 | Active | N/A | 2005 | Weil-Mcclain | CALU - Cast Aluminum | BASEMENT | HWHT - Hot Water Heat | 7/31/2026
New Cassel Retirement | 900 N 90th St | Omaha | NE | 68114-8800 | Douglas | NE09106 | Scrapped/Junked | 50976 | 1972 | CLEA | FT - Firetube Boiler | BOILER ROOM | STHT - Steam-Heat | 7/31/2009
New Cassel Retirement | 900 N 90th St | Omaha | NE | 68114-8800 | Douglas | NE16043 | Scrapped/Junked | 127111 | 2009 | PVI Industries | FT - Firetube Boiler | Basement | HWHT - Hot Water Heat | 7/31/2016
New Cassel Retirement | 900 N 90th St | Omaha | NE | 68114-8800 | Douglas | NE16044 | Scrapped/Junked | 127112 | 2009 | PVI Industries | FT - Firetube Boiler | basement | HWHT - Hot Water Heat | 7/31/2016
New Cassel Retirement | 900 N 90th St | Omaha | NE | 68114-8800 | Douglas | NE16045 | Scrapped/Junked | 127114 | 2009 | PVI Industries | FT - Firetube Boiler | basement | HWHT - Hot Water Heat | 7/31/2022
New Cassel Retirement | 900 N 90th St | Omaha | NE | 68114-8800 | Douglas | NE16046 | Scrapped/Junked | 127113 | 2009 | PVI Industries | FT - Firetube Boiler | basement | HWHT - Hot Water Heat | 7/31/2022
New Cassel Retirement | 900 N 90th St | Omaha | NE | 68114-8800 | Douglas | NE17772 | Scrapped/Junked | C14362 | 2006 | AO SMITH | CPFT - Horiz Cpr Fin Boiler | Boiler Room | HWSD - Hot Water Dom/Potable | 7/31/2020
New Cassel Retirement | 900 N 90th St | Omaha | NE | 68114-8800 | Douglas | NE17773 | Scrapped/Junked | c21285 | 2008 | AO SMITH | CPFT - Horiz Cpr Fin Boiler | Boiler Room | HWSD - Hot Water Dom/Potable | 7/31/2019
New Cassel Retirement | 900 N 90th St | Omaha | NE | 68114-8800 | Douglas | NE27704 | Scrapped/Junked | 71192 | 2016 | Riverside | COND - Condenser | boiler room | HWHT - Hot Water Heat | 7/31/2022
New Cassel Retirement | 900 N 90th St | Omaha | NE | 68114-8800 | Douglas | NE27705 | Scrapped/Junked | 71190 | 2016 | Riverside | COND - Condenser | boiler room | HWHT - Hot Water Heat | 7/31/2022
New Cassel Retirement | 900 N 90th St | Omaha | NE | 68114-8800 | Douglas | NE39193 | Scrapped/Junked | 28885 | 1965 | CLEA | FT - Firetube Boiler | BOILER ROOM | STHT - Steam-Heat | 7/31/2009
New Cassel Retirement | 900 N 90th St | Omaha | NE | 68114-8800 | Douglas | NE43456 | Active | 81031 | 2017 | PVI Industries | CHWH - ASME/Fired Water Heater | Basement Mech Room | HWSD - Hot Water Dom/Potable | 7/31/2026
New Cassel Retirement | 900 N 90th St | Omaha | NE | 68114-8800 | Douglas | NE43457 | Active | 152217 | 2021 | PVI Industries | CHWH - ASME/Fired Water Heater | Basement Mech Room | HWSD - Hot Water Dom/Potable | 7/31/2026
EASTERN NE HUMAN SERVICE | 900 S 74th Plz 7400 BLDG | Omaha | NE | 68114-4667 | Douglas | NE11601 | Inactive |  | 1965 | AMERICAN STANDARD |  | BOILER ROOM | HWHT - Hot Water Heat | 3/31/1996
SWANSON MEMORIAL LIBRARY | 9001 W DODGE RD | OMAHA | NE | 68114 | Douglas | NE37331 | Scrapped/Junked | 8371 | 1964 | KEWANEE | FT - Firetube Boiler | BOILER ROOM | HWHT - Hot Water Heat | 7/31/2000
SWANSON MEMORIAL LIBRARY | 9001 W DODGE RD | OMAHA | NE | 68114 | Douglas | NE37332 | Scrapped/Junked |  | 1964 | KEWANEE | FT - Firetube Boiler | BOILER ROOM | STHT - Steam-Heat | 9/30/2001
Fantasy's | 9004 Fort St | Omaha | NE | 68134-1749 | Douglas | NE00145 | Scrapped/Junked | 164868 | 1999 | Teledyne Laars | WT - Water Tube Boiler | EQUIP ROOM | HWSP - Hot Water Non Potable Supply | 2/28/2017
Extended Stay America, Inc. | 9006 Burt St | Omaha | NE | 68114-2428 | Douglas | NE14482 | Exempt 1999 LB-66 |  | 1998 | A. O. Smith |  | Mech Rm. |  | 11/30/1999
Extended Stay America, Inc. | 9006 Burt St | Omaha | NE | 68114-2428 | Douglas | NE14483 | Exempt 1999 LB-66 |  | 1998 | A. O. Smith |  | Mech Rm |  | 11/30/1999
Extended Stay America, Inc. | 9006 Burt St | Omaha | NE | 68114-2428 | Douglas | NE14484 | Exempt 1999 LB-66 |  | 1998 | A. O. Smith |  | Mech Rm |  | 11/30/1999
A-1 DISCOUNT CLEANER | 9006 Maple St | Omaha | NE | 68134-5773 | Douglas | NE17859 | Inactive | 1653 | 1987 | WILLIAMS & DAVIS BOILERS | FT - Firetube Boiler | 1ST FLOOR | PROC - Process Steam | 6/30/2000
EMBASSY PARK APARTMENTS | 9011-9045 BURT ST | OMAHA | NE | 68114-2477 | Douglas | NE20801 | Exempt 1999 LB-66 |  | 1987 | AO SMITH | AHWH - ANSI/Fired Water Htr |  | HWSD - Hot Water Dom/Potable | 10/31/1999
EMBASSY PARK APARTMENTS | 9011-9045 BURT ST | OMAHA | NE | 68114-2477 | Douglas | NE20802 | Exempt 1999 LB-66 |  | 1988 | AO SMITH | AHWH - ANSI/Fired Water Htr |  | HWSD - Hot Water Dom/Potable | 10/31/1999
EMBASSY PARK APARTMENTS | 9011-9045 BURT ST | OMAHA | NE | 68114-2477 | Douglas | NE20803 | Exempt 1999 LB-66 |  | 1987 | AO SMITH | AHWH - ANSI/Fired Water Htr |  | HWSD - Hot Water Dom/Potable | 10/31/1999
EMBASSY PARK APARTMENTS | 9011-9045 BURT ST | OMAHA | NE | 68114-2477 | Douglas | NE20804 | Exempt 1999 LB-66 |  | 1987 | AO SMITH | AHWH - ANSI/Fired Water Htr |  | HWSD - Hot Water Dom/Potable | 10/31/1999
EMBASSY PARK APARTMENTS | 9011-9045 BURT ST | OMAHA | NE | 68114-2477 | Douglas | NE20805 | Exempt 1999 LB-66 |  | 1989 | AO SMITH | AHWH - ANSI/Fired Water Htr |  | HWSD - Hot Water Dom/Potable | 10/31/1999
EMBASSY PARK APARTMENTS | 9011-9045 BURT ST | OMAHA | NE | 68114-2477 | Douglas | NE20806 | Exempt 1999 LB-66 |  | 1988 | AO SMITH | AHWH - ANSI/Fired Water Htr |  | HWSD - Hot Water Dom/Potable | 10/31/1999
EMBASSY PARK APARTMENTS | 9011-9045 BURT ST | OMAHA | NE | 68114-2477 | Douglas | NE20807 | Exempt 1999 LB-66 |  | 1995 | VANGUARD | AHWH - ANSI/Fired Water Htr |  | HWSD - Hot Water Dom/Potable | 10/31/1999
EMBASSY PARK APARTMENTS | 9011-9045 BURT ST | OMAHA | NE | 68114-2477 | Douglas | NE20808 | Exempt 1999 LB-66 |  | 1991 | VANGUARD | AHWH - ANSI/Fired Water Htr |  | HWSD - Hot Water Dom/Potable | 10/31/1999
EMBASSY PARK APARTMENTS | 9011-9045 BURT ST | OMAHA | NE | 68114-2477 | Douglas | NE20810 | Exempt 1999 LB-66 |  | 1989 | AO SMITH | AHWH - ANSI/Fired Water Htr |  | HWSD - Hot Water Dom/Potable | 10/31/1999
EMBASSY PARK APARTMENTS | 9011-9045 BURT ST | OMAHA | NE | 68114-2477 | Douglas | NE20812 | Exempt 1999 LB-66 |  | 1986 | AO SMITH | AHWH - ANSI/Fired Water Htr |  | HWSD - Hot Water Dom/Potable | 10/31/1999
EMBASSY PARK APARTMENTS | 9011-9045 BURT ST | OMAHA | NE | 68114-2477 | Douglas | NE20813 | Exempt 1999 LB-66 |  | 1992 | AO SMITH | AHWH - ANSI/Fired Water Htr |  | HWSD - Hot Water Dom/Potable | 10/31/1999
EMBASSY PARK APARTMENTS | 9011-9045 BURT ST | OMAHA | NE | 68114-2477 | Douglas | NE20814 | Exempt 1999 LB-66 |  | 1990 | AO SMITH | AHWH - ANSI/Fired Water Htr |  | HWSD - Hot Water Dom/Potable | 10/31/1999
EMBASSY PARK APARTMENTS | 9011-9045 BURT ST | OMAHA | NE | 68114-2477 | Douglas | NE20815 | Exempt 1999 LB-66 |  | 1986 | AO SMITH | AHWH - ANSI/Fired Water Htr |  | HWSD - Hot Water Dom/Potable | 10/31/1999
EMBASSY PARK APARTMENTS | 9011-9045 BURT ST | OMAHA | NE | 68114-2477 | Douglas | NE20816 | Exempt 1999 LB-66 |  | 1986 | AO SMITH | AHWH - ANSI/Fired Water Htr |  | HWSD - Hot Water Dom/Potable | 10/31/1999
EMBASSY PARK APARTMENTS | 9011-9045 BURT ST | OMAHA | NE | 68114-2477 | Douglas | NE22646 | Exempt 1999 LB-66 |  | 1996 | VANGUARD | AHWH - ANSI/Fired Water Htr | BLDG 6 | HWSD - Hot Water Dom/Potable | 10/31/1999
EMBASSY PARK APARTMENTS | 9011-9045 BURT ST | OMAHA | NE | 68114-2477 | Douglas | NE24725 | Exempt 1999 LB-66 |  | 1998 | RUUD | AHWH - ANSI/Fired Water Htr |  | HWSD - Hot Water Dom/Potable | 10/31/1999
Autism Center of NE | 9012 Q St | Omaha | NE | 68127-3549 | Douglas | NE08565 | Active | 12400 | 2000 | Triad Boiler | FT - Firetube Boiler | BASEMENT | HWHT - Hot Water Heat | 12/31/2025
Autism Center of NE | 9012 Q St | Omaha | NE | 68127-3549 | Douglas | NE14517 | Scrapped/Junked | 22514 | 1986 | Bryan | WT - Water Tube Boiler | BASEMENT | HWHT - Hot Water Heat | 12/31/2016
ARBOR PLAZA | 9015 Arbor St | Omaha | NE | 68124-2056 | Douglas | NE18401 | Inactive |  | 1963 | THERMO PAK | WT - Water Tube Boiler | PENTHOUSE | HWHT - Hot Water Heat | 6/30/2001
UNIVERSAL TECH INSTITUTE | 902 CAPITOL AVE | OMAHA | NE | 68102 | Douglas | NE21907 | Scrapped/Junked |  | 1996 | PEERLESS HEATER COMPANY |  | BOILER ROOM | STHT - Steam-Heat | 1/31/2001
Creighton University - MECO #16 University Storage | 902 N 20TH ST | OMAHA | NE | 68102 | Douglas | NE14068 | Inactive | 42763 | 1981 | ECLIPSE | WT - Water Tube Boiler | BOILER ROOM | PROC - Process Steam | 12/31/1986
St James-Seton Church/School | 9025 Larimore Ave | Omaha | NE | 68134-2741 | Douglas | NE14737 | Scrapped/Junked | 101657 | 1988 | TELE | CPFT - Horiz Cpr Fin Boiler | church basement | HWHT - Hot Water Heat | 11/30/2013
St James-Seton Church/School | 9025 Larimore Ave | Omaha | NE | 68134-2741 | Douglas | NE18887 | Inactive | 114840 | 2010 | Cleveland | FT - Firetube Boiler | kitchen | COOK - Cooker/Kettle | 11/30/2025
St James-Seton Church/School | 9025 Larimore Ave | Omaha | NE | 68134-2741 | Douglas | NE23986 | Active | 97372 | 2013 | Lochinvar | FTVT - Firetube Vertical TB | Parish Center | HWHT - Hot Water Heat | 11/30/2026
St James-Seton Church/School | 9025 Larimore Ave | Omaha | NE | 68134-2741 | Douglas | NE23987 | Active | 66671 | 2013 | Lochinvar | FTVT - Firetube Vertical TB | Parish Center | HWHT - Hot Water Heat | 11/30/2026
St James-Seton Church/School | 9025 Larimore Ave | Omaha | NE | 68134-2741 | Douglas | NE23988 | Active | 88024 | 2013 | Lochinvar | FTVT - Firetube Vertical TB | Parish Center | HWHT - Hot Water Heat | 11/30/2026
St James-Seton Church/School | 9025 Larimore Ave | Omaha | NE | 68134-2741 | Douglas | NE32968 | Scrapped/Junked |  | 1960 | PEERLESS HEATER COMPANY |  | BOILER ROOM | HWHT - Hot Water Heat | 7/31/2003
St James-Seton Church/School | 9025 Larimore Ave | Omaha | NE | 68134-2741 | Douglas | NE32969 | Scrapped/Junked |  | 1960 | PEERLESS HEATER COMPANY |  | BOILER ROOM | HWHT - Hot Water Heat | 7/31/2003
St James-Seton Church/School | 9025 Larimore Ave | Omaha | NE | 68134-2741 | Douglas | NE32970 | Scrapped/Junked |  | 1960 | PEERLESS HEATER COMPANY |  | BOILER ROOM | HWHT - Hot Water Heat | 7/31/2003
St James-Seton Church/School | 9025 Larimore Ave | Omaha | NE | 68134-2741 | Douglas | NE37566 | Scrapped/Junked | 44340 | 1988 | CLEVELAND RANGE | FT - Firetube Boiler | KITCHEN | 0021 - Steam Supp Cooker/Kettle | 7/31/2003
St James-Seton Church/School | 9025 Larimore Ave | Omaha | NE | 68134-2741 | Douglas | NE37694 | Scrapped/Junked | 50340 | 1988 | RHEEM MANUFACTURING CO | CHWH - ASME/Fired Water Heater | BOILER ROOM | HWSD - Hot Water Dom/Potable | 7/31/2003
St James Church | 9025 Larimore Ave | Omaha | NE | 68134-2741 | Douglas | NE09948 | Active | 12405 | 2001 | PREC | ELBL - Electric Boiler | 2ND FLOOR | HWHT - Hot Water Heat | 11/30/2026
St James School | 9025 Larimore Ave | Omaha | NE | 68134-2741 | Douglas | NE10671 | Scrapped/Junked | 101962 | 2003 | CLVR | FT - Firetube Boiler | KITCHEN | 0021 - Steam Supp Cooker/Kettle | 11/30/2010
St James School | 9025 Larimore Ave | Omaha | NE | 68134-2741 | Douglas | NE12392 | Scrapped/Junked | 39291 | 2003 | Aerco International | FTVT - Firetube Vertical TB | EQUIP ROOM | HWHT - Hot Water Heat | 11/30/2024
St James School | 9025 Larimore Ave | Omaha | NE | 68134-2741 | Douglas | NE12394 | Active | 39290 | 2003 | Aerco International | FTVT - Firetube Vertical TB | EQUIP ROOM | HWHT - Hot Water Heat | 11/30/2026
St James School | 9025 Larimore Ave | Omaha | NE | 68134-2741 | Douglas | NE12395 | Active | 96318 | 2003 | RHEEM | CHWH - ASME/Fired Water Heater | EQUIP ROOM | HWSD - Hot Water Dom/Potable | 11/30/2026
St James School | 9025 Larimore Ave | Omaha | NE | 68134-2741 | Douglas | NE43979 | Active | 438750 | 2025 | LC | FTVT - Firetube Vertical TB | EQUIP ROOM | HWHT - Hot Water Heat | 11/30/2025
Underwood Hills Elem | 9030 Western Ave | Omaha | NE | 68114-2265 | Douglas | NE33358 | Active | n/a | 1961 | TITUSVILLE | FTSM - FTS Marine Dry Back | BOILER ROOM | STHT - Steam-Heat | 1/31/2026
Underwood Hills Elem | 9030 Western Ave | Omaha | NE | 68114-2265 | Douglas | NE34141 | Scrapped/Junked | 5231 | 1988 | AMERICAN APPLIANCE | CHWH - ASME/Fired Water Heater | BOILER ROOM | HWSD - Hot Water Dom/Potable | 7/31/2003
EMBASSY APARTMENTS | 9032 Ohio St | Omaha | NE | 68134-6141 | Douglas | NE21831 | Exempt 1999 LB-66 |  | 1996 | BRADFORD-WHITE | AHWH - ANSI/Fired Water Htr | LAUNDRY ROOM | HWSD - Hot Water Dom/Potable | 2/29/2000
Vacant Building | 908 Conagra Dr | Omaha | NE | 68102-5003 | Douglas | NE22749 | Inactive | n/a | 2012 | Hasco/Patterson-Kelly | CALU - Cast Aluminum | Bldg #1 equipment room | HWHT - Hot Water Heat | 2/28/2020
Vacant Building | 908 Conagra Dr | Omaha | NE | 68102-5003 | Douglas | NE22750 | Inactive | n/a | 2012 | Hasco/Patterson-Kelly | CALU - Cast Aluminum | Bldg #1 equipment room | HWHT - Hot Water Heat | 2/28/2020
Top Golf | 908 N 102nd St | Omaha | NE | 68114-2154 | Douglas | NE28568 | Active | 261170 | 2019 | AO SMITH | CHWH - ASME/Fired Water Heater | water room | HWSP - Hot Water Non Potable Supply | 1/31/2028
Top Golf | 908 N 102nd St | Omaha | NE | 68114-2154 | Douglas | NE28569 | Active | 261162 | 2019 | AO SMITH | CHWH - ASME/Fired Water Heater | water room | HWSP - Hot Water Non Potable Supply | 1/31/2028
CENTURY APARTMENTS | 909 N 48th Ave | Omaha | NE | 68132-4307 | Douglas | NE21846 | Exempt 1999 LB-66 |  | 1988 | RUUD | AHWH - ANSI/Fired Water Htr |  | HWSD - Hot Water Dom/Potable | 9/30/1999
CENTURY APARTMENTS | 909 N 48th Ave | Omaha | NE | 68132-4307 | Douglas | NE21847 | Exempt 1999 LB-66 |  | 1987 | STATE INDUSTRIES | AHWH - ANSI/Fired Water Htr |  | HWSD - Hot Water Dom/Potable | 9/30/1999
Regency Lodge | 909 S 107th Ave | Omaha | NE | 68114-4705 | Douglas | NE07471 | Scrapped/Junked | 15142 | 2006 | A O Smith | COBL - Coil Type Boiler | Mechanical Room | HWSD - Hot Water Dom/Potable | 4/30/2018
Regency Lodge | 909 S 107th Ave | Omaha | NE | 68114-4705 | Douglas | NE11336 | Inactive |  | 2002 | Pentair | WT - Water Tube Boiler | Equipment Room | IPHT - Indoor Pool Heater | 4/30/2012
Regency Lodge | 909 S 107th Ave | Omaha | NE | 68114-4705 | Douglas | NE12988 | Scrapped/Junked | 27550 | 1995 | A. O. Smith | COBL - Coil Type Boiler | Equipment Room | HWSD - Hot Water Dom/Potable | 4/30/2018
Regency Lodge | 909 S 107th Ave | Omaha | NE | 68114-4705 | Douglas | NE12989 | Scrapped/Junked | 3242 | 1980 | A. O. Smith | COBL - Coil Type Boiler | Equipment Room | HWSD - Hot Water Dom/Potable | 4/30/2008
Regency Lodge | 909 S 107th Ave | Omaha | NE | 68114-4705 | Douglas | NE12995 | Scrapped/Junked | 351 | 1988 | TROPIC ISLE | WT - Water Tube Boiler | EQUIPMENT ROOM | HWSP - Hot Water Non Potable Supply | 4/30/2003
Regency Lodge | 909 S 107th Ave | Omaha | NE | 68114-4705 | Douglas | NE12997 | Scrapped/Junked | 5016 | 1980 | A. O. Smith | COBL - Coil Type Boiler | Equipment Room | HWSD - Hot Water Dom/Potable | 4/30/2007
Regency Lodge | 909 S 107th Ave | Omaha | NE | 68114-4705 | Douglas | NE19472 | Scrapped/Junked | 232513 | 2011 | Lochinvar | WT - Water Tube Boiler | boiler room | IPHT - Indoor Pool Heater | 4/30/2015
Regency Lodge | 909 S 107th Ave | Omaha | NE | 68114-4705 | Douglas | NE25918 | Scrapped/Junked | 267263 | 2014 | Lochinvar | WT - Water Tube Boiler | Boiler Room | IPHT - Indoor Pool Heater | 4/30/2018
CROSSWINDS APARTMENTS | 909 S 70th Plz | Omaha | NE | 68106-1077 | Douglas | NE21765 | Exempt 1999 LB-66 |  | 1979 | STATE INDUSTRIES | AHWH - ANSI/Fired Water Htr |  | HWSD - Hot Water Dom/Potable | 4/30/2000
CROSSWINDS APARTMENTS | 909 S 70th Plz | Omaha | NE | 68106-1077 | Douglas | NE21766 | Exempt 1999 LB-66 |  | 1981 | RUUD | AHWH - ANSI/Fired Water Htr |  | HWSD - Hot Water Dom/Potable | 4/30/2000
Administration-Abc Bldg | 909 S 76th St | Omaha | NE | 68114-4519 | Douglas | NE05175 | Scrapped/Junked | 17710 | 1986 | HYDROTHERM/ADV THER HYD | FT - Firetube Boiler | GIRLS GYM | HWHT - Hot Water Heat | 7/31/2005
Administration-Abc Bldg | 909 S 76th St | Omaha | NE | 68114-4519 | Douglas | NE06490 | Scrapped/Junked | 56843 | 2005 | Hydrotherm | FTVT - Firetube Vertical TB | BASEMENT | HWHT - Hot Water Heat | 7/31/2020
Administration-Abc Bldg | 909 S 76th St | Omaha | NE | 68114-4519 | Douglas | NE06491 | Scrapped/Junked | 56910 | 2005 | Hydrotherm | FTVT - Firetube Vertical TB | BASEMENT | HWHT - Hot Water Heat | 7/31/2020
Administration-Abc Bldg | 909 S 76th St | Omaha | NE | 68114-4519 | Douglas | NE20018 | Scrapped/Junked |  | 1995 | HYDROTHERM/ADV THER HYD | FT - Firetube Boiler | BOILER ROOM | HWHT - Hot Water Heat | 7/31/2005
Administration-Abc Bldg | 909 S 76th St | Omaha | NE | 68114-4519 | Douglas | NE26387 | Active | 254217 | 2013 | Lochinvar | WT - Water Tube Boiler | mech room | HWHT - Hot Water Heat | 7/31/2026
Administration-Abc Bldg | 909 S 76th St | Omaha | NE | 68114-4519 | Douglas | NE28851 | Active | 120900 | 2019 | Lochinvar | WT - Water Tube Boiler | mech room | HWHT - Hot Water Heat | 7/31/2026
Administration-Abc Bldg | 909 S 76th St | Omaha | NE | 68114-4519 | Douglas | NE34028 | Scrapped/Junked | 8357 | 1984 | HYDROTHERM/ADV THER HYD | WT - Water Tube Boiler |  | HWHT - Hot Water Heat | 7/31/2000
Administration-Abc Bldg | 909 S 76th St | Omaha | NE | 68114-4519 | Douglas | NE34030 | Scrapped/Junked | 8327 | 1984 | Hydrotherm | FT - Firetube Boiler | BOILER ROOM | HWHT - Hot Water Heat | 7/31/2013
Wald Family Foods | 9097 F St | Omaha | NE | 68127-1305 | Douglas | NE09277 | Active | 13337 | 2007 | Hurst | FTSM - FTS Marine Dry Back | BOILER ROOM | PROC - Process Steam | 7/31/2026
Wald Family Foods | 9097 F St | Omaha | NE | 68127-1305 | Douglas | NE13704 | Scrapped/Junked | 10581 | 1970 | ORR & SEMBOWER | FTSM - FTS Marine Dry Back | BOILER ROOM | PROC - Process Steam | 7/31/2007
Lumen | 910 N 43rd Ave | Omaha | NE | 68131-1175 | Douglas | NE07056 | Active | 15153 | 2006 | Aldrich | FTVT - Firetube Vertical TB | Equipment Room | HWHT - Hot Water Heat | 10/31/2026
Lumen | 910 N 43rd Ave | Omaha | NE | 68131-1175 | Douglas | NE07057 | Active | 15157 | 2006 | Aldrich | FTVT - Firetube Vertical TB | Equipment Room | HWHT - Hot Water Heat | 10/31/2026
Lumen | 910 N 43rd Ave | Omaha | NE | 68131-1175 | Douglas | NE07058 | Active | 15158 | 2006 | Aldrich | FTVT - Firetube Vertical TB | Equipment Room | HWHT - Hot Water Heat | 10/31/2026
Lumen | 910 N 43rd Ave | Omaha | NE | 68131-1175 | Douglas | NE11467 | Scrapped/Junked | 4407 | 1963 | KEWANEE | FT - Firetube Boiler | BASEMENT | HWHT - Hot Water Heat | 10/31/2006
American National Corporation | 910 N 96th St | Omaha | NE | 68114-2573 | Douglas | NE14612 | Active | 126156 | 2008 | AO SMITH | CHWH - ASME/Fired Water Heater | BOILER ROOM | HWSD - Hot Water Dom/Potable | 4/30/2027
American National Corporation | 910 N 96th St | Omaha | NE | 68114-2573 | Douglas | NE33779 | Active | 32383 | 1981 | Kewanee | FTFB - Firetube-Firebox Boiler | BOILER ROOM | HWHT - Hot Water Heat | 4/30/2027
American National Corporation | 910 N 96th St | Omaha | NE | 68114-2573 | Douglas | NE33780 | Active | 32020 | 1981 | Kewanee | FTFB - Firetube-Firebox Boiler | BOILER ROOM | HWHT - Hot Water Heat | 4/30/2027
American National Corporation | 910 N 96th St | Omaha | NE | 68114-2573 | Douglas | NE34115 | Scrapped/Junked | 6798 | 1981 | CRAN | CHWH - ASME/Fired Water Heater | BOILER ROOM | HWSD - Hot Water Dom/Potable | 4/30/2009
The Cypress at Midtown | 910 S 40th St | Omaha | NE | 68105-1827 | Douglas | NE00575 | Scrapped/Junked | 69735 | 2000 | STAT | CHWH - ASME/Fired Water Heater | BOILER ROOM | HWSD - Hot Water Dom/Potable | 5/31/2016
The Cypress at Midtown | 910 S 40th St | Omaha | NE | 68105-1827 | Douglas | NE05689 | Scrapped/Junked | 53306 | 1996 | State Industries | CHWH - ASME/Fired Water Heater | BOILER ROOM | HWSD - Hot Water Dom/Potable | 5/31/2015
The Cypress at Midtown | 910 S 40th St | Omaha | NE | 68105-1827 | Douglas | NE20762 | Scrapped/Junked | 17924 | 2010 | Aldrich Co./L.E.S. Inc. | FT - Firetube Boiler | Boiler Room - BSMT | HWHT - Hot Water Heat | 1/31/2023
The Cypress at Midtown | 910 S 40th St | Omaha | NE | 68105-1827 | Douglas | NE26353 | Active | 2011119 | 2015 | State Industries | CHWH - ASME/Fired Water Heater | Boiler Room - BSMT | HWDP - Hotwater Heat & Dom Supply | 2/28/2027
The Cypress at Midtown | 910 S 40th St | Omaha | NE | 68105-1827 | Douglas | NE26354 | Active | 211364 | 2015 | State Industries | CHWH - ASME/Fired Water Heater | Boiler Room - BSMT | HWDP - Hotwater Heat & Dom Supply | 2/28/2027
The Cypress at Midtown | 910 S 40th St | Omaha | NE | 68105-1827 | Douglas | NE34868 | Scrapped/Junked | n/a | 1964 | Kewanee | FTFB - Firetube-Firebox Boiler | BOILER ROOM | HWHT - Hot Water Heat | 5/31/2011
The Cypress at Midtown | 910 S 40th St | Omaha | NE | 68105-1827 | Douglas | NE34870 | Scrapped/Junked |  | 1987 | STATE INDUSTRIES | AHWH - ANSI/Fired Water Htr | BOILER ROOM | HWSD - Hot Water Dom/Potable | 5/31/2001
The Cypress at Midtown | 910 S 40th St | Omaha | NE | 68105-1827 | Douglas | NE42308 | Active | 151050 | 2010 | Lochinvar | WTSS - Watertube SS Steel | Basement Boiler Room | HWHT - Hot Water Heat | 2/28/2027
The Cypress at Midtown | 910 S 40th St | Omaha | NE | 68105-1827 | Douglas | NE42309 | Active | 151018 | 2010 | Lochinvar | WTSS - Watertube SS Steel | Basement Boiler Room | HWHT - Hot Water Heat | 2/28/2027
Florence Wtr Trtmt Plant | 9100 John J Pershing Dr | Omaha | NE | 68112-5803 | Douglas | NE11579 | Scrapped/Junked | 1766 | 1956 | York-Shipley | FTSM - FTS Marine Dry Back | CHEMICAL BLRM | STHT - Steam-Heat | 10/31/2018
Florence Wtr Trtmt Plant | 9100 John J Pershing Dr | Omaha | NE | 68112-5803 | Douglas | NE11580 | Scrapped/Junked | 1768 | 1956 | York-Shipley | FTSM - FTS Marine Dry Back | CHEMICAL PLANT | STHT - Steam-Heat | 10/31/2018
Florence Wtr Trtmt Plant | 9100 John J Pershing Dr | Omaha | NE | 68112-5803 | Douglas | NE11581 | Scrapped/Junked | 38464 | 1984 | Kewannee | FT - Firetube Boiler | FILTER Plant | STHT - Steam-Heat | 6/30/2009
Florence Wtr Trtmt Plant | 9100 John J Pershing Dr | Omaha | NE | 68112-5803 | Douglas | NE11582 | Scrapped/Junked | 1 | 1964 | Kewanee | FTFB - Firetube-Firebox Boiler | BLRM | STHT - Steam-Heat | 10/31/2017
Florence Wtr Trtmt Plant | 9100 John J Pershing Dr | Omaha | NE | 68112-5803 | Douglas | NE11876 | Inactive | 12963 | 1983 | Chromalox |  | CHEMICAL LAB | HWDP - Hotwater Heat & Dom Supply | 6/30/2005
MUD Florence Water Treatment Plant | 9100 John Pershing Dr | Omaha | NE | 68112 | Douglas | NE14851 | Active | 30404 | 2009 | Burnham | FTSM - FTS Marine Dry Back | filter plant | STHT - Steam-Heat | 10/31/2026
MUD Florence Water Treatment Plant | 9100 John Pershing Dr | Omaha | NE | 68112 | Douglas | NE28560 | Active | 238977 | 2018 | AO SMITH | CHWH - ASME/Fired Water Heater | basement mech room | HWSD - Hot Water Dom/Potable | 1/31/2028
MUD Florence Water Treatment Plant | 9100 John Pershing Dr | Omaha | NE | 68112 | Douglas | NE28561 | Active | 239704 | 2018 | AO SMITH | CHWH - ASME/Fired Water Heater | basement mech room | HWSD - Hot Water Dom/Potable | 1/31/2028
MUD Florence Water Treatment Plant | 9100 John Pershing Dr | Omaha | NE | 68112 | Douglas | NE28562 | Active | 243016 | 2018 | AO SMITH | CHWH - ASME/Fired Water Heater | basement mech room | HWSD - Hot Water Dom/Potable | 1/31/2028
MUD Florence Water Treatment Plant | 9100 John Pershing Dr | Omaha | NE | 68112 | Douglas | NE28563 | Active | 239194 | 2018 | AO SMITH | CHWH - ASME/Fired Water Heater | basement mech room | HWSD - Hot Water Dom/Potable | 1/31/2028
MUD Florence Water Treatment Plant | 9100 John Pershing Dr | Omaha | NE | 68112 | Douglas | NE28564 | Active | 239728 | 2018 | AO SMITH | CHWH - ASME/Fired Water Heater | basement mech room | HWSD - Hot Water Dom/Potable | 1/31/2028
MUD Florence Water Treatment Plant | 9100 John Pershing Dr | Omaha | NE | 68112 | Douglas | NE28565 | Active | 243017 | 2018 | AO SMITH | CHWH - ASME/Fired Water Heater | basement mech room | HWSD - Hot Water Dom/Potable | 1/31/2028
City of Omaha-Swanson Memorial Library | 9101 W Dodge Rd | Omaha | NE | 68114-3305 | Douglas | NE08478 | Active | 11605 | 2001 | Aldrich | FTFB - Firetube-Firebox Boiler | BOILER ROOM | STHT - Steam-Heat | 9/30/2026
City of Omaha-Swanson Memorial Library | 9101 W Dodge Rd | Omaha | NE | 68114-3305 | Douglas | NE08479 | Active | 11607 | 2001 | Aldrich | FTFB - Firetube-Firebox Boiler | BOILER ROOM | STHT - Steam-Heat | 9/30/2026
BEACON HEIGHTS | 9110 Maplewood Blvd | Omaha | NE | 68134-4792 | Douglas | NE22014 | Exempt 1999 LB-66 |  | 1997 | AO SMITH | AHWH - ANSI/Fired Water Htr |  | HWSD - Hot Water Dom/Potable | 4/30/2000
Embassy Plaza | 9110 W Dodge Rd | Omaha | NE | 68114-3346 | Douglas | NE25915 | Active | 235872 | 2011 | Lochinvar | FTVT - Firetube Vertical TB | PENTHOUSE | HWHT - Hot Water Heat | 7/31/2025
Embassy Plaza | 9110 W Dodge Rd | Omaha | NE | 68114-3346 | Douglas | NE25916 | Active | 235871 | 2011 | Lochinvar | FTVT - Firetube Vertical TB | PENTHOUSE | HWHT - Hot Water Heat | 7/31/2025
Embassy Plaza | 9110 W Dodge Rd | Omaha | NE | 68114-3346 | Douglas | NE34200 | Scrapped/Junked | 28322 | 1977 | Kewanee | FTFB - Firetube-Firebox Boiler | PENTHOUSE | HWHT - Hot Water Heat | 3/31/2012
Embassy Plaza | 9110 W Dodge Rd | Omaha | NE | 68114-3346 | Douglas | NE42438 | Active | 406313 | 2023 | Lochinvar | FTVT - Firetube Vertical TB | Boiler Room | HWHT - Hot Water Heat | 7/31/2026
9140 W Dodge, LLC | 9140 W Dodge Rd | Omaha | NE | 68114-3322 | Douglas | NE28072 | Active | 334758 | 2019 | Lochinvar | WT - Water Tube Boiler | penthouse | HWHT - Hot Water Heat | 10/31/2026
9140 W Dodge, LLC | 9140 W Dodge Rd | Omaha | NE | 68114-3322 | Douglas | NE28073 | Active | 334759 | 2019 | Lochinvar | WT - Water Tube Boiler | penthouse | HWHT - Hot Water Heat | 10/31/2026
9140 W Dodge, LLC | 9140 W Dodge Rd | Omaha | NE | 68114-3322 | Douglas | NE34198 | Scrapped/Junked | 33438 | 1979 | Kewanee | FTFB - Firetube-Firebox Boiler | BOILER ROOM | HWHT - Hot Water Heat | 3/31/2019
9140 W Dodge, LLC | 9140 W Dodge Rd | Omaha | NE | 68114-3322 | Douglas | NE34199 | Scrapped/Junked | 33432 | 1979 | Kewanee | FTFB - Firetube-Firebox Boiler | BOILER ROOM | HWHT - Hot Water Heat | 3/31/2019
Corvina Apartments | 915 Jones St | Omaha | NE | 68102-2935 | Douglas | NE26609 | Active | 253981 | 2016 | Zodiac/Jandy | WT - Water Tube Boiler | Pool Equip room | OPHT - Outdoor Pool Heater | 8/31/2026
MAIL WELL ENVELOPE | 915 N 43rd Ave | Omaha | NE | 68131-1180 | Douglas | NE18820 | Exempt 1999 LB-66 |  | 1995 | AO SMITH | AHWH - ANSI/Fired Water Htr | BOILER ROOM | HWSD - Hot Water Dom/Potable | 9/30/2000
Embassy Square | 9202 W Dodge Rd | Omaha | NE | 68114-3343 | Douglas | NE03690 | Active | 32404 | 1979 | Kewanee | FTFB - Firetube-Firebox Boiler | Boiler Room | HWHT - Hot Water Heat | 3/31/2027
Embassy Square | 9202 W Dodge Rd | Omaha | NE | 68114-3343 | Douglas | NE03691 | Active | 32888 | 1979 | Kewanee | FTFB - Firetube-Firebox Boiler | Boiler Room | HWHT - Hot Water Heat | 3/31/2026
Omaha Steaks Int | 9203 F St | Omaha | NE | 68127-1228 | Douglas | NE03448 | Scrapped/Junked | 1947 | 1986 | TELEDYNE LAARS | CPFT - Horiz Cpr Fin Boiler |  | HWSP - Hot Water Non Potable Supply | 3/31/2000
Omaha Steaks Int | 9203 F St | Omaha | NE | 68127-1228 | Douglas | NE08111 | Active | 18267 | 2007 | Ruscio Brothers Ltd | CPFT - Horiz Cpr Fin Boiler | EAST EQUIP ROOM | HWSP - Hot Water Non Potable Supply | 1/31/2027
Omaha Steaks Int | 9203 F St | Omaha | NE | 68127-1228 | Douglas | NE08112 | Active | 18268 | 2007 | Ruscio Brothers Ltd | CPFT - Horiz Cpr Fin Boiler | EAST EQUIP ROOM | HWSP - Hot Water Non Potable Supply | 1/31/2027
Omaha Steaks Int | 9203 F St | Omaha | NE | 68127-1228 | Douglas | NE18414 | Scrapped/Junked | 37683 | 1983 | Rheem Manufacturing Co | AHWH - ANSI/Fired Water Htr |  | HWSD - Hot Water Dom/Potable | 3/31/2000
Omaha Steaks Int | 9203 F St | Omaha | NE | 68127-1228 | Douglas | NE24916 | Active | 1917 | 2000 | Rbi | WT - Water Tube Boiler | BOILER ROOM | HWSP - Hot Water Non Potable Supply | 1/31/2027
Omaha Steaks Int | 9203 F St | Omaha | NE | 68127-1228 | Douglas | NE24917 | Active | 1918 | 2000 | Rbi | WT - Water Tube Boiler | BOILER ROOM | HWSP - Hot Water Non Potable Supply | 1/31/2027
Max I Walkers | 9211 Maple St | Omaha | NE | 68134-5733 | Douglas | NE03339 | Inactive | 16950 | 1969 | Parker Ind | WT - Water Tube Boiler | 1ST FLOOR | PROC - Process Steam | 5/31/2014
BEACON HILL APTS | 9217 Maplewood Blvd | Omaha | NE | 68134-4755 | Douglas | NE21603 | Exempt 1999 LB-66 |  | 1985 | RHEEM MANUFACTURING CO | AHWH - ANSI/Fired Water Htr |  | HWSD - Hot Water Dom/Potable | 5/31/1999
BEACON HILL APTS | 9217 Maplewood Blvd | Omaha | NE | 68134-4755 | Douglas | NE21604 | Exempt 1999 LB-66 |  | 1995 | AO SMITH | AHWH - ANSI/Fired Water Htr |  | HWSD - Hot Water Dom/Potable | 5/31/1999
BEACON HILL APTS | 9219 Maplewood Blvd | Omaha | NE | 68134-4754 | Douglas | NE21605 | Exempt 1999 LB-66 |  | 1968 | RUUD | AHWH - ANSI/Fired Water Htr |  | HWSD - Hot Water Dom/Potable | 5/31/1999
Mac's Tavern/Apartments | 922 N 16th St | Omaha | NE | 68102-4404 | Douglas | NE12820 | Inactive |  | 1972 | American Standard | CI - Cast Iron | BASEMENT | STHT - Steam-Heat | 1/31/2001
Astoria | 9220 Western Ave | Omaha | NE | 68114-2297 | Douglas | NE07350 | Scrapped/Junked | 119945 | 2006 | Pvi | FTVT - Firetube Vertical TB | EQUIP ROOM | HWSP - Hot Water Non Potable Supply | 4/30/2010
Astoria | 9220 Western Ave | Omaha | NE | 68114-2297 | Douglas | NE07637 | Active | 16164 | 2006 | ALES | FTVT - Firetube Vertical TB | BOILER ROOM | HWHT - Hot Water Heat | 4/30/2027
Astoria | 9220 Western Ave | Omaha | NE | 68114-2297 | Douglas | NE18884 | Scrapped/Junked | 130717 | 2010 | PVI Industries | CHWH - ASME/Fired Water Heater | boiler room | HWSD - Hot Water Dom/Potable | 4/30/2018
Astoria | 9220 Western Ave | Omaha | NE | 68114-2297 | Douglas | NE25022 | Scrapped/Junked | 9757 | 1998 | ALDRICH/LES | FTVT - Firetube Vertical TB | BOILER ROOM | HWHT - Hot Water Heat | 5/31/2007
Astoria | 9220 Western Ave | Omaha | NE | 68114-2297 | Douglas | NE25023 | Scrapped/Junked | 95359 | 1998 | Pvi | CHWH - ASME/Fired Water Heater | BOILER ROOM | HWSD - Hot Water Dom/Potable | 4/30/2016
Astoria | 9220 Western Ave | Omaha | NE | 68114-2297 | Douglas | NE25024 | Scrapped/Junked | 95360 | 1998 | Pvi | CHWH - ASME/Fired Water Heater | BOILER ROOM | HWSD - Hot Water Dom/Potable | 4/30/2016
Astoria | 9220 Western Ave | Omaha | NE | 68114-2297 | Douglas | NE25025 | Scrapped/Junked | 95361 | 1998 | PVI INDUSTRIES | CHWH - ASME/Fired Water Heater | BOILER ROOM | HWSD - Hot Water Dom/Potable | 5/31/2007
Astoria | 9220 Western Ave | Omaha | NE | 68114-2297 | Douglas | NE26266 | Active | 62433 | 2015 | PVI Industries | CHWH - ASME/Fired Water Heater | Boiler room | HWSD - Hot Water Dom/Potable | 4/30/2027
Astoria | 9220 Western Ave | Omaha | NE | 68114-2297 | Douglas | NE26267 | Active | 63556 | 2015 | PVI Industries | CHWH - ASME/Fired Water Heater | Boiler room | HWSD - Hot Water Dom/Potable | 4/30/2027
Astoria | 9220 Western Ave | Omaha | NE | 68114-2297 | Douglas | NE27131 | Active | 74632 | 2016 | PVI Industries | AHWH - ANSI/Fired Water Htr | boiler room | HWSD - Hot Water Dom/Potable | 4/30/2027
BEACON HILL APTS | 9221 Maplewood Blvd | Omaha | NE | 68134-4734 | Douglas | NE21606 | Exempt 1999 LB-66 |  | 1990 | RUUD | AHWH - ANSI/Fired Water Htr |  | HWSD - Hot Water Dom/Potable | 5/31/1999
BEACON HILL APTS | 9223 Maplewood Blvd | Omaha | NE | 68134-4733 | Douglas | NE21607 | Exempt 1999 LB-66 |  | 1988 | AO SMITH | AHWH - ANSI/Fired Water Htr |  | HWSD - Hot Water Dom/Potable | 5/31/1999
Durham Booth Manor | 923 N 38th St | Omaha | NE | 68131-1228 | Douglas | NE00124 | Scrapped/Junked | 64181 | 2000 | WEBEN JARCO | COBL - Coil Type Boiler | EQUIPMENT ROOM | HWHT - Hot Water Heat | 5/31/2006
Durham Booth Manor | 923 N 38th St | Omaha | NE | 68131-1228 | Douglas | NE05778 | Scrapped/Junked | 26070 | 1996 | WEBEN JARCO | COBL - Coil Type Boiler | EQUIPMENT ROOM | HWHT - Hot Water Heat | 2/29/2000
Durham Booth Manor | 923 N 38th St | Omaha | NE | 68131-1228 | Douglas | NE05779 | Scrapped/Junked | 26071 | 1996 | WEBJ | COBL - Coil Type Boiler | BASEMENT BOILER ROOM | HWHT - Hot Water Heat | 5/31/2017
Durham Booth Manor | 923 N 38th St | Omaha | NE | 68131-1228 | Douglas | NE05780 | Scrapped/Junked | 23209 | 1996 | WEBEN JARCO | COBL - Coil Type Boiler | BASEMENT BOILER ROOM | HWHT - Hot Water Heat | 5/31/2005
Durham Booth Manor | 923 N 38th St | Omaha | NE | 68131-1228 | Douglas | NE06481 | Out of Service | 71593 | 2005 | WEBJ | COBL - Coil Type Boiler | BASEMENT | HWSD - Hot Water Dom/Potable | 5/31/2016
Durham Booth Manor | 923 N 38th St | Omaha | NE | 68131-1228 | Douglas | NE07070 | Scrapped/Junked | 71853 | 2005 | WEBJ | WT - Water Tube Boiler | EQUIPMENT ROOM | HWHT - Hot Water Heat | 5/31/2017
Durham Booth Manor | 923 N 38th St | Omaha | NE | 68131-1228 | Douglas | NE26673 | Active | 75641 | 2016 | Aerco | FT - Firetube Boiler | mech room | HWHT - Hot Water Heat | 5/31/2027
Durham Booth Manor | 923 N 38th St | Omaha | NE | 68131-1228 | Douglas | NE26674 | Active | 75640 | 2016 | Aerco | FT - Firetube Boiler | mech room | HWHT - Hot Water Heat | 5/31/2027
Durham Booth Manor | 923 N 38th St | Omaha | NE | 68131-1228 | Douglas | NE26675 | Active | 6464 | 2015 | Aerco | COND - Condenser | Mech room | HWSD - Hot Water Dom/Potable | 5/31/2027
Durham Booth Manor | 923 N 38th St | Omaha | NE | 68131-1228 | Douglas | NE26698 | Active | 5990 | 2015 | Aerco | COND - Condenser | Mech room | HWSD - Hot Water Dom/Potable | 5/31/2027
Durham Booth Manor | 923 N 38th St | Omaha | NE | 68131-1228 | Douglas | NE26699 | Active | 6465 | 2015 | Aerco | COND - Condenser | Mech room | HWSD - Hot Water Dom/Potable | 5/31/2027
Durham Booth Manor | 923 N 38th St | Omaha | NE | 68131-1228 | Douglas | NE26700 | Active | 6466 | 2015 | Aerco | COND - Condenser | Mech room | HWSD - Hot Water Dom/Potable | 5/31/2027
Center Pointe Building | 9239 W Center Rd | Omaha | NE | 68124-1933 | Douglas | NE12960 | Scrapped/Junked | 41060 | 1988 | Kewanee | FTFB - Firetube-Firebox Boiler | EQUIPMENT ROOM | HWHT - Hot Water Heat | 5/31/2025
Center Pointe Building | 9239 W Center Rd | Omaha | NE | 68124-1933 | Douglas | NE43794 | Active | 417327 | 2024 | Lochinvar | WT - Water Tube Boiler | EQUIP ROOM | HWHT - Hot Water Heat | 10/31/2026
St Andrew's Episcopal | 925 S 84th St | Omaha | NE | 68114-5207 | Douglas | NE09105 | Scrapped/Junked | n/a | 1976 | Peerless | CI - Cast Iron | BOILER ROOM | HWHT - Hot Water Heat | 1/31/2018
St Andrew's Episcopal | 925 S 84th St | Omaha | NE | 68114-5207 | Douglas | NE21960 | Exempt 1999 LB-66 |  | 1997 | RHEEM MANUFACTURING CO | AHWH - ANSI/Fired Water Htr | BOILER ROOM | HWSD - Hot Water Dom/Potable | 4/30/2000
St Andrew's Episcopal | 925 S 84th St | Omaha | NE | 68114-5207 | Douglas | NE27124 | Active | 3517 | 2017 | Riello | COND - Condenser | boiler room | HWHT - Hot Water Heat | 10/31/2026
St Andrew's Episcopal | 925 S 84th St | Omaha | NE | 68114-5207 | Douglas | NE27125 | Active | 3515 | 2017 | Riello | COND - Condenser | boiler room | HWHT - Hot Water Heat | 10/31/2026
St Andrew's Episcopal | 925 S 84th St | Omaha | NE | 68114-5207 | Douglas | NE27126 | Active | 3486 | 2017 | Riello | COND - Condenser | boiler room | HWHT - Hot Water Heat | 10/31/2026
CROSSWINDS APARTMENTS | 929 S 70th Plz | Omaha | NE | 68106-1076 | Douglas | NE21761 | Exempt 1999 LB-66 |  | 1996 | AO SMITH | AHWH - ANSI/Fired Water Htr |  | HWSD - Hot Water Dom/Potable | 4/30/2000
CROSSWINDS APARTMENTS | 929 S 70th Plz | Omaha | NE | 68106-1076 | Douglas | NE21762 | Exempt 1999 LB-66 |  | 1996 | AO SMITH | AHWH - ANSI/Fired Water Htr |  | HWSD - Hot Water Dom/Potable | 4/30/2000
The Mark Office Bldg | 9290 W Dodge Rd | Omaha | NE | 68114-3338 | Douglas | NE21920 | Active | 3755 | 1986 | PREC | ELBL - Electric Boiler | BASEMENT BOILER ROOM | HWHT - Hot Water Heat | 4/30/2027
Tews Financial Group | 9300 Underwood Ave | Omaha | NE | 68114-2400 | Douglas | NE16488 | Inactive | 32362 | 1990 | Hydrotherm | FT - Firetube Boiler | PENTHOUSE | HWHT - Hot Water Heat | 1/31/2020
Tews Financial Group | 9300 Underwood Ave | Omaha | NE | 68114-2400 | Douglas | NE16489 | Inactive | 32701 | 1990 | Hydrotherm | FT - Firetube Boiler | PENTHOUSE | HWHT - Hot Water Heat | 1/31/2020
Tews Financial Group | 9300 Underwood Ave | Omaha | NE | 68114-2400 | Douglas | NE16490 | Inactive | 32702 | 1990 | Hydrotherm | FT - Firetube Boiler | PENTHOUSE | HWHT - Hot Water Heat | 1/31/2020
Tews Financial Group | 9300 Underwood Ave | Omaha | NE | 68114-2400 | Douglas | NE28543 | Active | 111396 | 2019 | Lochinvar | FT - Firetube Boiler | Penthouse | HWHT - Hot Water Heat | 1/31/2027
Tews Financial Group | 9300 Underwood Ave | Omaha | NE | 68114-2400 | Douglas | NE28544 | Active | 111399 | 2019 | Lochinvar | FT - Firetube Boiler | Penthouse | HWHT - Hot Water Heat | 1/31/2027
All Saints Episcopal | 9302 Blondo St | Omaha | NE | 68134-6036 | Douglas | NE09108 | Scrapped/Junked | 34387 | 1975 | Kewanee | FT - Firetube Boiler | BOILER ROOM | HWHT - Hot Water Heat | 9/30/2012
All Saints Episcopal | 9302 Blondo St | Omaha | NE | 68134-6036 | Douglas | NE21980 | Exempt 1999 LB-66 |  | 1995 | RHEEM MANUFACTURING CO | AHWH - ANSI/Fired Water Htr | RETREAT CENTER | HWSD - Hot Water Dom/Potable | 6/30/2000
All Saints Episcopal | 9302 Blondo St | Omaha | NE | 68134-6036 | Douglas | NE23941 | Active | 62750 | 2012 | Aerco | FT - Firetube Boiler | Boiler Room | HWHT - Hot Water Heat | 10/31/2026
All Saints Episcopal | 9302 Blondo St | Omaha | NE | 68134-6036 | Douglas | NE23942 | Active | 62749 | 2012 | Aerco | FT - Firetube Boiler | Boiler Room | HWHT - Hot Water Heat | 10/31/2026
Stratford Elementary School | 9303 N 171st St | Bennington | NE | 68007 | Douglas | NE41933 | Active | 207537 | 2020 | PVI Industries | WT - Water Tube Boiler | Mech Room | HWSD - Hot Water Dom/Potable | 10/31/2026
Stratford Elementary School | 9303 N 171st St | Bennington | NE | 68007 | Douglas | NE41934 | Active | 186763 | 2020 | PVI Industries | WT - Water Tube Boiler | Mech Room | HWSD - Hot Water Dom/Potable | 10/31/2026
NORTHWEST HILLS UCC | 9334 Fort St | Omaha | NE | 68134-1743 | Douglas | NE37182 | Inactive |  | 1965 | CRANE |  | BASEMENT | HWHT - Hot Water Heat | 10/31/2002
Lund Company | 9394 W Dodge Rd | Omaha | NE | 68114-3345 | Douglas | NE14266 | Active | 38744 | 1985 | Kewanee | FTFB - Firetube-Firebox Boiler | Boiler Room | HWHT - Hot Water Heat | 4/30/2027
Lund Company | 9394 W Dodge Rd | Omaha | NE | 68114-3345 | Douglas | NE14267 | Scrapped/Junked | 16696 | 1985 | STATE INDUSTRIES | CHWH - ASME/Fired Water Heater | BOILER ROOM | HWSD - Hot Water Dom/Potable | 10/31/2005
CAPITOL RENT-A-TRUCK | 9401 J St | Omaha | NE | 68127-1218 | Douglas | NE05111 | Scrapped/Junked | 550 | 1977 | KELTON | WT - Water Tube Boiler | IRON ROOM | HWSP - Hot Water Non Potable Supply | 1/31/1999
CAPITOL RENT-A-TRUCK | 9401 J St | Omaha | NE | 68127-1218 | Douglas | NE05112 | Exempt 1999 LB-66 |  | 1972 | RUDD | AHWH - ANSI/Fired Water Htr | IRON ROOM | HWSD - Hot Water Dom/Potable | 1/31/1999
Magellan Pipeline Company | 9405 Bennington Rd | Omaha | NE | 68122-2017 | Douglas | NE04956 | Scrapped/Junked | 0 | 1985 | Peerless Heater Company | CI - Cast Iron | BOILER ROOM | STHT - Steam-Heat | 3/31/2012
Magellan Pipeline Company | 9405 Bennington Rd | Omaha | NE | 68122-2017 | Douglas | NE22217 | Active | NA | 2011 | Peerless | CI - Cast Iron | Boiler Room | STHT - Steam-Heat | 2/28/2026
EDEN WEST APARTMENTS | 9405 Western Plz | Omaha | NE | 68114-2519 | Douglas | NE23915 | Exempt 1999 LB-66 |  | 1998 | BRADFORD-WHITE | AHWH - ANSI/Fired Water Htr | MECH ROOM | HWSD - Hot Water Dom/Potable | 8/31/1999
EDEN WEST APARTMENTS | 9405 Western Plz | Omaha | NE | 68114-2519 | Douglas | NE23916 | Exempt 1999 LB-66 |  | 1998 | BRADFORD-WHITE | AHWH - ANSI/Fired Water Htr | MECH ROOM | HWSD - Hot Water Dom/Potable | 8/31/1999
Plastilite Corporation | 9409 N 45th St | Omaha | NE | 68152-1305 | Douglas | NE25766 | Active | 11366 | 1991 | Superior Boiler Works | FTSM - FTS Marine Dry Back | boiler room | PROC - Process Steam | 8/31/2026
Plastilite Corporation | 9409 N 45th St | Omaha | NE | 68152-1305 | Douglas | NE28099 | Active | 19151 | 2019 | Superior Boiler Works | FTSM - FTS Marine Dry Back | Boiler room | PREH - Preheater | 10/31/2026
Demolished Vacant Lot | 9420 Underwood Ave | Omaha | NE | 68114-6607 | Douglas | NE00611 | Scrapped/Junked | 1970 | 2000 | Ruscio | WT - Water Tube Boiler | EQUIPMENT ROOM | HWHT - Hot Water Heat | 12/31/2025
Demolished Vacant Lot | 9420 Underwood Ave | Omaha | NE | 68114-6607 | Douglas | NE00612 | Scrapped/Junked | 1972 | 2000 | Ruscio | WT - Water Tube Boiler | EQUIPMENT ROOM | HWHT - Hot Water Heat | 12/31/2025
HARRISBURG SQUARE APTS | 9424 Holmes Plz | Omaha | NE | 68127-2309 | Douglas | NE19720 | Exempt 1999 LB-66 |  | 1993 | AO SMITH | AHWH - ANSI/Fired Water Htr | BLDG D | HWSD - Hot Water Dom/Potable | 3/31/2000
HARRISBURG SQUARE APTS | 9424 Holmes Plz | Omaha | NE | 68127-2309 | Douglas | NE19721 | Exempt 1999 LB-66 |  | 1994 | AO SMITH | AHWH - ANSI/Fired Water Htr | BLDG D | HWSD - Hot Water Dom/Potable | 3/31/2000
HARRISBURG SQUARE APTS | 9424 Holmes Plz | Omaha | NE | 68127-2309 | Douglas | NE19722 | Exempt 1999 LB-66 |  | 1986 | RUUD | AHWH - ANSI/Fired Water Htr | BLDG C | HWSD - Hot Water Dom/Potable | 3/31/2000
HARRISBURG SQUARE APTS | 9424 Holmes Plz | Omaha | NE | 68127-2309 | Douglas | NE19727 | Exempt 1999 LB-66 |  | 1990 | AO SMITH | AHWH - ANSI/Fired Water Htr | BLDG A | HWSD - Hot Water Dom/Potable | 3/31/2000
HARRISBURG SQUARE APTS | 9424 Holmes Plz | Omaha | NE | 68127-2309 | Douglas | NE19728 | Exempt 1999 LB-66 |  | 1990 | AO SMITH | AHWH - ANSI/Fired Water Htr | BLDG 1 | HWSD - Hot Water Dom/Potable | 3/31/2000
HARRISBURG SQUARE APTS | 9424 Holmes Plz | Omaha | NE | 68127-2309 | Douglas | NE19730 | Exempt 1999 LB-66 |  | 1986 | AO SMITH | AHWH - ANSI/Fired Water Htr | BLDG G | HWSD - Hot Water Dom/Potable | 3/31/1999
HARRISBURG SQUARE APTS | 9424 Holmes Plz | Omaha | NE | 68127-2309 | Douglas | NE19731 | Exempt 1999 LB-66 |  | 1986 | AO SMITH | AHWH - ANSI/Fired Water Htr | BLDG G | HWSD - Hot Water Dom/Potable | 3/31/2000
HARRISBURG SQUARE APTS | 9424 Holmes Plz | Omaha | NE | 68127-2309 | Douglas | NE19732 | Exempt 1999 LB-66 |  | 1994 | AO SMITH | AHWH - ANSI/Fired Water Htr | BLDG F | HWSD - Hot Water Dom/Potable | 3/31/2000
HARRISBURG SQUARE APTS | 9424 Holmes Plz | Omaha | NE | 68127-2309 | Douglas | NE19733 | Exempt 1999 LB-66 |  | 1987 | STATE INDUSTRIES | AHWH - ANSI/Fired Water Htr | BLDG F | HWSD - Hot Water Dom/Potable | 3/31/2000
HARRISBURG SQUARE APTS | 9424 Holmes Plz | Omaha | NE | 68127-2309 | Douglas | NE19734 | Exempt 1999 LB-66 |  | 1988 | AO SMITH | AHWH - ANSI/Fired Water Htr | BLDG H | HWSD - Hot Water Dom/Potable | 3/31/2000
HARRISBURG SQUARE APTS | 9424 Holmes Plz | Omaha | NE | 68127-2309 | Douglas | NE19735 | Exempt 1999 LB-66 |  | 1990 | RHEEM MANUFACTURING CO | AHWH - ANSI/Fired Water Htr | BLDG E | HWSD - Hot Water Dom/Potable | 3/31/2000
HARRISBURG SQUARE APTS | 9424 Holmes Plz | Omaha | NE | 68127-2309 | Douglas | NE19736 | Exempt 1999 LB-66 |  | 1989 | AO SMITH | AHWH - ANSI/Fired Water Htr | BLDG E | HWSD - Hot Water Dom/Potable | 3/31/2000
HARRISBURG SQUARE APTS | 9424 Holmes Plz | Omaha | NE | 68127-2309 | Douglas | NE21954 | Exempt 1999 LB-66 |  | 1996 | AO SMITH | AHWH - ANSI/Fired Water Htr | BLDG 5 | HWSD - Hot Water Dom/Potable | 3/31/2000
HARRISBURG SQUARE APTS | 9424 Holmes Plz | Omaha | NE | 68127-2309 | Douglas | NE22936 | Exempt 1999 LB-66 |  | 1997 | RUUD | AHWH - ANSI/Fired Water Htr | BLDG B | HWSD - Hot Water Dom/Potable | 3/31/2000
HARRISBURG SQUARE APTS | 9424 Holmes Plz | Omaha | NE | 68127-2309 | Douglas | NE22937 | Exempt 1999 LB-66 |  | 1997 | RUUD | AHWH - ANSI/Fired Water Htr | BLDG 6 | HWSD - Hot Water Dom/Potable | 3/31/2000
HARRISBURG SQUARE APTS | 9424 Holmes Plz | Omaha | NE | 68127-2309 | Douglas | NE24755 | Exempt 1999 LB-66 |  | 1998 | STATE INDUSTRIES | AHWH - ANSI/Fired Water Htr | BLDG A | HWSD - Hot Water Dom/Potable | 3/31/2000
HARRISBURG SQUARE APTS | 9424 Holmes Plz | Omaha | NE | 68127-2309 | Douglas | NE24756 | Exempt 1999 LB-66 |  | 1998 | STATE INDUSTRIES | AHWH - ANSI/Fired Water Htr | BLDG B | HWSD - Hot Water Dom/Potable | 3/31/2000
HARRISBURG SQUARE APTS | 9424 Holmes Plz | Omaha | NE | 68127-2309 | Douglas | NE24757 | Exempt 1999 LB-66 |  | 1998 | STATE INDUSTRIES | AHWH - ANSI/Fired Water Htr | BLDG C | HWSD - Hot Water Dom/Potable | 3/31/2000
D & D Foods | 9425 N 48th St | Omaha | NE | 68152-1557 | Douglas | NE35545 | Scrapped/Junked |  | 1945 | Fitzgibbons | FT - Firetube Boiler |  | STHT - Steam-Heat | 10/31/1998
D & D Foods Inc | 9425 N 48th St | Omaha | NE | 68152-1557 | Douglas | NE00558 | Scrapped/Junked | 50781 | 2000 | Kewannee | FTFB - Firetube-Firebox Boiler | New Boiler Room | PROC - Process Steam | 1/31/2023
D & D Foods Inc | 9425 N 48th St | Omaha | NE | 68152-1557 | Douglas | NE00559 | Scrapped/Junked | 53426 | 2000 | A. O. Smith | CHWH - ASME/Fired Water Heater | BOILER ROOM | HWSD - Hot Water Dom/Potable | 2/28/2007
D & D Foods Inc | 9425 N 48th St | Omaha | NE | 68152-1557 | Douglas | NE05754 | Exempt 1999 LB-66 |  | 1986 | AO SMITH | AHWH - ANSI/Fired Water Htr |  | HWSD - Hot Water Dom/Potable | 2/29/2000
D & D Foods Inc | 9425 N 48th St | Omaha | NE | 68152-1557 | Douglas | NE17844 | Scrapped/Junked | 40479 | 1985 | Kewannee | FTFB - Firetube-Firebox Boiler | Old Boiler Room | STHT - Steam-Heat | 1/31/2013
D & D Foods Inc | 9425 N 48th St | Omaha | NE | 68152-1557 | Douglas | NE28578 | Active | 22918 | 2018 | Hurst | FTFB - Firetube-Firebox Boiler | New Boiler Room | PROC - Process Steam | 1/31/2027
D & D Foods Inc | 9425 N 48th St | Omaha | NE | 68152-1557 | Douglas | NE35546 | Scrapped/Junked | 38211 | 1984 | Kewanee | FT - Firetube Boiler | north boiler room | PROC - Process Steam | 9/30/2019
D & D Foods Inc | 9425 N 48th St | Omaha | NE | 68152-1557 | Douglas | NE41975 | Active | 25296 | 2022 | Hurst | FT - Firetube Boiler | New Boiler room | PROC - Process Steam | 1/31/2027
CROSSWINDS APARTMENTS | 949 S 70th Plz | Omaha | NE | 68106-1075 | Douglas | NE21763 | Exempt 1999 LB-66 |  | 1997 | AO SMITH | AHWH - ANSI/Fired Water Htr |  | HWSD - Hot Water Dom/Potable | 4/30/2000
CROSSWINDS APARTMENTS | 949 S 70th Plz | Omaha | NE | 68106-1075 | Douglas | NE21764 | Exempt 1999 LB-66 |  | 1997 | AO SMITH | AHWH - ANSI/Fired Water Htr |  | HWSD - Hot Water Dom/Potable | 4/30/2000
Commerce Village | 950 S 10th St | Omaha | NE | 68108 | Douglas | NE26680 | Active | 219974 | 2016 | Lochinvar | WT - Water Tube Boiler | equip room/Garage | GLYC - Glycol Bldg Heat Sys | 6/30/2026
Commerce Village | 950 S 10th St | Omaha | NE | 68108 | Douglas | NE26681 | Active | 219973 | 2016 | Lochinvar | WT - Water Tube Boiler | equip room/Garage | GLYC - Glycol Bldg Heat Sys | 6/30/2026
Broadmoor Development Co | 9500 W Dodge Rd | Omaha | NE | 68114-3331 | Douglas | NE25519 | Active | 10253 | 1999 | Precision Boilers, Inc. | ELBL - Electric Boiler | Lower Level BLRM | HWHT - Hot Water Heat | 12/31/2026
CORPORATE EXPRESS | 9503 F St | Omaha | NE | 68127-1216 | Douglas | NE34142 | Inactive |  | 1970 | KEWANEE | FTFB - Firetube-Firebox Boiler |  | STHT - Steam-Heat | 8/31/1993
Sunset Hills Elementary | 9503 Walnut St | Omaha | NE | 68124-1155 | Douglas | NE24740 | Scrapped/Junked | 9889 | 1998 | ALES | FTVT - Firetube Vertical TB | BOILER ROOM | HWHT - Hot Water Heat | 7/31/2018
Sunset Hills Elementary | 9503 Walnut St | Omaha | NE | 68124-1155 | Douglas | NE24741 | Scrapped/Junked | 9888 | 1998 | ALES | FTVT - Firetube Vertical TB | BOILER ROOM | HWHT - Hot Water Heat | 7/31/2018
Sunset Hills Elementary | 9503 Walnut St | Omaha | NE | 68124-1155 | Douglas | NE27688 | Active | 399473 | 2017 | Lochinvar | WT - Water Tube Boiler | mech room | HWHT - Hot Water Heat | 7/31/2026
Sunset Hills Elementary | 9503 Walnut St | Omaha | NE | 68124-1155 | Douglas | NE27692 | Active | 397197 | 2017 | Lochinvar | WT - Water Tube Boiler | mech room | HWHT - Hot Water Heat | 7/31/2026
Sunset Hills Elementary | 9503 Walnut St | Omaha | NE | 68124-1155 | Douglas | NE33345 | Scrapped/Junked |  | 1951 | AMERICAN STANDARD |  |  | HWHT - Hot Water Heat | 7/31/1999
Sunset Hills Elementary | 9503 Walnut St | Omaha | NE | 68124-1155 | Douglas | NE33346 | Scrapped/Junked |  | 1951 | AMERICAN STANDARD |  |  | HWHT - Hot Water Heat | 7/31/1999
Sunset Hills Elementary | 9503 Walnut St | Omaha | NE | 68124-1155 | Douglas | NE34111 | Scrapped/Junked | 3768 | 1980 | AMERICAN APPLIANCE | CHWH - ASME/Fired Water Heater | BOILER ROOM | HWSD - Hot Water Dom/Potable | 7/31/2003
Faith Family Church | 9515 Blondo St | Omaha | NE | 68134-6039 | Douglas | NE09922 | Scrapped/Junked | 11411 | 2001 | ALES | FTVT - Firetube Vertical TB | EQUIP ROOM | HWHT - Hot Water Heat | 4/30/2022
Faith Family Church | 9515 Blondo St | Omaha | NE | 68134-6039 | Douglas | NE25615 | Scrapped/Junked |  | 1965 | IRON FIREMAN | FT - Firetube Boiler | BOILER ROOM | HWHT - Hot Water Heat | 1/31/2003
Florence Car Wash | 9516 Calhoun Rd | Omaha | NE | 68112-1372 | Douglas | NE16783 | Scrapped/Junked | n/a | 1988 | HYDR | CI - Cast Iron | 1ST FLOOR | HWFS - HW Heat - Floor & Sidewalk | 12/31/2020
St Gerald Church | 9600 Q St | Omaha | NE | 68127-3319 | Douglas | NE25647 | Active | 8707 | 1996 | ALES | FTVT - Firetube Vertical TB | BOILER ROOM | HWHT - Hot Water Heat | 4/30/2026
St Gerald Church | 9600 Q St | Omaha | NE | 68127-3319 | Douglas | NE25648 | Active | 8706 | 1996 | ALES | FTVT - Firetube Vertical TB | BOILER ROOM | HWHT - Hot Water Heat | 4/30/2026
Kellogg Omaha Plant | 9601 F St | Omaha | NE | 68127-1101 | Douglas | NE04552 | Active | 35044 | 1975 | Cleaver Brooks | WT - Water Tube Boiler | Boiler Room | PROC - Process Steam | 5/31/2026
Kellogg Omaha Plant | 9601 F St | Omaha | NE | 68127-1101 | Douglas | NE04553 | Active | 35041 | 1975 | Cleaver Brooks | WT - Water Tube Boiler | Boiler Room | PROC - Process Steam | 5/31/2026
Kellogg Omaha Plant | 9601 F St | Omaha | NE | 68127-1101 | Douglas | NE06556 | Active | 20968 | 2006 | Chromalox Precision Heat | ELBL - Electric Boiler | Tower 3 | PSSH - Process Steam Superheater | 10/31/2026
Kellogg Omaha Plant | 9601 F St | Omaha | NE | 68127-1101 | Douglas | NE06557 | Scrapped/Junked | 20969 | 2006 | Chromalox | ELBL - Electric Boiler | Tower 3 | PSSH - Process Steam Superheater | 10/31/2019
Kellogg Omaha Plant | 9601 F St | Omaha | NE | 68127-1101 | Douglas | NE08258 | Active | 0 | 1975 | Kentube Eng. | ECON - Boiler Economizer | Boiler Room | ECON - Boiler Economizer | 5/31/2027
Kellogg Omaha Plant | 9601 F St | Omaha | NE | 68127-1101 | Douglas | NE18055 | Scrapped/Junked | 00000 | 1964 | Bryan Steam LLC | WT - Water Tube Boiler | Pump House | HWHT - Hot Water Heat | 5/31/2021
Kellogg Omaha Plant | 9601 F St | Omaha | NE | 68127-1101 | Douglas | NE19978 | Active | 36 | 1984 | E-Tech | ECON - Boiler Economizer | Boiler Room #04553 | ECON - Boiler Economizer | 5/31/2027
Kellogg Omaha Plant | 9601 F St | Omaha | NE | 68127-1101 | Douglas | NE19991 | Active | 15665 | 2000 | Wiegand | ELBL - Electric Boiler | Tower 1 | PSSH - Process Steam Superheater | 1/31/2027
Kellogg Omaha Plant | 9601 F St | Omaha | NE | 68127-1101 | Douglas | NE19992 | Active | 15669 | 2000 | Wiegand | ELBL - Electric Boiler | Tower 1 | PSSH - Process Steam Superheater | 12/31/2026
Kellogg Omaha Plant | 9601 F St | Omaha | NE | 68127-1101 | Douglas | NE19993 | Active | 15667 | 2000 | Wiegand | ELBL - Electric Boiler | Tower 1 | PSSH - Process Steam Superheater | 1/31/2027
Kellogg Omaha Plant | 9601 F St | Omaha | NE | 68127-1101 | Douglas | NE19994 | Active | 3712 | 1990 | Wiegand | ELBL - Electric Boiler | Tower 3 | PSSH - Process Steam Superheater | 1/31/2027
Kellogg Omaha Plant | 9601 F St | Omaha | NE | 68127-1101 | Douglas | NE19995 | Active | 3713 | 1990 | Wiegand | ELBL - Electric Boiler | Tower 3 | PSSH - Process Steam Superheater | 1/31/2027
Kellogg Omaha Plant | 9601 F St | Omaha | NE | 68127-1101 | Douglas | NE19996 | Active | 15654 | 2000 | Wiegand | ELBL - Electric Boiler | Tower 3 | PSSH - Process Steam Superheater | 1/31/2027
Kellogg Omaha Plant | 9601 F St | Omaha | NE | 68127-1101 | Douglas | NE19997 | Active | 3721 | 2000 | Wiegand | ELBL - Electric Boiler | Tower 3 | PSSH - Process Steam Superheater | 1/31/2027
Kellogg Omaha Plant | 9601 F St | Omaha | NE | 68127-1101 | Douglas | NE41214 | Inactive | 4500 | 2009 | Cleaver Brooks | WT - Water Tube Boiler | portable | POWR - Power Generation | 1/31/2021
Kellogg Omaha Plant | 9601 F St | Omaha | NE | 68127-1101 | Douglas | NE42100 | Inactive | 371812 | 2021 | Lochinvar | FTVT - Firetube Vertical TB | Pump House | HWCA - Hotwater to Coil Htexchgr | 5/31/2024
Kellogg Omaha Plant | 9601 F St | Omaha | NE | 68127-1101 | Douglas | NE42310 | Inactive | 5116 | 2022 | Cleaver Brooks | WT - Water Tube Boiler | Portable Outside | PROC - Process Steam | 4/30/2025
Kellogg Omaha Plant | 9601 F St | Omaha | NE | 68127-1101 | Douglas | NE43250 | Active | 2533 | 2025 | Fabwell | WT - Water Tube Boiler | Portable Trailer Outside | PROC - Process Steam | 4/30/2026
CAMBRIDGE APARTMENTS | 9606 Ohern Plz | Omaha | NE | 68127-2211 | Douglas | NE21398 | Exempt 1999 LB-66 |  | 1994 | AO SMITH | AHWH - ANSI/Fired Water Htr |  | HWSD - Hot Water Dom/Potable | 8/31/1999
CAMBRIDGE APARTMENTS | 9615 Mockingbird Dr | Omaha | NE | 68127-2037 | Douglas | NE21400 | Exempt 1999 LB-66 |  | 1995 | AO SMITH | AHWH - ANSI/Fired Water Htr |  | HWSD - Hot Water Dom/Potable | 8/31/1999
CAMBRIDGE APARTMENTS | 9626 Ohern Plz | Omaha | NE | 68127-2213 | Douglas | NE21397 | Exempt 1999 LB-66 |  | 1993 | AO SMITH | AHWH - ANSI/Fired Water Htr |  | HWSD - Hot Water Dom/Potable | 8/31/1999
CAMBRIDGE APARTMENTS | 9635 Mockingbird Dr | Omaha | NE | 68127-2039 | Douglas | NE23901 | Exempt 1999 LB-66 |  | 1995 | AO SMITH | AHWH - ANSI/Fired Water Htr |  | HWSD - Hot Water Dom/Potable | 8/31/1999
CAMBRIDGE APARTMENTS | 9636 Ohern Plz | Omaha | NE | 68127-2214 | Douglas | NE21396 | Exempt 1999 LB-66 |  | 1993 | AO SMITH | AHWH - ANSI/Fired Water Htr |  | HWSD - Hot Water Dom/Potable | 8/31/1999
CAMBRIDGE APARTMENTS | 9645 Ohern Plz | Omaha | NE | 68127-2249 | Douglas | NE21395 | Exempt 1999 LB-66 |  | 1995 | AO SMITH | AHWH - ANSI/Fired Water Htr |  | HWSD - Hot Water Dom/Potable | 8/31/1999
APPLEWOOD APARTMENTS | 9670 Berry Plz | Omaha | NE | 68127-3312 | Douglas | NE21849 | Exempt 1999 LB-66 |  | 1988 | RUUD | AHWH - ANSI/Fired Water Htr |  | HWSD - Hot Water Dom/Potable | 9/30/1999
Cambridge Apartments | 9703 Mockingbird | Omaha | NE | 68127-2040 | Douglas | NE23902 | Exempt 1999 LB-66 |  | 1989 | State Ind. | AHWH - ANSI/Fired Water Htr |  | HWSD - Hot Water Dom/Potable | 8/31/1999
VCA Midwest Veterinary Specialist | 9706 Mockingbird Dr | Omaha | NE | 68127-2013 | Douglas | NE07043 | Active | 48475 | 2005 | SUSSMAN | ELBL - Electric Boiler | SURGERY AREA | 0020 - Supp to Sterlizer/Autoclave | 10/31/2026
CAMBRIDGE APARTMENTS | 9707 Ohern Plz | Omaha | NE | 68127-2252 | Douglas | NE21394 | Exempt 1999 LB-66 |  | 1991 | AO SMITH | AHWH - ANSI/Fired Water Htr |  | HWSD - Hot Water Dom/Potable | 8/31/1999
CAMBRIDGE APARTMENTS | 9711 Mockingbird Dr | Omaha | NE | 68127-2042 | Douglas | NE23903 | Exempt 1999 LB-66 |  | 1988 | RUUD | AHWH - ANSI/Fired Water Htr |  | HWSD - Hot Water Dom/Potable | 8/31/1999
CAMBRIDGE APARTMENTS | 9711 Ohern Plz | Omaha | NE | 68127-2266 | Douglas | NE21393 | Exempt 1999 LB-66 |  | 1993 | AO SMITH | AHWH - ANSI/Fired Water Htr |  | HWSD - Hot Water Dom/Potable | 8/31/1999
CAMBRIDGE APARTMENTS | 9715 Mockingbird Dr | Omaha | NE | 68127-2043 | Douglas | NE23904 | Exempt 1999 LB-66 |  | 1996 | AO SMITH | AHWH - ANSI/Fired Water Htr |  | HWSD - Hot Water Dom/Potable | 8/31/1999
Cambridge Apartments | 9716 Ohern Plz | Omaha | NE | 68127-2238 | Douglas | NE23912 | Exempt 1999 LB-66 |  | 1990 | A. O. Smith | AHWH - ANSI/Fired Water Htr |  | HWSD - Hot Water Dom/Potable | 8/31/1999
Cambridge Apartments | 9719 Mockingbird | Omaha | NE | 68127-2044 | Douglas | NE23905 | Exempt 1999 LB-66 |  | 1992 | A. O. Smith | AHWH - ANSI/Fired Water Htr |  | HWSD - Hot Water Dom/Potable | 8/31/1999
CAMBRIDGE APARTMENTS | 9719 Ohern Plz | Omaha | NE | 68127-2265 | Douglas | NE21392 | Exempt 1999 LB-66 |  | 1993 | BRADFORD-WHITE | AHWH - ANSI/Fired Water Htr |  | HWSD - Hot Water Dom/Potable | 8/31/1999
Americinn | 9720 W Dodge Rd | Omaha | NE | 68114-2325 | Douglas | NE05577 | Scrapped/Junked | 68884 | 1996 | Ruud-Rheem | CHWH - ASME/Fired Water Heater | MECHANICAL ROOM | HWSD - Hot Water Dom/Potable | 1/31/2005
Americinn | 9720 W Dodge Rd | Omaha | NE | 68114-2325 | Douglas | NE05578 | Scrapped/Junked | 71093 | 1996 | Ruud-Rheem | CHWH - ASME/Fired Water Heater | MECHANICAL ROOM | HWSD - Hot Water Dom/Potable | 1/31/2007
Americinn | 9720 W Dodge Rd | Omaha | NE | 68114-2325 | Douglas | NE05579 | Scrapped/Junked | 69669 | 1995 | Ruud-Rheem | CHWH - ASME/Fired Water Heater | MECHANICAL ROOM | HWSD - Hot Water Dom/Potable | 1/31/2006
Americinn | 9720 W Dodge Rd | Omaha | NE | 68114-2325 | Douglas | NE06150 | Out of Service | 99998 | 2004 | RHEEM | CHWH - ASME/Fired Water Heater | EQUIPMENT ROOM | HWSD - Hot Water Dom/Potable | 1/31/2017
Americinn | 9720 W Dodge Rd | Omaha | NE | 68114-2325 | Douglas | NE06169 | Out of Service | 102794 | 2004 | RHEEM | CHWH - ASME/Fired Water Heater | EQUIPMENT ROOM | HWSD - Hot Water Dom/Potable | 1/31/2017
Americinn | 9720 W Dodge Rd | Omaha | NE | 68114-2325 | Douglas | NE06725 | Scrapped/Junked | 105619 | 2005 | RHEEM | CHWH - ASME/Fired Water Heater | EQUIPMENT ROOM | HWSD - Hot Water Dom/Potable | 1/31/2015
Americinn | 9720 W Dodge Rd | Omaha | NE | 68114-2325 | Douglas | NE06783 | Inactive | 106956 | 2006 | RHEEM | CHWH - ASME/Fired Water Heater | EQUIPMENT ROOM | HWSD - Hot Water Dom/Potable | 1/31/2019
Americinn | 9720 W Dodge Rd | Omaha | NE | 68114-2325 | Douglas | NE22608 | Scrapped/Junked | 72151 | 1996 | Rheem Manufacturing Co | CHWH - ASME/Fired Water Heater | MECHANICAL ROOM | HWSD - Hot Water Dom/Potable | 1/31/2006
Americinn | 9720 W Dodge Rd | Omaha | NE | 68114-2325 | Douglas | NE23935 | Exempt | 358947 | 2013 | Raypak | CPPH - Ansi Cpr Fin Pool Heater | mech room | IPHT - Indoor Pool Heater | 8/31/2013
Americinn | 9720 W Dodge Rd | Omaha | NE | 68114-2325 | Douglas | NE23936 | Exempt 1999 LB-66 | 358950 | 2013 | Raypak | CPPH - Ansi Cpr Fin Pool Heater | Mech room | IPHT - Indoor Pool Heater | 8/31/2013
Americinn | 9720 W Dodge Rd | Omaha | NE | 68114-2325 | Douglas | NE26123 | Active | 201453 | 2015 | AO SMITH | CHWH - ASME/Fired Water Heater | equip room | HWSD - Hot Water Dom/Potable | 1/31/2025
Americinn | 9720 W Dodge Rd | Omaha | NE | 68114-2325 | Douglas | NE26150 | Active | 210245 | 2015 | AO SMITH | CHWH - ASME/Fired Water Heater | equip room | HWSD - Hot Water Dom/Potable | 1/31/2027
CAMBRIDGE APARTMENTS | 9725 Ohern Plz | Omaha | NE | 68127-2207 | Douglas | NE21384 | Exempt 1999 LB-66 |  | 1995 | AO SMITH | AHWH - ANSI/Fired Water Htr | 5120 S 98TH PLAZA | HWSD - Hot Water Dom/Potable | 8/31/1999
CAMBRIDGE APARTMENTS | 9726 Ohern Plz | Omaha | NE | 68127-2264 | Douglas | NE23911 | Exempt 1999 LB-66 |  | 1990 | STATE INDUSTRIES | AHWH - ANSI/Fired Water Htr |  | HWSD - Hot Water Dom/Potable | 8/31/1999
CAMBRIDGE APARTMENTS | 9727 Mockingbird Dr | Omaha | NE | 68127-2046 | Douglas | NE23907 | Exempt 1999 LB-66 |  | 1997 | BRADFORD | AHWH - ANSI/Fired Water Htr |  | HWSD - Hot Water Dom/Potable | 8/31/1999
CAMBRIDGE APARTMENTS | 9730 Ohern Plz | Omaha | NE | 68127-2239 | Douglas | NE23910 | Exempt 1999 LB-66 |  | 1972 | RUUD | AHWH - ANSI/Fired Water Htr |  | HWSD - Hot Water Dom/Potable | 8/31/1999
CAMBRIDGE APARTMENTS | 9731 Mockingbird Dr | Omaha | NE | 68127-2034 | Douglas | NE23908 | Exempt 1999 LB-66 |  | 1988 | STATE INDUSTRIES | AHWH - ANSI/Fired Water Htr |  | HWSD - Hot Water Dom/Potable | 8/31/1999
CAMBRIDGE APARTMENTS | 9733 Ohern Plz | Omaha | NE | 68127-2242 | Douglas | NE21371 | Exempt 1999 LB-66 |  | 1995 | AO SMITH | AHWH - ANSI/Fired Water Htr |  | HWSD - Hot Water Dom/Potable | 8/31/1999
CAMBRIDGE APARTMENTS | 9739 Ohern Plz | Omaha | NE | 68127-2243 | Douglas | NE21372 | Exempt 1999 LB-66 |  | 1993 | AO SMITH | AHWH - ANSI/Fired Water Htr |  | HWSD - Hot Water Dom/Potable | 8/31/1999
Wash World | 9785 Q St | Omaha | NE | 68127-3207 | Douglas | NE20751 | Inactive | 112714 | 2011 | Fulton | FTVT - Firetube Vertical TB | boiler room | PROC - Process Steam | 2/28/2026
Oakdale Elementary | 9801 W Center Rd | Omaha | NE | 68124-1936 | Douglas | NE27140 | Active | n/a | 2017 | Aerco | CALU - Cast Aluminum | boiler room | HWHT - Hot Water Heat | 1/31/2026
Oakdale Elementary | 9801 W Center Rd | Omaha | NE | 68124-1936 | Douglas | NE27141 | Active | n/a | 2017 | Aerco | CALU - Cast Aluminum | boiler room | HWHT - Hot Water Heat | 1/31/2026
Oakdale Elementary | 9801 W Center Rd | Omaha | NE | 68124-1936 | Douglas | NE27142 | Active | 73082 | 2016 | PVI Industries | WT - Water Tube Boiler | mech room | HWDP - Hotwater Heat & Dom Supply | 1/31/2026
Oakdale Elementary | 9801 W Center Rd | Omaha | NE | 68124-1936 | Douglas | NE27143 | Active | 74090 | 2016 | PVI Industries | WT - Water Tube Boiler | mech room | HWDP - Hotwater Heat & Dom Supply | 1/31/2026
Oakdale Elementary | 9801 W Center Rd | Omaha | NE | 68124-1936 | Douglas | NE33379 | Inactive |  | 1963 | KEWANEE | FT - Firetube Boiler |  | STHT - Steam-Heat | 7/31/1994
Oakdale Elementary | 9801 W Center Rd | Omaha | NE | 68124-1936 | Douglas | NE34113 | Scrapped/Junked | 15159 | 1984 | Burnham | FTFB - Firetube-Firebox Boiler | BOILER ROOM | STHT - Steam-Heat | 7/31/2016
Oakdale Elementary | 9801 W Center Rd | Omaha | NE | 68124-1936 | Douglas | NE34114 | Scrapped/Junked | 15204 | 1984 | Burnham | FTFB - Firetube-Firebox Boiler | BOILER ROOM | STHT - Steam-Heat | 7/31/2016
Bloomfield Residences | 9804 Nicholas St | Omaha | NE | 68114-2161 | Douglas | NE09313 | Scrapped/Junked | 107476 | 2006 | AOSM | CHWH - ASME/Fired Water Heater | EQUIP ROOM | HWSD - Hot Water Dom/Potable | 8/31/2009
Bloomfield Residences | 9804 Nicholas St | Omaha | NE | 68114-2161 | Douglas | NE12016 | Scrapped/Junked | n/a | 2002 | AOSM | CHWH - ASME/Fired Water Heater | EQUIPMENT ROOM | HWSD - Hot Water Dom/Potable | 3/31/2013
Bloomfield Residences | 9804 Nicholas St | Omaha | NE | 68114-2161 | Douglas | NE12628 | Active | 128215 | 2008 | AOSM | CHWH - ASME/Fired Water Heater | EQUIP ROOM 143 | HWDP - Hotwater Heat & Dom Supply | 3/31/2028
Bloomfield Residences | 9804 Nicholas St | Omaha | NE | 68114-2161 | Douglas | NE12892 | Scrapped/Junked | 22500 | 1993 | AOSM | CHWH - ASME/Fired Water Heater | EQUIP RM-KITCHEN | HWSD - Hot Water Dom/Potable | 3/31/2023
Bloomfield Residences | 9804 Nicholas St | Omaha | NE | 68114-2161 | Douglas | NE12893 | Scrapped/Junked | 22376 | 1993 | AO SMITH | CHWH - ASME/Fired Water Heater | EQUIP RM-SOUTHEAST | HWSD - Hot Water Dom/Potable | 8/31/2003
Bloomfield Residences | 9804 Nicholas St | Omaha | NE | 68114-2161 | Douglas | NE12894 | Scrapped/Junked | 24585 | 1993 | AO SMITH | CHWH - ASME/Fired Water Heater | EQUIP RM-WEST | HWSD - Hot Water Dom/Potable | 8/31/2004
Bloomfield Residences | 9804 Nicholas St | Omaha | NE | 68114-2161 | Douglas | NE12895 | Scrapped/Junked | 24592 | 1993 | AO SMITH | CHWH - ASME/Fired Water Heater | EQUIP RM-NW | HWSD - Hot Water Dom/Potable | 8/31/2004
Bloomfield Residences | 9804 Nicholas St | Omaha | NE | 68114-2161 | Douglas | NE15055 | Scrapped/Junked | 76550 | 2003 | AO SMITH | CHWH - ASME/Fired Water Heater | EQUIP ROOM | HWSD - Hot Water Dom/Potable | 8/31/2007
Bloomfield Residences | 9804 Nicholas St | Omaha | NE | 68114-2161 | Douglas | NE15056 | Scrapped/Junked | 80660 | 2003 | AO SMITH | CHWH - ASME/Fired Water Heater | EQUIP ROOM | HWSD - Hot Water Dom/Potable | 8/31/2008
Bloomfield Residences | 9804 Nicholas St | Omaha | NE | 68114-2161 | Douglas | NE18874 | Active | 151937 | 2010 | A O Smith | CHWH - ASME/Fired Water Heater | westside mech room | HWSD - Hot Water Dom/Potable | 3/31/2028
Bloomfield Residences | 9804 Nicholas St | Omaha | NE | 68114-2161 | Douglas | NE23943 | Active | 50627 | 2012 | Lochinvar | COND - Condenser | garage | HWSD - Hot Water Dom/Potable | 3/31/2028
Bennington South Middle School | 9809 N 171st St | Bennington | NE | 68007 | Douglas | NE41817 | Active | 186764 | 2021 | PVI Industries | CHWH - ASME/Fired Water Heater | Upstairs Mechanical Room | HWSD - Hot Water Dom/Potable | 10/31/2026
Forbo Adhesives, LLC | 9828 J St | Omaha | NE | 68127-1113 | Douglas | NE18204 | Out of Service | 3250 | 1996 | Hurst Boiler & Welding | FT - Firetube Boiler | Boiler Room | PROC - Process Steam | 8/31/2007
Forbo Adhesives, LLC | 9828 J St | Omaha | NE | 68127-1113 | Douglas | NE18205 | Scrapped/Junked | 3567 | 1996 | Hurst Boiler & Welding | FT - Firetube Boiler | Boiler Room | HWHT - Hot Water Heat | 8/31/2007
Westfield Building | 9850 Nicholas St | Omaha | NE | 68114-2186 | Douglas | NE00571 | Scrapped/Junked | 111940 | 2000 | Lochinvar | CPFT - Horiz Cpr Fin Boiler | EQUIP ROOM | HWHT - Hot Water Heat | 3/31/2023
Westfield Building | 9850 Nicholas St | Omaha | NE | 68114-2186 | Douglas | NE41646 | Active | 392031 | 2022 | Lochinvar | CPFT - Horiz Cpr Fin Boiler | EQUIP ROOM 1st Floor (Next to Elevator) | HWHT - Hot Water Heat | 3/31/2027
Rockbrook United Methodist Church | 9855 W Center Rd | Omaha | NE | 68124-1936 | Douglas | NE22971 | Active | n/a | 1965 | Kewanee | FTFB - Firetube-Firebox Boiler | WEST BOILER RM | HWHT - Hot Water Heat | 3/31/2027
Rockbrook United Methodist Church | 9855 W Center Rd | Omaha | NE | 68124-1936 | Douglas | NE23141 | Active | n/a | 1961 | Kewanee | FTFB - Firetube-Firebox Boiler | EAST BOILER RM | HWHT - Hot Water Heat | 3/31/2027
Westfield II | 9900 Nicholas St | Omaha | NE | 68114-2214 | Douglas | NE06489 | Active | 237930 | 2005 | RAYP | CPFT - Horiz Cpr Fin Boiler | BASEMENT | HWHT - Hot Water Heat | 10/31/2026
Westfield Plastic Surgery Center | 9900 Nicholas St Ste 100 | Omaha | NE | 68114-2225 | Douglas | NE43912 | Active | 42488 | 2025 | Steris Corp | ELBL - Electric Boiler | EQUIP ROOM | STER - Sterilizer | 1/31/2027
Office Building | 9910 N 48th St | Omaha | NE | 68152-1548 | Douglas | NE26634 | Active | 380204 | 2016 | Lochinvar | WT - Water Tube Boiler | boiler room | HWHT - Hot Water Heat | 12/31/2026
Office Building | 9910 N 48th St | Omaha | NE | 68152-1548 | Douglas | NE26635 | Active | 379417 | 2016 | Lochinvar | WT - Water Tube Boiler | boiler room | HWHT - Hot Water Heat | 12/31/2026
Heritage Elementary School | 9950 Rosewater Pkwy | Bennington | NE | 68007-1641 | Douglas | NE22092 | Active | 133396 | 2011 | PVI Industries | FTVT - Firetube Vertical TB | Mech. Room | HWSD - Hot Water Dom/Potable | 10/31/2026
Heritage Elementary School | 9950 Rosewater Pkwy | Bennington | NE | 68007-1641 | Douglas | NE22253 | Active | 102633 | 2011 | Cleveland | COOK - Fired Cooker | Kitchen | COOK - Cooker/Kettle | 10/31/2026
Heritage Elementary School | 9950 Rosewater Pkwy | Bennington | NE | 68007-1641 | Douglas | NE22254 | Active | 102704 | 2011 | Cleveland | COOK - Fired Cooker | Kitchen | COOK - Cooker/Kettle | 10/31/2025
QWEST COMMUNICATIONS | EPPLEY AIRPORT HANGER | OMAHA | NE | 68110 | Douglas | NE11470 | Inactive | 33397 | 1979 | KEWANEE | FT - Firetube Boiler |  | HWHT - Hot Water Heat | 11/30/1990
UNO Hayden House | Hayden House | Omaha | NE | 68182-0001 | Douglas | NE24507 | Active | 263175 | 2013 | Lochinvar | WTSS - Watertube SS Steel | mech room | HWHT - Hot Water Heat | 4/30/2027
ELKHORN CLEANERS | PO Box 341 | Elkhorn | NE | 68022-0341 | Douglas | NE04559 | Inactive | 1325 | 1968 | BRYAN STEAM LLC | WT - Water Tube Boiler | BOILER ROOM | PROC - Process Steam | 4/30/1989
SASCO | PO BOX 66DTS | OMAHA | NE | 68101 | Douglas | NE04008 | Inactive | 4061 | 1972 | WILLIAMS & DAVIS BOILERS | FT - Firetube Boiler | 6610 NTHRN HIL | PROC - Process Steam | 4/30/1995
PACKERS HIDE ASSOCIATION | PO Box 7457 | Omaha | NE | 68107-0457 | Douglas | NE02778 | Inactive | 21796 | 1964 | KEWANEE | FTSM - FTS Marine Dry Back | FIRST FLOOR | PROC - Process Steam | 3/31/1989
TOM VAN MEETEREN | RR 1 Box 301 | Valley | NE | 68064-9801 | Douglas | NE01381 | Inactive |  | 1909 | REEVES | FT - Firetube Boiler | PORTABLE | 0024 - Antique Steam Tractor | 7/31/1992
VINTON ELEMENTARY | UNKNOWN | OMAHA | NE | 68131 | Douglas | NE31022 | Scrapped/Junked |  | 1947 | KEWANEE | FT - Firetube Boiler |  | STHT - Steam-Heat | 6/30/1989
ROBBINS WAREHOUSE | UNKNOWN | OMAHA | NE | 68134 | Douglas | NE31040 | Scrapped/Junked |  | 1941 | KEWANEE | FT - Firetube Boiler |  | STHT - Steam-Heat | 6/30/1995
SOUTH ANNEX | UNKNOWN | OMAHA | NE | 68131 | Douglas | NE31090 | Scrapped/Junked |  | 1939 | PACIFIC | FT - Firetube Boiler |  | STHT - Steam-Heat | 6/30/1990
Haigler Grade School Dist | 1 School House Rd | Haigler | NE | 69030 | Dundy | NE30359 | Scrapped/Junked | n/a | 1971 | Peerless | CI - Cast Iron | Boiler Room | STHT - Steam-Heat | 3/31/2014
Circle B Lodge | 1101 W Hwy 34 | Benkelman | NE | 69021-4533 | Dundy | NE13437 | Inactive | 21935 | 2006 | Giannoni France | WTSS - Watertube SS Steel | EAST BOILER ROOM | HWHT - Hot Water Heat | 1/31/2022
Circle B Lodge | 1101 W Hwy 34 | Benkelman | NE | 69021-4533 | Dundy | NE13438 | Scrapped/Junked | 26369 | 2006 | Heat Transfer Products Inc. | WTSS - Watertube SS Steel | ROOM 8 1/2 | HWHT - Hot Water Heat | 1/31/2016
Circle B Lodge | 1101 W Hwy 34 | Benkelman | NE | 69021-4533 | Dundy | NE40621 | Scrapped/Junked |  | 1975 | BRYANT |  | EAST BOILER ROOM | HWHT - Hot Water Heat | 5/31/2008
Circle B Lodge | 1101 W Hwy 34 | Benkelman | NE | 69021-4533 | Dundy | NE40622 | Scrapped/Junked |  | 1975 | BRYN | CI - Cast Iron | BOILER ROOM 8 1/2 | HWHT - Hot Water Heat | 5/31/2008
Dundy County Hospital | 1313 N Cheyenne St | Benkelman | NE | 69021-3074 | Dundy | NE00781 | Scrapped/Junked | 15912 | 2000 | AMSCO | ELBL - Electric Boiler | AUTOCLAVE ROOM | 0020 - Supp to Sterlizer/Autoclave | 6/30/2008
Dundy County Hospital | 1313 N Cheyenne St | Benkelman | NE | 69021-3074 | Dundy | NE05002 | Scrapped/Junked | 13143 | 1991 | AO SMITH | CHWH - ASME/Fired Water Heater | BOILER ROOM | HWSD - Hot Water Dom/Potable | 6/30/2003
Dundy County Hospital | 1313 N Cheyenne St | Benkelman | NE | 69021-3074 | Dundy | NE05273 | Scrapped/Junked | 4908 | 1976 | AMSCO | ELBL - Electric Boiler | MAIN FLR | PROC - Process Steam | 6/30/2001
Dundy County Hospital | 1313 N Cheyenne St | Benkelman | NE | 69021-3074 | Dundy | NE05923 | Scrapped/Junked | 68392 | 2002 | AOSM | COBL - Coil Type Boiler | BOILER ROOM | HWSD - Hot Water Dom/Potable | 6/30/2012
Dundy County Hospital | 1313 N Cheyenne St | Benkelman | NE | 69021-3074 | Dundy | NE10579 | Active | 95352 | 2002 | RHEE | CHWH - ASME/Fired Water Heater | BOILER ROOM | HWSD - Hot Water Dom/Potable | 6/30/2026
Dundy County Hospital | 1313 N Cheyenne St | Benkelman | NE | 69021-3074 | Dundy | NE13439 | Scrapped/Junked | 4915 | 2007 | CHRO | ELBL - Electric Boiler | CENTRAL SUPPLY | PROC - Process Steam | 6/30/2026
Dundy County Hospital | 1313 N Cheyenne St | Benkelman | NE | 69021-3074 | Dundy | NE21441 | Active | C33160 | 2011 | A O Smith | COBL - Coil Type Boiler | BOILER ROOM | HWSD - Hot Water Dom/Potable | 6/30/2026
Dundy County Hospital | 1313 N Cheyenne St | Benkelman | NE | 69021-3074 | Dundy | NE35191 | Scrapped/Junked | 7940 | 1967 | KEWA | FTFB - Firetube-Firebox Boiler | BOILER ROOM | GLYC - Glycol Bldg Heat Sys | 6/30/2023
Dundy County Hospital | 1313 N Cheyenne St | Benkelman | NE | 69021-3074 | Dundy | NE35192 | Scrapped/Junked | 7946 | 1967 | KEWA | FTFB - Firetube-Firebox Boiler | BOILER ROOM #2 | GLYC - Glycol Bldg Heat Sys | 6/30/2022
Dundy County Hospital | 1313 N Cheyenne St | Benkelman | NE | 69021-3074 | Dundy | NE35194 | Scrapped/Junked | 17786 | 1981 | AO SMITH | CHWH - ASME/Fired Water Heater | BOILER ROOM | HWSD - Hot Water Dom/Potable | 6/30/2002
Dundy County Hospital | 1313 N Cheyenne St | Benkelman | NE | 69021-3074 | Dundy | NE41691 | Active | NA | 2022 | Advanced Thermal Hydronics | CI - Cast Iron | Basement Boiler Room | GLYC - Glycol Bldg Heat Sys | 6/30/2026
Dundy County Hospital | 1313 N Cheyenne St | Benkelman | NE | 69021-3074 | Dundy | NE41692 | Active | NA | 2022 | Advanced Thermal Hydronics | CI - Cast Iron | Basement Boiler Room | GLYC - Glycol Bldg Heat Sys | 6/30/2026
Dundy County Hospital | 1313 N Cheyenne St | Benkelman | NE | 69021-3074 | Dundy | NE44129 | Active | 43342 | 2026 | Steris Corp | ELBL - Electric Boiler | Sterile Area | AUCL - Autoclave | 6/30/2026
Benkelman City Pool | 207 Dakota St | Benkelman | NE | 69021-2149 | Dundy | NE16100 | Active | 240692 | 2008 | Lochinvar | CPPH - Ansi Cpr Fin Pool Heater | Mech. Room | OPHT - Outdoor Pool Heater | 6/30/2026
Benkelman City Pool | 207 Dakota St | Benkelman | NE | 69021-2149 | Dundy | NE40623 | Scrapped/Junked | 74218 | 1996 | TELE | CPFT - Horiz Cpr Fin Boiler | BOILER ROOM | OPHT - Outdoor Pool Heater | 7/31/2002
Blackshirt Feeders | 31120 US-34 | Haigler | NE | 69030 | Dundy | NE43895 | Active | 11020 | 2025 | Williams & Davis | FTHT - Firetube Horizontal | Boiler Room | PROC - Process Steam | 6/30/2026
Blackshirt Feeders | 31120 US-34 | Haigler | NE | 69030 | Dundy | NE43896 | Active | 594 | 2025 | Williams & Davis | ECON - Boiler Economizer | Boiler Room | ECON - Boiler Economizer | 6/30/2027
Blackshirt Feeders | 31120 US-34 | Haigler | NE | 69030 | Dundy | NE43897 | Active | 10957 | 2024 | Williams & Davis | FTHT - Firetube Horizontal | Boiler Room | PROC - Process Steam | 6/30/2027
Blackshirt Feeders | 31120 US-34 | Haigler | NE | 69030 | Dundy | NE43898 | Active | 402 | 2024 | Williams & Davis | ECON - Boiler Economizer | Boiler Room | ECON - Boiler Economizer | 6/30/2027
Dundy County Public School | 400 9th Ave E | Benkelman | NE | 69021-2116 | Dundy | NE16141 | Scrapped/Junked | 42229 | 1989 | Kewannee | FT - Firetube Boiler | Boiler Room | STHT - Steam-Heat | 3/31/2006
DUNDY COUNTY HIGH SCHOOL | 400 9th Ave E | Benkelman | NE | 69021-2116 | DUNDY | NE20046 | Exempt 1999 LB-66 |  | 1990 | AO SMITH | AHWH - ANSI/Fired Water Htr |  | HWSD - Hot Water Dom/Potable | 6/30/2000
Sarah Ann Hester Nursing Home | 407 Dakota St | Benkelman | NE | 69021-2124 | Dundy | NE00224 | Scrapped/Junked | 54589 | 2000 | AO SMITH | CHWH - ASME/Fired Water Heater | BASEMENT BOILER ROOM | HWSD - Hot Water Dom/Potable | 3/31/2016
Sarah Ann Hester Nursing Home | 407 Dakota St | Benkelman | NE | 69021-2124 | Dundy | NE10580 | Scrapped/Junked | 94630 | 2002 | RHEEM | CHWH - ASME/Fired Water Heater | NEW BUILDING | HWSD - Hot Water Dom/Potable | 3/31/2013
Sarah Ann Hester Nursing Home | 407 Dakota St | Benkelman | NE | 69021-2124 | Dundy | NE24110 | Scrapped/Junked | 153626 | 2010 | AO SMITH | CHWH - ASME/Fired Water Heater | Kitchen Boiler room | HWSD - Hot Water Dom/Potable | 3/31/2023
Sarah Ann Hester Nursing Home | 407 Dakota St | Benkelman | NE | 69021-2124 | Dundy | NE24299 | Scrapped/Junked | 51976 | 1999 | AO SMITH | CHWH - ASME/Fired Water Heater | BASEMENT | HWSD - Hot Water Dom/Potable | 3/31/2012
Sarah Ann Hester Nursing Home | 407 Dakota St | Benkelman | NE | 69021-2124 | Dundy | NE24662 | Active | 151726 | 2010 | AO SMITH | CHWH - ASME/Fired Water Heater | BASEMENT BOILER ROOM | HWSD - Hot Water Dom/Potable | 3/31/2027
Sarah Ann Hester Nursing Home | 407 Dakota St | Benkelman | NE | 69021-2124 | Dundy | NE26210 | Active | 201336 | 2015 | AO SMITH | CHWH - ASME/Fired Water Heater | BASEMENT BOILER ROOM | HWSD - Hot Water Dom/Potable | 3/31/2027
Sarah Ann Hester Nursing Home | 407 Dakota St | Benkelman | NE | 69021-2124 | Dundy | NE35190 | Scrapped/Junked |  | 1985 | AOSM | CHWH - ASME/Fired Water Heater | NEW BUILDING | HWSD - Hot Water Dom/Potable | 3/31/2010
Sarah Ann Hester Nursing Home | 407 Dakota St | Benkelman | NE | 69021-2124 | Dundy | NE41686 | Active | 303583 | 2023 | AO SMITH | CHWH - ASME/Fired Water Heater | Kitchen Boiler room | HWSD - Hot Water Dom/Potable | 3/31/2027
SARAH ANN HESTER MEMORIAL | 407 DAKOTA ST | BENKELMAN | NE | 69021 | DUNDY | NE16411 | Scrapped/Junked |  | 1990 | RHEEM MANUFACTURING CO | AHWH - ANSI/Fired Water Htr | BOILER ROOM | HWSD - Hot Water Dom/Potable | 6/30/1999
SARAH ANN HESTER MEMORIAL | 407 DAKOTA ST | BENKELMAN | NE | 69021 | DUNDY | NE18045 | Scrapped/Junked |  | 1993 | AO SMITH | AHWH - ANSI/Fired Water Htr | BOILER RM | HWSD - Hot Water Dom/Potable | 6/30/2000
SARAH ANN HESTER MEMORIAL | 407 DAKOTA ST | BENKELMAN | NE | 69021 | DUNDY | NE18468 | Scrapped/Junked | 45045 | 1993 | STATE INDUSTRIES | CHWH - ASME/Fired Water Heater | NEW BUILDING | HWSD - Hot Water Dom/Potable | 3/31/2003
SARAH ANN HESTER MEMORIAL | 407 DAKOTA ST | BENKELMAN | NE | 69021 | DUNDY | NE20213 | Exempt 1999 LB-66 |  | 1995 | AO SMITH | AHWH - ANSI/Fired Water Htr | NEW BUILDING | HWSD - Hot Water Dom/Potable | 6/30/2000
SARAH ANN HESTER MEMORIAL | 407 DAKOTA ST | BENKELMAN | NE | 69021 | DUNDY | NE24281 | Inactive |  | 1998 | Unknown | FT - Firetube Boiler | BASEMENT BOILER RM | HWSP - Hot Water Non Potable Supply | 12/6/2000
SARAH ANN HESTER MEMORIAL | 407 DAKOTA ST | BENKELMAN | NE | 69021 | DUNDY | NE35187 | Inactive |  | 1955 | IRON FIREMAN | FT - Firetube Boiler | BOILER ROOM | STHT - Steam-Heat | 6/30/1995
Dundy County Elementary School | 900 A St | Benkelman | NE | 69021-3058 | Dundy | NE22441 | Scrapped/Junked | 82353 | 1999 | Ruud-Rheem | CHWH - ASME/Fired Water Heater | Boileroom | HWSD - Hot Water Dom/Potable | 3/31/2022
Dundy County Elementary School | 900 A St | Benkelman | NE | 69021-3058 | Dundy | NE22442 | Scrapped/Junked | 81997 | 1999 | Ruud-Rheem | CHWH - ASME/Fired Water Heater | Boileroom | HWSD - Hot Water Dom/Potable | 3/31/2012
Dundy County Elementary School | 900 A St | Benkelman | NE | 69021-3058 | Dundy | NE23626 | Active | 126832 | 2011 | RHEEM | CHWH - ASME/Fired Water Heater | Boiler Room | HWSD - Hot Water Dom/Potable | 3/31/2027
Dundy County Elementary School | 900 A St | Benkelman | NE | 69021-3058 | Dundy | NE26195 | Active | 174312 | 2015 | Lochinvar/AIC Tuchcom | COND - Condenser | Boiler Room | HWHT - Hot Water Heat | 3/31/2027
Dundy County Elementary School | 900 A St | Benkelman | NE | 69021-3058 | Dundy | NE26196 | Active | 150398 | 2015 | Lochinvar/AIC Tuchcom | COND - Condenser | Boiler Room | HWHT - Hot Water Heat | 3/31/2027
Dundy County Elementary School | 900 A St | Benkelman | NE | 69021-3058 | Dundy | NE31744 | Scrapped/Junked | 35086 | 1981 | Kewanee | FT - Firetube Boiler | Boiler Room | HWHT - Hot Water Heat | 3/31/2016
Dundy County Elementary School | 900 A St | Benkelman | NE | 69021-3058 | Dundy | NE31771 | Scrapped/Junked | 3508 | 1981 | Kewanee | FT - Firetube Boiler | Boiler Room | HWHT - Hot Water Heat | 3/31/2016
Dundy County Elementary School | 900 A St | Benkelman | NE | 69021-3058 | Dundy | NE31818 | Active | 109751 | 1982 | Groen-Dover | ELBL - Electric Boiler | Kitchen | HWHT - Hot Water Heat | 3/31/2027
Dundy County Elementary School | 900 A St | Benkelman | NE | 69021-3058 | Dundy | NE41343 | Active | 164755 | 2021 | RHEEM | CHWH - ASME/Fired Water Heater | Boiler Room | HWSD - Hot Water Dom/Potable | 3/31/2027
BENKELMEN ELEMENTARY | 900 A St | Benkelman | NE | 69021-3058 | DUNDY | NE31815 | Scrapped/Junked | 44575 | 1981 | PVI INDUSTRIES | CHWH - ASME/Fired Water Heater |  | HWSD - Hot Water Dom/Potable | 6/30/2000
BENKELMEN ELEMENTARY | 900 A St | Benkelman | NE | 69021-3058 | DUNDY | NE31816 | Inactive | 44574 | 1981 | PVI INDUSTRIES | CHWH - ASME/Fired Water Heater |  | HWSD - Hot Water Dom/Potable | 6/30/1999
Kassik Milling Company | 100 S Main St | Milligan | NE | 68406 | Fillmore | NE01176 | Inactive | 89 | 1956 | SUPR | FT - Firetube Boiler | BOILER ROOM | PROC - Process Steam | 4/30/1994
Kassik Milling Company | 100 S Main St | Milligan | NE | 68406 | Fillmore | NE03541 | Out of Service | 2558 | 1968 | Superior Boiler Works | FT - Firetube Boiler | Feed Mill Boiler Room | PROC - Process Steam | 6/30/2015
Kassik Milling Company | 100 S Main St | Milligan | NE | 68406 | Fillmore | NE11834 | Active | 165 | 1957 | Superior Boiler Works | FT - Firetube Boiler | Pellet Mill | PROC - Process Steam | 5/31/2027
Shickley Public Schools | 104 E Murray | Shickley | NE | 68436 | Fillmore | NE19166 | Inactive | 128338 | 1995 | Raytherm/Raypak | CPFT - Horiz Cpr Fin Boiler | Pool Pumphouse | OPHT - Outdoor Pool Heater | 6/30/2012
Shickley Public Schools | 104 E Murray | Shickley | NE | 68436 | Fillmore | NE23636 | Active | 214620 | 2012 | Lochinvar/Giannoni | WTSS - Watertube SS Steel | Boiler Room | HWHT - Hot Water Heat | 3/31/2027
Shickley Public Schools | 104 E Murray | Shickley | NE | 68436 | Fillmore | NE23637 | Active | 214645 | 2012 | Lochinvar/Giannoni | WTSS - Watertube SS Steel | Boiler Room | HWHT - Hot Water Heat | 3/31/2027
Shickley Public Schools | 104 E Murray | Shickley | NE | 68436 | Fillmore | NE33874 | Out of Service | NA | 1946 | American Standard | CI - Cast Iron | Boiler Room | STHT - Steam-Heat | 3/31/2017
Shickley Public Schools | 104 E Murray | Shickley | NE | 68436 | Fillmore | NE33875 | Scrapped/Junked | NA | 1954 | Kewannee | FT - Firetube Boiler | Boiler room | HWHT - Hot Water Heat | 3/31/2013
SHICKLEY ELEMENTARY/HIGH | 104 E MURRAY | SHICKLEY | NE | 68436 | FILLMORE | NE19165 | Exempt 1999 LB-66 |  | 1987 | AO SMITH | AHWH - ANSI/Fired Water Htr | BOILER ROOM | HWSD - Hot Water Dom/Potable | 6/30/1999
Davenport Community School | 106 N Juniper Ave | Davenport | NE | 68335-3010 | Fillmore | NE20410 | Scrapped/Junked |  | 1970 | AO SMITH | WT - Water Tube Boiler |  | HWSD - Hot Water Dom/Potable | 7/31/1999
Davenport Community School | 106 N Juniper Ave | Davenport | NE | 68335-3010 | Fillmore | NE24399 | Scrapped/Junked | 44830 | 1998 | AO SMITH | COBL - Coil Type Boiler | BOILER ROOM | HWSD - Hot Water Dom/Potable | 12/31/2018
Davenport Community School | 106 N Juniper Ave | Davenport | NE | 68335-3010 | Fillmore | NE27976 | Active | C50793 | 2018 | AO SMITH | COBL - Coil Type Boiler | BOILER ROOM | HWSD - Hot Water Dom/Potable | 12/31/2025
Davenport Community School | 106 N Juniper Ave | Davenport | NE | 68335-3010 | Fillmore | NE33442 | Active | n/a | 1957 | Fitzgibbons | FT - Firetube Boiler | BOILER ROOM | STHT - Steam-Heat | 12/31/2024
Geneva Senior Center | 1120 F St | Geneva | NE | 68361-2637 | Fillmore | NE17457 | Active | 17892 | 1993 | AOSM | CHWH - ASME/Fired Water Heater | GYM/KITCHEN | HWSD - Hot Water Dom/Potable | 9/30/2026
Geneva Senior Center | 1120 F St | Geneva | NE | 68361-2637 | Fillmore | NE34586 | Active | N/A | 1975 | AMST | CI - Cast Iron | GYM/KITCHEN | HWHT - Hot Water Heat | 9/30/2026
OLIVA CONSTRUCTION | 121 N 9th St | Geneva | NE | 68361-2017 | FILLMORE | NE37199 | Inactive |  | 1985 | PEERLESS HEATER COMPANY |  | BOILER ROOM | STHT - Steam-Heat | 12/31/1990
Poet Ethanol LLC | 1214 Road G | Fairmont | NE | 68354-3054 | Fillmore | NE09176 | Active | 113 | 2006 | AGC | WT - Water Tube Boiler | Energy Center | PROC - Process Steam | 11/30/2026
Poet Ethanol LLC | 1214 Road G | Fairmont | NE | 68354-3054 | Fillmore | NE09177 | Active | 112 | 2006 | SCPM | WT - Water Tube Boiler | Energy Center | PROC - Process Steam | 11/30/2026
Poet Ethanol LLC | 1214 Road G | Fairmont | NE | 68354-3054 | Fillmore | NE09199 | Scrapped/Junked | 372 | 2007 | CCAM | ECON - Boiler Economizer | 1ST FL WEST | ECON - Boiler Economizer | 6/30/2014
Poet Ethanol LLC | 1214 Road G | Fairmont | NE | 68354-3054 | Fillmore | NE09200 | Scrapped/Junked | 369 | 2007 | CCAM | ECON - Boiler Economizer | 1ST FL WEST | ECON - Boiler Economizer | 6/30/2014
Poet Ethanol LLC | 1214 Road G | Fairmont | NE | 68354-3054 | Fillmore | NE24692 | Active | 150 | 2014 | VICTORY ENERGY | ECON - Boiler Economizer | Energy Center Boiler #1 | PROC - Process Steam | 11/30/2026
Poet Ethanol LLC | 1214 Road G | Fairmont | NE | 68354-3054 | Fillmore | NE24693 | Active | 153 | 2014 | VICTORY ENERGY | ECON - Boiler Economizer | Energy Center Boiler#2 | HPEC - High Pressure Economizer | 11/30/2026
Poet Ethanol LLC | 1214 Road G | Fairmont | NE | 68354-3054 | Fillmore | NE41454 | Active | 832 | 2020 | VICTORY ENERGY | FTHT - Firetube Horizontal | Auxiliary Boiler House | PROC - Process Steam | 11/30/2026
Fillmore County | 1325 H St | Geneva | NE | 68361-2124 | Fillmore | NE07268 | Scrapped/Junked | 27917 | 2006 | AMSC | ELBL - Electric Boiler | CENTRAL SUPPLY | STMG - Steam Generator | 2/28/2013
Fillmore County | 1325 H St | Geneva | NE | 68361-2124 | Fillmore | NE16519 | Out of Service | 793 | 1987 | AOSM | WT - Water Tube Boiler | BOILER ROOM | HWHT - Hot Water Heat | 2/28/2014
Fillmore County | 1325 H St | Geneva | NE | 68361-2124 | Fillmore | NE16520 | Exempt 1999 LB-66 | 1989 | 1988 | AOSM | WT - Water Tube Boiler | BOILER ROOM | HWHT - Hot Water Heat | 2/28/2014
Fillmore County | 1325 H St | Geneva | NE | 68361-2124 | Fillmore | NE16522 | Out of Service | n/a | 1964 | Kewanee | FTSM - FTS Marine Dry Back | BOILER ROOM | HWHT - Hot Water Heat | 2/28/2014
Fillmore County | 1325 H St | Geneva | NE | 68361-2124 | Fillmore | NE16523 | Out of Service | n/a | 1964 | Kewanee | FTSM - FTS Marine Dry Back | BOILER ROOM | HWHT - Hot Water Heat | 2/28/2014
Fillmore County | 1325 H St | Geneva | NE | 68361-2124 | Fillmore | NE20654 | Out of Service | 55454 | 1997 | State Industries | CHWH - ASME/Fired Water Heater | BOILER ROOM | HWSD - Hot Water Dom/Potable | 2/28/2014
Geneva Aquatic Center | 1400 E St | Geneva | NE | 68361-2635 | FILLMORE | NE40669 | Scrapped/Junked |  | 1985 | RHEEM MANUFACTURING CO | AHWH - ANSI/Fired Water Htr |  | HWSD - Hot Water Dom/Potable | 7/31/2000
Geneva Aquatic Center | 1400 E St | Geneva | NE | 68361-2635 | FILLMORE | NE41590 | Active | 539201 | 2022 | Raypak | CPPH - Ansi Cpr Fin Pool Heater | Outside, fenced | OPHT - Outdoor Pool Heater | 6/30/2026
Geneva Aquatic Center | 1400 E St | Geneva | NE | 68361-2635 | FILLMORE | NE41591 | Active | 538880 | 2022 | Raypak | CPPH - Ansi Cpr Fin Pool Heater | Outside, fenced | OPHT - Outdoor Pool Heater | 6/30/2026
Fillmore Central High | 1410 L St | Geneva | NE | 68361-1555 | Fillmore | NE09756 | Scrapped/Junked | 89428 | 2001 | Rheem | CHWH - ASME/Fired Water Heater | BOILER ROOM | HWSD - Hot Water Dom/Potable | 9/30/2017
Fillmore Central High | 1410 L St | Geneva | NE | 68361-1555 | Fillmore | NE09757 | Scrapped/Junked | 89414 | 2001 | Rheem | CHWH - ASME/Fired Water Heater | BOILER ROOM | HWSD - Hot Water Dom/Potable | 9/30/2017
Fillmore Central High | 1410 L St | Geneva | NE | 68361-1555 | Fillmore | NE14104 | Scrapped/Junked | 16061 | 2003 | Vulcan | FTNF - Firetube Flueless | KITCHEN | 0021 - Steam Supp Cooker/Kettle | 12/31/2015
Fillmore Central High | 1410 L St | Geneva | NE | 68361-1555 | Fillmore | NE18630 | Active | 101013 | 2009 | Gianonni/Lochinvar | WTSS - Watertube SS Steel | Boiler Room | HWHT - Hot Water Heat | 9/30/2026
Fillmore Central High | 1410 L St | Geneva | NE | 68361-1555 | Fillmore | NE18631 | Active | 100996 | 2009 | Gianonni/Lochinvar | WTSS - Watertube SS Steel | Boiler Room | HWHT - Hot Water Heat | 9/30/2026
Fillmore Central High | 1410 L St | Geneva | NE | 68361-1555 | Fillmore | NE18632 | Active | 101015 | 2009 | Gianonni/Lochinvar | WTSS - Watertube SS Steel | Boiler Room | HWHT - Hot Water Heat | 9/30/2026
Fillmore Central High | 1410 L St | Geneva | NE | 68361-1555 | Fillmore | NE18633 | Active | 100974 | 2009 | Gianonni/Lochinvar | WTSS - Watertube SS Steel | Boiler Room | HWHT - Hot Water Heat | 9/30/2026
Fillmore Central High | 1410 L St | Geneva | NE | 68361-1555 | Fillmore | NE20487 | Inactive | 6965 | 1996 | VULCAN-HART | FTNF - Firetube Flueless | KITCHEN | 0021 - Steam Supp Cooker/Kettle | 6/30/2003
Fillmore Central High | 1410 L St | Geneva | NE | 68361-1555 | Fillmore | NE25929 | Active | 738 | 2014 | VULCAN HART | FT - Firetube Boiler | kitchen | COOK - Cooker/Kettle | 9/30/2026
Fillmore Central High | 1410 L St | Geneva | NE | 68361-1555 | Fillmore | NE27063 | Active | 204981 | 2015 | A.O. Smith | CHWH - ASME/Fired Water Heater | Mechanical Room | HWSD - Hot Water Dom/Potable | 9/30/2026
Fillmore Central High | 1410 L St | Geneva | NE | 68361-1555 | Fillmore | NE27064 | Active | 208548 | 2015 | A.O. Smith | CHWH - ASME/Fired Water Heater | Mechanical Room | HWSD - Hot Water Dom/Potable | 9/30/2026
Fillmore Central High | 1410 L St | Geneva | NE | 68361-1555 | Fillmore | NE34582 | Scrapped/Junked |  | 1974 | KEWA | FTSM - FTS Marine Dry Back | BOILER ROOM | HWHT - Hot Water Heat | 9/30/2009
Fillmore Central High | 1410 L St | Geneva | NE | 68361-1555 | Fillmore | NE34592 | Inactive |  | 1965 | MARKET FORGE INDUSTRIES | FT - Firetube Boiler | HIGH SCHOOL | 0021 - Steam Supp Cooker/Kettle | 6/30/1997
Bioiberica Nebraska Inc | 1660 R St | Geneva | NE | 68361-3171 | Fillmore | NE10023 | Active | 58513 | 1984 | Cleaver Brooks | FTSM - FTS Marine Dry Back | BOILER ROOM | PROC - Process Steam | 8/31/2026
Bioiberica Nebraska Inc | 1660 R St | Geneva | NE | 68361-3171 | Fillmore | NE14103 | Active | 10816 | 2009 | JOHNSTON BOILER COMP | FTSM - FTS Marine Dry Back | BOILER ROOM | PROC - Process Steam | 3/31/2027
Erdkamp Motors/G Erdkamp | 167 E Seneca | Exeter | NE | 68351-4215 | Fillmore | NE04920 | Inactive |  | 1980 | American Standard | CI - Cast Iron | BASEMENT | HWHT - Hot Water Heat | 9/30/1997
Fillmore County Hospital | 1900 F St | Geneva | NE | 68361-2229 | Fillmore | NE21080 | Active | 7201 | 2011 | Fulton | FT - Firetube Boiler | Boiler Room | GLYC - Glycol Bldg Heat Sys | 2/28/2027
Fillmore County Hospital | 1900 F St | Geneva | NE | 68361-2229 | Fillmore | NE21081 | Active | 7194 | 2011 | Fulton | FT - Firetube Boiler | Boiler Room | GLYC - Glycol Bldg Heat Sys | 2/28/2027
Fillmore County Hospital | 1900 F St | Geneva | NE | 68361-2229 | Fillmore | NE21082 | Active | 132679 | 2011 | PVI Industries | CHWH - ASME/Fired Water Heater | Boiler Room | HWSD - Hot Water Dom/Potable | 2/28/2027
Fillmore County Hospital | 1900 F St | Geneva | NE | 68361-2229 | Fillmore | NE21083 | Active | 132678 | 2011 | PVI Industries | CHWH - ASME/Fired Water Heater | Boiler Room | HWSD - Hot Water Dom/Potable | 2/28/2027
Fillmore County Hospital | 1900 F St | Geneva | NE | 68361-2229 | Fillmore | NE21084 | Active | 194080 | 2011 | Lochinvar | WTSS - Watertube SS Steel | Boiler Room | HWHS - Hotwater Heat Sidewalks | 2/28/2027
Fillmore County Hospital | 1900 F St | Geneva | NE | 68361-2229 | Fillmore | NE21089 | Out of Service | 2488 | 2011 | Chromalox, Inc. | ELBL - Electric Boiler | Sterilizer Room | STER - Sterilizer | 2/28/2024
Fillmore County Hospital | 1900 F St | Geneva | NE | 68361-2229 | Fillmore | NE24626 | Active | 4986 | 2013 | Chromalox, Inc. | ELBL - Electric Boiler | Sterilizer Room | STER - Sterilizer | 2/28/2027
Fillmore County Hospital | 1900 F St | Geneva | NE | 68361-2229 | Fillmore | NE42383 | Active | 31087 | 2022 | Steris Corp | ELBL - Electric Boiler | Sterilizer Room | STER - Sterilizer | 2/28/2027
Fillmore County Hospital | 1900 F St | Geneva | NE | 68361-2229 | Fillmore | NE42468 | Active | 1304 | 2021 | Fulton | FT - Firetube Boiler | Boiler Room | GLYC - Glycol Bldg Heat Sys | 2/28/2027
OHIOWA PUBLIC SCHOOL | 202 S MAIN | OHIOWA | NE | 68416 | FILLMORE | NE33401 | Inactive |  | 1964 | FRANK PROX |  | BOILER ROOM | STHT - Steam-Heat | 2/28/2005
MIDWEST PMS LLC | 208 NW RAILROAD AVE | SHICKLEY | NE | 68436 | FILLMORE | NE15328 | Inactive | 9262 | 1968 | US RADIATOR | FT - Firetube Boiler | RIGHT OF WAY | STHT - Steam-Heat | 6/30/1997
NE Nitro Geneva LLC | 2240 R Street | Geneva | NE | 68361 | Fillmore | NE27086 | Active | 1027 | 1975 | DIXIE STEEL | UFPV - Unfired Pressure Vessel | Conversion Area | 0035 - Ammonia Separator | 7/31/2026
NE Nitro Geneva LLC | 2240 R Street | Geneva | NE | 68361 | Fillmore | NE27087 | Active | 1024 | 1975 | DIXIE STEEL | UFPV - Unfired Pressure Vessel | Conversion Area | 0035 - Ammonia Separator | 7/31/2026
NE Nitro Geneva LLC | 2240 R Street | Geneva | NE | 68361 | Fillmore | NE27088 | Active | 1021 | 1975 | DIXIE STEEL | UFPV - Unfired Pressure Vessel | Conversion Area | 0035 - Ammonia Separator | 7/31/2026
NE Nitro Geneva LLC | 2240 R Street | Geneva | NE | 68361 | Fillmore | NE27089 | Active | 7205 | 1975 | Peerless | UFPV - Unfired Pressure Vessel | Conversion Area | 0035 - Ammonia Separator | 7/31/2026
NE Nitro Geneva LLC | 2240 R Street | Geneva | NE | 68361 | Fillmore | NE27090 | Active | 1198 | 1975 | Peerless | UFPV - Unfired Pressure Vessel | Conversion area | 0035 - Ammonia Separator | 7/31/2026
NE Nitro Geneva LLC | 2240 R Street | Geneva | NE | 68361 | Fillmore | NE27091 | Active | 99 | 1975 | Bison Welding | UFPV - Unfired Pressure Vessel | Process Area | 0008 - Pulsation Chamber/Dampener | 7/31/2026
NE Nitro Geneva LLC | 2240 R Street | Geneva | NE | 68361 | Fillmore | NE27092 | Active | 100 | 1975 | Bison Welding | UFPV - Unfired Pressure Vessel | Process Area | 0008 - Pulsation Chamber/Dampener | 7/31/2026
NE Nitro Geneva LLC | 2240 R Street | Geneva | NE | 68361 | Fillmore | NE27093 | Active | 780494 | 1975 | Kargard | UFPV - Unfired Pressure Vessel | Process Area | PROV - Process Vessel | 7/31/2026
NE Nitro Geneva LLC | 2240 R Street | Geneva | NE | 68361 | Fillmore | NE27094 | Active | 2686 | 1975 | Burgess | UFPV - Unfired Pressure Vessel | Process Area | 0004 - Absorber | 7/31/2026
NE Nitro Geneva LLC | 2240 R Street | Geneva | NE | 68361 | Fillmore | NE27095 | Active | 2678 | 1975 | Burgess-Manning | UFPV - Unfired Pressure Vessel | Compressor Room | 0004 - Absorber | 7/31/2026
NE Nitro Geneva LLC | 2240 R Street | Geneva | NE | 68361 | Fillmore | NE27096 | Active | 2684 | 1975 | Burgess | UFPV - Unfired Pressure Vessel | Compressor room | 0004 - Absorber | 7/31/2026
NE Nitro Geneva LLC | 2240 R Street | Geneva | NE | 68361 | Fillmore | NE27097 | Active | 780492 | 1975 | Kargard | UFPV - Unfired Pressure Vessel | Compressor Bldg | PROV - Process Vessel | 7/31/2026
NE Nitro Geneva LLC | 2240 R Street | Geneva | NE | 68361 | Fillmore | NE27098 | Active | 779989 | 1975 | Kargard | UFPV - Unfired Pressure Vessel | Compressor Room | PROV - Process Vessel | 7/31/2026
NE Nitro Geneva LLC | 2240 R Street | Geneva | NE | 68361 | Fillmore | NE27099 | Active | 0 | 1976 | Behm Co. | UFPV - Unfired Pressure Vessel | Process Area | 0035 - Ammonia Separator | 7/31/2026
NE Nitro Geneva LLC | 2240 R Street | Geneva | NE | 68361 | Fillmore | NE27265 | Active | 16604 | 2016 | Cleaver Brooks | WT - Water Tube Boiler | Boiler Plant | PROC - Process Steam | 7/31/2026
NE Nitro Geneva LLC | 2240 R Street | Geneva | NE | 68361 | Fillmore | NE27266 | Active | 16618 | 2016 | Cleaver Brooks | WT - Water Tube Boiler | Boiler Plant | PROC - Process Steam | 5/31/2026
NE Nitro Geneva LLC | 2240 R Street | Geneva | NE | 68361 | Fillmore | NE27267 | Active | 16631 | 2016 | Cleaver Brooks | WT - Water Tube Boiler | Boiler Plant | PROC - Process Steam | 7/31/2026
NE Nitro Geneva LLC | 2240 R Street | Geneva | NE | 68361 | Fillmore | NE27268 | Exempt | 2567 | 2016 | Cain Industries | ECON - Boiler Economizer | Boiler Plant | ECON - Boiler Economizer | 10/31/2017
NE Nitro Geneva LLC | 2240 R Street | Geneva | NE | 68361 | Fillmore | NE27269 | Exempt | 2566 | 2016 | Cain Industries | ECON - Boiler Economizer | Boiler Plant | ECON - Boiler Economizer | 10/31/2017
NE Nitro Geneva LLC | 2240 R Street | Geneva | NE | 68361 | Fillmore | NE27270 | Exempt | 2568 | 2016 | Cain Industries | ECON - Boiler Economizer | Boiler Plant | ECON - Boiler Economizer | 10/31/2017
NE Nitro Geneva LLC | 2240 R Street | Geneva | NE | 68361 | Fillmore | NE27278 | Active | 1448 | 2016 | Hydro-Chem | WHTB - Waste Heat Boiler | Process Area | PROC - Process Steam | 7/31/2026
NE Nitro Geneva LLC | 2240 R Street | Geneva | NE | 68361 | Fillmore | NE27300 | Inactive | 18271 | 2013 | Cleaver Brooks | FTSM - FTS Marine Dry Back | Portable Trailer | PROC - Process Steam | 12/31/2017
NE Nitro Geneva LLC | 2240 R Street | Geneva | NE | 68361 | Fillmore | NE27670 | Active | 98 | 1975 | Bison | UFPV - Unfired Pressure Vessel | Compressor Bldg | PROV - Process Vessel | 7/31/2026
NE Nitro Geneva LLC | 2240 R Street | Geneva | NE | 68361 | Fillmore | NE27671 | Active | 400 | 1975 | Electro Welding Co. | UFPV - Unfired Pressure Vessel | Compressor Bldg | PROV - Process Vessel | 7/31/2026
Fillmore Central Elementary | 225 N 17th St | Geneva | NE | 68361-1613 | Fillmore | NE16654 | Scrapped/Junked | 34544 | 1988 | State | AHWH - ANSI/Fired Water Htr | BOILER ROOM | HWSD - Hot Water Dom/Potable | 12/31/2014
Fillmore Central Elementary | 225 N 17th St | Geneva | NE | 68361-1613 | Fillmore | NE17451 | Scrapped/Junked | 32508 | 1992 | Bryan | WT - Water Tube Boiler | MECH ROOM | HWHT - Hot Water Heat | 9/30/2020
Fillmore Central Elementary | 225 N 17th St | Geneva | NE | 68361-1613 | Fillmore | NE29027 | Active | 9511 | 2019 | Riello | WT - Water Tube Boiler | Boiler Room | HWHT - Hot Water Heat | 11/30/2026
Fillmore Central Elementary | 225 N 17th St | Geneva | NE | 68361-1613 | Fillmore | NE29028 | Active | 9513 | 2019 | Riello | WT - Water Tube Boiler | Boiler Room | HWHT - Hot Water Heat | 11/30/2026
Fillmore Central Elementary | 225 N 17th St | Geneva | NE | 68361-1613 | Fillmore | NE29029 | Active | 9509 | 2019 | Riello | WT - Water Tube Boiler | Boiler Room | HWHT - Hot Water Heat | 11/30/2026
Fillmore Central Elementary | 225 N 17th St | Geneva | NE | 68361-1613 | Fillmore | NE29030 | Active | 9514 | 2019 | Riello | WT - Water Tube Boiler | Boiler Room | HWHT - Hot Water Heat | 11/30/2026
Mid America Feed Yard | 2350 Road 6950 | Ohiowa | NE | 68416-3062 | Fillmore | NE23364 | Active | 14181 | 1999 | SUPR | FT - Firetube Boiler | BOILER BLDG | PROC - Process Steam | 6/30/2026
Exeter-Milligan School | 318 S River Ave | Exeter | NE | 68351-4099 | Fillmore | NE17877 | Scrapped/Junked | N/A | 1993 | Peerless | CI - Cast Iron | BOILER ROOM | STHT - Steam-Heat | 2/28/2017
Exeter-Milligan School | 318 S River Ave | Exeter | NE | 68351-4099 | Fillmore | NE22319 | Scrapped/Junked | 76075 | 1997 | RHEEM | CHWH - ASME/Fired Water Heater | BOILER ROOM | HWSD - Hot Water Dom/Potable | 2/28/2017
Exeter-Milligan School | 318 S River Ave | Exeter | NE | 68351-4099 | Fillmore | NE30022 | Active | N/A | 1960 | American Standard | CI - Cast Iron | BOILER ROOM | STHT - Steam-Heat | 2/28/2027
Exeter-Milligan School | 318 S River Ave | Exeter | NE | 68351-4099 | Fillmore | NE33316 | Scrapped/Junked | n/a | 1965 | Kewanee | FTFB - Firetube-Firebox Boiler | BOILER ROOM | HWHT - Hot Water Heat | 2/28/2025
Exeter-Milligan School | 318 S River Ave | Exeter | NE | 68351-4099 | Fillmore | NE42833 | Active | 566711 | 2022 | Lochinvar | FTHT - Firetube Horizontal | Boiler Room | HWHT - Hot Water Heat | 2/28/2027
Exeter-Milligan School | 318 S River Ave | Exeter | NE | 68351-4099 | Fillmore | NE42834 | Active | 563734 | 2022 | Lochinvar | FTHT - Firetube Horizontal | Boiler Room | HWHT - Hot Water Heat | 2/28/2027
EXETER-MILLIGAN | 318 S RIVER AVE | EXETER | NE | 68351-4099 | FILLMORE | NE37703 | Scrapped/Junked |  | 1978 | DAY & NIGHT | AHWH - ANSI/Fired Water Htr | BOILER ROOM | HWSD - Hot Water Dom/Potable | 2/28/2006
Exeter Care Center | 425 S Empire Ave | Exeter | NE | 68351-4104 | Fillmore | NE10567 | Inactive | 77005 | 2003 | STAT | CHWH - ASME/Fired Water Heater | Blr Room by the Kitchen | HWSD - Hot Water Dom/Potable | 4/30/2014
Exeter Care Center | 425 S Empire Ave | Exeter | NE | 68351-4104 | Fillmore | NE11506 | Scrapped/Junked |  | 1990 | STATE INDUSTRIES | AHWH - ANSI/Fired Water Htr | BOILER RM / HALL 3 | HWSD - Hot Water Dom/Potable | 4/30/2003
Exeter Care Center | 425 S Empire Ave | Exeter | NE | 68351-4104 | Fillmore | NE20464 | Inactive | 50536 | 1995 | STAT | CHWH - ASME/Fired Water Heater | Boiler Room by Kitchen | HWSD - Hot Water Dom/Potable | 4/30/2014
Exeter Care Center | 425 S Empire Ave | Exeter | NE | 68351-4104 | Fillmore | NE22310 | Inactive | 142711 | 1997 | Raypak | COBL - Coil Type Boiler | Boiler room by kitchen | HWHT - Hot Water Heat | 4/30/2014
Exeter Care Center | 425 S Empire Ave | Exeter | NE | 68351-4104 | Fillmore | NE37421 | Scrapped/Junked |  | 1982 | STATE INDUSTRIES | AHWH - ANSI/Fired Water Htr | BOILER RM / BY KITCHEN | HWSD - Hot Water Dom/Potable | 4/30/2004
Exeter Care Center | 425 S Empire Ave | Exeter | NE | 68351-4104 | Fillmore | NE37422 | Inactive | 9999 | 1985 | Raypak | COBL - Coil Type Boiler | Boiler Rm/Hall 3 | HWHT - Hot Water Heat | 4/30/2014
Heritage Crossings | 501 N 13th St | Geneva | NE | 68361-1549 | Fillmore | NE01627 | Active | 70330 | 2003 | WEBEN JARCO | COBL - Coil Type Boiler | BOILER ROOM | HWHT - Hot Water Heat | 5/31/2026
Heritage Crossings | 501 N 13th St | Geneva | NE | 68361-1549 | Fillmore | NE01628 | Scrapped/Junked | 70228 | 2003 | WEBEN JARCO | COBL - Coil Type Boiler | BOILER ROOM | HWHT - Hot Water Heat | 5/31/2019
Heritage Crossings | 501 N 13th St | Geneva | NE | 68361-1549 | Fillmore | NE06078 | Scrapped/Junked | 70260 | 2003 | WEBEN JARCO | COBL - Coil Type Boiler | BOILER ROOM | HWSD - Hot Water Dom/Potable | 5/31/2016
Heritage Crossings | 501 N 13th St | Geneva | NE | 68361-1549 | Fillmore | NE08891 | Active | 67352 | 2001 | WEBEN JARCO | COBL - Coil Type Boiler | SW MECH ROOM | HWSD - Hot Water Dom/Potable | 5/31/2026
Heritage Crossings | 501 N 13th St | Geneva | NE | 68361-1549 | Fillmore | NE08892 | Active | 67329 | 2001 | WEBEN JARCO | COBL - Coil Type Boiler | SW MECH ROOM | HWSD - Hot Water Dom/Potable | 5/31/2026
Heritage Crossings | 501 N 13th St | Geneva | NE | 68361-1549 | Fillmore | NE11479 | Scrapped/Junked |  | 1989 | H.B. SMITH |  | BOILER ROOM | HWHT - Hot Water Heat | 5/31/2004
Heritage Crossings | 501 N 13th St | Geneva | NE | 68361-1549 | Fillmore | NE11505 | Scrapped/Junked | 14660 | 1991 | AO SMITH | COBL - Coil Type Boiler | BOILER ROOM | HWSD - Hot Water Dom/Potable | 5/31/2004
Heritage Crossings | 501 N 13th St | Geneva | NE | 68361-1549 | Fillmore | NE11524 | Scrapped/Junked | 18406 | 1992 | WEBEN JARCO | COBL - Coil Type Boiler | BOILER ROOM | HWSD - Hot Water Dom/Potable | 5/31/2016
Heritage Crossings | 501 N 13th St | Geneva | NE | 68361-1549 | Fillmore | NE19137 | Scrapped/Junked |  | 1989 | H.B. SMITH |  | BOILER ROOM | HWHT - Hot Water Heat | 5/31/2004
Heritage Crossings | 501 N 13th St | Geneva | NE | 68361-1549 | Fillmore | NE26017 | Active | 329996 | 2014 | CAMUS | WTSS - Watertube SS Steel | Boiler Room | HWSD - Hot Water Dom/Potable | 5/31/2026
Heritage Crossings | 501 N 13th St | Geneva | NE | 68361-1549 | Fillmore | NE26018 | Active | 330003 | 2014 | CAMUS | WTSS - Watertube SS Steel | Boiler Room | HWSD - Hot Water Dom/Potable | 5/31/2026
Heritage Crossings | 501 N 13th St | Geneva | NE | 68361-1549 | Fillmore | NE28104 | Active | 12829 | 2018 | Sellers | COBL - Coil Type Boiler | Boiler Room | HWHT - Hot Water Heat | 5/31/2026
Village of Milligan | 502 9th St | Milligan | NE | 68406-3978 | Fillmore | NE10853 | Active | na | 2002 | Burnham | CI - Cast Iron | 2ND FLR MECH RM | HWHT - Hot Water Heat | 2/28/2027
Village of Milligan | 502 9th St | Milligan | NE | 68406-3978 | Fillmore | NE31589 | Active | N/A | 1957 | American Standard | CI - Cast Iron | Boiler Room | STHT - Steam-Heat | 2/28/2027
Village of Milligan | 502 9th St | Milligan | NE | 68406-3978 | Fillmore | NE32824 | Scrapped/Junked |  | 1978 | PEERLESS HEATER COMPANY |  | BOILER ROOM/2ND FLR | HWHT - Hot Water Heat | 3/31/2004
American Legion Post #240 | 505 Main St | Milligan | NE | 68406-3953 | Fillmore | NE24347 | Inactive | n/a | 1997 | Peerless | CI - Cast Iron | BASEMENT | STHT - Steam-Heat | 12/31/2015
Burlington Northern Santa Fe Depot Bldg | 550 D St | Fairmont | NE | 68354-7500 | Fillmore | NE24694 | Active | n/a | 1999 | American Standard | CI - Cast Iron | mech room | HWHT - Hot Water Heat | 5/31/2026
GENEVA MILLING COMPANY | 709 D St | Geneva | NE | 68361-2421 | FILLMORE | NE00985 | Inactive | 604 | 1954 | NEBRASKA BOILER | WT - Water Tube Boiler | MILL | PROC - Process Steam | 6/30/1999
GENEVA MILLING COMPANY | 709 D St | Geneva | NE | 68361-2421 | FILLMORE | NE30197 | Inactive |  | 1940 | AMERICAN RADIATOR |  | BOILER ROOM | STHT - Steam-Heat | 11/30/2004
State owned property (vacant) | 855 N 1st St | Geneva | NE | 68361-3101 | Fillmore | NE01014 | Inactive | 2898 | 1954 | Murray | FHRT - FT Horiz Return Tube | BOILER HOUSE | STHT - Steam-Heat | 10/31/2010
State owned property (vacant) | 855 N 1st St | Geneva | NE | 68361-3101 | Fillmore | NE01016 | Scrapped/Junked | 2399 | 1954 | Murray | FHRT - FT Horiz Return Tube | BOILER HOUSE | STHT - Steam-Heat | 10/31/2011
State owned property (vacant) | 855 N 1st St | Geneva | NE | 68361-3101 | Fillmore | NE10809 | Out of Service | 106524 | 2002 | Pvi | FT - Firetube Boiler | DORM | HWHT - Hot Water Heat | 3/31/2024
State owned property (vacant) | 855 N 1st St | Geneva | NE | 68361-3101 | Fillmore | NE19481 | Out of Service | 16964 | 2011 | Superior Boiler Works | FTWB - FTS Marine Wet Back | Boiler House, #3 | BSUP - Bldg Heat & Process | 3/31/2025
State owned property (vacant) | 855 N 1st St | Geneva | NE | 68361-3101 | Fillmore | NE19482 | Out of Service | 16965 | 2011 | Superior Boiler Works | FTWB - FTS Marine Wet Back | Boiler House, #2 | BSUP - Bldg Heat & Process | 3/31/2025
State owned property (vacant) | 855 N 1st St | Geneva | NE | 68361-3101 | Fillmore | NE19483 | Out of Service | 16966 | 2011 | Superior Boiler Works | FTWB - FTS Marine Wet Back | Boiler House, #1 | BSUP - Bldg Heat & Process | 3/31/2025
State owned property (vacant) | 855 N 1st St | Geneva | NE | 68361-3101 | Fillmore | NE27305 | Out of Service | 121348 | 2017 | Bradford White | CHWH - ASME/Fired Water Heater | School Basement | HWSD - Hot Water Dom/Potable | 3/31/2024
State owned property (vacant) | 855 N 1st St | Geneva | NE | 68361-3101 | Fillmore | NE30752 | Exempt 1999 LB-66 |  | 1989 | AO SMITH | ELWH - Electric Water Heater | KITCHEN | HWSD - Hot Water Dom/Potable | 6/30/2000
Fillmore Cnty Courthouse | 900 G St | Geneva | NE | 68361-2035 | Fillmore | NE22380 | Scrapped/Junked | n/a | 1998 | Peerless | CI - Cast Iron | BASEMENT | HWHT - Hot Water Heat | 1/31/2018
Fillmore Cnty Courthouse | 900 G St | Geneva | NE | 68361-2035 | Fillmore | NE27306 | Active | 238860 | 2016 | Lochinvar | FTSS - Firetube Stainless Steel | Basement | HWHT - Hot Water Heat | 11/30/2026
Fillmore Cnty Courthouse | 900 G St | Geneva | NE | 68361-2035 | Fillmore | NE27307 | Active | 277525 | 2017 | Lochinvar | FTSS - Firetube Stainless Steel | Basement | HWHT - Hot Water Heat | 11/30/2026
Fillmore Central Middle School | 950 F St | Fairmont | NE | 68354-4066 | FILLMORE | NE04921 | Scrapped/Junked | n/a | 1988 | RHEEM | AHWH - ANSI/Fired Water Htr | SHOP BOILER ROOM | HWSD - Hot Water Dom/Potable | 9/30/2016
Fillmore Central Middle School | 950 F St | Fairmont | NE | 68354-4066 | FILLMORE | NE04922 | Scrapped/Junked |  | 1980 | RHEEM GLASS | AHWH - ANSI/Fired Water Htr | SHOP BOILER ROOM | HWSD - Hot Water Dom/Potable | 6/30/2000
Fillmore Central Middle School | 950 F St | Fairmont | NE | 68354-4066 | FILLMORE | NE04923 | Out of Service | n/a | 1980 | RHEEM GLASS | AHWH - ANSI/Fired Water Htr | SHOP BOILER ROOM | HWSD - Hot Water Dom/Potable | 9/30/2005
Fillmore Central Middle School | 950 F St | Fairmont | NE | 68354-4066 | FILLMORE | NE04924 | Inactive |  | 1965 | DAY & NIGHT | AHWH - ANSI/Fired Water Htr |  | HWSD - Hot Water Dom/Potable | 6/30/1996
Fillmore Central Middle School | 950 F St | Fairmont | NE | 68354-4066 | FILLMORE | NE14105 | Active | 26577 | 2006 | LOCHINVAR | WTSS - Watertube SS Steel | EAST BOILER ROOM | HWHT - Hot Water Heat | 9/30/2026
Fillmore Central Middle School | 950 F St | Fairmont | NE | 68354-4066 | FILLMORE | NE14106 | Active | 26641 | 2006 | LOCHINVAR | WTSS - Watertube SS Steel | EAST BOILER ROOM | HWHT - Hot Water Heat | 9/30/2026
Fillmore Central Middle School | 950 F St | Fairmont | NE | 68354-4066 | FILLMORE | NE14107 | Active | 29705 | 2006 | LOCHINVAR | WTSS - Watertube SS Steel | WEST BOILER ROOM | HWHT - Hot Water Heat | 9/30/2026
Fillmore Central Middle School | 950 F St | Fairmont | NE | 68354-4066 | FILLMORE | NE14108 | Active | 29317 | 2006 | LOCHINVAR | WTSS - Watertube SS Steel | WEST BOILER ROOM | HWHT - Hot Water Heat | 9/30/2026
Fillmore Central Middle School | 950 F St | Fairmont | NE | 68354-4066 | FILLMORE | NE19167 | Exempt 1999 LB-66 |  | 1976 | STATE INDUSTRIES | AHWH - ANSI/Fired Water Htr | OLD BOILER ROOM | HWSD - Hot Water Dom/Potable | 6/30/1999
Fillmore Central Middle School | 950 F St | Fairmont | NE | 68354-4066 | FILLMORE | NE23575 | Scrapped/Junked | 79239 | 1998 | RHEEM | CHWH - ASME/Fired Water Heater | BOILER ROOM | HWSD - Hot Water Dom/Potable | 9/30/2016
Fillmore Central Middle School | 950 F St | Fairmont | NE | 68354-4066 | FILLMORE | NE30290 | Inactive |  | 1963 | KEWANEE | FTFB - Firetube-Firebox Boiler | OLD BOILER ROOM | STHT - Steam-Heat | 9/30/2007
Fillmore Central Middle School | 950 F St | Fairmont | NE | 68354-4066 | FILLMORE | NE32846 | Inactive | 33695 | 1980 | KEWANEE | FTFB - Firetube-Firebox Boiler | BOILER ROOM | HWHT - Hot Water Heat | 9/30/2007
Horizontal Drilling Camp | Cty road 5 | Geneva | NE | 68361 | Fillmore | NE27901 | Out of Service | 42385 | 1978 | Cleaver Brooks | FT - Firetube Boiler | Mobile Trailer | PROC - Process Steam | 11/30/2019
STRANG COMMUNITY CENTER | MAIN ST | STRANG | NE | 68444 | FILLMORE | NE30218 | Inactive |  | 1963 | AMERICAN STANDARD |  | BOILER ROOM | STHT - Steam-Heat | 1/31/2007
ROBERT E TRAUGER | PO Box 63 | Exeter | NE | 68351-0063 | FILLMORE | NE01162 | Inactive |  | 1913 | REEVES | HOBB - Hobby/Antique Boiler |  | 0024 - Antique Steam Tractor | 6/30/1987
ROBERT E TRAUGER | PO Box 63 | Exeter | NE | 68351-0063 | FILLMORE | NE01163 | Inactive |  | 1890 | FRICK COMPANY | HOBB - Hobby/Antique Boiler | PORTABLE | 0024 - Antique Steam Tractor | 7/31/1991
ROBERT E TRAUGER | PO Box 63 | Exeter | NE | 68351-0063 | FILLMORE | NE01193 | Inactive |  | 1884 | NICHOLS-SHEPARD | HOBB - Hobby/Antique Boiler | PORTABLE | 0024 - Antique Steam Tractor | 7/31/1991
ROBERT E TRAUGER | PO Box 63 | Exeter | NE | 68351-0063 | FILLMORE | NE01288 | Inactive |  | 1919 | ADVANCE-RUMLEY | HOBB - Hobby/Antique Boiler | PORTABLE | 0024 - Antique Steam Tractor | 6/30/1988
GERALD SLEZAK | RR 1 Box 102 | Milligan | NE | 68406-9801 | FILLMORE | NE15262 | Inactive | 30134 | 1966 | CLEAVER BROOKS | FT - Firetube Boiler | COURTHOUSE | STHT - Steam-Heat | 4/30/1998
Franklin Public School | 1001 M St | Franklin | NE | 68939-1120 | FRANKLIN | NE09758 | Scrapped/Junked | 93674 | 2002 | RHEEM | CHWH - ASME/Fired Water Heater | BOILER ROOM | HWSD - Hot Water Dom/Potable | 8/31/2022
Franklin Public School | 1001 M St | Franklin | NE | 68939-1120 | FRANKLIN | NE09759 | Scrapped/Junked | 93675 | 2002 | RHEEM | CHWH - ASME/Fired Water Heater | BOILER ROOM | HWSD - Hot Water Dom/Potable | 8/31/2022
Franklin Public School | 1001 M St | Franklin | NE | 68939-1120 | FRANKLIN | NE34311 | Scrapped/Junked |  | 1966 | SELLERS | FT - Firetube Boiler | BOILER ROOM | HWSD - Hot Water Dom/Potable | 8/31/2002
Franklin Public School | 1001 M St | Franklin | NE | 68939-1120 | FRANKLIN | NE41616 | Active | 167593 | 2022 | RHEEM | CHWH - ASME/Fired Water Heater | BOILER ROOM | HWSD - Hot Water Dom/Potable | 11/30/2026
Franklin Public School | 1001 M St | Franklin | NE | 68939-1120 | FRANKLIN | NE41617 | Active | 167594 | 2022 | RHEEM | CHWH - ASME/Fired Water Heater | BOILER ROOM | HWSD - Hot Water Dom/Potable | 11/30/2026
Accura Healthcare | 1006 M St | Franklin | NE | 68939-1119 | Franklin | NE02336 | Inactive | n/a | 2004 | H B Smith | CI - Cast Iron | BOILER ROOM | HWDP - Hotwater Heat & Dom Supply | 4/30/2022
Accura Healthcare | 1006 M St | Franklin | NE | 68939-1119 | Franklin | NE14964 | Out of Service | na | 1963 | KEWA | FTFB - Firetube-Firebox Boiler | BOILER ROOM | HWHT - Hot Water Heat | 5/31/2010
Accura Healthcare | 1006 M St | Franklin | NE | 68939-1119 | Franklin | NE14965 | Scrapped/Junked |  | 1963 | KEWANEE | FTFB - Firetube-Firebox Boiler | BOILER ROOM | HWHT - Hot Water Heat | 6/30/2004
Accura Healthcare | 1006 M St | Franklin | NE | 68939-1119 | Franklin | NE41378 | Active | 548147 | 2022 | Sermeta | COBL - Coil Type Boiler | Boiler Room | HWDP - Hotwater Heat & Dom Supply | 11/30/2026
Franklin County Memorial Hospital | 1406 Q St | Franklin | NE | 68939-1073 | FRANKLIN | NE01653 | Active | 13178 | 2003 | ALES | FTFB - Firetube-Firebox Boiler | BOILER RM #2 | HWHT - Hot Water Heat | 8/31/2026
Franklin County Memorial Hospital | 1406 Q St | Franklin | NE | 68939-1073 | FRANKLIN | NE01654 | Active | 13176 | 2003 | ALES | FTFB - Firetube-Firebox Boiler | BOILER ROOM #1 | HWHT - Hot Water Heat | 8/31/2026
Franklin County Memorial Hospital | 1406 Q St | Franklin | NE | 68939-1073 | FRANKLIN | NE10942 | Scrapped/Junked | 6389 | 1972 | SUPERIOR BOILERWORKS | FTSM - FTS Marine Dry Back | BOILER ROOM | BSUP - Bldg Heat & Process | 4/30/2003
Franklin County Memorial Hospital | 1406 Q St | Franklin | NE | 68939-1073 | FRANKLIN | NE10943 | Scrapped/Junked | 6390 | 1972 | SUPERIOR BOILERWORKS | FTSM - FTS Marine Dry Back | BOILER ROOM | BSUP - Bldg Heat & Process | 4/30/2003
Franklin County Memorial Hospital | 1406 Q St | Franklin | NE | 68939-1073 | FRANKLIN | NE16094 | Active | 115960 | 2008 | RHEEM | ELWH - Electric Water Heater | New Mech. Rm. | HWSD - Hot Water Dom/Potable | 8/31/2026
Franklin County Memorial Hospital | 1406 Q St | Franklin | NE | 68939-1073 | FRANKLIN | NE17295 | Scrapped/Junked | 17748 | 1992 | AOSM | COBL - Coil Type Boiler | BOILER ROOM | HWSD - Hot Water Dom/Potable | 8/31/2022
Franklin County Memorial Hospital | 1406 Q St | Franklin | NE | 68939-1073 | FRANKLIN | NE41327 | Scrapped/Junked | 376387 | 2016 | Sermeta | COBL - Coil Type Boiler | Boiler Room | HWCA - Hotwater to Coil Htexchgr | 8/31/2025
Franklin County Memorial Hospital | 1406 Q St | Franklin | NE | 68939-1073 | FRANKLIN | NE43638 | Active | 617199 | 2024 | Lochinvar | FTSS - Firetube Stainless Steel | Boiler Room | HWHT - Hot Water Heat | 8/31/2026
CAMPBELL ELEMENTARY | 261 STUART | CAMPBELL | NE | 68932 | FRANKLIN | NE33440 | Inactive |  | 1956 | CRANE |  | BOILER ROOM | STHT - Steam-Heat | 3/31/1999
Franklin County Building | 405 15th Ave | Franklin | NE | 68939-1330 | Franklin | NE23546 | Out of Service | N/A | 1999 | Peerless | CI - Cast Iron | BOILER ROOM | STHT - Steam-Heat | 2/28/2017
Hildreth Public Schools | 613 Nelson St | Hildreth | NE | 68947-5162 | Franklin | NE31459 | Active | N/A | 1964 | Bryan | CI - Cast Iron | BOILER ROOM | STHT - Steam-Heat | 4/30/2027
HILDRETH PUBLIC SCHOOLS | 613 Nelson St | Hildreth | NE | 68947-5162 | FRANKLIN | NE19158 | Exempt 1999 LB-66 |  | 1988 | RUUD | AHWH - ANSI/Fired Water Htr |  | HWSD - Hot Water Dom/Potable | 3/31/1999
HILDRETH PUBLIC SCHOOLS | 613 Nelson St | Hildreth | NE | 68947-5162 | FRANKLIN | NE31460 | Inactive | N/A | 1959 | CRANE |  | BOYS LOCKER RM | HWHT - Hot Water Heat | 4/30/2007
Bloomington Public Sch | Po Box 248 | Bloomington | NE | 68929-0248 | Franklin | NE31478 | Inactive |  | 1928 | Kewannee | FT - Firetube Boiler | BOILER ROOM | STHT - Steam-Heat | 7/31/1989
SCHOOL DISTRICT 3 | PO Box 98 | Riverton | NE | 68972-0098 | FRANKLIN | NE34671 | Inactive |  | 1969 | KEWANEE | FT - Firetube Boiler | BOILER ROOM | STHT - Steam-Heat | 8/31/1992
Curtis Ne Depot | #2 Central Ave | Curtis | NE | 69025 | Frontier | NE35181 | Scrapped/Junked | n/a | 1983 | Weil-Mcclain | CI - Cast Iron | BOILER ROOM | HWHT - Hot Water Heat | 6/30/2011
Maywood Elementary School | 1 Tiger Dr | Maywood | NE | 69038-5158 | Frontier | NE31798 | Scrapped/Junked | 4035 | 1963 | Burnham | FTFB - Firetube-Firebox Boiler | BOILER ROOM | HWHT - Hot Water Heat | 4/30/2021
Maywood High School | 1 Tiger Dr | Maywood | NE | 69038-5158 | Frontier | NE23526 | Scrapped/Junked | 46217 | 1998 | AO SMITH | COBL - Coil Type Boiler | BOILER ROOM | HWSD - Hot Water Dom/Potable | 4/30/2021
Maywood High School | 1 Tiger Dr | Maywood | NE | 69038-5158 | Frontier | NE34430 | Scrapped/Junked | n/a | 1972 | Peerless | CI - Cast Iron | BOILER ROOM | HWHT - Hot Water Heat | 4/30/2021
Maywood High School | 1 Tiger Dr | Maywood | NE | 69038-5158 | Frontier | NE34431 | Scrapped/Junked | n/a | 1972 | Peerless | CI - Cast Iron | BOILER ROOM | HWHT - Hot Water Heat | 4/30/2021
Maywood High School | 1 Tiger Dr | Maywood | NE | 69038-5158 | Frontier | NE41104 | Active | 215589 | 2021 | Lochinvar | COND - Condenser | BOILER ROOM | HWHT - Hot Water Heat | 12/31/2026
Maywood High School | 1 Tiger Dr | Maywood | NE | 69038-5158 | Frontier | NE41105 | Active | 215582 | 2021 | Lochinvar | COND - Condenser | BOILER ROOM | HWHT - Hot Water Heat | 12/31/2026
Medicine Valley High School | 303 Crook Ave | Curtis | NE | 69025-9500 | Frontier | NE22435 | Active | N/A | 1990 | Ruud-Rheem | CHWH - ASME/Fired Water Heater | South End | HWSD - Hot Water Dom/Potable | 7/31/2027
Medicine Valley High School | 303 Crook Ave | Curtis | NE | 69025-9500 | Frontier | NE22436 | Scrapped/Junked | 1946 | 1990 | Day & Night | CHWH - ASME/Fired Water Heater | South End | HWSD - Hot Water Dom/Potable | 7/31/2024
UNL College of Technical AG | 404 E 7th St | Curtis | NE | 69025-2807 | Frontier | NE01326 | Active | 6367 | 1972 | superior | FTSM - FTS Marine Dry Back | Utility Plant | STHT - Steam-Heat | 6/30/2026
UNL College of Technical AG | 404 E 7th St | Curtis | NE | 69025-2807 | Frontier | NE01382 | Inactive | 95402 | 1977 | Chro | ELBL - Electric Boiler | Dairy Barn Bldg #6C | PROC - Process Steam | 8/31/2011
UNL College of Technical AG | 404 E 7th St | Curtis | NE | 69025-2807 | Frontier | NE08051 | Active | 37662 | 1983 | Kewanee | FTWB - FTS Marine Wet Back | Utility Plant | STHT - Steam-Heat | 8/31/2026
UNL College of Technical AG | 404 E 7th St | Curtis | NE | 69025-2807 | Frontier | NE11563 | Inactive | 13291 | 1975 | Ruud-Rheem |  | APS Vet Tech |  | 8/31/2001
UNL College of Technical AG | 404 E 7th St | Curtis | NE | 69025-2807 | Frontier | NE11564 | Inactive | 13346 | 1975 | Ruud-Rheem |  | APS Vet Tech |  | 8/31/2000
UNL College of Technical AG | 404 E 7th St | Curtis | NE | 69025-2807 | Frontier | NE19592 | Active | 224221 | 2010 | Lochinvar | CPFT - Horiz Cpr Fin Boiler | Mech. Room | HWHT - Hot Water Heat | 4/30/2026
UNL College of Technical AG | 404 E 7th St | Curtis | NE | 69025-2807 | Frontier | NE24164 | Active | 30831 | 2011 | Burnham | FTFB - Firetube-Firebox Boiler | power plant | STHT - Steam-Heat | 8/31/2025
Curtis Housing Authority | 501 Crook Ave | Curtis | NE | 69025-9541 | Frontier | NE25439 | Active | n/a | 1997 | Bryan | CI - Cast Iron | BOILER ROOM | HWHT - Hot Water Heat | 10/31/2026
Eustis-Farnam School | 504 N Ingall St | Eustis | NE | 69028-3527 | Frontier | NE10172 | Active | 16627 | 2007 | ALES | FTVT - Firetube Vertical TB | BOILER ROOM | HWHT - Hot Water Heat | 3/31/2027
Eustis-Farnam School | 504 N Ingall St | Eustis | NE | 69028-3527 | Frontier | NE10173 | Active | 16629 | 2007 | ALES | FTVT - Firetube Vertical TB | BOILER ROOM | HWHT - Hot Water Heat | 3/31/2027
Eustis-Farnam School | 504 N Ingall St | Eustis | NE | 69028-3527 | Frontier | NE10174 | Out of Service | 18422 | 2007 | Rbi | FTVT - Firetube Vertical TB | POOL MECH ROOM | IPHT - Indoor Pool Heater | 3/31/2019
Eustis-Farnam School | 504 N Ingall St | Eustis | NE | 69028-3527 | Frontier | NE17251 | Scrapped/Junked |  | 1992 | PEER | CI - Cast Iron | BOILER ROOM | STHT - Steam-Heat | 3/31/2008
Eustis-Farnam School | 504 N Ingall St | Eustis | NE | 69028-3527 | Frontier | NE20201 | Exempt 1999 LB-66 |  | 1992 | RHEEM MANUFACTURING CO | AHWH - ANSI/Fired Water Htr |  | HWSD - Hot Water Dom/Potable | 6/30/2000
Eustis-Farnam School | 504 N Ingall St | Eustis | NE | 69028-3527 | Frontier | NE28115 | Active | 484249 | 2019 | Raypak | CPFH - Copper Fin Water Heater | POOL MECH ROOM | IPHT - Indoor Pool Heater | 7/31/2026
Eustis-Farnam School | 504 N Ingall St | Eustis | NE | 69028-3527 | Frontier | NE31850 | Scrapped/Junked | 23009 | 1970 | Cleaver & Brooks | WT - Water Tube Boiler | BOILER ROOM | HWHT - Hot Water Heat | 3/31/2007
Berean Fundamental Church | 512 Prentiss Ave | Curtis | NE | 69025-6130 | Frontier | NE32773 | Scrapped/Junked |  | 1962 | RHEE | CI - Cast Iron | BOILER ROOM | HWHT - Hot Water Heat | 12/31/2003
Medicine Valley Elementary School | 605 Ord St | Curtis | NE | 69025-3004 | FRONTIER | NE22434 | Scrapped/Junked |  | 1968 | DAY & NIGHT | AHWH - ANSI/Fired Water Htr | NORTH END | HWSD - Hot Water Dom/Potable | 6/30/2000
Medicine Valley Elementary School | 605 Ord St | Curtis | NE | 69025-3004 | FRONTIER | NE31732 | Active | 27883 | 1953 | Fitzgibbons | FT - Firetube Boiler | Boiler room | STHT - Steam-Heat | 10/31/2026
Nebraska Agriculture College | 901 Howard Ave | Curtis | NE | 69025-3015 | Frontier | NE04397 | Inactive |  | 1962 | BURN | CI - Cast Iron | BOILER ROOM | HWHT - Hot Water Heat | 6/30/2008
Nebraska Agriculture College | 901 Howard Ave | Curtis | NE | 69025-3015 | Frontier | NE05805 | Exempt 1999 LB-66 |  | 1994 | AO SMITH | AHWH - ANSI/Fired Water Htr | BOILER ROOM | HWSD - Hot Water Dom/Potable | 4/30/2000
Nebraska Agriculture College | 901 Howard Ave | Curtis | NE | 69025-3015 | Frontier | NE05806 | Exempt 1999 LB-66 |  | 1986 | BRADFORD-WHITE | AHWH - ANSI/Fired Water Htr | BOILER ROOM | HWSD - Hot Water Dom/Potable | 4/30/2000
Nebraska Agriculture College | 901 Howard Ave | Curtis | NE | 69025-3015 | Frontier | NE05807 | Exempt 1999 LB-66 |  | 1996 | RHEEM MANUFACTURING CO | AHWH - ANSI/Fired Water Htr | BOILER ROOM | HWSD - Hot Water Dom/Potable | 4/30/2000
Beaver City Elementary | 1000 T St | Beaver City | NE | 68926-2782 | Furnas | NE08622 | Inactive |  | 2001 | PEER | CI - Cast Iron | BASEMENT BOILER ROOM | STHT - Steam-Heat | 7/31/2008
Beaver City Elementary | 1000 T St | Beaver City | NE | 68926-2782 | Furnas | NE20262 | Exempt 1999 LB-66 |  | 1993 | AO SMITH | AHWH - ANSI/Fired Water Htr |  | HWSD - Hot Water Dom/Potable | 7/31/2000
Beaver City Elementary | 1000 T St | Beaver City | NE | 68926-2782 | Furnas | NE20263 | Exempt 1999 LB-66 |  | 1981 | RHEEM MANUFACTURING CO | AHWH - ANSI/Fired Water Htr |  | HWSD - Hot Water Dom/Potable | 7/31/2000
Beaver City Elementary | 1000 T St | Beaver City | NE | 68926-2782 | Furnas | NE32826 | Inactive |  | 1978 | PEER | CI - Cast Iron | BOILER ROOM | STHT - Steam-Heat | 7/31/2008
Beaver City Elementary | 1000 T St | Beaver City | NE | 68926-2782 | Furnas | NE32827 | Scrapped/Junked |  | 1978 | PEERLESS HEATER COMPANY |  | BOILER ROOM | STHT - Steam-Heat | 7/31/2002
Cambridge Public School | 1003 Nelson St | Cambridge | NE | 69022-3525 | Furnas | NE11329 | Scrapped/Junked | 87689 | 2004 | Unknown | CHWH - ASME/Fired Water Heater | ABOVE STAGE | HWSD - Hot Water Dom/Potable | 11/30/2007
Cambridge Public School | 1003 Nelson St | Cambridge | NE | 69022-3525 | Furnas | NE20277 | Scrapped/Junked | 21259 | 1989 | Bradford White | CHWH - ASME/Fired Water Heater | SHOP BOILER ROOM | HWSD - Hot Water Dom/Potable | 11/30/2006
Cambridge Elementary Sch | 1003 Nelson St | Cambridge | NE | 69022-3525 | Furnas | NE20276 | Exempt 1999 LB-66 |  | 1966 | AO SMITH | AHWH - ANSI/Fired Water Htr | BOILER ROOM | HWSD - Hot Water Dom/Potable | 7/31/1999
Cambridge Elementary Sch | 1003 Nelson St | Cambridge | NE | 69022-3525 | Furnas | NE30965 | Scrapped/Junked |  | 1987 | RHEE | AHWH - ANSI/Fired Water Htr | BOILER ROOM | HWSD - Hot Water Dom/Potable | 11/30/2006
Cambridge Elementary Sch | 1003 Nelson St | Cambridge | NE | 69022-3525 | Furnas | NE31366 | Scrapped/Junked |  | 1953 | KEWA | FTFB - Firetube-Firebox Boiler | BOILER ROOM | STHT - Steam-Heat | 11/30/2007
Cambridge Elementary Sch | 1003 Nelson St | Cambridge | NE | 69022-3525 | Furnas | NE31367 | Scrapped/Junked |  | 1953 | KEWA | FTFB - Firetube-Firebox Boiler | BOILER ROOM | STHT - Steam-Heat | 11/30/2007
Cambridge Elementary Sch | 1003 Nelson St | Cambridge | NE | 69022-3525 | Furnas | NE31382 | Scrapped/Junked | 2645 | 1965 | KEWA | FTFB - Firetube-Firebox Boiler | BOILER ROOM | HWHT - Hot Water Heat | 11/30/2007
Cambridge High School | 1003 Nelson St | Cambridge | NE | 69022-3525 | Furnas | NE12242 | Active | 106929 | 2005 | RHEEM | CHWH - ASME/Fired Water Heater | Shop class Mechanical room | HWSD - Hot Water Dom/Potable | 11/30/2025
Cambridge High School | 1003 Nelson St | Cambridge | NE | 69022-3525 | Furnas | NE12243 | Scrapped/Junked | 106959 | 2005 | RHEEM | CHWH - ASME/Fired Water Heater | BASEMENT | HWSD - Hot Water Dom/Potable | 11/30/2019
Cambridge High School | 1003 Nelson St | Cambridge | NE | 69022-3525 | Furnas | NE18681 | Scrapped/Junked | C27229 | 2010 | A O Smith | COWH - Coil Type Water Heater | Upstairs Boiler Room | HWSD - Hot Water Dom/Potable | 10/31/2015
Cambridge High School | 1003 Nelson St | Cambridge | NE | 69022-3525 | Furnas | NE20278 | Scrapped/Junked | 12942 | 1992 | AO SMITH | CHWH - ASME/Fired Water Heater | THEATRE BOILER AREA | HWSD - Hot Water Dom/Potable | 11/30/2004
TRINITY LUTHERAN CHURCH | 1005 9th St | Arapahoe | NE | 68922-2826 | FURNAS | NE22292 | Scrapped/Junked |  | 1963 | AMERICAN STANDARD |  | BOILER ROOM | HWHT - Hot Water Heat | 3/31/2006
Oxford Housing Authority | 103 N Railway St | Oxford | NE | 68967-2731 | Furnas | NE17996 | Active | N/A | 2010 | Burnham | CI - Cast Iron | Boiler Room | HWHT - Hot Water Heat | 8/31/2026
Oxford Housing Authority | 103 N Railway St | Oxford | NE | 68967-2731 | Furnas | NE18682 | Exempt | N/A | 2010 | Burnham | CI - Cast Iron | Boiler Room | HWHT - Hot Water Heat | 10/29/2010
Oxford Housing Authority | 103 N Railway St | Oxford | NE | 68967-2731 | Furnas | NE18683 | Exempt | N/A | 2010 | Burnham | CI - Cast Iron | Boiler Room | HWHT - Hot Water Heat | 10/31/2010
Oxford Housing Authority | 103 N Railway St | Oxford | NE | 68967-2731 | Furnas | NE40409 | Scrapped/Junked |  | 1966 | AMST | CI - Cast Iron | OFFICE | HWHT - Hot Water Heat | 6/30/2010
Burlington Northern Santa Fe | 104 N Railway St. | Oxford | NE | 68967 | Furnas | NE21193 | Scrapped/Junked | NA | 1960 | Crane Co. | CI - Cast Iron | Boileroom | HWHT - Hot Water Heat | 10/31/2011
Burlington Northern Santa Fe | 104 N Railway St. | Oxford | NE | 68967 | Furnas | NE22800 | Active | 240534 | 2012 | Laars | CPFH - Copper Fin Water Heater | Boiler Room | HWHT - Hot Water Heat | 8/31/2026
Nebraska Corn Processing | 107 Potter St | Cambridge | NE | 69022-6539 | Furnas | NE09373 | Active | 16149 | 2007 | Superior Boiler Works | FTSM - FTS Marine Dry Back | Boiler A - East Boiler | STHT - Steam-Heat | 4/30/2027
Nebraska Corn Processing | 107 Potter St | Cambridge | NE | 69022-6539 | Furnas | NE09374 | Active | 16160 | 2007 | Superior Boiler Works | FTSM - FTS Marine Dry Back | BOILER BUILDING | STHT - Steam-Heat | 4/30/2027
Nebraska Corn Processing | 107 Potter St | Cambridge | NE | 69022-6539 | Furnas | NE10076 | Active | 549 | 2007 | CAIN | ECON - Boiler Economizer | BOILER BUILDING | ECON - Boiler Economizer | 4/30/2027
Nebraska Corn Processing | 107 Potter St | Cambridge | NE | 69022-6539 | Furnas | NE10077 | Active | 550 | 2007 | CAIN | ECON - Boiler Economizer | BOILER BUILDING | ECON - Boiler Economizer | 4/30/2027
HORIZION RENEWABLE ENERGY | 107 Potter St | Cambridge | NE | 69022-6539 | FURNAS | NE01615 | Inactive | 5710 | 1970 | SUPERIOR BOILERWORKS | FTSM - FTS Marine Dry Back | OUTSIDE | PROC - Process Steam | 5/31/2005
Cambridge City Pool | 115 Nelson St | Cambridge | NE | 69022-3577 | Furnas | NE08348 | Scrapped/Junked | 73943 | 1986 | TELE | CPFT - Horiz Cpr Fin Boiler | BOILER ROOM | OPHT - Outdoor Pool Heater | 6/30/2009
Cambridge City Pool | 115 Nelson St | Cambridge | NE | 69022-3577 | Furnas | NE28114 | Active | 339646 | 2019 | Lochinvar | CPFT - Horiz Cpr Fin Boiler | BOILER ROOM | OPHT - Outdoor Pool Heater | 7/31/2026
Heritage Plaza | 1205 Nelson St | Cambridge | NE | 69022-3503 | Furnas | NE00817 | Scrapped/Junked | 84792 | 1999 | Ruud-Rheem | CHWH - ASME/Fired Water Heater | BOILER ROOM | HWSD - Hot Water Dom/Potable | 3/31/2013
Heritage Plaza | 1205 Nelson St | Cambridge | NE | 69022-3503 | Furnas | NE00818 | Scrapped/Junked | 83722 | 1999 | Ruud-Rheem | CHWH - ASME/Fired Water Heater | BOILER ROOM | HWSD - Hot Water Dom/Potable | 3/31/2013
Heritage Plaza | 1205 Nelson St | Cambridge | NE | 69022-3503 | Furnas | NE05406 | Active | 0 | 1970 | KEWA | FTFB - Firetube-Firebox Boiler | BOILER ROOM | HWHT - Hot Water Heat | 3/31/2027
Heritage Plaza | 1205 Nelson St | Cambridge | NE | 69022-3503 | Furnas | NE05407 | Active | 0 | 1970 | KEWA | FTFB - Firetube-Firebox Boiler | BOILER ROOM | HWHT - Hot Water Heat | 3/31/2027
Heritage Plaza | 1205 Nelson St | Cambridge | NE | 69022-3503 | Furnas | NE23630 | Active | 167072 | 2012 | AO SMITH | CHWH - ASME/Fired Water Heater | Boiler Room | HWSD - Hot Water Dom/Potable | 3/31/2027
Heritage Plaza | 1205 Nelson St | Cambridge | NE | 69022-3503 | Furnas | NE23631 | Active | 148540 | 2010 | AO SMITH | CHWH - ASME/Fired Water Heater | Boiler Room | HWSD - Hot Water Dom/Potable | 3/31/2027
Cambridge Memorial Hospital | 1305 Highway 6 34 | Cambridge | NE | 69022-6616 | Furnas | NE05039 | Scrapped/Junked | 20007 | 1993 | AOSM | CHWH - ASME/Fired Water Heater | BOILER ROOM | HWSD - Hot Water Dom/Potable | 8/31/2010
Cambridge Memorial Hospital | 1305 Highway 6 34 | Cambridge | NE | 69022-6616 | Furnas | NE05402 | Scrapped/Junked | 0 | 1977 | Weil-Mcclain | CI - Cast Iron | BOILER ROOM | STHT - Steam-Heat | 8/31/2010
Cambridge Memorial Hospital | 1305 Highway 6 34 | Cambridge | NE | 69022-6616 | Furnas | NE05403 | Scrapped/Junked | 0 | 1959 | AMRA | CI - Cast Iron | BOILER ROOM | STHT - Steam-Heat | 3/31/2011
Cambridge Memorial Hospital | 1305 Highway 6 34 | Cambridge | NE | 69022-6616 | Furnas | NE05404 | Scrapped/Junked | 0 | 1986 | Weil-Mcclain | CI - Cast Iron | BOILER ROOM | HWHT - Hot Water Heat | 3/31/2011
Cambridge Memorial Hospital | 1305 Highway 6 34 | Cambridge | NE | 69022-6616 | Furnas | NE05405 | Out of Service | 0 | 1981 | Weil-Mcclain | CI - Cast Iron | BOILER ROOM | STHT - Steam-Heat | 3/31/2011
Cambridge Memorial Hospital | 1305 Highway 6 34 | Cambridge | NE | 69022-6616 | Furnas | NE12241 | Active | 139147 | 1999 | SUSS | ELBL - Electric Boiler | CENTRAL SUPPLY | 0020 - Supp to Sterlizer/Autoclave | 4/30/2027
Cambridge Memorial Hospital | 1305 Highway 6 34 | Cambridge | NE | 69022-6616 | Furnas | NE18680 | Active | 78649 | 2010 | Getinge | ELBL - Electric Boiler | Sterile Room | STER - Sterilizer | 4/30/2027
Cambridge Memorial Hospital | 1305 Highway 6 34 | Cambridge | NE | 69022-6616 | Furnas | NE19591 | Active | 6529/30 | 2010 | Allied | WT - Water Tube Boiler | Mech Room | HWFS - HW Heat - Floor & Sidewalk | 4/30/2027
Cambridge Memorial Hospital | 1305 Highway 6 34 | Cambridge | NE | 69022-6616 | Furnas | NE20585 | Active | 92486 | 2011 | Harsco | FTVT - Firetube Vertical TB | Mech. Room | HWHT - Hot Water Heat | 4/30/2027
Cambridge Memorial Hospital | 1305 Highway 6 34 | Cambridge | NE | 69022-6616 | Furnas | NE20586 | Active | 92485 | 2011 | Harsco | FTVT - Firetube Vertical TB | Mech. Room | HWHT - Hot Water Heat | 4/30/2027
Cambridge Memorial Hospital | 1305 Highway 6 34 | Cambridge | NE | 69022-6616 | Furnas | NE20587 | Active | 154261 | 2010 | AO SMITH | CHWH - ASME/Fired Water Heater | Mech. Room | HWSD - Hot Water Dom/Potable | 4/30/2027
Cambridge Memorial Hospital | 1305 Highway 6 34 | Cambridge | NE | 69022-6616 | Furnas | NE20588 | Active | 158529 | 2011 | AO SMITH | CHWH - ASME/Fired Water Heater | Mech. Room | HWSD - Hot Water Dom/Potable | 4/30/2027
Cambridge Memorial Hospital | 1305 Highway 6 34 | Cambridge | NE | 69022-6616 | Furnas | NE28202 | Active | 6530 | 2010 | Allied | WT - Water Tube Boiler | Mech Room | HWFS - HW Heat - Floor & Sidewalk | 4/30/2027
Cambridge Housing Authority | 209 Nelson St | Cambridge | NE | 69022-3579 | Furnas | NE40422 | Scrapped/Junked |  | 1993 | VALLIANT |  | MECH ROOM | HWDP - Hotwater Heat & Dom Supply | 4/30/2007
Cambridge Housing Authority | 209 Nelson St | Cambridge | NE | 69022-3579 | Furnas | NE40423 | Scrapped/Junked | n/a | 1993 | Valiant | CI - Cast Iron | BLDG A4 | HWHT - Hot Water Heat | 4/30/2022
Cambridge Housing Authority | 209 Nelson St | Cambridge | NE | 69022-3579 | Furnas | NE41338 | Active | N/A | 2020 | Crown | CI - Cast Iron | BLDG A4 | HWHT - Hot Water Heat | 3/31/2027
CAMBRIDGE HOUSING AUTH | 290 NELSON ST | CAMBRIDGE | NE | 69022 | FURNAS | NE40424 | Exempt |  | 1977 | SLANT FIN |  |  | HWHT - Hot Water Heat | 1/1/1900
CAMBRIDGE HOUSING AUTH | 290 NELSON ST | CAMBRIDGE | NE | 69022 | FURNAS | NE40425 | Exempt |  | 1977 | SLANT FIN |  |  | HWHT - Hot Water Heat | 1/1/1900
CAMBRIDGE HOUSING AUTH | 290 NELSON ST | CAMBRIDGE | NE | 69022 | FURNAS | NE40426 | Exempt |  | 1977 | SLANT FIN |  |  | HWHT - Hot Water Heat | 1/1/1900
CAMBRIDGE HOUSING AUTH | 290 NELSON ST | CAMBRIDGE | NE | 69022 | FURNAS | NE40427 | Exempt |  | 1977 | SLANT FIN |  |  | HWHT - Hot Water Heat | 1/1/1900
CAMBRIDGE HOUSING AUTH | 290 NELSON ST | CAMBRIDGE | NE | 69022 | FURNAS | NE40428 | Exempt |  | 1993 | VALLIANT |  |  | HWHT - Hot Water Heat | 1/1/1900
CAMBRIDGE HOUSING AUTH | 290 NELSON ST | CAMBRIDGE | NE | 69022 | FURNAS | NE40429 | Exempt |  | 1993 | VALLIANT |  |  | HWHT - Hot Water Heat | 1/1/1900
CAMBRIDGE HOUSING AUTH | 290 NELSON ST | CAMBRIDGE | NE | 69022 | FURNAS | NE40430 | Exempt |  | 1993 | VALLIANT |  |  | HWHT - Hot Water Heat | 1/1/1900
Oxford City Pool | 301 Cambridge St | Oxford | NE | 68967-6766 | Furnas | NE09843 | Scrapped/Junked | 14643 | 1991 | Teledyne Laars | CPFT - Horiz Cpr Fin Boiler | PUMP HOUSE | OPHT - Outdoor Pool Heater | 6/30/2022
Oxford City Pool | 301 Cambridge St | Oxford | NE | 68967-6766 | Furnas | NE41693 | Active | 318489 | 2023 | PENTAIR | COBL - Coil Type Boiler | Pool mechanical room | OPHT - Outdoor Pool Heater | 6/30/2026
SHADY REST CAMP MOTEL | 309 Chestnut St | Arapahoe | NE | 68922-2816 | FURNAS | NE40461 | Exempt 1999 LB-66 |  | 1987 | RHEEM MANUFACTURING CO | AHWH - ANSI/Fired Water Htr |  | HWSD - Hot Water Dom/Potable | 4/30/2000
SHADY REST CAMP MOTEL | 309 Chestnut St | Arapahoe | NE | 68922-2816 | FURNAS | NE40462 | Exempt 1999 LB-66 |  | 1987 | RHEEM MANUFACTURING CO | AHWH - ANSI/Fired Water Htr |  | HWSD - Hot Water Dom/Potable | 4/30/2000
WALKER POST MANOR | 404 W Derby St | Oxford | NE | 68967-2702 | FURNAS | NE21126 | Inactive |  | 1997 | RUUD | AHWH - ANSI/Fired Water Htr | BOILER ROOM | HWSD - Hot Water Dom/Potable | 5/31/2000
WALKER POST MANOR | 404 W Derby St | Oxford | NE | 68967-2702 | FURNAS | NE34249 | Scrapped/Junked |  | 1964 | KEWANEE | FT - Firetube Boiler | BOILER ROOM | STHT - Steam-Heat | 5/31/2000
Anew Travel Center | 41501 Harvest Dr | Cambridge | NE | 69022 | Furnas | NE24577 | Active | 278075 | 2013 | Lochinvar | WTSS - Watertube SS Steel | Truck Wash Mezzanine | HWHF - Hot Water Heat-Floor | 2/28/2027
Central Plains Devel Ctr | 416 Center Ave | Holbrook | NE |  | FURNAS | NE37003 | Inactive |  | 1985 | Peerless Heater Company | CI - Cast Iron | BOILER ROOM | HWHT - Hot Water Heat | 7/31/1993
CENTRAL PLAINS DEVEL CTR | 416 CENTER AVE | HOLBROOK | NE | 68948 | FURNAS | NE04694 | Inactive | 42074 | 1989 | KEWANEE | FT - Firetube Boiler |  | STHT - Steam-Heat | 12/31/1993
CENTRAL PLAINS DEVEL CTR | 416 CENTER AVE | HOLBROOK | NE | 68948 | FURNAS | NE31371 | Inactive |  | 1960 | BRYANT |  | BOILER ROOM | HWHT - Hot Water Heat | 7/31/1996
Southern Valley Public Schools | 43739 Hwy 89 | Oxford | NE | 68967-2711 | Furnas | NE17085 | Active | 17720 | 2008 | Precision | ELBL - Electric Boiler | Elem. Boiler Room | HWSD - Hot Water Dom/Potable | 7/31/2026
Southern Valley Public Schools | 43739 Hwy 89 | Oxford | NE | 68967-2711 | Furnas | NE17086 | Active | 17721 | 2008 | Precision | ELBL - Electric Boiler | Elem Boiler Room | HWSD - Hot Water Dom/Potable | 7/31/2026
Southern Valley Public Schools | 43739 Hwy 89 | Oxford | NE | 68967-2711 | Furnas | NE17087 | Active | 17771 | 2008 | Precision | ELBL - Electric Boiler | Elem Boiler Room | GLYC - Glycol Bldg Heat Sys | 7/31/2026
Southern Valley Public Schools | 43739 Hwy 89 | Oxford | NE | 68967-2711 | Furnas | NE17088 | Active | 17772 | 2008 | Precision | ELBL - Electric Boiler | Elem Boiler Room | GLYC - Glycol Bldg Heat Sys | 7/31/2026
Southern Valley Public Schools | 43739 Hwy 89 | Oxford | NE | 68967-2711 | Furnas | NE22431 | Active | 10364 | 1999 | Cleaver Brooks | ELWH - Electric Water Heater | Jr/Sr Mech Rm | HWSD - Hot Water Dom/Potable | 7/31/2026
Southern Valley Public Schools | 43739 Hwy 89 | Oxford | NE | 68967-2711 | Furnas | NE30680 | Active | 4000 | 1994 | Cleaver Brooks | ELBL - Electric Boiler | Jr/Sr Mech Rm | HWHT - Hot Water Heat | 7/31/2026
Vacant Building | 600 Oak St | Oxford | NE | 68967 | Furnas | NE11872 | Inactive | 23380 | 1968 | Kewannee |  | Boiler room | PROC - Process Steam | 9/30/2008
Vacant Building | 600 Oak St | Oxford | NE | 68967 | Furnas | NE11873 | Scrapped/Junked | 5969 | 1984 | Sellers Engineering | FTSM - FTS Marine Dry Back | Boiler room | PROC - Process Steam | 4/30/2012
Vacant Building | 600 Oak St | Oxford | NE | 68967 | Furnas | NE24106 | Inactive | 17413 | 2013 | Superior Boiler Works | FTHT - Firetube Horizontal | Boiler Room | PROC - Process Steam | 4/30/2020
UNITED METHODIST CHURCH | 600 Ogden St | Oxford | NE | 68967-2760 | FURNAS | NE40415 | Scrapped/Junked | N/A | 1970 | AMERICAN STANDARD |  | BASEMENT | HWHT - Hot Water Heat | 3/31/2005
AgValley Coop | 601 Main St | Arapahoe | NE | 68922-5572 | Furnas | NE08609 | Scrapped/Junked | n/a | 2001 | Burnham | CI - Cast Iron | NORTH BOILER ROOM | HWHT - Hot Water Heat | 2/28/2013
AgValley Coop | 601 Main St | Arapahoe | NE | 68922-5572 | Furnas | NE15978 | Scrapped/Junked |  | 1961 | BRYANT |  | BOILER ROOM/S WING | HWHT - Hot Water Heat | 2/28/2002
AgValley Coop | 601 Main St | Arapahoe | NE | 68922-5572 | Furnas | NE15979 | Scrapped/Junked |  | 1970 | BRYANT |  | BOILER ROOM/N WING | HWHT - Hot Water Heat | 2/28/2003
AgValley Coop | 601 Main St | Arapahoe | NE | 68922-5572 | Furnas | NE15980 | Scrapped/Junked | n/a | 1988 | STAT | AHWH - ANSI/Fired Water Htr | LAUNDRY | HWSD - Hot Water Dom/Potable | 2/28/2012
AgValley Coop | 601 Main St | Arapahoe | NE | 68922-5572 | Furnas | NE19808 | Exempt 1999 LB-66 |  | 1995 | AO SMITH | AHWH - ANSI/Fired Water Htr | EQUIP ROOM | HWSD - Hot Water Dom/Potable | 4/30/2000
AgValley Coop | 601 Main St | Arapahoe | NE | 68922-5572 | Furnas | NE21208 | Exempt 1999 LB-66 |  | 1997 | AO SMITH | AHWH - ANSI/Fired Water Htr | MECH ROOM | HWSD - Hot Water Dom/Potable | 4/30/2000
AgValley Coop | 601 Main St | Arapahoe | NE | 68922-5572 | Furnas | NE24107 | Active | 211920 | 2011 | Trinity | WTSS - Watertube SS Steel | Kitchen Mech. Room | HWHT - Hot Water Heat | 4/30/2027
Arapahoe City Pool | 602 7th St | Arapahoe | NE | 68922-5559 | Furnas | NE27392 | Active | 317886 | 2018 | Lochinvar | WT - Water Tube Boiler | Boiler Room | OPHT - Outdoor Pool Heater | 6/30/2026
GOLDEN GENERATION CENTER | 609 Ogden St | Oxford | NE | 68967-2740 | FURNAS | NE30029 | Inactive |  | 1940 | NATIONAL CRANE | FT - Firetube Boiler | BOILER ROOM | STHT - Steam-Heat | 7/31/2008
Arapahoe High School | 610 Walnut St | Arapahoe | NE | 68922-2728 | Furnas | NE05730 | Scrapped/Junked | 74222 | 1997 | RHEEM MANUFACTURING CO | CHWH - ASME/Fired Water Heater | GYM BOILER ROOM | HWSD - Hot Water Dom/Potable | 11/30/2007
Arapahoe High School | 610 Walnut St | Arapahoe | NE | 68922-2728 | Furnas | NE20261 | Exempt 1999 LB-66 |  | 1993 | RHEEM MANUFACTURING CO | AHWH - ANSI/Fired Water Htr | HIGH SCHOOL | HWSD - Hot Water Dom/Potable | 8/31/2000
Arapahoe High School | 610 Walnut St | Arapahoe | NE | 68922-2728 | Furnas | NE31380 | Scrapped/Junked |  | 1966 | Bryant Boiler | CI - Cast Iron | BOILER ROOM | HWHT - Hot Water Heat | 11/30/2006
Arapahoe High School | 610 Walnut St | Arapahoe | NE | 68922-2728 | Furnas | NE31381 | Inactive |  | 1966 | Bryant Boiler | CI - Cast Iron | BOILER ROOM | HWSD - Hot Water Dom/Potable | 8/31/1987
Arapahoe High School | 610 Walnut St | Arapahoe | NE | 68922-2728 | Furnas | NE32618 | Scrapped/Junked | 5703 | 1955 | CYCLOTHERM | FT - Firetube Boiler | BOILER ROOM | STHT - Steam-Heat | 11/30/2006
Arapahoe High School | 610 Walnut St | Arapahoe | NE | 68922-2728 | Furnas | NE32619 | Scrapped/Junked |  | 1962 | PEERLESS HEATER COMPANY |  | BOILER ROOM | HWHT - Hot Water Heat | 11/30/2006
Nutrien Ag Solutions | 71853 Rd A | Oxford | NE | 68967-0755 | Furnas | NE28261 | Active | 56982 | 2018 | Heat Transfer Products Inc. | COBL - Coil Type Boiler | Blend Room | GLFH - Glycol Floor Heat System | 12/31/2025
Nutrien Ag Solutions | 71853 Rd A | Oxford | NE | 68967-0755 | Furnas | NE28262 | Active | 76704 | 2012 | NTI | COBL - Coil Type Boiler | Blend Room | GLFH - Glycol Floor Heat System | 12/31/2025
Nutrien Ag Solutions | 71853 Rd A | Oxford | NE | 68967-0755 | Furnas | NE28268 | Active | 497687 | 2019 | Raypak | COBL - Coil Type Boiler | Shop | BSUP - Bldg Heat & Process | 12/31/2025
Northwest Village Center | 810 Howell St | Oxford | NE | 68967-6754 | Furnas | NE18174 | Scrapped/Junked |  | 1966 | DAY & NIGHT | AHWH - ANSI/Fired Water Htr | BOILER ROOM | HWSD - Hot Water Dom/Potable | 10/31/2002
Northwest Village Center | 810 Howell St | Oxford | NE | 68967-6754 | Furnas | NE18175 | Inactive |  | 1966 | AJAX BOILER INC | WT - Water Tube Boiler | SERVICE CNTR | HWHT - Hot Water Heat | 11/30/1995
Northwest Village Center | 810 Howell St | Oxford | NE | 68967-6754 | Furnas | NE18176 | Out of Service | N/A | 1966 | Kewanee | FTFB - Firetube-Firebox Boiler | BOILER ROOM | HWHT - Hot Water Heat | 10/31/2016
Northwest Village Center | 810 Howell St | Oxford | NE | 68967-6754 | Furnas | NE18177 | Inactive | N/A | 1984 | Bryan | CI - Cast Iron | BOILER ROOM | HWHT - Hot Water Heat | 10/31/2016
First Baptist Church | 810 Odell St | Oxford | NE | 68967-6747 | Furnas | NE11962 | Out of Service | n/a | 1967 | AMST | CI - Cast Iron | BASEMENT | HWHT - Hot Water Heat | 4/30/2013
ST JOHN'S CHURCH | 815 Nelson St | Cambridge | NE | 69022-3522 | FURNAS | NE14771 | Inactive |  | 1962 | KEWANEE | FTFB - Firetube-Firebox Boiler | BASEMENT | HWHT - Hot Water Heat | 11/30/2003
Beaver City Manor | 905 Floyd St | Beaver City | NE | 68926-9600 | Furnas | NE04481 | Scrapped/Junked |  | 1984 | PEERLESS HEATER COMPANY |  | BOILER ROOM | HWHT - Hot Water Heat | 3/31/2007
Beaver City Manor | 905 Floyd St | Beaver City | NE | 68926-9600 | Furnas | NE04482 | Scrapped/Junked |  | 1968 | RUUD | AHWH - ANSI/Fired Water Htr | BOILER ROOM | HWSD - Hot Water Dom/Potable | 3/31/1999
Beaver City Manor | 905 Floyd St | Beaver City | NE | 68926-9600 | Furnas | NE08583 | Scrapped/Junked | 89636 | 2001 | RHEEM | CHWH - ASME/Fired Water Heater | BOILER ROOM | HWSD - Hot Water Dom/Potable | 3/31/2020
Beaver City Manor | 905 Floyd St | Beaver City | NE | 68926-9600 | Furnas | NE16620 | Scrapped/Junked |  | 1991 | AO SMITH | AHWH - ANSI/Fired Water Htr | BOILER ROOM | HWSD - Hot Water Dom/Potable | 2/28/2002
Beaver City Manor | 905 Floyd St | Beaver City | NE | 68926-9600 | Furnas | NE40139 | Scrapped/Junked | 77509 | 1998 | Ruud-Rheem | CHWH - ASME/Fired Water Heater | BOILER ROOM | HWSD - Hot Water Dom/Potable | 3/31/2020
Furnas County Courthouse | 912 R St | Beaver City | NE | 68926-2636 | Furnas | NE14336 | Inactive | n/a | 1949 | Fitzgibbons | FTFB - Firetube-Firebox Boiler | BOILER ROOM | STHT - Steam-Heat | 1/31/2014
EDISON PUBLIC SCHOOL | DISTRICT NO 15 | EDISON | NE | 68936 | FURNAS | NE32520 | Inactive |  | 1950 | CRANE |  | BOILER ROOM | STHT - Steam-Heat | 9/30/1991
WILSONVILLE PUBLIC SCH | PO Box 158 | Wilsonville | NE | 69046-0158 | FURNAS | NE32854 | Inactive |  | 1984 | WEIL MCLAIN |  | BOILER ROOM | STHT - Steam-Heat | 9/30/1996
Beatrice Public Library | 100 N 16th St | Beatrice | NE | 68310-4152 | Gage | NE19301 | Active | 29352 | 1990 | BRYA | ELBL - Electric Boiler | BASEMENT | HWHT - Hot Water Heat | 2/28/2027
First Baptist Church | 1025 N 16th St | Beatrice | NE | 68310-2457 | Gage | NE15261 | Scrapped/Junked | 8078 | 1988 | Ajax | WT - Water Tube Boiler | BASEMENT | HWHT - Hot Water Heat | 2/28/2020
The Paddock Kensington | 105 N 6th St | Beatrice | NE | 68310-3994 | GAGE | NE03399 | Inactive |  | 1975 | PEERLESS HEATER COMPANY |  | 105 NORTH 6TH | STHT - Steam-Heat | 8/31/1991
The Paddock Kensington | 105 N 6th St | Beatrice | NE | 68310-3994 | GAGE | NE07262 | Scrapped/Junked | 111597 | 2006 | RHEE | FTVT - Firetube Vertical TB | BASEMENT | HWSP - Hot Water Non Potable Supply | 11/30/2011
The Paddock Kensington | 105 N 6th St | Beatrice | NE | 68310-3994 | GAGE | NE10852 | Scrapped/Junked | 97594 | 2003 | RHEE | CHWH - ASME/Fired Water Heater | BOILER ROOM | HWSD - Hot Water Dom/Potable | 11/30/2007
The Paddock Kensington | 105 N 6th St | Beatrice | NE | 68310-3994 | GAGE | NE16229 | Inactive | 6873 | 1991 | Aldrich | FTFB - Firetube-Firebox Boiler | BASEMENT | STHT - Steam-Heat | 1/31/2025
The Paddock Kensington | 105 N 6th St | Beatrice | NE | 68310-3994 | GAGE | NE16330 | Inactive | 6874 | 1991 | Aldrich | FTFB - Firetube-Firebox Boiler | BASEMENT | STHT - Steam-Heat | 1/31/2025
The Paddock Kensington | 105 N 6th St | Beatrice | NE | 68310-3994 | GAGE | NE18718 | Scrapped/Junked | 73382 | 1996 | RHEEM MANUFACTURING CO | CHWH - ASME/Fired Water Heater | BASEMENT | HWSD - Hot Water Dom/Potable | 8/31/2000
The Paddock Kensington | 105 N 6th St | Beatrice | NE | 68310-3994 | GAGE | NE23704 | Scrapped/Junked | 81900 | 1999 | RHEEM MANUFACTURING CO | CHWH - ASME/Fired Water Heater | BASEMENT BOILER ROOM | HWSD - Hot Water Dom/Potable | 8/31/2003
K & B DENTALS | 105-107-111 N 5TH ST | BEATRICE | NE | 68310 | GAGE | NE37205 | Inactive |  | 1986 | PEERLESS HEATER COMPANY |  | BASEMENT | HWHT - Hot Water Heat | 1/31/1989
Beatrice Community Hospital | 1110 N 10th St | Beatrice | NE | 68310-2039 | Gage | NE04131 | Inactive | 2663 | 1969 | MARKET FORGE INDUSTRIES | FT - Firetube Boiler | KITCHEN | 0021 - Steam Supp Cooker/Kettle | 11/30/1990
Beatrice Community Hospital | 1110 N 10th St | Beatrice | NE | 68310-2039 | Gage | NE06354 | Out of Service | 52726 | 2005 | BRYA | WT - Water Tube Boiler | boiler room | PROC - Process Steam | 10/31/2013
Beatrice Community Hospital | 1110 N 10th St | Beatrice | NE | 68310-2039 | Gage | NE06355 | Out of Service | 52709 | 2005 | BRYA | WT - Water Tube Boiler | boiler room | PROC - Process Steam | 10/31/2013
Beatrice Community Hospital | 1110 N 10th St | Beatrice | NE | 68310-2039 | Gage | NE08497 | Scrapped/Junked | 18967 | 1957 | KEWANEE | FT - Firetube Boiler | BOILER ROOM | BSUP - Bldg Heat & Process | 11/30/2005
Beatrice Community Hospital | 1110 N 10th St | Beatrice | NE | 68310-2039 | Gage | NE11955 | Inactive |  | 1987 | COLUMBIA BOILER CO | WT - Water Tube Boiler | BOILER ROOM | STHT - Steam-Heat | 11/30/1995
Beatrice Community Hospital | 1110 N 10th St | Beatrice | NE | 68310-2039 | Gage | NE11956 | Out of Service | 18965 | 1968 | KEWA | FTSM - FTS Marine Dry Back | boiler room | HWHT - Hot Water Heat | 10/31/2014
Beatrice Community Hospital | 1110 N 10th St | Beatrice | NE | 68310-2039 | Gage | NE11957 | Out of Service | N-8494 | 1968 | KEWA | FTSM - FTS Marine Dry Back | BOILER ROOM | HWHT - Hot Water Heat | 10/31/2012
Beatrice Community Hospital | 1110 N 10th St | Beatrice | NE | 68310-2039 | Gage | NE11959 | Inactive | 12052 | 1986 | COLUMBIA BOILER CO | FT - Firetube Boiler | PKVW/1201 S 9 | HWHT - Hot Water Heat | 11/30/1997
Roszell's Office Equip | 115 N 5th St | Beatrice | NE | 68310-3902 | Gage | NE37129 | Out of Service | N/A | 1970 | BRYN | CI - Cast Iron | BASEMENT | STHT - Steam-Heat | 12/31/2009
Southern High School | 115 S 11th St | Wymore | NE | 68466-1615 | Gage | NE20040 | Exempt 1999 LB-66 |  | 1987 | STATE INDUSTRIES | AHWH - ANSI/Fired Water Htr | BOILER ROOM | HWSD - Hot Water Dom/Potable | 6/30/2000
Southern High School | 115 S 11th St | Wymore | NE | 68466-1615 | Gage | NE20527 | Exempt 1999 LB-66 |  | 1998 | AO SMITH | AHWH - ANSI/Fired Water Htr | KITCHEN | HWSD - Hot Water Dom/Potable | 8/30/2000
Southern High School | 115 S 11th St | Wymore | NE | 68466-1615 | Gage | NE30313 | Scrapped/Junked | n/a | 1966 | Kewanee | FTFB - Firetube-Firebox Boiler | BOILER ROOM | STHT - Steam-Heat | 6/30/2021
Southern High School | 115 S 11th St | Wymore | NE | 68466-1615 | Gage | NE34801 | Scrapped/Junked | 36907 | 1983 | Kewanee | FTFB - Firetube-Firebox Boiler | BOILER ROOM | STHT - Steam-Heat | 6/30/2021
Southern High School | 115 S 11th St | Wymore | NE | 68466-1615 | Gage | NE41091 | Active | 7354 | 2021 | Cleaver Brooks | FTVT - Firetube Vertical TB | Boiler Room | GLYC - Glycol Bldg Heat Sys | 10/31/2026
Southern High School | 115 S 11th St | Wymore | NE | 68466-1615 | Gage | NE41092 | Active | 7352 | 2021 | Cleaver Brooks | FTVT - Firetube Vertical TB | Boiler Room | GLYC - Glycol Bldg Heat Sys | 10/31/2026
Southern High School | 115 S 11th St | Wymore | NE | 68466-1615 | Gage | NE41093 | Active | 7353 | 2021 | Cleaver Brooks | FTVT - Firetube Vertical TB | Boiler Room | GLYC - Glycol Bldg Heat Sys | 10/31/2026
Parkview Center | 1200 S 8th St | Beatrice | NE | 68310-4944 | Gage | NE11958 | Inactive | 120153 | 1986 | COLUMBIA BOILER CO | FT - Firetube Boiler | BOILER ROOM | STHT - Steam-Heat | 11/30/2004
Parkview Center | 1200 S 8th St | Beatrice | NE | 68310-4944 | Gage | NE15253 | Out of Service | 21256 | 1968 | Kewanee | FT - Firetube Boiler | boiler room | BSUP - Bldg Heat & Process | 10/31/2018
Parkview Center | 1200 S 8th St | Beatrice | NE | 68310-4944 | Gage | NE15254 | Out of Service | 21192 | 1968 | KEWA | FT - Firetube Boiler | boiler room | BSUP - Bldg Heat & Process | 10/31/2018
Parkview Center | 1200 S 8th St | Beatrice | NE | 68310-4944 | Gage | NE15255 | Inactive | 21191 | 1968 | KEWANEE | FT - Firetube Boiler | BOILER ROOM | BSUP - Bldg Heat & Process | 10/31/2006
Parkview Center | 1200 S 8th St | Beatrice | NE | 68310-4944 | Gage | NE27951 | Active | 319328 | 2018 | Trinity | FTVT - Firetube Vertical TB | Boiler Room | HWHT - Hot Water Heat | 2/28/2027
Parkview Center | 1200 S 8th St | Beatrice | NE | 68310-4944 | Gage | NE27952 | Active | 321581 | 2018 | Trinity | FTVT - Firetube Vertical TB | Boiler Room | HWHT - Hot Water Heat | 2/28/2027
Paddock Lane Elementary | 1300 N 14th St | Beatrice | NE | 68310-2135 | Gage | NE33467 | Out of Service | n/a | 1957 | Kewanee | FTSM - FTS Marine Dry Back | BOILER ROOM | HWHT - Hot Water Heat | 1/31/2025
Beatrice Good Samaritan Society | 1306 S 9th St | Beatrice | NE | 68310-4919 | Gage | NE05016 | Scrapped/Junked |  | 1992 | RUUD | AHWH - ANSI/Fired Water Htr | MECH ROOM/NORTH WING | HWSD - Hot Water Dom/Potable | 10/31/2004
Beatrice Good Samaritan Society | 1306 S 9th St | Beatrice | NE | 68310-4919 | Gage | NE05058 | Inactive | 42252 | 1994 | Lochinvar | CPFT - Horiz Cpr Fin Boiler | WEST WING | HWSD - Hot Water Dom/Potable | 9/30/2013
Beatrice Good Samaritan Society | 1306 S 9th St | Beatrice | NE | 68310-4919 | Gage | NE05234 | Scrapped/Junked |  | 1992 | AO SMITH | AHWH - ANSI/Fired Water Htr | SOUTH WING | HWSD - Hot Water Dom/Potable | 10/31/2004
Beatrice Good Samaritan Society | 1306 S 9th St | Beatrice | NE | 68310-4919 | Gage | NE12382 | Scrapped/Junked | 82149 | 2003 | AOSM | CHWH - ASME/Fired Water Heater | NORTH WING | HWSD - Hot Water Dom/Potable | 9/30/2009
Beatrice Good Samaritan Society | 1306 S 9th St | Beatrice | NE | 68310-4919 | Gage | NE12383 | Scrapped/Junked | 71607 | 2002 | AOSM | CHWH - ASME/Fired Water Heater | NORTH WING | HWSD - Hot Water Dom/Potable | 9/30/2009
Beatrice Good Samaritan Society | 1306 S 9th St | Beatrice | NE | 68310-4919 | Gage | NE14691 | Inactive | 126021 | 2008 | AO SMITH | CHWH - ASME/Fired Water Heater | MECH ROOM | HWSD - Hot Water Dom/Potable | 9/30/2013
Beatrice Good Samaritan Society | 1306 S 9th St | Beatrice | NE | 68310-4919 | Gage | NE15077 | Inactive | 82142 | 2003 | AOSM | CHWH - ASME/Fired Water Heater | BOILER ROOM | HWSD - Hot Water Dom/Potable | 9/30/2013
Beatrice Good Samaritan Society | 1306 S 9th St | Beatrice | NE | 68310-4919 | Gage | NE15787 | Inactive | 123220 | 2008 | A O Smith | CHWH - ASME/Fired Water Heater | Maintenance Room | HWSD - Hot Water Dom/Potable | 9/30/2013
Beatrice Good Samaritan Society | 1306 S 9th St | Beatrice | NE | 68310-4919 | Gage | NE15910 | Inactive |  | 1986 | RHEEM MANUFACTURING CO | AHWH - ANSI/Fired Water Htr | BLR RM E WING | HWSD - Hot Water Dom/Potable | 10/31/1991
Beatrice Good Samaritan Society | 1306 S 9th St | Beatrice | NE | 68310-4919 | Gage | NE15912 | Inactive |  | 1984 | RHEEM MANUFACTURING CO | AHWH - ANSI/Fired Water Htr | HWS ROOM | HWSD - Hot Water Dom/Potable | 10/31/1992
Beatrice Good Samaritan Society | 1306 S 9th St | Beatrice | NE | 68310-4919 | Gage | NE20522 | Scrapped/Junked | 49661 | 1998 | Kewanee | FTFB - Firetube-Firebox Boiler | S BOILER ROOM | HWHT - Hot Water Heat | 9/30/2014
Beatrice Good Samaritan Society | 1306 S 9th St | Beatrice | NE | 68310-4919 | Gage | NE20523 | Scrapped/Junked | 49673 | 1998 | Kewanee | FTFB - Firetube-Firebox Boiler | S BOILER ROOM | HWHT - Hot Water Heat | 9/30/2014
Beatrice Good Samaritan Society | 1306 S 9th St | Beatrice | NE | 68310-4919 | Gage | NE20525 | Scrapped/Junked | 47244 | 1998 | AO SMITH | CHWH - ASME/Fired Water Heater | NORTH WING | HWSD - Hot Water Dom/Potable | 10/31/2004
Beatrice Good Samaritan Society | 1306 S 9th St | Beatrice | NE | 68310-4919 | Gage | NE21260 | Scrapped/Junked | n/a | 1997 | HYDR | CI - Cast Iron | WEST WING | HWHT - Hot Water Heat | 9/30/2014
Beatrice Good Samaritan Society | 1306 S 9th St | Beatrice | NE | 68310-4919 | Gage | NE21261 | Scrapped/Junked | n/a | 1997 | HYDR | CI - Cast Iron | WEST WING | HWHT - Hot Water Heat | 9/30/2014
E Energy Adams LLC | 13238 E Aspen Rd | Adams | NE | 68301-4103 | Gage | NE09182 | Active | 20 | 2007 | Victory | HRSG - Heat Recovery Stm Gen | Power Block | PROC - Process Steam | 10/31/2026
E Energy Adams LLC | 13238 E Aspen Rd | Adams | NE | 68301-4103 | Gage | NE09183 | Scrapped/Junked | 53 | 2007 | Refrigeration Consultants | ECON - Boiler Economizer | Power Block | ECON - Boiler Economizer | 10/31/2016
E Energy Adams LLC | 13238 E Aspen Rd | Adams | NE | 68301-4103 | Gage | NE25674 | Inactive | 2484 | 1990 | Nebraska Boiler | WT - Water Tube Boiler | Portable / Outside | PROC - Process Steam | 1/31/2015
E Energy Adams LLC | 13238 E Aspen Rd | Adams | NE | 68301-4103 | Gage | NE26088 | Active | 17992 | 2015 | Superior Boiler Works | FTWB - FTS Marine Wet Back | New Boiler Bldg. | PROC - Process Steam | 10/31/2026
E Energy Adams LLC | 13238 E Aspen Rd | Adams | NE | 68301-4103 | Gage | NE26089 | Active | 130 | 2015 | Phoenix | ECON - Boiler Economizer | New Boiler Bldg. | ECON - Boiler Economizer | 10/31/2026
E Energy Adams LLC | 13238 E Aspen Rd | Adams | NE | 68301-4103 | Gage | NE26535 | Active | 510 | 2016 | VICTORY ENERGY | ECON - Boiler Economizer | Power Block | ECON - Boiler Economizer | 10/31/2026
Wayne Lineweber | 1400 S 9th St | Beatrice | NE | 68310-4921 | Gage | NE17099 | Inactive | n/a | 1916 | Avery | HOBB - Hobby/Antique Boiler | Elk Farm | 0024 - Antique Steam Tractor | 5/31/2018
Wayne Lineweber | 1400 S 9th St | Beatrice | NE | 68310-4921 | Gage | NE17100 | Inactive | n/a | 1920 | Huber | HOBB - Hobby/Antique Boiler | Elk Farm | 0024 - Antique Steam Tractor | 5/31/2010
Armed Forces Reserve Center | 1400 W Scott Rd | Beatrice | NE | 68310-7002 | Gage | NE17089 | Active | 108860 | 2009 | Fulton | FTSS - Firetube Stainless Steel | Boiler Room - Rm 158 | GLYC - Glycol Bldg Heat Sys | 2/28/2027
Armed Forces Reserve Center | 1400 W Scott Rd | Beatrice | NE | 68310-7002 | Gage | NE17090 | Active | 108531 | 2009 | Fulton | FTSS - Firetube Stainless Steel | Boiler Room Rm 158 | GLYC - Glycol Bldg Heat Sys | 2/28/2027
DAISY MAY CHILD CARE CTR | 1418 High St | Beatrice | NE | 68310-3137 | GAGE | NE05969 | Inactive |  | 1989 | PEERLESS HEATER COMPANY |  | BASEMENT | STHT - Steam-Heat | 1/1/1900
Soap Opera Laundry | 1623 Court St | Beatrice | NE | 68310-3202 | GAGE | NE09784 | Scrapped/Junked | 46340 | 1994 | HAMI | CPFT - Horiz Cpr Fin Boiler | MECHANICAL ROOM | HWSD - Hot Water Dom/Potable | 10/31/2015
Soap Opera Laundry | 1623 Court St | Beatrice | NE | 68310-3202 | GAGE | NE09785 | Inactive | 46342 | 1994 | HAMILTON ENG/LOCHINVAR | CPFT - Horiz Cpr Fin Boiler | MECHANICAL ROOM | HWSD - Hot Water Dom/Potable | 5/31/2005
Soap Opera Laundry | 1623 Court St | Beatrice | NE | 68310-3202 | GAGE | NE26016 | Inactive | 202051 | 2015 | A O Smith | CHWH - ASME/Fired Water Heater | Mech. Room | HWSD - Hot Water Dom/Potable | 9/30/2025
Beatrice Manor | 1800 Irving St | Beatrice | NE | 68310-2236 | Gage | NE02520 | Active | 13357 | 2004 | ALES | FTVT - Firetube Vertical TB | BOILER ROOM | HWHT - Hot Water Heat | 12/31/2026
Beatrice Manor | 1800 Irving St | Beatrice | NE | 68310-2236 | Gage | NE04469 | Scrapped/Junked |  | 1987 | AO SMITH | CHWH - ASME/Fired Water Heater | BOILER ROOM | HWSD - Hot Water Dom/Potable | 8/31/2001
Beatrice Manor | 1800 Irving St | Beatrice | NE | 68310-2236 | Gage | NE04470 | Scrapped/Junked |  | 1986 | AO SMITH | AHWH - ANSI/Fired Water Htr | BOILER ROOM | HWSD - Hot Water Dom/Potable | 8/31/2002
Beatrice Manor | 1800 Irving St | Beatrice | NE | 68310-2236 | Gage | NE04471 | Scrapped/Junked |  | 1986 | AO SMITH | AHWH - ANSI/Fired Water Htr | BOILER ROOM | HWSD - Hot Water Dom/Potable | 8/31/2002
Beatrice Manor | 1800 Irving St | Beatrice | NE | 68310-2236 | Gage | NE04479 | Scrapped/Junked |  | 1975 | WEIL MCLAIN |  | BOILER ROOM | HWHT - Hot Water Heat | 8/31/2002
Beatrice Manor | 1800 Irving St | Beatrice | NE | 68310-2236 | Gage | NE04480 | Scrapped/Junked |  | 1974 | WEIL MCLAIN |  | BOILER ROOM | HWHT - Hot Water Heat | 12/31/2004
Beatrice Manor | 1800 Irving St | Beatrice | NE | 68310-2236 | Gage | NE09550 | Scrapped/Junked | 79543 | 1998 | RHEEM MANUFACTURING CO | CHWH - ASME/Fired Water Heater | BOILER ROOM | HWSD - Hot Water Dom/Potable | 12/31/2007
Beatrice Manor | 1800 Irving St | Beatrice | NE | 68310-2236 | Gage | NE09651 | Scrapped/Junked | 87662 | 2000 | RHEE | CHWH - ASME/Fired Water Heater | BOILER RM NORTH WING | HWSD - Hot Water Dom/Potable | 12/31/2013
Beatrice Manor | 1800 Irving St | Beatrice | NE | 68310-2236 | Gage | NE10184 | Scrapped/Junked | 113048 | 2007 | RHEEM | CHWH - ASME/Fired Water Heater | BOILER ROOM | HWSD - Hot Water Dom/Potable | 12/31/2013
Beatrice Manor | 1800 Irving St | Beatrice | NE | 68310-2236 | Gage | NE10185 | Scrapped/Junked | 94719 | 2002 | RHEEM | CHWH - ASME/Fired Water Heater | BOILER ROOM | HWSD - Hot Water Dom/Potable | 12/31/2018
Beatrice Manor | 1800 Irving St | Beatrice | NE | 68310-2236 | Gage | NE12380 | Scrapped/Junked | 94166 | 2002 | RHEEM MANUFACTURING CO | CHWH - ASME/Fired Water Heater | BOILER ROOM | HWSD - Hot Water Dom/Potable | 12/31/2008
Beatrice Manor | 1800 Irving St | Beatrice | NE | 68310-2236 | Gage | NE12381 | Scrapped/Junked | 94155 | 2002 | RHEEM | CHWH - ASME/Fired Water Heater | BOILER ROOM | HWSD - Hot Water Dom/Potable | 12/31/2010
YMCA | 1801 Scott St | Beatrice | NE | 68310-4112 | Gage | NE03378 | Scrapped/Junked | 33975 | 1980 | Kewanee | FTFB - Firetube-Firebox Boiler | MAINT RM | HWHT - Hot Water Heat | 10/31/2021
YMCA | 1801 Scott St | Beatrice | NE | 68310-4112 | Gage | NE06631 | Scrapped/Junked | 104604 | 2005 | RHEEM | CHWH - ASME/Fired Water Heater | BOILER ROOM | HWSD - Hot Water Dom/Potable | 10/31/2012
YMCA | 1801 Scott St | Beatrice | NE | 68310-4112 | Gage | NE15508 | Scrapped/Junked | 4267 | 1983 | AO SMITH | COBL - Coil Type Boiler | POOL EQUIP ROOM | IPHT - Indoor Pool Heater | 10/31/2007
YMCA | 1801 Scott St | Beatrice | NE | 68310-4112 | Gage | NE20695 | Scrapped/Junked | 30503 | 1998 | AO SMITH | CHWH - ASME/Fired Water Heater | BOILER ROOM | HWSD - Hot Water Dom/Potable | 7/31/2005
YMCA | 1801 Scott St | Beatrice | NE | 68310-4112 | Gage | NE21430 | Scrapped/Junked | 324553 | 2011 | Raypak | CPFH - Copper Fin Water Heater | Pool Mech Room | IPHT - Indoor Pool Heater | 10/31/2025
YMCA | 1801 Scott St | Beatrice | NE | 68310-4112 | Gage | NE23895 | Scrapped/Junked | 162658 | 2011 | AO SMITH | CHWH - ASME/Fired Water Heater | Maintenance | HWSD - Hot Water Dom/Potable | 10/31/2017
YMCA | 1801 Scott St | Beatrice | NE | 68310-4112 | Gage | NE41484 | Active | 14362 | 2020 | Riello | WT - Water Tube Boiler | Boiler Room | HWHT - Hot Water Heat | 10/31/2026
YMCA | 1801 Scott St | Beatrice | NE | 68310-4112 | Gage | NE41485 | Active | 14361 | 2020 | Riello | WT - Water Tube Boiler | Boiler Room | HWHT - Hot Water Heat | 10/31/2026
YMCA | 1801 Scott St | Beatrice | NE | 68310-4112 | Gage | NE41486 | Active | 14358 | 2020 | Riello | WT - Water Tube Boiler | Boiler Room | HWHT - Hot Water Heat | 10/31/2026
YMCA | 1801 Scott St | Beatrice | NE | 68310-4112 | Gage | NE43827 | Active | 492466 | 2024 | Raypak | COBL - Coil Type Boiler | Pool Mechanical Room | IPHT - Indoor Pool Heater | 10/31/2026
Jet Wash | 1811 Court St | Beatrice | NE | 68310-3206 | Gage | NE08312 | Scrapped/Junked | 173736 | 2000 | Raypak | CPFT - Horiz Cpr Fin Boiler | MECH ROOM | HWSP - Hot Water Non Potable Supply | 2/28/2026
Jet Wash | 1811 Court St | Beatrice | NE | 68310-3206 | Gage | NE08313 | Active | 170744 | 2000 | Raypak | CPFT - Horiz Cpr Fin Boiler | MECH ROOM | HWHT - Hot Water Heat | 2/28/2027
HOLIDAY VILLA | 1820 N 6th St | Beatrice | NE | 68310-1407 | GAGE | NE04123 | Scrapped/Junked | N/A | 1970 | AMERICAN STANDARD |  | BASEMENT | HWHT - Hot Water Heat | 3/31/2006
HOLIDAY VILLA | 1820 N 6th St | Beatrice | NE | 68310-1407 | GAGE | NE15076 | Scrapped/Junked | 87670 | 2000 | RHEEM MANUFACTURING CO | CHWH - ASME/Fired Water Heater | NORTH WING | HWSD - Hot Water Dom/Potable | 3/31/2006
HOLIDAY VILLA | 1820 N 6th St | Beatrice | NE | 68310-1407 | GAGE | NE24394 | Scrapped/Junked | 82576 | 1999 | RHEEM MANUFACTURING CO | CHWH - ASME/Fired Water Heater | BASEMENT | HWSD - Hot Water Dom/Potable | 3/31/2006
HOLIDAY VILLA | 1820 N 6th St | Beatrice | NE | 68310-1407 | GAGE | NE30674 | Scrapped/Junked |  | 1984 | RHEEM MANUFACTURING CO | AHWH - ANSI/Fired Water Htr | BASEMENT | HWSD - Hot Water Dom/Potable | 6/30/2000
HOLIDAY VILLA | 1820 N 6th St | Beatrice | NE | 68310-1407 | GAGE | NE30675 | Scrapped/Junked |  | 1993 | Ruud-Rheem | AHWH - ANSI/Fired Water Htr | NORTH WING | HWSD - Hot Water Dom/Potable | 3/31/2004
HOLIDAY VILLA | 1820 N 6th St | Beatrice | NE | 68310-1407 | GAGE | NE30676 | Exempt 1999 LB-66 |  | 1991 | RHEEM MANUFACTURING CO | AHWH - ANSI/Fired Water Htr | SHED | HWSD - Hot Water Dom/Potable | 6/30/2000
HOLIDAY VILLA | 1820 N 6th St | Beatrice | NE | 68310-1407 | GAGE | NE30890 | Inactive | N/A | 1996 | HYDR | CI - Cast Iron | MAINT SHOP | HWHT - Hot Water Heat | 10/31/2007
HOLIDAY VILLA | 1820 N 6th St | Beatrice | NE | 68310-1407 | GAGE | NE30891 | Inactive |  | 1996 | HYDR | CI - Cast Iron | MAINT SHOP | HWHT - Hot Water Heat | 10/31/2007
HOLIDAY VILLA | 1820 N 6th St | Beatrice | NE | 68310-1407 | GAGE | NE40103 | Exempt 1999 LB-66 |  | 1997 | Rheem Manufacturing Co | AHWH - ANSI/Fired Water Htr | LAUNDRY | HWSD - Hot Water Dom/Potable | 6/30/2000
Zion Lutheran Church-BMIC#532196 | 18219 S 80th Rd | Pickrell | NE | 68422-8121 | Gage | NE06535 | Active | n/a | 2004 | Burnham | CI - Cast Iron | BASEMENT | STHT - Steam-Heat | 10/31/2026
Zion Lutheran Church-BMIC#532196 | 18219 S 80th Rd | Pickrell | NE | 68422-8121 | Gage | NE14569 | Scrapped/Junked |  | 1975 | PEERLESS HEATER COMPANY |  | BASEMENT | STHT - Steam-Heat | 3/31/2005
Gold Crest Retirement | 200 Levi Ln | Adams | NE | 68301-8830 | Gage | NE09566 | Scrapped/Junked | 75431 | 2003 | AOSM | CHWH - ASME/Fired Water Heater | MECH ROOM | HWSD - Hot Water Dom/Potable | 11/30/2008
Gold Crest Retirement | 200 Levi Ln | Adams | NE | 68301-8830 | Gage | NE12657 | Scrapped/Junked | 129026 | 2008 | AO SMITH | CHWH - ASME/Fired Water Heater | MECH ROOM | HWSD - Hot Water Dom/Potable | 3/31/2017
Gold Crest Retirement | 200 Levi Ln | Adams | NE | 68301-8830 | Gage | NE17213 | Out of Service | 17407 | 1983 | Dewey | ELBL - Electric Boiler | MECH ROOM | HWHT - Hot Water Heat | 3/31/2022
Gold Crest Retirement | 200 Levi Ln | Adams | NE | 68301-8830 | Gage | NE17214 | Scrapped/Junked | 17452 | 1983 | Bryan | WT - Water Tube Boiler | MECH ROOM | HWHT - Hot Water Heat | 3/31/2025
Gold Crest Retirement | 200 Levi Ln | Adams | NE | 68301-8830 | Gage | NE30779 | Scrapped/Junked | 28110 | 1995 | AO SMITH | CHWH - ASME/Fired Water Heater | MECH ROOM | HWSD - Hot Water Dom/Potable | 11/30/2003
Gold Crest Retirement | 200 Levi Ln | Adams | NE | 68301-8830 | Gage | NE43362 | Active | 465916 | 2024 | NTI Trinity | FTNT - FT Vertical Tubeless | Mechanical room | HWHT - Hot Water Heat | 5/31/2027
Gold Crest Retirement | 200 Levi Ln | Adams | NE | 68301-8830 | Gage | NE43363 | Active | 459075 | 2024 | NTI Trinity | FTNT - FT Vertical Tubeless | Mechanical room | HWHT - Hot Water Heat | 5/31/2027
Beatrice Public Schools Cedar Elementary | 201 Cedar St | Beatrice | NE | 68310-3617 | Gage | NE33471 | Out of Service | n/a | 1957 | Kewanee | FT - Firetube Boiler | BOILER ROOM | HWHT - Hot Water Heat | 1/31/2025
Beatrice Police Dept | 201 N 5th St | Beatrice | NE | 68310-3949 | Gage | NE09440 | Scrapped/Junked |  | 1987 | WEIL MCLAIN |  | BASEMENT | STHT - Steam-Heat | 6/30/2003
Beatrice Police Dept | 201 N 5th St | Beatrice | NE | 68310-3949 | Gage | NE10319 | Out of Service | n/a | 2001 | Peerless | CI - Cast Iron | BASEMENT | STHT - Steam-Heat | 2/28/2019
Beatrice Police Dept | 201 N 5th St | Beatrice | NE | 68310-3949 | Gage | NE10320 | Out of Service | n/a | 2001 | Peerless | CI - Cast Iron | BASEMENT | STHT - Steam-Heat | 2/28/2019
Beatrice Police Dept | 201 N 5th St | Beatrice | NE | 68310-3949 | Gage | NE25745 | Active | 264041 | 2014 | Laars | CPFT - Horiz Cpr Fin Boiler | Basement | HWHT - Hot Water Heat | 2/28/2027
Ratigan/Schottler Mfg | 201 S 2nd St | Beatrice | NE | 68310-3819 | GAGE | NE01414 | Active | N/A | 2000 | SMITH | CI - Cast Iron | BOILER ROOM | STHT - Steam-Heat | 1/31/2027
Ratigan/Schottler Mfg | 201 S 2nd St | Beatrice | NE | 68310-3819 | GAGE | NE11292 | Inactive | 3514 | 1935 | LEFFEL | FT - Firetube Boiler | BOILER ROOM | POWR - Power Generation | 9/30/2000
Beatrice Bakery Co | 201 S 5th St | Beatrice | NE | 68310-4408 | Gage | NE10186 | Active | 16884 | 2008 | ALES | FT - Firetube Boiler | SOUTH WAREHOUSE | PROC - Process Steam | 3/31/2027
Beatrice Bakery Co | 201 S 5th St | Beatrice | NE | 68310-4408 | Gage | NE14741 | Scrapped/Junked | 17243 | 1986 | BURN | FTFB - Firetube-Firebox Boiler | PRODUCTION AREA | PROC - Process Steam | 1/31/2008
Farmers Cooperative | 2020 S 6th St | Beatrice | NE | 68310-5103 | Gage | NE14031 | Scrapped/Junked | 42841 | 1978 | Cleaver Brooks | FTSM - FTS Marine Dry Back | BOILER ROOM | PROC - Process Steam | 8/31/2014
Farmers Cooperative | 2020 S 6th St | Beatrice | NE | 68310-5103 | Gage | NE25232 | Active | 17529 | 2013 | Superior | FTHT - Firetube Horizontal | boiler room | PROC - Process Steam | 8/31/2026
Robo Car Wash | 2026 Court St | Beatrice | NE | 68310-3209 | Gage | NE09564 | Active | N/A | 2003 | Weil-Mcclain | CALU - Cast Aluminum | Mechanical Room | HWHF - Hot Water Heat-Floor | 2/28/2027
Robo Car Wash | 2026 Court St | Beatrice | NE | 68310-3209 | Gage | NE42420 | Active | 28279 | 2007 | Raypak | CPFT - Horiz Cpr Fin Boiler | Mechanical Room | GLFH - Glycol Floor Heat System | 2/28/2027
Beatrice Power Station | 20261 SW 61st Rd | Beatrice | NE | 68310-6787 | Gage | NE06001 | Active | 598 | 2004 | Vogt | HRSG - Heat Recovery Stm Gen | #1 HRSG | POWR - Power Generation | 9/30/2026
Beatrice Power Station | 20261 SW 61st Rd | Beatrice | NE | 68310-6787 | Gage | NE06002 | Active | 599 | 2004 | Vogt | HRSG - Heat Recovery Stm Gen | #1 HRSG | POWR - Power Generation | 9/30/2026
Beatrice Power Station | 20261 SW 61st Rd | Beatrice | NE | 68310-6787 | Gage | NE06003 | Active | 600 | 2004 | Vogt | VTTB - Vertical Tube Bundle | #1 HRSG | FDPR - Feedwater Preheater | 9/30/2026
Beatrice Power Station | 20261 SW 61st Rd | Beatrice | NE | 68310-6787 | Gage | NE06004 | Active | 601 | 2004 | Vogt | VTTB - Vertical Tube Bundle | #1 HRSG | ECON - Boiler Economizer | 9/30/2026
Beatrice Power Station | 20261 SW 61st Rd | Beatrice | NE | 68310-6787 | Gage | NE06005 | Active | 602 | 2004 | Vogt | HRSG - Heat Recovery Stm Gen | #2 HRSG | POWR - Power Generation | 9/30/2026
Beatrice Power Station | 20261 SW 61st Rd | Beatrice | NE | 68310-6787 | Gage | NE06006 | Active | 603 | 2004 | Vogt | HRSG - Heat Recovery Stm Gen | #2 HRSG | POWR - Power Generation | 9/30/2026
Beatrice Power Station | 20261 SW 61st Rd | Beatrice | NE | 68310-6787 | Gage | NE06007 | Active | 604 | 2004 | Vogt | VTTB - Vertical Tube Bundle | #2 HRSG | FDPR - Feedwater Preheater | 9/30/2026
Beatrice Power Station | 20261 SW 61st Rd | Beatrice | NE | 68310-6787 | Gage | NE06008 | Active | 605 | 2004 | Vogt | VTTB - Vertical Tube Bundle | #2 HRSG | ECON - Boiler Economizer | 9/30/2026
Beatrice Power Station | 20261 SW 61st Rd | Beatrice | NE | 68310-6787 | Gage | NE06009 | Active | 4167 | 2003 | Nebraska Boiler | WT - Water Tube Boiler | STEAM TURBINE BLDG | BSUP - Bldg Heat & Process | 9/30/2026
Beatrice Power Station | 20261 SW 61st Rd | Beatrice | NE | 68310-6787 | Gage | NE06010 | Active | 5679 | 2004 | Kentube Engineered Products | SUPH - Tubed Superheater | AUX BOILER | SUPH - Superheater | 9/30/2026
Beatrice Power Station | 20261 SW 61st Rd | Beatrice | NE | 68310-6787 | Gage | NE06011 | Active | 5680 | 2004 | Kentube Engineered Products | ECON - Boiler Economizer | AUX BOILER | ECON - Boiler Economizer | 9/30/2026
DUPLICATE LOCATION.. JOL# 1701668 | 205 N 7th St | Beatrice | NE | 68310-3917 | Gage | NE18459 | Inactive | 21883 | 1987 | AOSM | ELBL - Electric Boiler | MECH ROOM BY FIRE HALL | HWHT - Hot Water Heat | 2/28/2022
First Christian Church #DNE0450 | 205 N 7th St | Beatrice | NE | 68310-3917 | Gage | NE09522 | Scrapped/Junked | n/a | 2003 | Peerless | CI - Cast Iron | BASEMENT | HWHT - Hot Water Heat | 12/31/2025
First Christian Church #DNE0450 | 205 N 7th St | Beatrice | NE | 68310-3917 | Gage | NE09523 | Scrapped/Junked | n/a | 2003 | Peerless | CI - Cast Iron | BASEMENT | HWHT - Hot Water Heat | 12/31/2025
First Christian Church #DNE0450 | 205 N 7th St | Beatrice | NE | 68310-3917 | Gage | NE16352 | Scrapped/Junked |  | 1950 | POWERMASTER | FTSM - FTS Marine Dry Back | BOILER ROOM | STHT - Steam-Heat | 6/30/2003
First Christian Church #DNE0450 | 205 N 7th St | Beatrice | NE | 68310-3917 | Gage | NE16353 | Scrapped/Junked |  | 1960 | CLEAVER BROOKS | FTSM - FTS Marine Dry Back | BOILER ROOM | STHT - Steam-Heat | 6/30/2003
First Christian Church #DNE0450 | 205 N 7th St | Beatrice | NE | 68310-3917 | Gage | NE43868 | Active | 59059 | 2025 | A O Smith | FTVT - Firetube Vertical TB | Basement | HWHT - Hot Water Heat | 12/31/2026
First Christian Church #DNE0450 | 205 N 7th St | Beatrice | NE | 68310-3917 | Gage | NE43869 | Active | 59060 | 2025 | A O Smith | FTVT - Firetube Vertical TB | Basement | HWHT - Hot Water Heat | 12/31/2025
CARRIAGE INC | 206 S 6th St | Beatrice | NE | 68310-4401 | GAGE | NE14401 | Inactive |  | 1988 | WEIL MCLAIN |  | BASEMENT | STHT - Steam-Heat | 12/31/1996
CARRIAGE INC | 206 S 6th St | Beatrice | NE | 68310-4401 | GAGE | NE34255 | Inactive |  | 1920 | US RADIATOR |  | BASEMENT | STHT - Steam-Heat | 12/31/1992
FILLEY PUBLIC SCHOOL | 210 PEORIA ST | FILLEY | NE | 68357 | GAGE | NE15244 | Inactive |  | 1989 | PEERLESS HEATER COMPANY |  | BASEMENT | STHT - Steam-Heat | 11/30/1998
FILLEY PUBLIC SCHOOL | 210 PEORIA ST | FILLEY | NE | 68357 | GAGE | NE17125 | Inactive |  | 1978 | ACE TANK & HEAT | AHWH - ANSI/Fired Water Htr | GYM TOP BLCHER | HWSD - Hot Water Dom/Potable | 11/30/1998
FILLEY PUBLIC SCHOOL | 210 PEORIA ST | FILLEY | NE | 68357 | GAGE | NE33110 | Inactive |  | 1940 | KEWANEE | FT - Firetube Boiler | BOILER ROOM | STHT - Steam-Heat | 9/30/1990
Koch Fertilizer Beatrice, LLC | 21178 SW 89th Rd | Beatrice | NE | 68310-6772 | Gage | NE02860 | Inactive | 16474 | 1961 | Erie City Iron Works | WT - Water Tube Boiler | Chemical Plant | PROC - Process Steam | 10/31/2005
Koch Fertilizer Beatrice, LLC | 21178 SW 89th Rd | Beatrice | NE | 68310-6772 | Gage | NE06553 | Active | 144 | 2006 | Speciality Machine Works | UFPV - Unfired Pressure Vessel | Process Area 132-C | HTEX - Heat Exchanger | 9/30/2027
Koch Fertilizer Beatrice, LLC | 21178 SW 89th Rd | Beatrice | NE | 68310-6772 | Gage | NE06554 | Active | 4042 | 2006 | Peerless Mfg. Co. | UFPV - Unfired Pressure Vessel | Process Area | SEPR - Separator | 9/30/2027
Koch Fertilizer Beatrice, LLC | 21178 SW 89th Rd | Beatrice | NE | 68310-6772 | Gage | NE06555 | Active | 4044 | 2006 | Peerless Mfgr. Co. | UFPV - Unfired Pressure Vessel | Process Area A1-1002-F | 0033 - Oil Seperator | 9/30/2027
Koch Fertilizer Beatrice, LLC | 21178 SW 89th Rd | Beatrice | NE | 68310-6772 | Gage | NE06558 | Active | 12795 | 1967 | Struthers Wells | UFPV - Unfired Pressure Vessel | Process Area | HTEX - Heat Exchanger | 9/30/2026
Koch Fertilizer Beatrice, LLC | 21178 SW 89th Rd | Beatrice | NE | 68310-6772 | Gage | NE10753 | Active | 955 | 1965 | Mw Kellogg | WT - Water Tube Boiler | Process Area | PROC - Process Steam | 9/30/2026
Koch Fertilizer Beatrice, LLC | 21178 SW 89th Rd | Beatrice | NE | 68310-6772 | Gage | NE10770 | Active | 2940 | 1968 | Superior Boiler Works | FTSM - FTS Marine Dry Back | Process Area | PROC - Process Steam | 9/30/2026
Koch Fertilizer Beatrice, LLC | 21178 SW 89th Rd | Beatrice | NE | 68310-6772 | Gage | NE10773 | Scrapped/Junked | 2791 | 1970 | Vulcan | HEXC - Heat Exchanger | Process Area | PROC - Process Steam | 9/30/2022
Koch Fertilizer Beatrice, LLC | 21178 SW 89th Rd | Beatrice | NE | 68310-6772 | Gage | NE11110 | Exempt | 1908 | 2008 | Heat Transfer Systems | HEXC - Heat Exchanger | 120C | HTEX - Heat Exchanger | 10/9/2010
Koch Fertilizer Beatrice, LLC | 21178 SW 89th Rd | Beatrice | NE | 68310-6772 | Gage | NE11111 | Inactive | 457 | 2008 | GEO | HEXC - Heat Exchanger | 102C | HTEX - Heat Exchanger | 10/9/2012
Koch Fertilizer Beatrice, LLC | 21178 SW 89th Rd | Beatrice | NE | 68310-6772 | Gage | NE11112 | Exempt | 8522 |  | Cust-O-Fab | HEXC - Heat Exchanger | 123C | HTEX - Heat Exchanger | 10/9/2010
Koch Fertilizer Beatrice, LLC | 21178 SW 89th Rd | Beatrice | NE | 68310-6772 | Gage | NE13362 | Active | 457 | 2008 | GEO | UFPV - Unfired Pressure Vessel | 102C | STMG - Steam Generator | 9/30/2026
Koch Fertilizer Beatrice, LLC | 21178 SW 89th Rd | Beatrice | NE | 68310-6772 | Gage | NE13363 | Active | 1908 | 2008 | Heat Transfer | UFPV - Unfired Pressure Vessel | 120 C | HTEX - Heat Exchanger | 9/30/2027
Koch Fertilizer Beatrice, LLC | 21178 SW 89th Rd | Beatrice | NE | 68310-6772 | Gage | NE13364 | Out of Service | 8522 | 2008 | Cust-O-Fab | UFPV - Unfired Pressure Vessel | 123C | HTEX - Heat Exchanger | 9/30/2023
Koch Fertilizer Beatrice, LLC | 21178 SW 89th Rd | Beatrice | NE | 68310-6772 | Gage | NE19832 | Active | 560 | 2010 | Bi-Con | HTNK - Horizontal UFPV | UREA 2nd floor | RCVR - Receiver: Air or Water | 9/30/2026
Koch Fertilizer Beatrice, LLC | 21178 SW 89th Rd | Beatrice | NE | 68310-6772 | Gage | NE19833 | Out of Service | 562 | 2010 | Bi-Con | HTNK - Horizontal UFPV | UREA 2nd floor | RCVR - Receiver: Air or Water | 10/31/2014
Koch Fertilizer Beatrice, LLC | 21178 SW 89th Rd | Beatrice | NE | 68310-6772 | Gage | NE19904 | Scrapped/Junked | 38737 | 1997 | A. O. Smith |  | Boiler Room |  | 4/30/2001
Koch Fertilizer Beatrice, LLC | 21178 SW 89th Rd | Beatrice | NE | 68310-6772 | Gage | NE19905 | Active | 3687 | 1964 | General Welding Works | UFPV - Unfired Pressure Vessel | Ammonia Plant | 0001 - Desulfurizer | 9/30/2027
Koch Fertilizer Beatrice, LLC | 21178 SW 89th Rd | Beatrice | NE | 68310-6772 | Gage | NE19906 | Active | 1060 | 1965 | Mosher | UFPV - Unfired Pressure Vessel | Ammonia plant | 0002 - Secondary Reformer | 9/30/2027
Koch Fertilizer Beatrice, LLC | 21178 SW 89th Rd | Beatrice | NE | 68310-6772 | Gage | NE19907 | Scrapped/Junked | 3688 | 1964 | General Welding Works | UFPV - Unfired Pressure Vessel | None Noted | 0003 - Shift Converter | 10/31/2013
Koch Fertilizer Beatrice, LLC | 21178 SW 89th Rd | Beatrice | NE | 68310-6772 | Gage | NE19908 | Active | 8629 | 1978 | General Welding Works | UFPV - Unfired Pressure Vessel | A1-104-DC | 0003 - Shift Converter | 9/30/2026
Koch Fertilizer Beatrice, LLC | 21178 SW 89th Rd | Beatrice | NE | 68310-6772 | Gage | NE19909 | Active | 3689 | 1964 | General Welding Works | UFPV - Unfired Pressure Vessel | None Noted | 0003 - Shift Converter | 9/30/2026
Koch Fertilizer Beatrice, LLC | 21178 SW 89th Rd | Beatrice | NE | 68310-6772 | Gage | NE19910 | Active | 105DA | 1965 | Struthers | UFPV - Unfired Pressure Vessel | None Noted | 0003 - Shift Converter | 9/30/2026
Koch Fertilizer Beatrice, LLC | 21178 SW 89th Rd | Beatrice | NE | 68310-6772 | Gage | NE19911 | Active | 0 | 1965 | Struthers | UFPV - Unfired Pressure Vessel | None Noted | 0003 - Shift Converter | 9/30/2026
Koch Fertilizer Beatrice, LLC | 21178 SW 89th Rd | Beatrice | NE | 68310-6772 | Gage | NE19912 | Inactive | 0 | 1965 | Struthers | UFPV - Unfired Pressure Vessel | None Noted | 0003 - Shift Converter | 10/31/2020
Koch Fertilizer Beatrice, LLC | 21178 SW 89th Rd | Beatrice | NE | 68310-6772 | Gage | NE19913 | Active | 11665 | 1982 | Peerless | UFPV - Unfired Pressure Vessel | None Noted | REAC - Reactor | 9/30/2026
Koch Fertilizer Beatrice, LLC | 21178 SW 89th Rd | Beatrice | NE | 68310-6772 | Gage | NE19914 | Scrapped/Junked | 3685 | 1964 | General Welding Works | UFPV - Unfired Pressure Vessel | None Noted | REAC - Reactor | 10/31/2018
Koch Fertilizer Beatrice, LLC | 21178 SW 89th Rd | Beatrice | NE | 68310-6772 | Gage | NE19915 | Active | 1042 | 1964 | Mosher Steel | UFPV - Unfired Pressure Vessel | Process Area 101-E | 0004 - Absorber | 9/30/2027
Koch Fertilizer Beatrice, LLC | 21178 SW 89th Rd | Beatrice | NE | 68310-6772 | Gage | NE19916 | Inactive | 1759 | 1990 | Cust-O-Fab | UFPV - Unfired Pressure Vessel | None Noted | HTEX - Heat Exchanger | 9/30/2024
Koch Fertilizer Beatrice, LLC | 21178 SW 89th Rd | Beatrice | NE | 68310-6772 | Gage | NE19917 | Active | 0 | 1964 | Wyatt Ind. | UFPV - Unfired Pressure Vessel | A1-102-F | SEPR - Separator | 9/30/2027
Koch Fertilizer Beatrice, LLC | 21178 SW 89th Rd | Beatrice | NE | 68310-6772 | Gage | NE19918 | Active | 0 | 1965 | Cherokee Steel | UFPV - Unfired Pressure Vessel | None Noted | RCVR - Receiver: Air or Water | 9/30/2026
Koch Fertilizer Beatrice, LLC | 21178 SW 89th Rd | Beatrice | NE | 68310-6772 | Gage | NE19919 | Active | 0 | 1965 | Cherokee Steel | UFPV - Unfired Pressure Vessel | None Noted | RCVR - Receiver: Air or Water | 9/30/2026
Koch Fertilizer Beatrice, LLC | 21178 SW 89th Rd | Beatrice | NE | 68310-6772 | Gage | NE19920 | Active | 0 | 1965 | Wells Industry | UFPV - Unfired Pressure Vessel | None Noted | SEPR - Separator | 9/30/2026
Koch Fertilizer Beatrice, LLC | 21178 SW 89th Rd | Beatrice | NE | 68310-6772 | Gage | NE19921 | Active | 0 | 1965 | Trinity Steel | UFPV - Unfired Pressure Vessel | None Noted | 0006 - Flash Drum | 9/30/2026
Koch Fertilizer Beatrice, LLC | 21178 SW 89th Rd | Beatrice | NE | 68310-6772 | Gage | NE19922 | Active | 0 | 1964 | Wyatt Ind. | UFPV - Unfired Pressure Vessel | None Noted | SEPR - Separator | 9/30/2026
Koch Fertilizer Beatrice, LLC | 21178 SW 89th Rd | Beatrice | NE | 68310-6772 | Gage | NE19923 | Exempt |  | 1965 | Trinity |  |  |  | 2/15/2002
Koch Fertilizer Beatrice, LLC | 21178 SW 89th Rd | Beatrice | NE | 68310-6772 | Gage | NE19924 | Active | A1-117-F | 1965 | Trinity Steel | UFPV - Unfired Pressure Vessel | None Noted | 0006 - Flash Drum | 9/30/2026
Koch Fertilizer Beatrice, LLC | 21178 SW 89th Rd | Beatrice | NE | 68310-6772 | Gage | NE19925 | Scrapped/Junked | 13093 | 1997 | Nooter/Eriksen | UFPV - Unfired Pressure Vessel | UREA | REAC - Reactor | 9/30/2022
Koch Fertilizer Beatrice, LLC | 21178 SW 89th Rd | Beatrice | NE | 68310-6772 | Gage | NE19926 | Exempt |  | 1975 | Graver Tank |  |  | STOR - Storage Vessel | 2/15/2002
Koch Fertilizer Beatrice, LLC | 21178 SW 89th Rd | Beatrice | NE | 68310-6772 | Gage | NE19927 | Scrapped/Junked | 2247 | 1965 | Ind. Process Eng. | UFPV - Unfired Pressure Vessel | None Noted | STMG - Steam Generator | 10/31/2013
Koch Fertilizer Beatrice, LLC | 21178 SW 89th Rd | Beatrice | NE | 68310-6772 | Gage | NE19928 | Scrapped/Junked |  | 1967 | Tri-Ex Inc. | UFPV - Unfired Pressure Vessel | None Noted | STMG - Steam Generator | 10/31/2008
Koch Fertilizer Beatrice, LLC | 21178 SW 89th Rd | Beatrice | NE | 68310-6772 | Gage | NE19929 | Inactive | 5197 | 1982 | Western | UFPV - Unfired Pressure Vessel | None Noted | HTEX - Heat Exchanger | 10/31/2015
Koch Fertilizer Beatrice, LLC | 21178 SW 89th Rd | Beatrice | NE | 68310-6772 | Gage | NE19930 | Scrapped/Junked | 2259 | 1965 | Ind. Process Eng. | UFPV - Unfired Pressure Vessel | None Noted | PHTR - Pre-Heater | 10/31/2013
Koch Fertilizer Beatrice, LLC | 21178 SW 89th Rd | Beatrice | NE | 68310-6772 | Gage | NE19931 | Active | 2262 | 1965 | Ind. Process Eng. | UFPV - Unfired Pressure Vessel | None Noted | STRP - Stripper | 9/30/2026
Koch Fertilizer Beatrice, LLC | 21178 SW 89th Rd | Beatrice | NE | 68310-6772 | Gage | NE19932 | Scrapped/Junked |  | 1965 | Struthers |  |  | HTEX - Heat Exchanger | 10/31/2004
Koch Fertilizer Beatrice, LLC | 21178 SW 89th Rd | Beatrice | NE | 68310-6772 | Gage | NE19933 | Active | 0 | 1964 | Texas Metal Fab. | UFPV - Unfired Pressure Vessel | None Noted | HTEX - Heat Exchanger | 9/30/2026
Koch Fertilizer Beatrice, LLC | 21178 SW 89th Rd | Beatrice | NE | 68310-6772 | Gage | NE19934 | Scrapped/Junked |  | 1965 | Struthers | UFPV - Unfired Pressure Vessel | None Noted | HTEX - Heat Exchanger | 10/31/2008
Koch Fertilizer Beatrice, LLC | 21178 SW 89th Rd | Beatrice | NE | 68310-6772 | Gage | NE19935 | Active | 0 | 1965 | Struthers | UFPV - Unfired Pressure Vessel | None Noted | 0005 - Converter | 9/30/2026
Koch Fertilizer Beatrice, LLC | 21178 SW 89th Rd | Beatrice | NE | 68310-6772 | Gage | NE19936 | Exempt |  | 1965 | Ind. Process Eng. |  |  | PROC - Process Steam | 2/15/2002
Koch Fertilizer Beatrice, LLC | 21178 SW 89th Rd | Beatrice | NE | 68310-6772 | Gage | NE19937 | Scrapped/Junked |  | 1964 | Struthers | UFPV - Unfired Pressure Vessel | None Noted | HTEX - Heat Exchanger | 10/31/2008
Koch Fertilizer Beatrice, LLC | 21178 SW 89th Rd | Beatrice | NE | 68310-6772 | Gage | NE19938 | Scrapped/Junked |  | 1993 | Yuba |  |  | PROC - Process Steam | 10/31/2004
Koch Fertilizer Beatrice, LLC | 21178 SW 89th Rd | Beatrice | NE | 68310-6772 | Gage | NE19939 | Active | 3686 | 1964 | Gen Welding Works | UFPV - Unfired Pressure Vessel | Ammonia Plant | 0001 - Desulfurizer | 9/30/2027
Koch Fertilizer Beatrice, LLC | 21178 SW 89th Rd | Beatrice | NE | 68310-6772 | Gage | NE19940 | Active | 3389 | 1965 | Peerless | UFPV - Unfired Pressure Vessel | Process Area | 0008 - Pulsation Chamber/Dampener | 9/30/2026
Koch Fertilizer Beatrice, LLC | 21178 SW 89th Rd | Beatrice | NE | 68310-6772 | Gage | NE19941 | Active | 0 | 1990 | Farmland Industries | UFPV - Unfired Pressure Vessel | Process Area | SEPR - Separator | 9/30/2026
Koch Fertilizer Beatrice, LLC | 21178 SW 89th Rd | Beatrice | NE | 68310-6772 | Gage | NE19942 | Active | 1018 | 1965 | Pritchard Products | UFPV - Unfired Pressure Vessel | Process Area | 0009 - Deodorizer | 9/30/2026
Koch Fertilizer Beatrice, LLC | 21178 SW 89th Rd | Beatrice | NE | 68310-6772 | Gage | NE19943 | Active | 1019 | 1965 | Pritchard Products | UFPV - Unfired Pressure Vessel | Process Area | 0009 - Deodorizer | 9/30/2026
Koch Fertilizer Beatrice, LLC | 21178 SW 89th Rd | Beatrice | NE | 68310-6772 | Gage | NE19944 | Active | 2029 | 1965 | J C Mahoney | UFPV - Unfired Pressure Vessel | Process Area | 0010 - Stripper Reboiler | 9/30/2026
Koch Fertilizer Beatrice, LLC | 21178 SW 89th Rd | Beatrice | NE | 68310-6772 | Gage | NE19957 | Exempt |  | 1965 | Industrial Process Eng. |  | Process Area | PROC - Process Steam | 4/30/2002
Koch Fertilizer Beatrice, LLC | 21178 SW 89th Rd | Beatrice | NE | 68310-6772 | Gage | NE19958 | Exempt |  | 1965 | Industrial Process Eng. |  | Process Area | PROC - Process Steam | 4/30/2002
Koch Fertilizer Beatrice, LLC | 21178 SW 89th Rd | Beatrice | NE | 68310-6772 | Gage | NE19959 | Scrapped/Junked |  | 1993 | Yuba |  | Process Area | HTEX - Heat Exchanger | 10/31/2004
Koch Fertilizer Beatrice, LLC | 21178 SW 89th Rd | Beatrice | NE | 68310-6772 | Gage | NE19960 | Active | 115CA | 1964 | Texas Metals Fabrication | SHTB - Shell/Tube Htexchngr | Process Area | 0011 - Effluent Cooler | 9/30/2027
Koch Fertilizer Beatrice, LLC | 21178 SW 89th Rd | Beatrice | NE | 68310-6772 | Gage | NE19999 | Scrapped/Junked | 3060 | 1994 | Energy Exchange Co. | SHTB - Shell/Tube Htexchngr | None Noted | HTEX - Heat Exchanger | 10/31/2012
Koch Fertilizer Beatrice, LLC | 21178 SW 89th Rd | Beatrice | NE | 68310-6772 | Gage | NE20000 | Active | 0 | 1982 | United States Steel | UFPV - Unfired Pressure Vessel | Plant number 108D | 0001 - Desulfurizer | 9/30/2027
Koch Fertilizer Beatrice, LLC | 21178 SW 89th Rd | Beatrice | NE | 68310-6772 | Gage | NE23891 | Active | 79 | 2012 | SOUTHERN HEAT EXCHANGER | UTNK - Unfired Vertical Tank | Ammonia | HTEX - Heat Exchanger | 9/30/2026
Koch Fertilizer Beatrice, LLC | 21178 SW 89th Rd | Beatrice | NE | 68310-6772 | Gage | NE23892 | Active | 80 | 2012 | SOUTHERN HEAT EXCHANGER | WHTB - Waste Heat Boiler | Ammonia | PROC - Process Steam | 9/30/2026
Koch Fertilizer Beatrice, LLC | 21178 SW 89th Rd | Beatrice | NE | 68310-6772 | Gage | NE23893 | Active | 57 | 2012 | Alliance Fabricating | UTNK - Unfired Vertical Tank | Ammonia | 0003 - Shift Converter | 9/30/2026
Koch Fertilizer Beatrice, LLC | 21178 SW 89th Rd | Beatrice | NE | 68310-6772 | Gage | NE23894 | Active | 1236 | 2011 | Koch Engineering | HEXC - Heat Exchanger | Ammonia | HTEX - Heat Exchanger | 9/30/2026
Koch Fertilizer Beatrice, LLC | 21178 SW 89th Rd | Beatrice | NE | 68310-6772 | Gage | NE25064 | Active | 846 | 2001 | Spitzer | UFPV - Unfired Pressure Vessel | Outside | 0017 - Ammonia Receiver | 9/30/2027
Koch Fertilizer Beatrice, LLC | 21178 SW 89th Rd | Beatrice | NE | 68310-6772 | Gage | NE25065 | Active | 847 | 2001 | Spitzer | UFPV - Unfired Pressure Vessel | Outside | 0017 - Ammonia Receiver | 9/30/2027
Koch Fertilizer Beatrice, LLC | 21178 SW 89th Rd | Beatrice | NE | 68310-6772 | Gage | NE25066 | Active | 850 | 2001 | Spitzer | UFPV - Unfired Pressure Vessel | Outside | 0017 - Ammonia Receiver | 9/30/2027
Koch Fertilizer Beatrice, LLC | 21178 SW 89th Rd | Beatrice | NE | 68310-6772 | Gage | NE25067 | Active | 849 | 2001 | Spitzer | UFPV - Unfired Pressure Vessel | Outside | 0017 - Ammonia Receiver | 9/30/2027
Koch Fertilizer Beatrice, LLC | 21178 SW 89th Rd | Beatrice | NE | 68310-6772 | Gage | NE25068 | Active | 848 | 2001 | Spitzer | UFPV - Unfired Pressure Vessel | Outside | 0017 - Ammonia Receiver | 9/30/2027
Koch Fertilizer Beatrice, LLC | 21178 SW 89th Rd | Beatrice | NE | 68310-6772 | Gage | NE27890 | Active | 48 | 2018 | Industrial Piping Co. | UFPV - Unfired Pressure Vessel | Outside | REAC - Reactor | 9/30/2026
Koch Fertilizer Beatrice, LLC | 21178 SW 89th Rd | Beatrice | NE | 68310-6772 | Gage | NE28934 | Active | 145 | 2020 | Schoeller-Bleckmann | UFPV - Unfired Pressure Vessel | UREA | REAC - Reactor | 9/30/2026
Koch Fertilizer Beatrice, LLC | 21178 SW 89th Rd | Beatrice | NE | 68310-6772 | Gage | NE41078 | Active | 591 | 2021 | The Roberts Company | SHTB - Shell/Tube Htexchngr | Process Area | HTEX - Heat Exchanger | 9/30/2026
Koch Fertilizer Beatrice, LLC | 21178 SW 89th Rd | Beatrice | NE | 68310-6772 | Gage | NE41452 | Out of Service | 29982 | 2014 | Aesys | FTHT - Firetube Horizontal | Portable Trailer | PROC - Process Steam | 9/30/2022
Koch Fertilizer Beatrice, LLC | 21178 SW 89th Rd | Beatrice | NE | 68310-6772 | Gage | NE41544 | Active | 4078 | 2018 | Gaspar | HEXC - Heat Exchanger | Outside | HTEX - Heat Exchanger | 9/30/2027
Koch Fertilizer Beatrice, LLC | 21178 SW 89th Rd | Beatrice | NE | 68310-6772 | Gage | NE41545 | Active | 4937 | 2021 | Ohmstede Inc | HEXC - Heat Exchanger | Outside | HTEX - Heat Exchanger | 9/30/2027
Koch Fertilizer Beatrice, LLC | 21178 SW 89th Rd | Beatrice | NE | 68310-6772 | Gage | NE42460 | Active | 7970 | 2022 | Hughes Anderson | UFPV - Unfired Pressure Vessel | 123C | HTEX - Heat Exchanger | 9/30/2027
Beatrice Middle School | 213 N 5th St | Beatrice | NE | 68310-3904 | Gage | NE00906 | Scrapped/Junked | n/a | 2000 | HYDR | FT - Firetube Boiler | SOUTH ADD BLR RM | HWHT - Hot Water Heat | 1/31/2018
Beatrice Middle School | 213 N 5th St | Beatrice | NE | 68310-3904 | Gage | NE06017 | Scrapped/Junked | 16065 | 2003 | Unknown | FT - Firetube Boiler | KITCHEN | 0021 - Steam Supp Cooker/Kettle | 1/31/2008
Beatrice Middle School | 213 N 5th St | Beatrice | NE | 68310-3904 | Gage | NE07545 | Active | 3610 | 2006 | Hurst | FTFB - Firetube-Firebox Boiler | BOILER ROOM | STHT - Steam-Heat | 1/31/2026
Beatrice Middle School | 213 N 5th St | Beatrice | NE | 68310-3904 | Gage | NE07546 | Active | 3614 | 2006 | Hurst | FTFB - Firetube-Firebox Boiler | BOILER ROOM | STHT - Steam-Heat | 1/31/2026
Beatrice Middle School | 213 N 5th St | Beatrice | NE | 68310-3904 | Gage | NE07547 | Active | 3613 | 2006 | Hurst | FTFB - Firetube-Firebox Boiler | BOILER ROOM | STHT - Steam-Heat | 1/31/2026
Beatrice Middle School | 213 N 5th St | Beatrice | NE | 68310-3904 | Gage | NE09385 | Scrapped/Junked | 19045 | 1981 | A. O. Smith | WT - Water Tube Boiler | BOILER ROOM | HWSD - Hot Water Dom/Potable | 1/31/2006
Beatrice Middle School | 213 N 5th St | Beatrice | NE | 68310-3904 | Gage | NE09386 | Scrapped/Junked | 19044 | 1981 | A. O. Smith | FT - Firetube Boiler | BOILER ROOM | HWSD - Hot Water Dom/Potable | 1/31/2006
Beatrice Middle School | 213 N 5th St | Beatrice | NE | 68310-3904 | Gage | NE09387 | Scrapped/Junked | 12781 | 1981 | AO SMITH | WT - Water Tube Boiler | LAUNDRY | HWSD - Hot Water Dom/Potable | 6/30/2000
Beatrice Middle School | 213 N 5th St | Beatrice | NE | 68310-3904 | Gage | NE14693 | Active | 294892 | 2009 | RHEEM | CPFH - Copper Fin Water Heater | LAUNDRY ROOM | HWSD - Hot Water Dom/Potable | 1/31/2027
Beatrice Middle School | 213 N 5th St | Beatrice | NE | 68310-3904 | Gage | NE14694 | Scrapped/Junked | 19355 | 2007 | VULCAN | FTNT - FT Vertical Tubeless | KITCHEN | 0021 - Steam Supp Cooker/Kettle | 1/31/2014
Beatrice Middle School | 213 N 5th St | Beatrice | NE | 68310-3904 | Gage | NE18826 | Scrapped/Junked | 97635 | 1998 | Market Forge Industries | FT - Firetube Boiler | KITCHEN | 0021 - Steam Supp Cooker/Kettle | 1/31/2005
Beatrice Middle School | 213 N 5th St | Beatrice | NE | 68310-3904 | Gage | NE21235 | Scrapped/Junked | 74431 | 1975 | GROEN/DIV OF DOVER IND | AHWH - ANSI/Fired Water Htr |  | HWSP - Hot Water Non Potable Supply | 6/30/2000
Beatrice Middle School | 213 N 5th St | Beatrice | NE | 68310-3904 | Gage | NE27445 | Active | 365714 | 2015 | Trinity | WTSS - Watertube SS Steel | South SPED Boiler Room | HWHT - Hot Water Heat | 1/31/2027
Beatrice Middle School | 213 N 5th St | Beatrice | NE | 68310-3904 | Gage | NE33465 | Scrapped/Junked |  | 1950 | Fitzgibbons | FTSM - FTS Marine Dry Back | BOILER ROOM | STHT - Steam-Heat | 1/31/2007
Beatrice Middle School | 213 N 5th St | Beatrice | NE | 68310-3904 | Gage | NE33466 | Scrapped/Junked |  | 1951 | Fitzgibbons | FT - Firetube Boiler | BOILER ROOM | STHT - Steam-Heat | 1/31/2007
Kinder Morgan - NGPL Station 106 | 21372 US Highway 77 | Beatrice | NE | 68310-6756 | Gage | NE13873 | Active | 15532 | 1966 | Cleaver Brooks | FTSM - FTS Marine Dry Back | AUXILIARY BUILDING | STHT - Steam-Heat | 8/31/2026
Agrium Inc/Homestead Nitrogen | 22292 SW 89th Rd | Beatrice | NE | 68310-6872 | Gage | NE02770 | Inactive | 1352 | 1965 | Nebraska Boiler | WT - Water Tube Boiler | BOILER BLDG | PROC - Process Steam | 8/31/2006
Agrium Inc/Homestead Nitrogen | 22292 SW 89th Rd | Beatrice | NE | 68310-6872 | Gage | NE02771 | Inactive | 1351 | 1965 | Nebraska Boiler | WT - Water Tube Boiler | BOILER BLDG | PROC - Process Steam | 8/31/2006
Agrium Inc/Homestead Nitrogen | 22292 SW 89th Rd | Beatrice | NE | 68310-6872 | Gage | NE02773 | Inactive | 6562 | 1965 | Nooter/Eriksen | HRSG - Heat Recovery Stm Gen | OUTSIDE | PROC - Process Steam | 8/31/2006
Agrium Inc/Homestead Nitrogen | 22292 SW 89th Rd | Beatrice | NE | 68310-6872 | Gage | NE13886 | Scrapped/Junked | 9632 | 1985 | Vulcan | FT - Firetube Boiler | UTILITY AREA | PROC - Process Steam | 8/31/1999
Agrium Inc/Homestead Nitrogen | 22292 SW 89th Rd | Beatrice | NE | 68310-6872 | Gage | NE23674 | Active | 685 | 2010 | Express Metal Fabricators | FHEX - Fired Heat Exchanger | Ammonia Refrig. | HTEX - Heat Exchanger | 10/31/2026
Agrium Inc/Homestead Nitrogen | 22292 SW 89th Rd | Beatrice | NE | 68310-6872 | Gage | NE24001 | Inactive | 733 | 1997 | Vulcan | HRSG - Heat Recovery Stm Gen | OUTSIDE | PROC - Process Steam | 8/31/2006
EPCO Carbon Dioxide Prod | 22588 SW 89th Rd | Beatrice | NE | 68310-6723 | GAGE | NE07477 | Out of Service | 455906 | 2006 | RFS Standard | UFPV - Unfired Pressure Vessel | MAIN PLANT | AMOC - Ammonia Sep Oil Cooler | 10/31/2014
EPCO Carbon Dioxide Prod | 22588 SW 89th Rd | Beatrice | NE | 68310-6723 | GAGE | NE07871 | Exempt | 8492 | 1996 | RV & S CORP | UFPV - Unfired Pressure Vessel | MAINT PLANT | DESH - Desuperheater | 1/1/1900
EPCO Carbon Dioxide Prod | 22588 SW 89th Rd | Beatrice | NE | 68310-6723 | GAGE | NE07872 | Exempt | 8333 | 1995 | RV & S CORP | UFPV - Unfired Pressure Vessel | MAINT PLANT | 0019 - Sub-Cooler | 1/1/1900
EPCO Carbon Dioxide Prod | 22588 SW 89th Rd | Beatrice | NE | 68310-6723 | GAGE | NE07873 | Exempt | 8363 | 1996 | RV & S CORP | SHTB - Shell/Tube Htexchngr | MAINT PLANT | COND - Condenser | 1/1/1900
EPCO Carbon Dioxide Prod | 22588 SW 89th Rd | Beatrice | NE | 68310-6723 | GAGE | NE07874 | Out of Service | 8362 | 1996 | RFG Valves & Systems | KETT - Fired Kettle | MAIN PLANT | 0013 - Reboiler | 10/31/2014
EPCO Carbon Dioxide Prod | 22588 SW 89th Rd | Beatrice | NE | 68310-6723 | GAGE | NE07875 | Exempt | 8364 | 1996 | RV & S CORP | UFPV - Unfired Pressure Vessel | MAINT PLANT | ACCU - Accumulator | 1/1/1900
EPCO Carbon Dioxide Prod | 22588 SW 89th Rd | Beatrice | NE | 68310-6723 | GAGE | NE07876 | Exempt | 8432 | 1996 | RV & S CORP | UFPV - Unfired Pressure Vessel | MAIN PLANT | DESH - Desuperheater | 1/1/1900
EPCO Carbon Dioxide Prod | 22588 SW 89th Rd | Beatrice | NE | 68310-6723 | GAGE | NE07877 | Out of Service | 8471 | 1996 | RFG Valves & Systems | UFPV - Unfired Pressure Vessel | MAIN PLANT | PREC - Precooler | 10/31/2014
EPCO Carbon Dioxide Prod | 22588 SW 89th Rd | Beatrice | NE | 68310-6723 | GAGE | NE07878 | Exempt | 8461 | 1996 | RV & S CORP | UFPV - Unfired Pressure Vessel | MAIN PLANT | RCVR - Receiver: Air or Water | 1/1/1900
EPCO Carbon Dioxide Prod | 22588 SW 89th Rd | Beatrice | NE | 68310-6723 | GAGE | NE07879 | Out of Service | 8556 | 1996 | RFG Valves & Systems | UFPV - Unfired Pressure Vessel | MAIN PLANT | 0014 - Dryer | 10/31/2014
EPCO Carbon Dioxide Prod | 22588 SW 89th Rd | Beatrice | NE | 68310-6723 | GAGE | NE07880 | Out of Service | 8551 | 1996 | RFG Valves & Systems | UFPV - Unfired Pressure Vessel | MAIN PLANT | 0014 - Dryer | 10/31/2014
EPCO Carbon Dioxide Prod | 22588 SW 89th Rd | Beatrice | NE | 68310-6723 | GAGE | NE07881 | Out of Service | 8536 | 1996 | RFG Valves & Systems | UFPV - Unfired Pressure Vessel | MAIN PLANT | SEPR - Separator | 10/31/2014
EPCO Carbon Dioxide Prod | 22588 SW 89th Rd | Beatrice | NE | 68310-6723 | GAGE | NE07882 | Out of Service | 1382 | 1996 | Pressure Products | UFPV - Unfired Pressure Vessel | MAIN PLANT | 0033 - Oil Seperator | 10/31/2014
EPCO Carbon Dioxide Prod | 22588 SW 89th Rd | Beatrice | NE | 68310-6723 | GAGE | NE07883 | Exempt | 8428 | 1996 | RV & S CORP | UFPV - Unfired Pressure Vessel | MAIN PLANT | STOR - Storage Vessel | 1/1/1900
EPCO Carbon Dioxide Prod | 22588 SW 89th Rd | Beatrice | NE | 68310-6723 | GAGE | NE07884 | Out of Service | 1658 | 1996 | Mycom | UFPV - Unfired Pressure Vessel | MAIN PLANT | 0033 - Oil Seperator | 10/31/2014
EPCO Carbon Dioxide Prod | 22588 SW 89th Rd | Beatrice | NE | 68310-6723 | GAGE | NE07885 | Out of Service | 354890 | 1996 | RFS Standard | SHTB - Shell/Tube Htexchngr | MAIN PLANT | 0016 - Oil Cooler | 10/31/2014
EPCO Carbon Dioxide Prod | 22588 SW 89th Rd | Beatrice | NE | 68310-6723 | GAGE | NE07886 | Out of Service | 355177 | 1996 | RFS Standard | UFPV - Unfired Pressure Vessel | MAIN PLANT | PROV - Process Vessel | 10/31/2014
EPCO Carbon Dioxide Prod | 22588 SW 89th Rd | Beatrice | NE | 68310-6723 | GAGE | NE07887 | Scrapped/Junked | 355414 | 1996 | 0006 | UFPV - Unfired Pressure Vessel | MAIN PLANT | 0016 - Oil Cooler | 10/31/2008
HOMESTEAD HOUSE | 2300 Lincoln St | Beatrice | NE | 68310-3366 | GAGE | NE21262 | Exempt 1999 LB-66 |  | 1996 | STATE INDUSTRIES | AHWH - ANSI/Fired Water Htr | KITCHEN | HWSD - Hot Water Dom/Potable | 11/30/1999
HOMESTEAD HOUSE | 2300 Lincoln St | Beatrice | NE | 68310-3366 | GAGE | NE21263 | Exempt 1999 LB-66 |  | 1996 | STATE INDUSTRIES | AHWH - ANSI/Fired Water Htr | KITCHEN | HWSD - Hot Water Dom/Potable | 11/30/1999
Superwash of Beatrice | 2321 N 6th St | Beatrice | NE | 68310-1215 | Gage | NE40169 | Scrapped/Junked | 122415 | 1995 | Raytherm/Raypak | CPFT - Horiz Cpr Fin Boiler | CAR WASH | HWSP - Hot Water Non Potable Supply | 8/31/2012
Superwash of Beatrice | 2321 N 6th St | Beatrice | NE | 68310-1215 | Gage | NE40170 | Active | 123191 | 1995 | Raytherm/Raypak | CPFT - Horiz Cpr Fin Boiler | boiler room | HWFS - HW Heat - Floor & Sidewalk | 8/31/2026
Beatrice School -Maintenance/Grounds Bldg | 280 High St. | Beatrice | NE | 68310 | Gage | NE06861 | Active | n/a | 2005 | Peerless | CI - Cast Iron | FIELD SHOP | HWHT - Hot Water Heat | 1/31/2027
Beatrice School -Maintenance/Grounds Bldg | 280 High St. | Beatrice | NE | 68310 | Gage | NE06862 | Active | n/a | 2005 | Peerless | CI - Cast Iron | FIELD SHOP | HWHT - Hot Water Heat | 1/31/2027
Beatrice School -Maintenance/Grounds Bldg | 280 High St. | Beatrice | NE | 68310 | Gage | NE33468 | Scrapped/Junked |  | 1920 | Us Radiator | CI - Cast Iron | FIELD SHOP | HWHT - Hot Water Heat | 1/31/2006
Beatrice Fire & Rescue | 300 S 6th St | Beatrice | NE | 68310-4415 | Gage | NE41099 | Active | 14093 | 2020 | Riello | WT - Water Tube Boiler | Mezzanine | HWHT - Hot Water Heat | 10/31/2026
Beatrice Fire & Rescue | 300 S 6th St | Beatrice | NE | 68310-4415 | Gage | NE41100 | Active | 14094 | 2020 | Riello | WT - Water Tube Boiler | Mezzanine | HWHT - Hot Water Heat | 10/31/2026
Beatrice Fire & Rescue | 300 S 6th St | Beatrice | NE | 68310-4415 | Gage | NE41401 | Active | 14136 | 2020 | Riello | WT - Water Tube Boiler | Mezzanine | HWHT - Hot Water Heat | 10/31/2026
State Development Center | 3000 Lincoln St | Beatrice | NE | 68310-3319 | Gage | NE01251 | Scrapped/Junked | 1394 | 1966 | NEBC | WT - Water Tube Boiler | BOILER HOUSE #1 | BSPW - Bldg Supply/Power Generate | 9/30/2012
State Development Center | 3000 Lincoln St | Beatrice | NE | 68310-3319 | Gage | NE01256 | Scrapped/Junked | 1395 | 1966 | NEBC | WT - Water Tube Boiler | BOILER HOUSE #2 | BSUP - Bldg Heat & Process | 9/30/2012
State Development Center | 3000 Lincoln St | Beatrice | NE | 68310-3319 | Gage | NE01284 | Scrapped/Junked | 1302 | 1970 | NEBC | WT - Water Tube Boiler | BOILER HOUSE #3 | POWR - Power Generation | 9/30/2012
State Development Center | 3000 Lincoln St | Beatrice | NE | 68310-3319 | Gage | NE22793 | Scrapped/Junked | 170171 | 2012 | A O Smith | CHWH - ASME/Fired Water Heater | Central Plant | HWSD - Hot Water Dom/Potable | 9/30/2024
State Development Center | 3000 Lincoln St | Beatrice | NE | 68310-3319 | Gage | NE22794 | Scrapped/Junked | 170090 | 2012 | A O Smith | CHWH - ASME/Fired Water Heater | Central Plant | HWSD - Hot Water Dom/Potable | 9/30/2024
State Development Center | 3000 Lincoln St | Beatrice | NE | 68310-3319 | Gage | NE22795 | Scrapped/Junked | 170174 | 2012 | A O Smith | CHWH - ASME/Fired Water Heater | Central Plant | HWSD - Hot Water Dom/Potable | 9/30/2022
State Development Center | 3000 Lincoln St | Beatrice | NE | 68310-3319 | Gage | NE22887 | Active | 18449 | 2012 | Hurst | FTHT - Firetube Horizontal | Power Plant | STHT - Steam-Heat | 9/30/2025
State Development Center | 3000 Lincoln St | Beatrice | NE | 68310-3319 | Gage | NE24116 | Active | 18714 | 2013 | Hurst | FTHT - Firetube Horizontal | Power Plant | STHT - Steam-Heat | 9/30/2026
State Development Center | 3000 Lincoln St | Beatrice | NE | 68310-3319 | Gage | NE24656 | Active | 18656 | 2012 | Hurst | FTWB - FTS Marine Wet Back | Power Plant | STHT - Steam-Heat | 9/30/2026
State Development Center | 3000 Lincoln St | Beatrice | NE | 68310-3319 | Gage | NE25183 | Inactive | 19544 | 2014 | Hurst | FTHT - Firetube Horizontal | Activities Bldg, Upstairs | IPHT - Indoor Pool Heater | 9/30/2020
State Development Center | 3000 Lincoln St | Beatrice | NE | 68310-3319 | Gage | NE25184 | Out of Service | n/a | 2013 | Peerless | CI - Cast Iron | basement | STHT - Steam-Heat | 9/30/2018
State Development Center | 3000 Lincoln St | Beatrice | NE | 68310-3319 | Gage | NE25975 | Active | N/A | 2014 | Crown | CI - Cast Iron | Boiler Plant Bldg. | STHT - Steam-Heat | 9/30/2026
State Development Center | 3000 Lincoln St | Beatrice | NE | 68310-3319 | Gage | NE29200 | Active | 196013 | 2014 | A O Smith | CHWH - ASME/Fired Water Heater | Central Plant | HWSD - Hot Water Dom/Potable | 9/30/2026
State Development Center | 3000 Lincoln St | Beatrice | NE | 68310-3319 | Gage | NE42461 | Active | 310653 | 2023 | A O Smith | CHWH - ASME/Fired Water Heater | Central Plant | HWSD - Hot Water Dom/Potable | 9/30/2027
State Development Center | 3000 Lincoln St | Beatrice | NE | 68310-3319 | Gage | NE42462 | Active | 310652 | 2023 | A O Smith | CHWH - ASME/Fired Water Heater | Central Plant | HWSD - Hot Water Dom/Potable | 9/30/2027
Stone Hollow Brewery | 301 Court St Ste 1 | Beatrice | NE | 68310-3804 | Gage | NE27953 | Active | 114620 | 2007 | RHEEM | CHWH - ASME/Fired Water Heater | Basement | HWSD - Hot Water Dom/Potable | 2/28/2027
Stone Hollow Brewery | 301 Court St Ste 1 | Beatrice | NE | 68310-3804 | Gage | NE27954 | Active | N/A | 2016 | Peerless | CI - Cast Iron | Basement | PROC - Process Steam | 2/28/2027
Apartment Building | 305 N 7th St | Beatrice | NE | 68310-2912 | Gage | NE29182 | Active | NA | 2020 | Peerless | CI - Cast Iron | BOILER ROOM | STHT - Steam-Heat | 12/31/2024
Apartment Building | 305 N 7th St | Beatrice | NE | 68310-2912 | Gage | NE30208 | Scrapped/Junked | N/A | 1989 | Peerless | CI - Cast Iron | BOILER ROOM | STHT - Steam-Heat | 12/31/2020
Northern Natural Gas | 30694 US Highway 77 | Beatrice | NE | 68310-7709 | Gage | NE05869 | Scrapped/Junked | 15047 | 1950 | Kewanee | FTLO - Firetube Locomotive Type | AUX building | PROC - Process Steam | 6/30/2018
Northern Natural Gas | 30694 US Highway 77 | Beatrice | NE | 68310-7709 | Gage | NE11151 | Scrapped/Junked | 14979 | 1950 | Kewanee | FTLO - Firetube Locomotive Type | AUX Building | PROC - Process Steam | 6/30/2018
Northern Natural Gas | 30694 US Highway 77 | Beatrice | NE | 68310-7709 | Gage | NE28181 | Active | 10668 | 2018 | Williams & Davis | FTHT - Firetube Horizontal | AUX Building | STHT - Steam-Heat | 7/31/2026
Northern Natural Gas | 30694 US Highway 77 | Beatrice | NE | 68310-7709 | Gage | NE28182 | Active | 10667 | 2018 | Williams & Davis | FTHT - Firetube Horizontal | AUX Building | STHT - Steam-Heat | 7/31/2026
Jan's Cleaners & Laundry | 312 S 6th St | Beatrice | NE | 68310-4415 | Gage | NE02797 | Scrapped/Junked | 140 | 1956 | SUPR | FT - Firetube Boiler | REAR OF PLANT | PROC - Process Steam | 5/31/2009
Jan's Cleaners & Laundry | 312 S 6th St | Beatrice | NE | 68310-4415 | Gage | NE14692 | Scrapped/Junked | 54783 | 2009 | PM LATTNER MFR COMPANY | FTNT - FT Vertical Tubeless | BOILER ROOM | PROC - Process Steam | 9/30/2019
Southern Elementary School | 315 2nd St | Blue Springs | NE | 68466 | Gage | NE08519 | Scrapped/Junked | 11412 | 2001 | Aldrich | FTVT - Firetube Vertical TB | MECH ROOM | GLYC - Glycol Bldg Heat Sys | 6/30/2022
Southern Elementary School | 315 2nd St | Blue Springs | NE | 68466 | Gage | NE20528 | Scrapped/Junked | 10066 | 1999 | Aldrich | FTVT - Firetube Vertical TB | BOILER ROOM | GLYC - Glycol Bldg Heat Sys | 6/30/2022
Southern Elementary School | 315 2nd St | Blue Springs | NE | 68466 | Gage | NE20529 | Scrapped/Junked | 10067 | 1999 | ALES | FTVT - Firetube Vertical TB | BOILER ROOM | GLYC - Glycol Bldg Heat Sys | 6/30/2022
Southern Elementary School | 315 2nd St | Blue Springs | NE | 68466 | Gage | NE41891 | Active | 7982 | 2021 | Cleaver Brooks | FTVT - Firetube Vertical TB | Mechanical Room | HWHT - Hot Water Heat | 10/31/2026
Southern Elementary School | 315 2nd St | Blue Springs | NE | 68466 | Gage | NE41892 | Active | 7980 | 2021 | Cleaver Brooks | FTVT - Firetube Vertical TB | Mechanical Room | HWHT - Hot Water Heat | 10/31/2026
Southern Elementary School | 315 2nd St | Blue Springs | NE | 68466 | Gage | NE41893 | Active | 7981 | 2021 | Cleaver Brooks | FTVT - Firetube Vertical TB | Mechanical Room | HWHT - Hot Water Heat | 10/31/2026
BLUE SPRINGS SCHOOL | 315 2ND ST | BLUE SPRINGS | NE | 68318 | GAGE | NE20530 | Exempt 1999 LB-66 |  | 1999 | AO SMITH | AHWH - ANSI/Fired Water Htr | BOILER ROOM | HWSD - Hot Water Dom/Potable | 8/30/2000
BLUE SPRINGS SCHOOL | 315 2ND ST | BLUE SPRINGS | NE | 68318 | GAGE | NE30292 | Scrapped/Junked |  | 1965 | AMERICAN STANDARD |  | BOILER ROOM | STHT - Steam-Heat | 6/30/2000
BLUE SPRINGS SCHOOL | 315 2ND ST | BLUE SPRINGS | NE | 68318 | GAGE | NE34802 | Scrapped/Junked | 17103 | 1983 | BRYAN STEAM LLC | WT - Water Tube Boiler | BLUE SPRINGS | STHT - Steam-Heat | 6/30/2000
BEATRICE PUBLIC SCHOOLS | 320 N 5th St | Beatrice | NE | 68310-2957 | GAGE | NE09419 | Inactive | 12773 | 1988 | AO SMITH | CHWH - ASME/Fired Water Heater | BOILER ROOM | HWSD - Hot Water Dom/Potable | 6/30/2001
First Presby #0000004384 | 321 N 5th St | Beatrice | NE | 68310-2952 | Gage | NE23340 | Active | 9511 | 1998 | Aldrich | FT - Firetube Boiler | BOILER ROOM | HWHT - Hot Water Heat | 2/28/2026
Travelers Lodge | 3500 N 6th St | Beatrice | NE | 68310-1121 | Gage | NE08392 | Out of Service | 84942 | 1999 | RHEEM | CHWH - ASME/Fired Water Heater | MAINT RM 2ND FLOOR | HWSD - Hot Water Dom/Potable | 4/30/2012
Travelers Lodge | 3500 N 6th St | Beatrice | NE | 68310-1121 | Gage | NE08393 | Scrapped/Junked | 82579 | 1999 | RHEE | CHWH - ASME/Fired Water Heater | MAINT RM 2ND FLOOR | HWSD - Hot Water Dom/Potable | 4/30/2007
Travelers Lodge | 3500 N 6th St | Beatrice | NE | 68310-1121 | Gage | NE20533 | Scrapped/Junked | 79308 | 1998 | RHEEM MANUFACTURING CO | CHWH - ASME/Fired Water Heater | MAINT RM 2ND FLOOR | HWSD - Hot Water Dom/Potable | 9/30/2000
SUPER 8 MOTEL | 3721 N 6th St | Beatrice | NE | 68310-1126 | GAGE | NE09782 | Scrapped/Junked |  | 2000 | PUREX TRITON | CPFT - Horiz Cpr Fin Boiler | POOL ROOM | SPAJ - Spa/Jacuzzi Heater | 4/30/2006
SUPER 8 MOTEL | 3721 N 6th St | Beatrice | NE | 68310-1126 | GAGE | NE09783 | Scrapped/Junked |  | 2001 | PUREX TRITON | CPFT - Horiz Cpr Fin Boiler | POOL ROOM | IPHT - Indoor Pool Heater | 4/30/2006
SUPER 8 MOTEL | 3721 N 6th St | Beatrice | NE | 68310-1126 | GAGE | NE20507 | Exempt 1999 LB-66 |  | 1979 | AO SMITH | AHWH - ANSI/Fired Water Htr |  | HWSD - Hot Water Dom/Potable | 12/31/1999
Stoddard Elementary | 400 S 7th St | Beatrice | NE | 68310-4427 | Gage | NE33470 | Out of Service | n/a | 1957 | Kewanee | FTSM - FTS Marine Dry Back | BOILER ROOM | HWHT - Hot Water Heat | 1/31/2025
HOLIDAY INN EXPRESS | 4005 N 6th St | Beatrice | NE | 68310-1135 | GAGE | NE40547 | Exempt 1999 LB-66 |  | 1999 | AO SMITH | AHWH - ANSI/Fired Water Htr | MECH ROOM | HWSD - Hot Water Dom/Potable | 5/31/2000
HOLIDAY INN EXPRESS | 4005 N 6th St | Beatrice | NE | 68310-1135 | GAGE | NE40548 | Exempt 1999 LB-66 |  | 1999 | AO SMITH | AHWH - ANSI/Fired Water Htr | MECH ROOM | HWSD - Hot Water Dom/Potable | 5/31/2000
HOLIDAY INN EXPRESS | 4005 N 6th St | Beatrice | NE | 68310-1135 | GAGE | NE40549 | Exempt 1999 LB-66 |  | 1999 | AO SMITH | AHWH - ANSI/Fired Water Htr | MECH ROOM | HWSD - Hot Water Dom/Potable | 5/31/2000
Husqvarna-Electrolux AB | 401 N Commerce St | Beatrice | NE | 68310-1149 | Gage | NE06193 | Inactive | 15344 | 2004 | Rite Engineering | WT - Water Tube Boiler | Wash Bay | HWHT - Hot Water Heat | 6/30/2011
Good Samaritan Society | 401 S 22nd St | Beatrice | NE | 68310-3304 | Gage | NE23478 | Active | 2615 | 2011 | Fulton | FT - Firetube Boiler | C-161 | HWHT - Hot Water Heat | 3/31/2027
Good Samaritan Society | 401 S 22nd St | Beatrice | NE | 68310-3304 | Gage | NE23479 | Active | 2746 | 2011 | Fulton | FT - Firetube Boiler | C-161 | HWHT - Hot Water Heat | 3/31/2027
Good Samaritan Society | 401 S 22nd St | Beatrice | NE | 68310-3304 | Gage | NE23480 | Active | 2613 | 2011 | Fulton | FT - Firetube Boiler | C-161 | HWHT - Hot Water Heat | 3/31/2027
Good Samaritan Society | 401 S 22nd St | Beatrice | NE | 68310-3304 | Gage | NE23481 | Active | 16975 | 2012 | Noritz | CPFH - Copper Fin Water Heater | C-161 | HWSD - Hot Water Dom/Potable | 3/31/2027
Good Samaritan Society | 401 S 22nd St | Beatrice | NE | 68310-3304 | Gage | NE23482 | Inactive | 16971 | 2012 | Noritz | CPFH - Copper Fin Water Heater | C-161 | HWSD - Hot Water Dom/Potable | 3/31/2025
Good Samaritan Society | 401 S 22nd St | Beatrice | NE | 68310-3304 | Gage | NE23483 | Scrapped/Junked | 16974 | 2012 | Noritz | CPFH - Copper Fin Water Heater | C-161 | HWSD - Hot Water Dom/Potable | 3/31/2022
Good Samaritan Society | 401 S 22nd St | Beatrice | NE | 68310-3304 | Gage | NE23484 | Scrapped/Junked | 16977 | 2012 | Noritz | CPFH - Copper Fin Water Heater | N1-116 | HWSD - Hot Water Dom/Potable | 3/31/2019
Good Samaritan Society | 401 S 22nd St | Beatrice | NE | 68310-3304 | Gage | NE23485 | Scrapped/Junked | 16988 | 2012 | Noritz | CPFH - Copper Fin Water Heater | N1-116 | HWSD - Hot Water Dom/Potable | 3/31/2019
Good Samaritan Society | 401 S 22nd St | Beatrice | NE | 68310-3304 | Gage | NE23486 | Scrapped/Junked | 16972 | 2012 | Noritz | CPFH - Copper Fin Water Heater | N2-116 | HWSD - Hot Water Dom/Potable | 3/31/2019
Good Samaritan Society | 401 S 22nd St | Beatrice | NE | 68310-3304 | Gage | NE23487 | Scrapped/Junked | 16976 | 2012 | Noritz | CPFH - Copper Fin Water Heater | N2-116 | HWSD - Hot Water Dom/Potable | 3/31/2019
Good Samaritan Society | 401 S 22nd St | Beatrice | NE | 68310-3304 | Gage | NE23488 | Scrapped/Junked | 16978 | 2012 | Noritz | CPFH - Copper Fin Water Heater | N4-116 | HWSD - Hot Water Dom/Potable | 3/31/2019
Good Samaritan Society | 401 S 22nd St | Beatrice | NE | 68310-3304 | Gage | NE23489 | Scrapped/Junked | 16989 | 2012 | Noritz | CPFH - Copper Fin Water Heater | N4-116 | HWSD - Hot Water Dom/Potable | 3/31/2019
Good Samaritan Society | 401 S 22nd St | Beatrice | NE | 68310-3304 | Gage | NE23490 | Scrapped/Junked | 16993 | 2012 | Noritz | CPFH - Copper Fin Water Heater | N3-116 | HWSD - Hot Water Dom/Potable | 3/31/2019
Good Samaritan Society | 401 S 22nd St | Beatrice | NE | 68310-3304 | Gage | NE23491 | Scrapped/Junked | 16994 | 2012 | Noritz | CPFH - Copper Fin Water Heater | N3-116 | HWSD - Hot Water Dom/Potable | 3/31/2019
Good Samaritan Society | 401 S 22nd St | Beatrice | NE | 68310-3304 | Gage | NE42718 | Active | 52259 | 2023 | Noritz | CPFH - Copper Fin Water Heater | C-161 | HWSD - Hot Water Dom/Potable | 3/31/2027
Beatrice Youth Center | 405 N 5th St | Beatrice | NE | 68310-2902 | Gage | NE08864 | Exempt | N/A | 2000 | Slant Fin | CI - Cast Iron | BASEMENT | HWHT - Hot Water Heat | 9/30/2014
Beatrice Youth Center | 405 N 5th St | Beatrice | NE | 68310-2902 | Gage | NE15546 | Scrapped/Junked |  | 1990 | PEERLESS HEATER COMPANY |  | BASEMENT | HWHT - Hot Water Heat | 11/30/2002
NEBRASKA PEO HOME | 413 N 5th St | Beatrice | NE | 68310-2902 | GAGE | NE20509 | Scrapped/Junked |  | 1981 | AO SMITH | AHWH - ANSI/Fired Water Htr | N BOILER ROOM | HWSD - Hot Water Dom/Potable | 7/31/2004
NEBRASKA PEO HOME | 413 N 5th St | Beatrice | NE | 68310-2902 | GAGE | NE20510 | Scrapped/Junked |  | 1985 | PEERLESS HEATER COMPANY |  | BOILER ROOM | STHT - Steam-Heat | 2/28/2001
Freeman Public School | 415 8th St | Adams | NE | 68301 | Gage | NE17072 | Scrapped/Junked | 119298 | 2007 | A O Smith | FTVT - Firetube Vertical TB | Mech. Room | HWSD - Hot Water Dom/Potable | 1/31/2017
Freeman Public School | 415 8th St | Adams | NE | 68301 | Gage | NE25569 | Scrapped/Junked | n/a | 1990 | Burnham | CI - Cast Iron | BOILER ROOM | HWHT - Hot Water Heat | 1/31/2014
Freeman Public School | 415 8th St | Adams | NE | 68301 | Gage | NE25570 | Scrapped/Junked | 3 | 1995 | AOSM | CHWH - ASME/Fired Water Heater | BOILER ROOM | HWSD - Hot Water Dom/Potable | 1/31/2009
Freeman Public School | 415 8th St | Adams | NE | 68301 | Gage | NE26582 | Scrapped/Junked | 147843 | 2016 | RHEEM | CHWH - ASME/Fired Water Heater | Mech. Room | HWSD - Hot Water Dom/Potable | 11/30/2023
St Joseph's School | 420 N 6th St | Beatrice | NE | 68310-2908 | Gage | NE27441 | Active | 401430 | 2017 | Trinity | WTSS - Watertube SS Steel | EQUIPMENT ROOM | HWHT - Hot Water Heat | 12/31/2026
St Joseph's School | 420 N 6th St | Beatrice | NE | 68310-2908 | Gage | NE27442 | Active | 401461 | 2017 | Trinity | WTSS - Watertube SS Steel | EQUIPMENT ROOM | HWHT - Hot Water Heat | 12/31/2026
St Joseph's School | 420 N 6th St | Beatrice | NE | 68310-2908 | Gage | NE37508 | Scrapped/Junked | N/A | 1981 | Peerless | CI - Cast Iron | EQUIPMENT ROOM | HWHT - Hot Water Heat | 12/31/2017
St Joseph's School | 420 N 6th St | Beatrice | NE | 68310-2908 | Gage | NE39182 | Inactive |  | 1960 | AMERICAN STANDARD |  | BOILER ROOM | HWHT - Hot Water Heat | 12/31/1993
Our Saviors Lutheran-BMIC#538313 | 420 W L St | Wymore | NE | 68466-1032 | Gage | NE35210 | Active | n/a | 1978 | Peerless | CI - Cast Iron | BASEMENT | HWHT - Hot Water Heat | 4/30/2027
BEATRICE POST OFFICE | 425 N 6th St | Beatrice | NE | 68310-2909 | GAGE | NE04289 | Exempt | 18950 | 1988 | BURNHAM COMM/INDUST | WT - Water Tube Boiler | BOILER ROOM | HWHT - Hot Water Heat | 5/31/1994
Windstream Communications | 445 N 6th St | Beatrice | NE | 68310-2909 | Gage | NE14597 | Active | 39439 | 1985 | Kewanee | FTFB - Firetube-Firebox Boiler | Blr Rm | STHT - Steam-Heat | 12/31/2026
SOUTHEAST COMMUNITY COLL | 4771 W Scott Rd | Beatrice | NE | 68310-7042 | GAGE | NE00197 | Scrapped/Junked | 52917 | 1966 | RICHMOND ENG. | ELBL - Electric Boiler | JACKSON HALL | HWSD - Hot Water Dom/Potable | 5/31/2004
SOUTHEAST COMMUNITY COLL | 4771 W Scott Rd | Beatrice | NE | 68310-7042 | GAGE | NE00198 | Scrapped/Junked |  | 1966 | RICHMOND ENG. | ELBL - Electric Boiler | HOOVER HALL | HWSD - Hot Water Dom/Potable | 5/31/2004
SOUTHEAST COMMUNITY COLL | 4771 W Scott Rd | Beatrice | NE | 68310-7042 | GAGE | NE00199 | Scrapped/Junked | 52919 | 1966 | RICHMOND ENG. | ELBL - Electric Boiler | HOOVER HALL | HWSD - Hot Water Dom/Potable | 5/31/2004
Beatrice Community Hospital | 4800 Hospital Pkwy | Beatrice | NE | 68310-6906 | Gage | NE18768 | Active | 78632 | 2010 | Getinge | ELBL - Electric Boiler | Sterilizer room | STER - Sterilizer | 11/30/2026
Beatrice Community Hospital | 4800 Hospital Pkwy | Beatrice | NE | 68310-6906 | Gage | NE18775 | Active | 77575 | 2010 | Getinge | ELBL - Electric Boiler | Surgical Room | STER - Sterilizer | 11/30/2026
Beatrice Community Hospital | 4800 Hospital Pkwy | Beatrice | NE | 68310-6906 | Gage | NE20959 | Active | 1787 | 2011 | Unilux | WT - Water Tube Boiler | Boiler Room | HWHT - Hot Water Heat | 11/30/2026
Beatrice Community Hospital | 4800 Hospital Pkwy | Beatrice | NE | 68310-6906 | Gage | NE20960 | Active | 1788 | 2011 | Unilux | WT - Water Tube Boiler | Boiler Room | HWHT - Hot Water Heat | 11/30/2026
Beatrice Community Hospital | 4800 Hospital Pkwy | Beatrice | NE | 68310-6906 | Gage | NE20961 | Active | 1786 | 2011 | Unilux | WT - Water Tube Boiler | Boiler Room | HWHT - Hot Water Heat | 11/30/2026
Beatrice Community Hospital | 4800 Hospital Pkwy | Beatrice | NE | 68310-6906 | Gage | NE21450 | Active | 1049 | 2011 | SUSSMAN | ELBL - Electric Boiler | Sterilizer Room | STER - Sterilizer | 11/30/2026
Beatrice Community Hospital | 4800 Hospital Pkwy | Beatrice | NE | 68310-6906 | Gage | NE21451 | Active | 84981 | 2011 | Getinge | ELBL - Electric Boiler | Sterilizer Room | STER - Sterilizer | 11/30/2026
Beatrice Community Hospital | 4800 Hospital Pkwy | Beatrice | NE | 68310-6906 | Gage | NE21452 | Active | 83860 | 2011 | Getinge | ELBL - Electric Boiler | Sub-Sterile Room | STER - Sterilizer | 11/30/2026
Beatrice Community Hospital | 4800 Hospital Pkwy | Beatrice | NE | 68310-6906 | Gage | NE21460 | Out of Service | 55172 | 2010 | Lattner Boiler Co | ELBL - Electric Boiler | Air Handler #5 | HUMI - Humidifier/Humidity Contr | 11/30/2022
Beatrice Community Hospital | 4800 Hospital Pkwy | Beatrice | NE | 68310-6906 | Gage | NE26287 | Out of Service | 57090 | 2015 | Lattner Boiler Co | ELBL - Electric Boiler | Boiler Room | HUMI - Humidifier/Humidity Contr | 11/30/2022
MAINTENANCE/GROUNDS BLDG | 4TH & HIGH ST | BEATRICE | NE | 68310 | GAGE | NE34481 | Scrapped/Junked |  | 1955 | AMERICAN STANDARD |  | FIELD SHOP | STHT - Steam-Heat | 8/31/2002
Bldg demolished | 500 Irving St | Beatrice | NE | 68310-1916 | Gage | NE14548 | Inactive |  | 1942 | ERIE CITY | FT - Firetube Boiler | BOILER ROOM | PROC - Process Steam | 4/30/1999
Bldg demolished | 500 Irving St | Beatrice | NE | 68310-1916 | Gage | NE14549 | Out of Service | 0 | 1936 | Kewanee | FTRL - Ftube Riveted Lap | BOILER ROOM | STHT - Steam-Heat | 3/31/2018
Bldg demolished | 500 Irving St | Beatrice | NE | 68310-1916 | Gage | NE14550 | Out of Service | 2373 | 1947 | Kewanee | FT - Firetube Boiler | BOILER ROOM | STHT - Steam-Heat | 7/31/2015
Lincoln Elementary School | 500 N 19th St | Beatrice | NE | 68310-3261 | Gage | NE33469 | Out of Service | n/a | 1957 | Kewanee | FTSM - FTS Marine Dry Back | BOILER ROOM | HWHT - Hot Water Heat | 1/31/2025
School - Diller Odell High | 506 Perry St | Odell | NE | 68415-3148 | GAGE | NE18442 | Inactive | 69213 | 1991 | LAARS HEATING SYSTEMS CO | CPFT - Horiz Cpr Fin Boiler |  | HWHT - Hot Water Heat | 3/31/1998
School - Diller Odell High | 506 Perry St | Odell | NE | 68415-3148 | GAGE | NE18457 | Active | 135074 | 1995 | Teledyne & Laars | CPFT - Horiz Cpr Fin Boiler | Boiler Room | HWSD - Hot Water Dom/Potable | 3/31/2027
School - Diller Odell High | 506 Perry St | Odell | NE | 68415-3148 | GAGE | NE22792 | Active | 240395 | 2012 | Lochinvar | CPFT - Horiz Cpr Fin Boiler | Boiler Room | HWHT - Hot Water Heat | 3/31/2027
School - Diller Odell High | 506 Perry St | Odell | NE | 68415-3148 | GAGE | NE30236 | Scrapped/Junked | NA | 1959 | Ajax | WT - Water Tube Boiler | Boiler Room | HWHT - Hot Water Heat | 3/31/2013
WILCOX CLEANERS | 508 Ella St | Beatrice | NE | 68310-3929 | GAGE | NE01124 | Inactive | 7271 | 1960 | STEAMASTER | FTSM - FTS Marine Dry Back | BOILER ROOM | PROC - Process Steam | 6/30/2008
Christian Book & Gift | 511 Court St | Beatrice | NE | 68310-3923 | GAGE | NE04007 | Inactive | 92514 | 1977 | ELECTRO-STEAM GENERATOR | ELBL - Electric Boiler | BOILER ROOM | PROC - Process Steam | 6/30/1996
Christian Book & Gift | 511 Court St | Beatrice | NE | 68310-3923 | GAGE | NE30591 | Scrapped/Junked | n/a | 1940 | AMRA | CI - Cast Iron | BASEMENT | STHT - Steam-Heat | 11/30/2023
APARTMENT BUILDING | 512 Court St | Beatrice | NE | 68310-3922 | GAGE | NE04720 | Inactive |  | 1915 | CAPITOL |  | BASEMENT | STHT - Steam-Heat | 8/31/1993
Blue Rose Antiques | 517 Court St # 19 | Beatrice | NE | 68310-3923 | Gage | NE04114 | Inactive | N/A | 1979 | Peerless | CI - Cast Iron | BASEMENT | STHT - Steam-Heat | 1/31/2018
DOLE FLORAL CO | 518 Ella St | Beatrice | NE | 68310-3929 | GAGE | NE17299 | Inactive | N/A | 1983 | PEERLESS HEATER COMPANY |  | BASEMENT | STHT - Steam-Heat | 12/31/2002
St Mary's Church | 521 Perry St | Odell | NE | 68415-3148 | Gage | NE14773 | Scrapped/Junked | N/A | 1975 | Peerless | CI - Cast Iron | BOILER ROOM | HWHT - Hot Water Heat | 3/31/2022
Christ Church Episcopal | 524 N 5th St | Beatrice | NE | 68310-2903 | GAGE | NE09996 | Scrapped/Junked | n/a | 2001 | Peerless | CI - Cast Iron | BASEMENT | STHT - Steam-Heat | 10/31/2018
Christ Church Episcopal | 524 N 5th St | Beatrice | NE | 68310-2903 | GAGE | NE15520 | Scrapped/Junked |  | 1975 | PEERLESS HEATER COMPANY |  | BASEMENT BOILER RM | STHT - Steam-Heat | 2/28/2003
Christ Church Episcopal | 524 N 5th St | Beatrice | NE | 68310-2903 | GAGE | NE27950 | Active | 432305 | 2018 | Trinity | WTSS - Watertube SS Steel | Basement | HWHT - Hot Water Heat | 2/28/2027
Mom's Corner | 566 W Court St | Beatrice | NE | 68310-3720 | Gage | NE15078 | Inactive | N/A | 1988 | PALO | COWH - Coil Type Water Heater | MECH ROOM | HWHF - Hot Water Heat-Floor | 8/31/2020
Beatrice High School | 600 Orange Blvd | Beatrice | NE | 68310-4300 | Gage | NE01766 | Scrapped/Junked | 001468 | 2004 | AOSM | COBL - Coil Type Boiler | MECH ROOM | HWSD - Hot Water Dom/Potable | 1/31/2023
Beatrice High School | 600 Orange Blvd | Beatrice | NE | 68310-4300 | Gage | NE09697 | Scrapped/Junked | 15933 | 2003 | VULH | FTSO - Ft Shell/No Tubes | KITCHEN | 0021 - Steam Supp Cooker/Kettle | 1/31/2008
Beatrice High School | 600 Orange Blvd | Beatrice | NE | 68310-4300 | Gage | NE15786 | Scrapped/Junked | 19130 | 2007 | VULCAN HART | COOK - Fired Cooker | Kitchen | 0021 - Steam Supp Cooker/Kettle | 1/31/2013
Beatrice High School | 600 Orange Blvd | Beatrice | NE | 68310-4300 | Gage | NE17129 | Scrapped/Junked | 3064 | 1993 | VULCAN-HART | FT - Firetube Boiler |  | 0021 - Steam Supp Cooker/Kettle | 6/30/2000
Beatrice High School | 600 Orange Blvd | Beatrice | NE | 68310-4300 | Gage | NE21234 | Exempt 1999 LB-66 | 32128 | 1993 | GROEN/DIV OF DOVER IND | AHWH - ANSI/Fired Water Htr |  | HWSP - Hot Water Non Potable Supply | 6/30/2000
Beatrice High School | 600 Orange Blvd | Beatrice | NE | 68310-4300 | Gage | NE23436 | Inactive | 9033 | 1998 | VULCAN | COOK - Fired Cooker |  | COOK - Cooker/Kettle | 6/30/2000
Beatrice High School | 600 Orange Blvd | Beatrice | NE | 68310-4300 | Gage | NE23437 | Active | 52014 | 1997 | Ajax | WT - Water Tube Boiler | BOILER ROOM | HWHT - Hot Water Heat | 1/31/2027
Beatrice High School | 600 Orange Blvd | Beatrice | NE | 68310-4300 | Gage | NE23438 | Active | 52015 | 1997 | Ajax | WT - Water Tube Boiler | BOILER ROOM | HWHT - Hot Water Heat | 1/31/2027
Beatrice High School | 600 Orange Blvd | Beatrice | NE | 68310-4300 | Gage | NE23439 | Inactive | 20581 | 1997 | RECO | FT - Firetube Boiler | BOILER ROOM | HWSD - Hot Water Dom/Potable | 8/31/2004
Beatrice High School | 600 Orange Blvd | Beatrice | NE | 68310-4300 | Gage | NE23440 | Scrapped/Junked | 20594 | 1997 | RECO | FT - Firetube Boiler | BOILER ROOM | HWSD - Hot Water Dom/Potable | 1/31/2005
Beatrice High School | 600 Orange Blvd | Beatrice | NE | 68310-4300 | Gage | NE25026 | Scrapped/Junked | 54700 | 2000 | AOSM | COBL - Coil Type Boiler | BOILER ROOM | HWSD - Hot Water Dom/Potable | 1/31/2022
Beatrice High School | 600 Orange Blvd | Beatrice | NE | 68310-4300 | Gage | NE25027 | Scrapped/Junked | 10971 | 1999 | Vulcan-Hart | FT - Firetube Boiler | KITCHEN | 0021 - Steam Supp Cooker/Kettle | 1/31/2006
Samaritan Springs | 600 S 22nd St | Beatrice | NE | 68310-4255 | Gage | NE10321 | Scrapped/Junked | n/a | 2002 | Burnham | CI - Cast Iron | mech eoom | HWHT - Hot Water Heat | 11/30/2018
Samaritan Springs | 600 S 22nd St | Beatrice | NE | 68310-4255 | Gage | NE10322 | Scrapped/Junked | n/a | 2002 | Burnham | CI - Cast Iron | MECH ROOM | HWHT - Hot Water Heat | 11/30/2021
Samaritan Springs | 600 S 22nd St | Beatrice | NE | 68310-4255 | Gage | NE10323 | Scrapped/Junked | n/a | 2002 | Burnham | CI - Cast Iron | MECH ROOM | HWHT - Hot Water Heat | 11/30/2021
Samaritan Springs | 600 S 22nd St | Beatrice | NE | 68310-4255 | Gage | NE10324 | Scrapped/Junked | n/a | 2002 | Burnham | CI - Cast Iron | MECH ROOM | HWHT - Hot Water Heat | 11/30/2021
Samaritan Springs | 600 S 22nd St | Beatrice | NE | 68310-4255 | Gage | NE27907 | Scrapped/Junked | N/A | 2018 | Burnham | CI - Cast Iron | Mech. Room | HWHT - Hot Water Heat | 11/30/2021
Samaritan Springs | 600 S 22nd St | Beatrice | NE | 68310-4255 | Gage | NE41097 | Active | 6392 | 2018 | Riello | WT - Water Tube Boiler | Mechanical Room | HWHT - Hot Water Heat | 10/31/2026
Samaritan Springs | 600 S 22nd St | Beatrice | NE | 68310-4255 | Gage | NE41098 | Active | 6389 | 2018 | Riello | WT - Water Tube Boiler | Mechanical Room | HWHT - Hot Water Heat | 10/31/2026
CENTENARY UNITED | 608 Elk St | Beatrice | NE | 68310-2920 | GAGE | NE37125 | Scrapped/Junked |  | 1942 | KEWANEE | FTFB - Firetube-Firebox Boiler | BOILER ROOM | STHT - Steam-Heat | 10/31/2007
CENTENARY UNITED | 608 Elk St | Beatrice | NE | 68310-2920 | GAGE | NE37126 | Scrapped/Junked |  | 1942 | KEWANEE | FTFB - Firetube-Firebox Boiler | BOILER ROOM | STHT - Steam-Heat | 10/31/2007
Gage County Courthouse | 612 Grant St | Beatrice | NE | 68310-2910 | Gage | NE03398 | Scrapped/Junked |  | 1955 | KEWA | FT - Firetube Boiler | BSMT BOILER ROOM | STHT - Steam-Heat | 6/30/2008
Gage County Courthouse | 612 Grant St | Beatrice | NE | 68310-2910 | Gage | NE09755 | Scrapped/Junked |  | 2001 | BURN | CI - Cast Iron | BSMT/BOILER ROOM | HWHT - Hot Water Heat | 6/30/2010
Gage County Detention Center | 612 Lincoln St | Beatrice | NE | 68310-2975 | Gage | NE03396 | Active | n/a | 1975 | Kewanee | FTFB - Firetube-Firebox Boiler | BOILER ROOM | HWHT - Hot Water Heat | 6/30/2027
Gage County Detention Center | 612 Lincoln St | Beatrice | NE | 68310-2975 | Gage | NE03397 | Scrapped/Junked | na | 1965 | PEER | CI - Cast Iron | BASEMENT | STHT - Steam-Heat | 6/30/2011
Gage County Detention Center | 612 Lincoln St | Beatrice | NE | 68310-2975 | Gage | NE19509 | Exempt 1999 LB-66 |  | 1987 | AO SMITH | AHWH - ANSI/Fired Water Htr |  | HWSD - Hot Water Dom/Potable | 6/30/2000
Gage County Detention Center | 612 Lincoln St | Beatrice | NE | 68310-2975 | Gage | NE19510 | Exempt 1999 LB-66 |  | 1987 | AO SMITH | AHWH - ANSI/Fired Water Htr |  | HWSD - Hot Water Dom/Potable | 6/30/2000
Gage County Detention Center | 612 Lincoln St | Beatrice | NE | 68310-2975 | Gage | NE19846 | Active | n/a | 2011 | Peerless | CI - Cast Iron | Basement | STHT - Steam-Heat | 6/30/2027
LandMark Snacks, LLC | 700 Park St | Beatrice | NE | 68310-1540 | Gage | NE27414 | Inactive | 16 | 2018 | Certuss | WT - Water Tube Boiler | Warehouse | PROC - Process Steam | 8/31/2022
LandMark Snacks, LLC | 700 Park St | Beatrice | NE | 68310-1540 | Gage | NE41593 | Active | 954 | 2021 | Victory | FTHT - Firetube Horizontal | Production area | PROC - Process Steam | 6/30/2027
Vacant Bldg | 700 S 7th St | Beatrice | NE | 68310-4433 | Gage | NE03625 | Inactive | 6407 | 1973 | SUPR | FT - Firetube Boiler | BOILER ROOM | PROC - Process Steam | 8/31/2008
Vacant Bldg | 700 S 7th St | Beatrice | NE | 68310-4433 | Gage | NE15431 | Inactive | 84107 | 1975 | CUTL | ELBL - Electric Boiler | BLR RM 2 | PROC - Process Steam | 8/31/2008
vacant bldg | 711 S 6th St | Beatrice | NE | 68310-4606 | Gage | NE03037 | Inactive | 6989 | 1925 | MURRAY | FT - Firetube Boiler | BOILER ROOM | PROC - Process Steam | 8/31/1989
vacant bldg | 711 S 6th St | Beatrice | NE | 68310-4606 | Gage | NE03097 | Inactive | 6987 | 1926 | MURRAY | FT - Firetube Boiler | BOILER ROOM | PROC - Process Steam | 8/31/1989
vacant bldg | 711 S 6th St | Beatrice | NE | 68310-4606 | Gage | NE14243 | Out of Service | 36559 | 1982 | Kewanee | FTSM - FTS Marine Dry Back | BOILER ROOM | PROC - Process Steam | 8/31/2011
Eco-Energy | 722 Kinney Dr | Beatrice | NE | 68310-1202 | Gage | NE26071 | Inactive | 390 | 2007 | RENTEC | WT - Water Tube Boiler | Boiler Plant Bldg. | PROC - Process Steam | 11/30/2019
Eco-Energy | 722 Kinney Dr | Beatrice | NE | 68310-1202 | Gage | NE26072 | Inactive | 6447 | 2007 | Kentube Engineered Products | ECON - Boiler Economizer | Boiler Plant Bldg. | HPEC - High Pressure Economizer | 11/30/2019
Eco-Energy | 722 Kinney Dr | Beatrice | NE | 68310-1202 | Gage | NE26073 | Inactive | 1811 | 2007 | Heat Transfer Systems | HEXC - Heat Exchanger | Outside refinery area | HTEX - Heat Exchanger | 11/30/2019
Eco-Energy | 722 Kinney Dr | Beatrice | NE | 68310-1202 | Gage | NE26074 | Inactive | 14567 | 2015 | SOUTHERN HEAT EXCHANGER | HEXC - Heat Exchanger | Outside refinery area | HTEX - Heat Exchanger | 11/30/2019
Eco-Energy | 722 Kinney Dr | Beatrice | NE | 68310-1202 | Gage | NE26075 | Inactive | 1812 | 2007 | Heat Transfer Systems | HEXC - Heat Exchanger | Outside refinery area | HTEX - Heat Exchanger | 11/30/2019
Eco-Energy | 722 Kinney Dr | Beatrice | NE | 68310-1202 | Gage | NE26076 | Inactive | 7004 | 2007 | Perry Products | HEXC - Heat Exchanger | Outside refinery area | HTEX - Heat Exchanger | 11/30/2019
Eco-Energy | 722 Kinney Dr | Beatrice | NE | 68310-1202 | Gage | NE26077 | Out of Service | 57 | 2014 | Ming-Rong-Yuan Business Co. | UTNK - Unfired Vertical Tank | Outside Refinery Area | REAC - Reactor | 11/30/2021
Eco-Energy | 722 Kinney Dr | Beatrice | NE | 68310-1202 | Gage | NE26078 | Inactive | 56 | 2014 | Ming-Rong-Yuan Bus. Co. | UFPV - Unfired Pressure Vessel | Outside Refinery Area | REAC - Reactor | 11/30/2019
Eco-Energy | 722 Kinney Dr | Beatrice | NE | 68310-1202 | Gage | NE28975 | Out of Service | 699 | 2019 | Victory | FTHT - Firetube Horizontal | Portable Trailer | PROC - Process Steam | 3/31/2022
Eco-Energy | 722 Kinney Dr | Beatrice | NE | 68310-1202 | Gage | NE41077 | Inactive | 723 | 2019 | Victory | FTHT - Firetube Horizontal | Portable Trailer | PROC - Process Steam | 9/30/2022
Eco-Energy | 722 Kinney Dr | Beatrice | NE | 68310-1202 | Gage | NE41462 | Active | 22145 | 2021 | Cleaver Brooks | FTHT - Firetube Horizontal | Boiler House | PROC - Process Steam | 1/31/2027
Eco-Energy | 722 Kinney Dr | Beatrice | NE | 68310-1202 | Gage | NE41463 | Active | 3606 | 2021 | Cain | ECON - Boiler Economizer | Boiler House | HPEC - High Pressure Economizer | 1/31/2027
Eco-Energy | 722 Kinney Dr | Beatrice | NE | 68310-1202 | Gage | NE41464 | Active | 22128 | 2021 | Cleaver Brooks | FTHT - Firetube Horizontal | Boiler House | PROC - Process Steam | 1/31/2027
Eco-Energy | 722 Kinney Dr | Beatrice | NE | 68310-1202 | Gage | NE41465 | Active | 3607 | 2021 | Cain | ECON - Boiler Economizer | Boiler House | HPEC - High Pressure Economizer | 1/31/2027
Mosaic | 722 S 12th St | Beatrice | NE | 68310-4548 | Gage | NE02562 | Active | N/A | 2004 | BURN | CI - Cast Iron | BOILER ROOM | STHT - Steam-Heat | 11/30/2025
Mosaic | 722 S 12th St | Beatrice | NE | 68310-4548 | Gage | NE02563 | Active | N/A | 2004 | BURN | CI - Cast Iron | BOILER ROOM | STHT - Steam-Heat | 11/30/2025
Mosaic | 722 S 12th St | Beatrice | NE | 68310-4548 | Gage | NE02564 | Active | N/A | 2004 | BURN | CI - Cast Iron | BOILER ROOM | STHT - Steam-Heat | 11/30/2025
Mosaic | 722 S 12th St | Beatrice | NE | 68310-4548 | Gage | NE02565 | Active | N/A | 2004 | BURN | CI - Cast Iron | BOILER ROOM | STHT - Steam-Heat | 11/30/2025
Mosaic | 722 S 12th St | Beatrice | NE | 68310-4548 | Gage | NE02638 | Scrapped/Junked | 18623 | 1955 | KEWANEE | FTSM - FTS Marine Dry Back |  | BSUP - Bldg Heat & Process | 11/30/2004
Mosaic | 722 S 12th St | Beatrice | NE | 68310-4548 | Gage | NE05132 | Active | 79728 | 1976 | GROE | COOK - Fired Cooker | Kitchen | 0021 - Steam Supp Cooker/Kettle | 11/30/2025
Mosaic | 722 S 12th St | Beatrice | NE | 68310-4548 | Gage | NE05141 | Active | 99700 | 1980 | GROE | COOK - Fired Cooker | KITCHEN | 0021 - Steam Supp Cooker/Kettle | 11/30/2025
Mosaic | 722 S 12th St | Beatrice | NE | 68310-4548 | Gage | NE05160 | Inactive |  | 1987 | AO SMITH | AHWH - ANSI/Fired Water Htr | KITCHEN | HWSD - Hot Water Dom/Potable | 6/30/1989
Mosaic | 722 S 12th St | Beatrice | NE | 68310-4548 | Gage | NE09561 | Scrapped/Junked | N/A | 2003 | PEER | CI - Cast Iron | Birch | HWHT - Hot Water Heat | 11/30/2016
Mosaic | 722 S 12th St | Beatrice | NE | 68310-4548 | Gage | NE09562 | Scrapped/Junked | N/A | 2003 | PEER | CI - Cast Iron | Birch | HWHT - Hot Water Heat | 11/30/2016
Mosaic | 722 S 12th St | Beatrice | NE | 68310-4548 | Gage | NE09563 | Scrapped/Junked | N/A | 2003 | PEER | CI - Cast Iron | Birch | HWHT - Hot Water Heat | 11/30/2016
Mosaic | 722 S 12th St | Beatrice | NE | 68310-4548 | Gage | NE10513 | Scrapped/Junked | N/A | 2002 | PEER | CI - Cast Iron | Phys Ed | HWHT - Hot Water Heat | 11/30/2016
Mosaic | 722 S 12th St | Beatrice | NE | 68310-4548 | Gage | NE10514 | Active | N/A | 2002 | PEER | CI - Cast Iron | Phys Ed | HWHT - Hot Water Heat | 11/30/2025
Mosaic | 722 S 12th St | Beatrice | NE | 68310-4548 | Gage | NE10515 | Scrapped/Junked | 139906 | 2001 | LOCHINVAR | CPFH - Copper Fin Water Heater | POOL ROOM | IPHT - Indoor Pool Heater | 6/30/2003
Mosaic | 722 S 12th St | Beatrice | NE | 68310-4548 | Gage | NE10886 | Scrapped/Junked | N/A | 2003 | PEER | CI - Cast Iron | Phys Ed Blrm | IPHT - Indoor Pool Heater | 11/30/2023
Mosaic | 722 S 12th St | Beatrice | NE | 68310-4548 | Gage | NE19512 | Exempt 1999 LB-66 |  | 1993 | A. O. Smith | AHWH - ANSI/Fired Water Htr | PHYS ED | HWSD - Hot Water Dom/Potable | 6/30/2000
Mosaic | 722 S 12th St | Beatrice | NE | 68310-4548 | Gage | NE20511 | Scrapped/Junked | 67719 | 1996 | LOCHINVAR | CPFT - Horiz Cpr Fin Boiler | PSYS ED | HWSD - Hot Water Dom/Potable | 6/30/2003
Mosaic | 722 S 12th St | Beatrice | NE | 68310-4548 | Gage | NE20516 | Exempt 1999 LB-66 |  | 1997 | AO SMITH | AHWH - ANSI/Fired Water Htr | PHY ED | HWSD - Hot Water Dom/Potable | 6/30/2000
Mosaic | 722 S 12th St | Beatrice | NE | 68310-4548 | Gage | NE20526 | Scrapped/Junked | 43409 | 1998 | AOSM | COBL - Coil Type Boiler | BASEMENT | HWSD - Hot Water Dom/Potable | 11/30/2010
Mosaic | 722 S 12th St | Beatrice | NE | 68310-4548 | Gage | NE26968 | Active | N/A | 2016 | Peerless | CI - Cast Iron | Phys. ED. | HWHT - Hot Water Heat | 11/30/2025
Mosaic | 722 S 12th St | Beatrice | NE | 68310-4548 | Gage | NE26969 | Active | 0 | 2013 | Peerless | CI - Cast Iron | Birch | HWHT - Hot Water Heat | 11/30/2024
Mosaic | 722 S 12th St | Beatrice | NE | 68310-4548 | Gage | NE26970 | Active | 0 | 2016 | Peerless | CI - Cast Iron | Birch | HWHT - Hot Water Heat | 11/30/2025
Mosaic | 722 S 12th St | Beatrice | NE | 68310-4548 | Gage | NE27282 | Active | 0 | 2016 | Peerless | CI - Cast Iron | Birch | HWHT - Hot Water Heat | 11/30/2025
Mosaic | 722 S 12th St | Beatrice | NE | 68310-4548 | Gage | NE32744 | Scrapped/Junked |  | 1964 | Sellers Engineering | FT - Firetube Boiler | ADMIN BUILDING | HWSD - Hot Water Dom/Potable | 6/30/2001
Mosaic | 722 S 12th St | Beatrice | NE | 68310-4548 | Gage | NE33078 | Scrapped/Junked |  | 1971 | KEWANEE | FTFB - Firetube-Firebox Boiler | PHY ED BLDG | HWHT - Hot Water Heat | 6/30/2003
Mosaic | 722 S 12th St | Beatrice | NE | 68310-4548 | Gage | NE33331 | Scrapped/Junked |  | 1962 | KEWANEE | FTFB - Firetube-Firebox Boiler | LINDON HALL | HWHT - Hot Water Heat | 6/30/2003
Mosaic | 722 S 12th St | Beatrice | NE | 68310-4548 | Gage | NE33930 | Scrapped/Junked |  | 1962 | AOSM | COBL - Coil Type Boiler |  | HWSD - Hot Water Dom/Potable | 11/30/2010
Mosaic | 722 S 12th St | Beatrice | NE | 68310-4548 | Gage | NE34210 | Scrapped/Junked | 3233 | 1989 | AO SMITH | CHWH - ASME/Fired Water Heater | LINDON BASEMENT | HWSD - Hot Water Dom/Potable | 6/30/2000
Mosaic | 722 S 12th St | Beatrice | NE | 68310-4548 | Gage | NE42753 | Active | N/A | 2024 | PEER | CI - Cast Iron | Phys Ed Blrm | HTEX - Heat Exchanger | 11/30/2025
Ella Apartments | 723 Ella St | Beatrice | NE | 68310-3947 | Gage | NE09827 | Scrapped/Junked | N/A | 2000 | Peerless | CI - Cast Iron | BASEMENT | STHT - Steam-Heat | 12/31/2022
Ella Apartments | 723 Ella St | Beatrice | NE | 68310-3947 | Gage | NE42193 | Active | N/A | 2022 | Peerless | CI - Cast Iron | BASEMENT | STHT - Steam-Heat | 4/30/2026
A5 Car Wash | 800 N 6th St | Beatrice | NE | 68310-2327 | GAGE | NE10187 | Scrapped/Junked | 106645 | 2005 | RHEEM | CHWH - ASME/Fired Water Heater | MECH ROOM | HWHP - Hot Water Heat & Nonpotable | 2/28/2022
A5 Car Wash | 800 N 6th St | Beatrice | NE | 68310-2327 | GAGE | NE24227 | Scrapped/Junked | 27468 | 1994 | AO SMITH | CHWH - ASME/Fired Water Heater | SOUTH CAR WASH | HWSP - Hot Water Non Potable Supply | 10/31/2007
A5 Car Wash | 800 N 6th St | Beatrice | NE | 68310-2327 | GAGE | NE24228 | Scrapped/Junked | n/a | 1981 | Raypak | CPFT - Horiz Cpr Fin Boiler | SOUTH CAR WASH | HWHF - Hot Water Heat-Floor | 2/28/2022
A5 Car Wash | 800 N 6th St | Beatrice | NE | 68310-2327 | GAGE | NE24229 | Active | 78814 | 1986 | Teledyne Laars | CPFT - Horiz Cpr Fin Boiler | NORTH CAR WASH | HWHF - Hot Water Heat-Floor | 2/28/2027
A5 Car Wash | 800 N 6th St | Beatrice | NE | 68310-2327 | GAGE | NE41461 | Active | 246049 | 2021 | NTI Trinity | FTVT - Firetube Vertical TB | Mechanical Room | HWHF - Hot Water Heat-Floor | 2/28/2027
APARTMENT BUILDING | 823 Ella St | Beatrice | NE | 68310-4077 | GAGE | NE37220 | Exempt |  | 1985 | PEERLESS HEATER COMPANY |  | BOILER ROOM | STHT - Steam-Heat | 2/28/2005
Wilber High School | 900 S Franklin St | Wilber | NE | 68465-4000 | Gage | NE06417 | Scrapped/Junked | 149567 | 2004 | WATER PIK TECH | COBL - Coil Type Boiler | NEW MECH ROOM | HWHT - Hot Water Heat | 3/31/2023
Wilber High School | 900 S Franklin St | Wilber | NE | 68465-4000 | Gage | NE06418 | Scrapped/Junked | 149247 | 2004 | WATER PIK TECH | COBL - Coil Type Boiler | NEW MECH ROOM | HWHT - Hot Water Heat | 3/31/2021
Wilber High School | 900 S Franklin St | Wilber | NE | 68465-4000 | Gage | NE06419 | Active | 78227 | 1976 | DOVE | KETT - Fired Kettle | KITCHEN | COOK - Cooker/Kettle | 3/31/2027
Wilber High School | 900 S Franklin St | Wilber | NE | 68465-4000 | Gage | NE18666 | Active | 17958 | 2010 | Les Inc/Aldrich Co | FTVT - Firetube Vertical TB | HS Boiler Room | HWHT - Hot Water Heat | 3/31/2027
Wilber High School | 900 S Franklin St | Wilber | NE | 68465-4000 | Gage | NE18667 | Active | 17959 | 2010 | Les Inc/Aldrich Co | FTVT - Firetube Vertical TB | HS Boiler Room | HWHT - Hot Water Heat | 3/31/2027
Wilber High School | 900 S Franklin St | Wilber | NE | 68465-4000 | Gage | NE34576 | Scrapped/Junked |  | 1967 | KEWA | FTFB - Firetube-Firebox Boiler | BOILER ROOM | HWHT - Hot Water Heat | 7/31/2010
Wilber High School | 900 S Franklin St | Wilber | NE | 68465-4000 | Gage | NE34577 | Scrapped/Junked | n/a | 1968 | Kewanee | FTFB - Firetube-Firebox Boiler | BOILER ROOM | HWHT - Hot Water Heat | 7/31/2013
Wilber High School | 900 S Franklin St | Wilber | NE | 68465-4000 | Gage | NE42575 | Active | 242923 | 2021 | Lochinvar | FTVT - Firetube Vertical TB | Elementary Mechanical Room | HWHT - Hot Water Heat | 2/28/2027
Wilber High School | 900 S Franklin St | Wilber | NE | 68465-4000 | Gage | NE42576 | Active | 345429 | 2021 | Lochinvar | FTVT - Firetube Vertical TB | Elementary Mechanical Room | HWHT - Hot Water Heat | 2/28/2027
MAYTAG LAUNDRY & CARWASH | 923 Court St | Beatrice | NE | 68310-4008 | GAGE | NE40550 | Scrapped/Junked | 29892 | 1995 | AO SMITH | CHWH - ASME/Fired Water Heater | MECH ROOM | HWSP - Hot Water Non Potable Supply | 6/30/2006
MAYTAG LAUNDRY & CARWASH | 923 Court St | Beatrice | NE | 68310-4008 | GAGE | NE40551 | Scrapped/Junked |  | 1983 | AO SMITH | AHWH - ANSI/Fired Water Htr | MECH ROOM | HWSD - Hot Water Dom/Potable | 6/30/2005
MAYTAG LAUNDRY & CARWASH | 923 Court St | Beatrice | NE | 68310-4008 | GAGE | NE40552 | Inactive |  | 1975 | ARCO | COBL - Coil Type Boiler | MECH ROOM | HWSD - Hot Water Dom/Potable | 6/30/2005
St Paul Lutheran School | 930 Prairie Lane St | Beatrice | NE | 68310 | Gage | NE32231 | Scrapped/Junked | 38725 | 1970 | Kewanee | FTFB - Firetube-Firebox Boiler | BOILER ROOM | HWHT - Hot Water Heat | 2/28/2020
BARNESTON SCHOOL | PO BOX 40 | BARNESTON | NE | 68309 | GAGE | NE31535 | Inactive |  | 1965 | CRANE |  | BOILER ROOM | STHT - Steam-Heat | 8/31/1988
BARNESTON SCHOOL | PO BOX 40 | BARNESTON | NE | 68309 | GAGE | NE32859 | Inactive | 17573 | 1983 | BRYAN STEAM LLC |  | BOILER ROOM | STHT - Steam-Heat | 7/31/1988
LISCO PUBLIC SCHOOL | 102 SPEARS | LISCO | NE | 69148 | GARDEN | NE30184 | Inactive |  | 1966 | AMERICAN RADIATOR |  | BASEMENT | STHT - Steam-Heat | 10/31/2004
Garden County Hospital & Nursing Home | 1100 W 2nd St | Oshkosh | NE | 69154-6152 | Garden | NE03921 | Scrapped/Junked |  | 1967 | KEWA | FTFB - Firetube-Firebox Boiler | BLR RM #1 | STHT - Steam-Heat | 5/31/2010
Garden County Hospital & Nursing Home | 1100 W 2nd St | Oshkosh | NE | 69154-6152 | Garden | NE03922 | Scrapped/Junked |  | 1967 | KEWA | FTFB - Firetube-Firebox Boiler | BOILER ROOM #2 | STHT - Steam-Heat | 5/31/2010
Garden County Hospital & Nursing Home | 1100 W 2nd St | Oshkosh | NE | 69154-6152 | Garden | NE03923 | Scrapped/Junked |  | 1971 | KEWANEE | FT - Firetube Boiler | BLR RM #3 | STHT - Steam-Heat | 10/31/2000
Garden County Hospital & Nursing Home | 1100 W 2nd St | Oshkosh | NE | 69154-6152 | Garden | NE15721 | Scrapped/Junked | 88707 | 2000 | RHEE | CHWH - ASME/Fired Water Heater | BOILER ROOM | HWSD - Hot Water Dom/Potable | 5/31/2015
Garden County Hospital & Nursing Home | 1100 W 2nd St | Oshkosh | NE | 69154-6152 | Garden | NE15722 | Scrapped/Junked | 88626 | 2000 | RHEE | CHWH - ASME/Fired Water Heater | BOILER ROOM | HWSD - Hot Water Dom/Potable | 5/31/2018
Garden County Hospital & Nursing Home | 1100 W 2nd St | Oshkosh | NE | 69154-6152 | Garden | NE16796 | Scrapped/Junked | 6062 | 1992 | AMSC | ELBL - Electric Boiler | CENTRAL SUPPLY | 0020 - Supp to Sterlizer/Autoclave | 5/31/2009
Garden County Hospital & Nursing Home | 1100 W 2nd St | Oshkosh | NE | 69154-6152 | Garden | NE17044 | Exempt | 24101 | 2009 | Harvey | ELBL - Electric Boiler | Sterilizer Room | STER - Sterilizer | 3/31/2009
Garden County Hospital & Nursing Home | 1100 W 2nd St | Oshkosh | NE | 69154-6152 | Garden | NE19062 | Active | 13741 | 2010 | Triad Boiler | FTVT - Firetube Vertical TB | Boiler Room | HWHT - Hot Water Heat | 5/31/2027
Garden County Hospital & Nursing Home | 1100 W 2nd St | Oshkosh | NE | 69154-6152 | Garden | NE19063 | Active | 13743 | 2010 | Triad Boiler | FTVT - Firetube Vertical TB | Boiler Room | HWHT - Hot Water Heat | 5/31/2027
Garden County Hospital & Nursing Home | 1100 W 2nd St | Oshkosh | NE | 69154-6152 | Garden | NE19064 | Active | 13742 | 2010 | Triad Boiler | FTVT - Firetube Vertical TB | Boiler Room | HWHT - Hot Water Heat | 5/31/2027
Garden County Hospital & Nursing Home | 1100 W 2nd St | Oshkosh | NE | 69154-6152 | Garden | NE25398 | Active | 113685 | 2007 | A O Smith | CHWH - ASME/Fired Water Heater | Boiler Room | HWSD - Hot Water Dom/Potable | 5/31/2027
Garden County Hospital & Nursing Home | 1100 W 2nd St | Oshkosh | NE | 69154-6152 | Garden | NE26924 | Active | 229294 | 2017 | A O Smith | CHWH - ASME/Fired Water Heater | Boiler Room | HWSD - Hot Water Dom/Potable | 5/31/2027
Garden County Fire Station | 113 W 1st St | Oshkosh | NE | 69154 | Garden | NE28419 | Scrapped/Junked | NA | 2017 | A. O. Smith | COBL - Coil Type Boiler | Mechanical Room | GLFH - Glycol Floor Heat System | 8/19/2020
Garden County Fire Station | 113 W 1st St | Oshkosh | NE | 69154 | Garden | NE28420 | Scrapped/Junked | NA | 2017 | A. O. Smith | COBL - Coil Type Boiler | Mechanical Room | GLFH - Glycol Floor Heat System | 8/19/2020
Garden County Fire Station | 113 W 1st St | Oshkosh | NE | 69154 | Garden | NE28421 | Scrapped/Junked | NA | 2017 | A. O. Smith | COBL - Coil Type Boiler | Mechanical Room | GLFH - Glycol Floor Heat System | 8/19/2020
Garden County Fire Station | 113 W 1st St | Oshkosh | NE | 69154 | Garden | NE41107 | Active | 148066 | 2019 | AIC GDYNIA | COBL - Coil Type Boiler | Mechanical room | HWFG - Hotwater Heat Floor-Glycl | 1/31/2027
Garden County Fire Station | 113 W 1st St | Oshkosh | NE | 69154 | Garden | NE41108 | Active | 122537 | 2019 | AIC GDYNIA | COBL - Coil Type Boiler | Mechanical room | HWFG - Hotwater Heat Floor-Glycl | 1/31/2027
Garden County Fire Station | 113 W 1st St | Oshkosh | NE | 69154 | Garden | NE41109 | Active | 122540 | 2019 | AIC GDYNIA | COBL - Coil Type Boiler | Mechanical room | HWFG - Hotwater Heat Floor-Glycl | 1/31/2027
Oshkosh City Pool | 200 E 1st St | Oshkosh | NE | 69154-5052 | Garden | NE40603 | Scrapped/Junked | 11498 | 1978 | TELE | CPFT - Horiz Cpr Fin Boiler | BOILER ROOM | OPHT - Outdoor Pool Heater | 6/30/2012
Oshkosh City Pool | 200 E 1st St | Oshkosh | NE | 69154-5052 | Garden | NE40604 | Out of Service | N/A | 1978 | RHEE | AHWH - ANSI/Fired Water Htr | BOILER ROOM | HWSD - Hot Water Dom/Potable | 6/30/2012
Garden County High School | 200 W 4th St | Oshkosh | NE | 69154-6114 | Garden | NE17484 | Scrapped/Junked | 45515 | 1993 | Kewanee | FTFB - Firetube-Firebox Boiler | BOILER ROOM | HWHT - Hot Water Heat | 6/30/2010
Garden County High School | 200 W 4th St | Oshkosh | NE | 69154-6114 | Garden | NE18464 | Scrapped/Junked | 67172 | 1994 | Ruud-Rheem | CHWH - ASME/Fired Water Heater | BOILER ROOM | HWSD - Hot Water Dom/Potable | 12/31/2022
Garden County High School | 200 W 4th St | Oshkosh | NE | 69154-6114 | Garden | NE19060 | Active | 18141 | 2010 | Aldrich | FTVT - Firetube Vertical TB | Boiler Room | HWHT - Hot Water Heat | 12/31/2026
Garden County High School | 200 W 4th St | Oshkosh | NE | 69154-6114 | Garden | NE19061 | Active | 18138 | 2010 | Aldrich | FTVT - Firetube Vertical TB | Boiler Room | HWHT - Hot Water Heat | 12/31/2026
Garden County High School | 200 W 4th St | Oshkosh | NE | 69154-6114 | Garden | NE27511 | Active | 235587 | 2017 | A O Smith | CHWH - ASME/Fired Water Heater | Boiler Room | HWSD - Hot Water Dom/Potable | 12/31/2026
Garden County High School | 200 W 4th St | Oshkosh | NE | 69154-6114 | Garden | NE28418 | Active | 352251 | 2020 | Lochinvar | COBL - Coil Type Boiler | Boiler Room | HWHT - Hot Water Heat | 12/31/2026
Garden County High School | 200 W 4th St | Oshkosh | NE | 69154-6114 | Garden | NE34233 | Scrapped/Junked | n/a | 1982 | AOSM | AHWH - ANSI/Fired Water Htr | BOILER ROOM | HWSD - Hot Water Dom/Potable | 12/31/2018
Garden County High School | 200 W 4th St | Oshkosh | NE | 69154-6114 | Garden | NE34235 | Scrapped/Junked | 44086 | 1986 | Ruud-Rheem | CHWH - ASME/Fired Water Heater | BOILER ROOM | HWSD - Hot Water Dom/Potable | 12/31/2022
Garden County High School | 200 W 4th St | Oshkosh | NE | 69154-6114 | Garden | NE37123 | Scrapped/Junked | 6089 | 1986 | Rite | WT - Water Tube Boiler | BOILER ROOM | HWHT - Hot Water Heat | 12/31/2020
Garden County High School | 200 W 4th St | Oshkosh | NE | 69154-6114 | Garden | NE41369 | Active | 559185 | 2022 | Sermeta | COWH - Coil Type Water Heater | Boiler room | HWSD - Hot Water Dom/Potable | 12/31/2026
Lewellen Lodge | 215 E Church St | Lewellen | NE | 69147-3037 | GARDEN | NE08327 | Active | 175610 | 2001 | RAYP | CPFT - Horiz Cpr Fin Boiler | West Boiler Room | HWHT - Hot Water Heat | 3/31/2027
Lewellen Lodge | 215 E Church St | Lewellen | NE | 69147-3037 | GARDEN | NE08328 | Active | 86477 | 2000 | RHEE | CHWH - ASME/Fired Water Heater | West Boiler Room | HWSD - Hot Water Dom/Potable | 3/31/2027
Lewellen Lodge | 215 E Church St | Lewellen | NE | 69147-3037 | GARDEN | NE30490 | Out of Service | 110065 | 1993 | RAYP | CPFT - Horiz Cpr Fin Boiler | BOILER ROOM | HWHT - Hot Water Heat | 3/31/2022
Lewellen Lodge | 215 E Church St | Lewellen | NE | 69147-3037 | GARDEN | NE34011 | Scrapped/Junked |  | 1988 | AO SMITH | CHWH - ASME/Fired Water Heater | BOILER ROOM | HWSD - Hot Water Dom/Potable | 3/31/2003
Lewellen Lodge | 215 E Church St | Lewellen | NE | 69147-3037 | GARDEN | NE34012 | Active | 0 | 1993 | Weil-Mcclain | CI - Cast Iron | BOILER ROOM | HWHT - Hot Water Heat | 3/31/2027
Lewellen Municipal Pool | 301 Home St | Lewellen | NE | 69147-3036 | Garden | NE25854 | Inactive | 266059 | 2015 | Laars | CPPH - Ansi Cpr Fin Pool Heater | Boiler Room | OPHT - Outdoor Pool Heater | 6/30/2025
Lewellen Municipal Pool | 301 Home St | Lewellen | NE | 69147-3036 | Garden | NE40605 | Scrapped/Junked | 79498 | 1997 | Teledyne Laars | CPFT - Horiz Cpr Fin Boiler | BOILER ROOM | OPHT - Outdoor Pool Heater | 6/30/2014
FIRST NATIONAL BANK | 302 Main St | Lewellen | NE | 69147-3061 | GARDEN | NE04500 | Inactive | 04500 | 1984 | BRYANT |  | BASEMENT | STHT - Steam-Heat | 9/30/1991
Oshkosh Cleaners | 304 Main St | Oshkosh | NE | 69154-6112 | Garden | NE01384 | Scrapped/Junked | 27442 | 1982 | Parker Ind | WT - Water Tube Boiler | BOILER ROOM | PROC - Process Steam | 2/28/2014
Oshkosh Cleaners | 304 Main St | Oshkosh | NE | 69154-6112 | Garden | NE25180 | Active | 116647 | 2014 | Fulton | FTVT - Firetube Vertical TB | boiler room | PROC - Process Steam | 2/28/2026
Lewellen Tiger Den | 504 W Hwy 26 | Lewellen | NE | 69147 | Garden | NE31715 | Out of Service |  | 1948 | CRAN | CI - Cast Iron | BOILER ROOM | STHT - Steam-Heat | 6/30/2010
Lewellen Tiger Den | 504 W Hwy 26 | Lewellen | NE | 69147 | Garden | NE31716 | Out of Service | n/a | 1957 | Kewanee | FTFB - Firetube-Firebox Boiler | BOILER ROOM | HWHT - Hot Water Heat | 3/31/2018
Lewellen Tiger Den | 504 W Hwy 26 | Lewellen | NE | 69147 | Garden | NE31717 | Out of Service | n/a | 1957 | Kewanee | FTFB - Firetube-Firebox Boiler | BOILER ROOM | HWHT - Hot Water Heat | 3/31/2018
GARDEN COUNTY JR HIGH SCHOOL | 504 W HWY 26 | LEWELLEN | NE | 69147 | GARDEN | NE20240 | Exempt 1999 LB-66 |  | 1976 | AO SMITH | AHWH - ANSI/Fired Water Htr |  | HWSD - Hot Water Dom/Potable | 7/31/2000
GARDEN COUNTY JR HIGH SCHOOL | 504 W HWY 26 | LEWELLEN | NE | 69147 | GARDEN | NE20241 | Exempt 1999 LB-66 |  | 1976 | AO SMITH | AHWH - ANSI/Fired Water Htr |  | HWSD - Hot Water Dom/Potable | 7/31/2000
Garden County Courthouse | 611 Main St | Oshkosh | NE | 69154-5034 | Garden | NE04698 | Inactive | n/a | 1971 | Bryant | CI - Cast Iron | BOILER ROOM | STHT - Steam-Heat | 10/31/2020
Garden County Elementary | 800 W 2nd St | Oshkosh | NE | 69154-5111 | Garden | NE22851 | Active | 18731 | 2012 | Aldrich | FTHT - Firetube Horizontal | Boiler Room | HWHT - Hot Water Heat | 12/31/2026
Garden County Elementary | 800 W 2nd St | Oshkosh | NE | 69154-5111 | Garden | NE22852 | Active | 18732 | 2012 | Aldrich | FTHT - Firetube Horizontal | Boiler Room | HWHT - Hot Water Heat | 12/31/2026
Garden County Elementary | 800 W 2nd St | Oshkosh | NE | 69154-5111 | Garden | NE31330 | Scrapped/Junked | 3846 | 1953 | Cyclotherm | FT - Firetube Boiler | BOILER ROOM | STHT - Steam-Heat | 6/30/2012
Trotter Wash & Go | 1030 L St. | Burwell | NE | 68823 | Garfield | NE41619 | Active | 277121 | 2013 | Giannoni | COBL - Coil Type Boiler | Mechanical Room | GLFH - Glycol Floor Heat System | 12/31/2026
Burwell Grade School | 204 S 4th Ave | Burwell | NE | 68823-5280 | Garfield | NE32999 | Inactive | n/a | 1985 | Peerless | CI - Cast Iron | boiler room | STHT - Steam-Heat | 12/31/2017
Burwell Grade School | 204 S 4th Ave | Burwell | NE | 68823-5280 | Garfield | NE33656 | Inactive |  | 1936 | BROWNELL | FT - Firetube Boiler | BOILER ROOM | STHT - Steam-Heat | 7/31/1992
Burwell Grade School | 204 S 4th Ave | Burwell | NE | 68823-5280 | Garfield | NE33657 | Inactive |  | 1955 | US RADIATOR |  | SHOP | HWHT - Hot Water Heat | 7/31/2003
Community Memorial Hosp. (Vacant building) | 295 N 8th Ave | Burwell | NE | 68823-4168 | Garfield | NE05017 | Scrapped/Junked | none | 1991 | Peerless | CI - Cast Iron | ENG BLR RM | HWHT - Hot Water Heat | 3/31/2021
Community Memorial Hosp. (Vacant building) | 295 N 8th Ave | Burwell | NE | 68823-4168 | Garfield | NE05613 | Scrapped/Junked | 28594 | 1996 | Aerco International | WT - Water Tube Boiler | BOILER ROOM | HWHT - Hot Water Heat | 3/31/2021
Community Memorial Hosp. (Vacant building) | 295 N 8th Ave | Burwell | NE | 68823-4168 | Garfield | NE05614 | Scrapped/Junked | 28593 | 1996 | Aerco International | WT - Water Tube Boiler | BOILER ROOM | HWHT - Hot Water Heat | 3/31/2021
Community Memorial Hosp. (Vacant building) | 295 N 8th Ave | Burwell | NE | 68823-4168 | Garfield | NE05615 | Scrapped/Junked | 38876 | 1993 | Lochinvar | CPFT - Horiz Cpr Fin Boiler | BOILER ROOM | HWSD - Hot Water Dom/Potable | 3/31/2021
Community Memorial Hosp. (Vacant building) | 295 N 8th Ave | Burwell | NE | 68823-4168 | Garfield | NE05616 | Scrapped/Junked | 38689 | 1993 | Lochinvar | CPFT - Horiz Cpr Fin Boiler | BOILER ROOM | HWSD - Hot Water Dom/Potable | 3/31/2021
Community Memorial Hosp. (Vacant building) | 295 N 8th Ave | Burwell | NE | 68823-4168 | Garfield | NE07176 | Scrapped/Junked |  | 1989 | PEERLESS HEATER COMPANY |  | BOILER ROOM | HWHT - Hot Water Heat | 1/31/1993
Community Memorial Hosp. (Vacant building) | 295 N 8th Ave | Burwell | NE | 68823-4168 | Garfield | NE16738 | Scrapped/Junked | none | 1991 | RHEEM | CHWH - ASME/Fired Water Heater | N BLRM | HWSD - Hot Water Dom/Potable | 3/31/2021
Community Memorial Hosp. (Vacant building) | 295 N 8th Ave | Burwell | NE | 68823-4168 | Garfield | NE16739 | Scrapped/Junked | none | 1991 | RHEE | CHWH - ASME/Fired Water Heater | N BLRM | HWSD - Hot Water Dom/Potable | 3/31/2021
Community Memorial Hosp. (Vacant building) | 295 N 8th Ave | Burwell | NE | 68823-4168 | Garfield | NE16740 | Scrapped/Junked | none | 1990 | RHEE | AHWH - ANSI/Fired Water Htr | N BLRM | HWSD - Hot Water Dom/Potable | 3/31/2021
Community Memorial Hosp. (Vacant building) | 295 N 8th Ave | Burwell | NE | 68823-4168 | Garfield | NE25397 | Scrapped/Junked | 68941 | 2014 | Aerco | WTSS - Watertube SS Steel | Boiler Room | HWHT - Hot Water Heat | 3/31/2021
Community Memorial Hosp. (Vacant building) | 295 N 8th Ave | Burwell | NE | 68823-4168 | Garfield | NE35139 | Scrapped/Junked | none | 1968 | PEER | CI - Cast Iron | BOILER ROOM | HWHT - Hot Water Heat | 3/31/2015
Parkview Apartments | 400 N 8th Ave | Burwell | NE | 68823-4170 | Garfield | NE00317 | Scrapped/Junked | n/a | 1992 | Peerless | CI - Cast Iron | BLDG 200 | HWHT - Hot Water Heat | 3/31/2019
Parkview Apartments | 400 N 8th Ave | Burwell | NE | 68823-4170 | Garfield | NE00318 | Scrapped/Junked | n/a | 1983 | AO SMITH | AHWH - ANSI/Fired Water Htr | Office Boiler Rm | HWSD - Hot Water Dom/Potable | 3/31/2018
Parkview Apartments | 400 N 8th Ave | Burwell | NE | 68823-4170 | Garfield | NE00319 | Out of Service | n/a | 1992 | Peerless | CI - Cast Iron | BOILER ROOM BLDG 600 | HWHT - Hot Water Heat | 3/31/2017
Parkview Apartments | 400 N 8th Ave | Burwell | NE | 68823-4170 | Garfield | NE00320 | Scrapped/Junked | n/a | 1992 | Peerless | CI - Cast Iron | BLDG 500 | HWHT - Hot Water Heat | 3/31/2025
Parkview Apartments | 400 N 8th Ave | Burwell | NE | 68823-4170 | Garfield | NE00321 | Scrapped/Junked | n/a | 1992 | Peerless | CI - Cast Iron | BLDG 400 | HWHT - Hot Water Heat | 3/31/2025
Parkview Apartments | 400 N 8th Ave | Burwell | NE | 68823-4170 | Garfield | NE00322 | Scrapped/Junked | n/a | 1992 | Peerless | CI - Cast Iron | BLDG 300 | HWHT - Hot Water Heat | 3/31/2024
Parkview Apartments | 400 N 8th Ave | Burwell | NE | 68823-4170 | Garfield | NE00323 | Scrapped/Junked | 85280 | 1993 | Peerless | CI - Cast Iron | BLDG 200 | HWHT - Hot Water Heat | 3/31/2024
Parkview Apartments | 400 N 8th Ave | Burwell | NE | 68823-4170 | Garfield | NE27077 | Active | 189702 | 2015 | Lochinvar | WTSS - Watertube SS Steel | Boiler Room Bldg 60 | HWHT - Hot Water Heat | 3/31/2027
Parkview Apartments | 400 N 8th Ave | Burwell | NE | 68823-4170 | Garfield | NE27085 | Active | 246533 | 2017 | Lochinvar | WTSS - Watertube SS Steel | Office Boiler Room | HWHT - Hot Water Heat | 3/31/2027
Parkview Apartments | 400 N 8th Ave | Burwell | NE | 68823-4170 | Garfield | NE43626 | Active | N/A | 2023 | Peerless | CI - Cast Iron | Building 200 | HWHT - Hot Water Heat | 3/31/2027
Parkview Apartments | 400 N 8th Ave | Burwell | NE | 68823-4170 | Garfield | NE43627 | Active | N/A | 2023 | Peerless | CI - Cast Iron | Building 300 | HWHT - Hot Water Heat | 3/31/2027
Parkview Apartments | 400 N 8th Ave | Burwell | NE | 68823-4170 | Garfield | NE43628 | Active | N/A | 2022 | Peerless | CI - Cast Iron | Building 400 | HWHT - Hot Water Heat | 3/31/2027
Parkview Apartments | 400 N 8th Ave | Burwell | NE | 68823-4170 | Garfield | NE43629 | Active | N/A | 2022 | Peerless | CI - Cast Iron | Building 500 | HWHT - Hot Water Heat | 3/31/2027
Calamus State Fish Hatchery | 42254 Hatchery Rd | Burwell | NE | 68823-5412 | Garfield | NE30971 | Active | 27598 | 1989 | Dewey | ELBL - Electric Boiler | Mech Room | HWHT - Hot Water Heat | 6/30/2026
Calamus State Fish Hatchery | 42254 Hatchery Rd | Burwell | NE | 68823-5412 | Garfield | NE30972 | Out of Service |  | 1990 | STATE INDUSTRIES | ELWH - Electric Water Heater | FISH HATCHERY | HWSD - Hot Water Dom/Potable | 9/30/1998
Burwell Municipal Pool | 600 N 8th Ave | Burwell | NE | 68823-5271 | Garfield | NE00315 | Scrapped/Junked | 11835 | 1980 | Lochinvar | CPFT - Horiz Cpr Fin Boiler | NE END OF POOL | OPHT - Outdoor Pool Heater | 6/30/2012
Burwell Municipal Pool | 600 N 8th Ave | Burwell | NE | 68823-5271 | Garfield | NE22078 | Scrapped/Junked | 240615 | 2012 | Laars | CPPH - Ansi Cpr Fin Pool Heater | Outdoor Pool Shed | OPHT - Outdoor Pool Heater | 6/30/2022
EBERLE FUNERAL HOME | 704 H St | Burwell | NE | 68823-4110 | GARFIELD | NE17283 | Exempt |  | 1992 | BRYANT |  | BASEMENT | HWHT - Hot Water Heat | 1/31/1997
CITY POWER HOUSE | 834 H St | Burwell | NE | 68823-4111 | GARFIELD | NE00316 | Scrapped/Junked |  | 1985 | PEERLESS HEATER COMPANY |  | POWER HOUSE | HWHT - Hot Water Heat | 6/30/2007
Loup Valley Alfalfa | Hwy 91 | Burwell | NE | 68823 | Garfield | NE01109 | Inactive | 491 | 1960 | Superior Boiler Works | FTSM - FTS Marine Dry Back | BOILER ROOM | PROC - Process Steam | 12/31/2009
Loup Valley Alfalfa | Hwy 91 | Burwell | NE | 68823 | Garfield | NE05095 | Inactive | 63 | 1955 | Superior Boiler Works | FTSM - FTS Marine Dry Back | BOILER ROOM | PROC - Process Steam | 12/31/2009
BURWELL PACK | PO Box 323 | Burwell | NE | 68823-0323 | GARFIELD | NE00963 | Inactive | 2897 | 1929 | LOOKOUT | FT - Firetube Boiler | PLANT GR FL | PROC - Process Steam | 9/30/1988
EUGENE HANSON | 42935 CTY RD 747 | ELWWOOD | NE | 68937 | GOSPER | NE31865 | Exempt |  | 1952 | AMERICAN STANDARD |  | BASEMENT | HWHT - Hot Water Heat | 3/31/2006
Gosper County Courthouse | 507 Smith Ave | Elwood | NE | 68937-5240 | GOSPER | NE00798 | Active | 11017 | 2000 | ALES | FTVT - Firetube Vertical TB | BOILER ROOM | HWHT - Hot Water Heat | 2/28/2027
Gosper County Courthouse | 507 Smith Ave | Elwood | NE | 68937-5240 | GOSPER | NE00799 | Active | 11019 | 2000 | ALES | FTVT - Firetube Vertical TB | BOILER ROOM | HWHT - Hot Water Heat | 2/28/2027
Gosper County Courthouse | 507 Smith Ave | Elwood | NE | 68937-5240 | GOSPER | NE00800 | Active | 10021 | 2000 | ALES | FTVT - Firetube Vertical TB | BOILER ROOM | HWHT - Hot Water Heat | 2/28/2027
Gosper County Courthouse | 507 Smith Ave | Elwood | NE | 68937-5240 | GOSPER | NE35156 | Scrapped/Junked |  | 1950 | KEWANEE | FT - Firetube Boiler | BOILER ROOM | STHT - Steam-Heat | 5/31/2001
Elwood Care Center | 607 Smith Ave | Elwood | NE | 68937-5236 | Gosper | NE04389 | Inactive | n/a | 1986 | Peerless | CI - Cast Iron | BOILER ROOM | HWHT - Hot Water Heat | 2/28/2010
Elwood Care Center | 607 Smith Ave | Elwood | NE | 68937-5236 | Gosper | NE04911 | Scrapped/Junked | n/a | 1989 | Peerless | CI - Cast Iron | BOILER ROOM | HWHT - Hot Water Heat | 2/28/2015
Elwood Care Center | 607 Smith Ave | Elwood | NE | 68937-5236 | Gosper | NE19374 | Exempt 1999 LB-66 |  | 1993 | RHEEM MANUFACTURING CO | AHWH - ANSI/Fired Water Htr |  | HWSD - Hot Water Dom/Potable | 2/29/2000
Elwood Care Center | 607 Smith Ave | Elwood | NE | 68937-5236 | Gosper | NE20300 | Exempt 1999 LB-66 |  | 1996 | RHEEM MANUFACTURING CO | AHWH - ANSI/Fired Water Htr |  | HWSD - Hot Water Dom/Potable | 2/29/2000
Elwood Care Center | 607 Smith Ave | Elwood | NE | 68937-5236 | Gosper | NE25370 | Active | 278620 | 2014 | Laars | CPFH - Copper Fin Water Heater | Boiler room | HWHT - Hot Water Heat | 12/31/2026
Elwood Care Center | 607 Smith Ave | Elwood | NE | 68937-5236 | Gosper | NE25371 | Active | 276699 | 2014 | Laars | CPFH - Copper Fin Water Heater | Boiler room | HWHT - Hot Water Heat | 12/31/2026
Grant County Courthouse | 105 E Harrison St | Hyannis | NE | 69350 | Grant | NE23511 | Scrapped/Junked | n/a | 1998 | Slant Fin | CIMD - Cast Iron/Modular Ins | boiler room | HWHT - Hot Water Heat | 9/30/2023
Grant County Courthouse | 105 E Harrison St | Hyannis | NE | 69350 | Grant | NE23512 | Exempt |  | 1998 | SLANT FIN | CIMD - Cast Iron/Modular Ins | BOILER ROOM | HWHT - Hot Water Heat | 10/31/2004
Grant County Courthouse | 105 E Harrison St | Hyannis | NE | 69350 | Grant | NE23513 | Exempt |  | 1998 | SLANT FIN | CIMD - Cast Iron/Modular Ins | BOILER ROOM | HWHT - Hot Water Heat | 10/31/2004
Grant County Courthouse | 105 E Harrison St | Hyannis | NE | 69350 | Grant | NE42839 | Active | 590519 | 2023 | Lochinvar | WTSS - Watertube SS Steel | Basement | HWHT - Hot Water Heat | 10/31/2026
Grant County Courthouse | 105 E Harrison St | Hyannis | NE | 69350 | Grant | NE42840 | Active | 591742 | 2023 | Lochinvar | WTSS - Watertube SS Steel | Basement | HWHT - Hot Water Heat | 10/31/2026
Vacant Building | 200 Grant | Hyannis | NE | 69350 | Grant | NE31649 | Inactive | N/A | 1962 | American Radiator | CI - Cast Iron | BOILER ROOM | STHT - Steam-Heat | 1/31/2019
HYANNIS GRADE SCHOOL | 200 GRANT | HYANNIS | NE | 69350 | GRANT | NE31650 | Inactive |  | 1962 | AMERICAN RADIATOR |  | BOILER ROOM | STHT - Steam-Heat | 1/31/2008
GRANT COUNTY POOL | HWY 2 | HYANNIS | NE | 69350 | GRANT | NE00219 | Exempt | 84934 | 1998 | TELEDYNE LAARS | CPFT - Horiz Cpr Fin Boiler | BOILER ROOM | OPHT - Outdoor Pool Heater | 6/30/2005
Greeley County Courthouse | 101 S Kildare St | Greeley | NE | 68842-9804 | Greeley | NE20420 | Inactive | n/a | 1905 | AMRA | CI - Cast Iron | BOILER ROOM | STHT - Steam-Heat | 2/28/2015
Greeley County Courthouse | 101 S Kildare St | Greeley | NE | 68842-9804 | Greeley | NE25352 | Active | 590580 | 2014 | Peerless | CI - Cast Iron | Basement Boiler Room | HWHT - Hot Water Heat | 10/31/2026
Spalding Public School | 124 S Ash St | Spalding | NE | 68665-6182 | Greeley | NE32011 | Inactive | n/a | 1930 | American Standard | CI - Cast Iron | BOILER ROOM | STHT - Steam-Heat | 1/31/2014
Spalding Public School | 124 S Ash St | Spalding | NE | 68665-6182 | Greeley | NE35116 | Scrapped/Junked | n/a | 1972 | AO SMITH | AHWH - ANSI/Fired Water Htr | BOILER ROOM | HWSD - Hot Water Dom/Potable | 1/31/2014
Sacred Heart School | 1303 N Clare St | Greeley | NE | 68842 | Greeley | NE32902 | Scrapped/Junked | N/A | 1975 | Peerless | CI - Cast Iron | BOILER ROOM | STHT - Steam-Heat | 1/31/2015
St Michael's Parish | 150 E Marguerite | Spalding | NE | 68665 | Greeley | NE22266 | Inactive | N/A | 2011 | Peerless | CI - Cast Iron | School basement | STHT - Steam-Heat | 1/31/2020
St Michael's Parish | 150 E Marguerite | Spalding | NE | 68665 | Greeley | NE30658 | Out of Service | n/a | 1972 | AOSM | AHWH - ANSI/Fired Water Htr | ABOVE KIT/CNTR | HWSD - Hot Water Dom/Potable | 1/31/2020
St Michael's Parish | 150 E Marguerite | Spalding | NE | 68665 | Greeley | NE37507 | Scrapped/Junked | n/a | 1985 | Peerless | CI - Cast Iron | CONVENT BSMT | STHT - Steam-Heat | 1/31/2011
St Michael's Parish | 150 E Marguerite | Spalding | NE | 68665 | Greeley | NE37652 | Scrapped/Junked | N/A | 1980 | Peerless | CI - Cast Iron | CHURCH BSMT | STHT - Steam-Heat | 1/31/2013
St Michael's Parish | 150 E Marguerite | Spalding | NE | 68665 | Greeley | NE37653 | Scrapped/Junked | n/a | 1980 | Peerless | CI - Cast Iron | CHURCH BSMT | STHT - Steam-Heat | 1/31/2013
Bldg Demolished | 204 Blaine Ave | Scotia | NE | 68875 | Greeley | NE00082 | Scrapped/Junked | n/a | 1999 | Peerless | CI - Cast Iron | BOILER ROOM/GYM | HWHT - Hot Water Heat | 1/31/2015
Bldg Demolished | 204 Blaine Ave | Scotia | NE | 68875 | Greeley | NE16101 | Scrapped/Junked | 19037 | 1989 | Burnham | FTFB - Firetube-Firebox Boiler | BOILER ROOM | STHT - Steam-Heat | 1/31/2015
Bldg Demolished | 204 Blaine Ave | Scotia | NE | 68875 | Greeley | NE33598 | Scrapped/Junked |  | 1965 | PEERLESS HEATER COMPANY |  |  | HWHT - Hot Water Heat | 7/31/1998
Bldg Demolished | 204 Blaine Ave | Scotia | NE | 68875 | Greeley | NE37704 | Scrapped/Junked | n/a | 1967 | Ruud-Rheem | AHWH - ANSI/Fired Water Htr | BOILER RM/GYM | HWSD - Hot Water Dom/Potable | 1/31/2017
Bldg Demolished | 204 Blaine Ave | Scotia | NE | 68875 | Greeley | NE37705 | Scrapped/Junked | n/a | 1967 | Ruud-Rheem | AHWH - ANSI/Fired Water Htr | BOILER RM/GYM | HWSD - Hot Water Dom/Potable | 1/31/2017
Bldg was demolished | 241 N Chestnut St | Spalding | NE | 68665-6001 | Greeley | NE05469 | Exempt 1999 LB-66 | 80401 | 1976 | AO SMITH | AHWH - ANSI/Fired Water Htr | BASEMENT | HWSD - Hot Water Dom/Potable | 8/31/1999
Bldg was demolished | 241 N Chestnut St | Spalding | NE | 68665-6001 | Greeley | NE07810 | Scrapped/Junked | 45497 | 1998 | AO SMITH | CHWH - ASME/Fired Water Heater | BOILER HOUSE | HWSD - Hot Water Dom/Potable | 1/31/2014
Bldg was demolished | 241 N Chestnut St | Spalding | NE | 68665-6001 | Greeley | NE15136 | Scrapped/Junked |  | 1978 | RUUD | CHWH - ASME/Fired Water Heater | OLD BLR BLDG | HWSD - Hot Water Dom/Potable | 8/31/1999
Bldg was demolished | 241 N Chestnut St | Spalding | NE | 68665-6001 | Greeley | NE15137 | Scrapped/Junked | n/a | 1951 | Kewanee | FT - Firetube Boiler | BASEMENT | STHT - Steam-Heat | 1/31/2014
Bldg was demolished | 241 N Chestnut St | Spalding | NE | 68665-6001 | Greeley | NE15138 | Scrapped/Junked | n/a | 1966 | Peerless | CI - Cast Iron | BLR BLDG | HWHT - Hot Water Heat | 1/31/2014
SACRED HEART PARISH | 303 N Clare St | Greeley | NE | 68842-4309 | GREELEY | NE17458 | Scrapped/Junked |  | 1993 | PEERLESS HEATER COMPANY |  | BASEMENT | STHT - Steam-Heat | 6/30/1998
SACRED HEART PARISH | 303 N Clare St | Greeley | NE | 68842-4309 | GREELEY | NE19171 | Exempt 1999 LB-66 |  | 1987 | DAYTON | AHWH - ANSI/Fired Water Htr | GYM | HWSD - Hot Water Dom/Potable | 6/30/1999
Central Valley High School | 304 N Shannon St | Greeley | NE | 68842-4349 | Greeley | NE16811 | Scrapped/Junked | N/A | 1990 | Peerless | CI - Cast Iron | GYM | HWHT - Hot Water Heat | 1/31/2016
Central Valley High School | 304 N Shannon St | Greeley | NE | 68842-4349 | Greeley | NE24675 | Active | 83501 | 2012 | Lochinvar | FTVT - Firetube Vertical TB | mech room | HWHT - Hot Water Heat | 1/31/2027
Central Valley High School | 304 N Shannon St | Greeley | NE | 68842-4349 | Greeley | NE32807 | Active | n/a | 1982 | Peerless | CI - Cast Iron | HIGH SCHL/BOILER ROOM | HWHT - Hot Water Heat | 1/31/2027
Central Valley High School | 304 N Shannon St | Greeley | NE | 68842-4349 | Greeley | NE33932 | Scrapped/Junked | n/a | 1969 | AMST | CI - Cast Iron | ELEMENTARY/BOILER ROOM | HWHT - Hot Water Heat | 1/31/2013
Central Valley High School | 304 N Shannon St | Greeley | NE | 68842-4349 | Greeley | NE35117 | Scrapped/Junked | unknown | 1979 | AOSM | AHWH - ANSI/Fired Water Htr | HIGH SCHL/BOILER ROOM | HWSD - Hot Water Dom/Potable | 1/31/2018
Scotia Municipal Pool | 505 N Greely | Scotia | NE | 68875 | Greeley | NE00309 | Scrapped/Junked | 82817 | 1998 | TELE | CPFT - Horiz Cpr Fin Boiler | FILTER ROOM | OPHT - Outdoor Pool Heater | 6/30/2005
Scotia Municipal Pool | 505 N Greely | Scotia | NE | 68875 | Greeley | NE17596 | Scrapped/Junked | N/A | 2009 | Raypak | CPPH - Ansi Cpr Fin Pool Heater | Outdoors | OPHT - Outdoor Pool Heater | 6/30/2010
Scotia Municipal Pool | 505 N Greely | Scotia | NE | 68875 | Greeley | NE22080 | Scrapped/Junked | 309162 | 2012 | Raypak | CPPH - Ansi Cpr Fin Pool Heater | Outside Pool | OPHT - Outdoor Pool Heater | 6/30/2021
Scotia Municipal Pool | 505 N Greely | Scotia | NE | 68875 | Greeley | NE41345 | Active | 53644 | 2022 | Raypak | CPPH - Ansi Cpr Fin Pool Heater | Outside Pool | OPHT - Outdoor Pool Heater | 7/31/2024
Wolbach Elementary Public School | 610 Kingston Ave | Wolbach | NE | 68882-7052 | Greeley | NE10169 | Active | N/A | 2007 | Peerless | CI - Cast Iron | BOILER ROOM | HWHT - Hot Water Heat | 1/31/2027
Wolbach Elementary Public School | 610 Kingston Ave | Wolbach | NE | 68882-7052 | Greeley | NE34673 | Scrapped/Junked |  | 1973 | AMERICAN STANDARD |  | BOILER ROOM | HWHT - Hot Water Heat | 8/31/2007
SPALDING ACADEMY | PO BOX A | SPALDING | NE | 68665 | GREELEY | NE34465 | Inactive |  | 1930 | US RADIATOR |  | BASEMENT | STHT - Steam-Heat | 11/30/1986
City Hall of Grand Island | 100 E 1st St | Grand Island | NE | 68801-6023 | HALL | NE15000 | Inactive |  | 1984 | KEWANEE | FTFB - Firetube-Firebox Boiler |  | STHT - Steam-Heat | 7/31/1995
City Hall of Grand Island | 100 E 1st St | Grand Island | NE | 68801-6023 | HALL | NE16932 | Active | 32635 | 1992 | Bryan | WT - Water Tube Boiler | 2ND FLOOR | GLYC - Glycol Bldg Heat Sys | 11/30/2026
City Hall of Grand Island | 100 E 1st St | Grand Island | NE | 68801-6023 | HALL | NE16933 | Active | 32638 | 1992 | Bryan | WT - Water Tube Boiler | 2ND FLOOR | GLYC - Glycol Bldg Heat Sys | 11/30/2026
Wood River Elementary | 1003 Lilly St | Wood River | NE | 68883-2107 | Hall | NE22306 | Exempt 1999 LB-66 |  | 1988 | A. O. Smith | AHWH - ANSI/Fired Water Htr | BOILER ROOM | HWSD - Hot Water Dom/Potable | 8/31/1999
Wood River Elementary | 1003 Lilly St | Wood River | NE | 68883-2107 | Hall | NE33612 | Active | 32851 | 1979 | Kewanee | FTFB - Firetube-Firebox Boiler | Boiler Room | HWHT - Hot Water Heat | 11/30/2025
Wood River Elementary | 1003 Lilly St | Wood River | NE | 68883-2107 | Hall | NE33613 | Active | 32855 | 1979 | Kewannee | FTFB - Firetube-Firebox Boiler | Boiler Room | HWHT - Hot Water Heat | 11/30/2025
Vacant building | 1010 E Bismark Rd | Grand Island | NE | 68801-8126 | Hall | NE16527 | Out of Service | 34481 | 1980 | Kewanee | FTFB - Firetube-Firebox Boiler | BOILER ROOM | GLYC - Glycol Bldg Heat Sys | 1/31/2021
PRIVATE RESIDENCE | 102 Comet Ct | Alda | NE | 68810-9748 | HALL | NE40380 | Exempt |  | 1980 | BURNHAM COMM/INDUST |  | BASEMENT | HWHT - Hot Water Heat | 11/30/2005
OLSON FURNITURE/AUCTION | 103 W 3rd St | Grand Island | NE | 68801-5913 | HALL | NE16599 | Inactive |  | 1990 | PEERLESS HEATER COMPANY |  | BASEMENT | STHT - Steam-Heat | 8/31/2001
Platte Generating Station | 1035 W Wildwood Dr | Grand Island | NE | 68801-9631 | Hall | NE03747 | Active | 22486 | 1979 | Combustion Eng | WT - Water Tube Boiler | Powerhouse | POWR - Power Generation | 5/31/2026
Platte Generating Station | 1035 W Wildwood Dr | Grand Island | NE | 68801-9631 | Hall | NE03791 | Active | 48221 | 1980 | Cleaver & Brooks | WT - Water Tube Boiler | Powerhouse Ground Floor | BSUP - Bldg Heat & Process | 1/31/2027
Platte Generating Station | 1035 W Wildwood Dr | Grand Island | NE | 68801-9631 | Hall | NE07249 | Active | 1697 | 2013 | THERMAL ENGINEERING | SHTB - Shell/Tube Htexchngr | Main Plant | FDHT - Feedwater Heater | 1/31/2027
Platte Generating Station | 1035 W Wildwood Dr | Grand Island | NE | 68801-9631 | Hall | NE23292 | Scrapped/Junked | 3075 | 1979 | Struthers | SHTB - Shell/Tube Htexchngr | Power House | FDHT - Feedwater Heater | 5/31/2014
Platte Generating Station | 1035 W Wildwood Dr | Grand Island | NE | 68801-9631 | Hall | NE26447 | Out of Service | 29107 | 2006 | York Shipley | FT - Firetube Boiler | Portable Trailer | POWR - Power Generation | 1/31/2018
CenturyLink | 105 N Wheeler Ave | Grand Island | NE | 68801-6097 | Hall | NE21342 | Scrapped/Junked | 9424 | 1997 | ALES | FTVT - Firetube Vertical TB | BOILER ROOM | HWHT - Hot Water Heat | 1/31/2014
CenturyLink | 105 N Wheeler Ave | Grand Island | NE | 68801-6097 | Hall | NE21343 | Scrapped/Junked | 9426 | 1997 | ALES | FTVT - Firetube Vertical TB | BOILER ROOM | HWHT - Hot Water Heat | 1/31/2014
First Baptist Church-BMIC#419165 | 107 E Nile St | Cairo | NE | 68824-2726 | Hall | NE30731 | Active | n/a | 1986 | Peerless | CI - Cast Iron | BOILER ROOM | HWHT - Hot Water Heat | 1/31/2026
First Baptist Church-BMIC#419165 | 107 E Nile St | Cairo | NE | 68824-2726 | Hall | NE30732 | Inactive |  | 1986 | Peerless Heater Company | CI - Cast Iron |  | HWHT - Hot Water Heat | 1/31/1996
First Baptist Church-BMIC#419165 | 107 E Nile St | Cairo | NE | 68824-2726 | Hall | NE30875 | Active | n/a | 1996 | VALI | CI - Cast Iron | BOILER ROOM | HWHT - Hot Water Heat | 1/31/2026
Hall County Corrections | 110 Public Safety Dr | Grand Island | NE | 68801-8510 | Hall | NE10079 | Scrapped/Junked | 120951 | 2007 | Pvi | CHWH - ASME/Fired Water Heater | BOILER ROOM | HWSD - Hot Water Dom/Potable | 12/31/2016
Hall County Corrections | 110 Public Safety Dr | Grand Island | NE | 68801-8510 | Hall | NE10080 | Scrapped/Junked | 120950 | 2007 | Pvi | CHWH - ASME/Fired Water Heater | BOILER ROOM | HWSD - Hot Water Dom/Potable | 12/31/2016
Hall County Corrections | 110 Public Safety Dr | Grand Island | NE | 68801-8510 | Hall | NE10081 | Active | 46077 | 2006 | Aerco International | FTVT - Firetube Vertical TB | BOILER ROOM | HWHT - Hot Water Heat | 7/31/2026
Hall County Corrections | 110 Public Safety Dr | Grand Island | NE | 68801-8510 | Hall | NE10082 | Active | 46076 | 2006 | Aerco International | FTVT - Firetube Vertical TB | BOILER ROOM | HWHT - Hot Water Heat | 7/31/2026
Hall County Corrections | 110 Public Safety Dr | Grand Island | NE | 68801-8510 | Hall | NE10189 | Scrapped/Junked | 120952 | 2007 | Pvi | CHWH - ASME/Fired Water Heater | EAST C MECH ROOM | HWSD - Hot Water Dom/Potable | 12/31/2016
Hall County Corrections | 110 Public Safety Dr | Grand Island | NE | 68801-8510 | Hall | NE10190 | Scrapped/Junked | 120953 | 2007 | Pvi | CHWH - ASME/Fired Water Heater | WEST MECH ROOM C | HWSD - Hot Water Dom/Potable | 12/31/2015
L & W CAR WASH | 110 W 9th St | Wood River | NE | 68883-9176 | HALL | NE40914 | Inactive |  | 1983 | AO SMITH | AHWH - ANSI/Fired Water Htr | CAR WASH GARAGE | HWSP - Hot Water Non Potable Supply | 2/28/2004
WILLIAMSON FURNITURE | 110-116 E 3RD ST | GRAND ISLAND | NE | 68801-5910 | HALL | NE16259 | Scrapped/Junked |  | 1950 | BRYANT |  | BASEMENT | STHT - Steam-Heat | 5/31/2004
WILLIAMSON FURNITURE | 110-116 E 3RD ST | GRAND ISLAND | NE | 68801-5910 | HALL | NE16260 | Scrapped/Junked |  | 1935 | AMERICAN RADIATOR |  | BOILER ROOM | STHT - Steam-Heat | 5/31/2004
WILLIAMSON FURNITURE | 110-116 E 3RD ST | GRAND ISLAND | NE | 68801-5910 | HALL | NE16261 | Inactive |  | 1935 | AMERICAN RADIATOR |  | BASEMENT | STHT - Steam-Heat | 12/31/2005
Wiper Towel Service | 111 E 6th St | Grand Island | NE | 68801-4301 | Hall | NE30961 | Scrapped/Junked | 6514 | 1997 | NATC | FT - Firetube Boiler | se corner/back of bldg | HWSP - Hot Water Non Potable Supply | 10/31/2016
Wheeler St Partnership | 112 N Wheeler Ave | Grand Island | NE | 68801-6015 | Hall | NE19114 | Scrapped/Junked | n/a | 1962 | American Standard | CI - Cast Iron | Basement | HWHT - Hot Water Heat | 1/31/2012
Wheeler St Partnership | 112 N Wheeler Ave | Grand Island | NE | 68801-6015 | Hall | NE22153 | Inactive | 2659 | 2009 | CAMUS | CPFT - Horiz Cpr Fin Boiler | Basement | HWHT - Hot Water Heat | 3/31/2016
Apfel-Butler-Gerdes Inc | 1123 W 2nd St | Grand Island | NE | 68801-5823 | Hall | NE05225 | Out of Service |  | 1964 | KEWA | FT - Firetube Boiler | MECH ROOM | HWHT - Hot Water Heat | 1/31/2004
AURORA COOP ELEVATOR CO | 1140 S Lincoln Ave | Grand Island | NE | 68801-6675 | HALL | NE03543 | Scrapped/Junked | 2100 | 1967 | SUPERIOR BOILERWORKS | FTSM - FTS Marine Dry Back | BOILER ROOM | PROC - Process Steam | 6/30/2003
AURORA COOP ELEVATOR CO | 1140 S Lincoln Ave | Grand Island | NE | 68801-6675 | HALL | NE12108 | Inactive | 7518 | 2003 | MCKENNA BOILER WORKS | FTSM - FTS Marine Dry Back | BOILER ROOM | PROC - Process Steam | 4/30/2006
AURORA COOP ELEVATOR CO | 1140 S Lincoln Ave | Grand Island | NE | 68801-6675 | HALL | NE18187 | Scrapped/Junked | 404 | 1959 | SUPERIOR BOILERWORKS | FT - Firetube Boiler |  | PROC - Process Steam | 6/30/1988
Prairie Pride Brewing | 115 E South Front St Ste 1 | Grand Island | NE | 68801-5917 | Hall | NE26463 | Active | N/A | 2016 | Crown Boiler Co. | CI - Cast Iron | Basement | PROC - Process Steam | 9/30/2025
Hall County Social Services | 116 S Pine St | Grand Island | NE | 68801-6045 | Hall | NE15269 | Inactive | 26242 | 1989 | Bryan | WT - Water Tube Boiler | BOILER ROOM NORTH | HWHT - Hot Water Heat | 4/30/2020
Hall County Social Services | 116 S Pine St | Grand Island | NE | 68801-6045 | Hall | NE35232 | Scrapped/Junked | n/a | 1955 | American Standard | CI - Cast Iron | SOUTH BOILER ROOM | HWHT - Hot Water Heat | 4/30/2016
Pilot Travel Center #912 | 11775 S Nebraska Hwy 11 | Wood River | NE | 68883-9509 | Hall | NE09151 | Scrapped/Junked | 77489 | 2007 | Bradford White | CHWH - ASME/Fired Water Heater | Upstairs | HWSP - Hot Water Non Potable Supply | 7/31/2017
Pilot Travel Center #912 | 11775 S Nebraska Hwy 11 | Wood River | NE | 68883-9509 | Hall | NE22305 | Exempt 1999 LB-66 |  | 1997 | AO SMITH | AHWH - ANSI/Fired Water Htr | UPSTAIRS | HWSD - Hot Water Dom/Potable | 8/31/1999
Pilot Travel Center #912 | 11775 S Nebraska Hwy 11 | Wood River | NE | 68883-9509 | Hall | NE22386 | Scrapped/Junked | 35974 | 1995 | Bradford White | CHWH - ASME/Fired Water Heater | UPSTAIRS ABOVE KITCHEN | HWSD - Hot Water Dom/Potable | 8/31/2007
Pilot Travel Center #912 | 11775 S Nebraska Hwy 11 | Wood River | NE | 68883-9509 | Hall | NE26453 | Scrapped/Junked | 961 | 2015 | INTELLIHOT | SSCO - SS Coil Boiler | Mechanical Room | HWSD - Hot Water Dom/Potable | 8/31/2019
Pilot Travel Center #912 | 11775 S Nebraska Hwy 11 | Wood River | NE | 68883-9509 | Hall | NE26454 | Scrapped/Junked | 1648 | 2015 | INTELLIHOT | SSCO - SS Coil Boiler | Mechanical Room | HWSD - Hot Water Dom/Potable | 8/31/2019
Pilot Travel Center #912 | 11775 S Nebraska Hwy 11 | Wood River | NE | 68883-9509 | Hall | NE27577 | Active | 4254 | 2018 | Intellihot | SSCO - SS Coil Boiler | Up stairs | HWSD - Hot Water Dom/Potable | 9/30/2026
Pilot Travel Center #912 | 11775 S Nebraska Hwy 11 | Wood River | NE | 68883-9509 | Hall | NE27588 | Active | 4155 | 2018 | Intellihot | SSCO - SS Coil Boiler | Up stairs | HWSD - Hot Water Dom/Potable | 9/30/2025
Lebensraum Assisted Living | 118 Ingalls St | Grand Island | NE | 68803-5725 | Hall | NE28422 | Scrapped/Junked | NA | 2009 | Peerless | CI - Cast Iron | Basement | HWHT - Hot Water Heat | 10/31/2022
OFFICE BUILDING | 120 W 3rd St | Grand Island | NE | 68801-5914 | HALL | NE15626 | Inactive |  | 1975 | WEIL MCLAIN |  |  | STHT - Steam-Heat | 4/30/1999
Central Catholic High | 1200 Ruby Ave | Grand Island | NE | 68803-3746 | Hall | NE01841 | Scrapped/Junked | 40680 | 2004 | Aerco International | FTCH - Firetube Coil Htxchn | BOILER ROOM | HWHT - Hot Water Heat | 1/31/2022
Central Catholic High | 1200 Ruby Ave | Grand Island | NE | 68803-3746 | Hall | NE01842 | Scrapped/Junked | 40632 | 2004 | Aerco International | FTVT - Firetube Vertical TB | BOILER ROOM | HWHT - Hot Water Heat | 1/31/2026
Central Catholic High | 1200 Ruby Ave | Grand Island | NE | 68803-3746 | Hall | NE01843 | Scrapped/Junked | 40631 | 2004 | Aerco International | FTVT - Firetube Vertical TB | BOILER ROOM | HWHT - Hot Water Heat | 1/31/2025
Central Catholic High | 1200 Ruby Ave | Grand Island | NE | 68803-3746 | Hall | NE05931 | Out of Service | 14806 | 2004 | PREC | ELBL - Electric Boiler | BOILER ROOM | GLYC - Glycol Bldg Heat Sys | 1/31/2016
Central Catholic High | 1200 Ruby Ave | Grand Island | NE | 68803-3746 | Hall | NE15272 | Inactive |  | 1984 | AO SMITH | AHWH - ANSI/Fired Water Htr | BOILER ROOM | HWSD - Hot Water Dom/Potable | 7/31/1996
Central Catholic High | 1200 Ruby Ave | Grand Island | NE | 68803-3746 | Hall | NE19193 | Scrapped/Junked | 27960 | 1995 | AO SMITH | CHWH - ASME/Fired Water Heater | BOILER ROOM | HWSD - Hot Water Dom/Potable | 7/31/2000
Central Catholic High | 1200 Ruby Ave | Grand Island | NE | 68803-3746 | Hall | NE31555 | Scrapped/Junked | 5995 | 1956 | CYCLOTHERM | FT - Firetube Boiler | BOILER ROOM | STHT - Steam-Heat | 7/31/2004
Central Catholic High | 1200 Ruby Ave | Grand Island | NE | 68803-3746 | Hall | NE31556 | Scrapped/Junked | 5989 | 1956 | CYCLOTHERM | FT - Firetube Boiler | BOILER ROOM | STHT - Steam-Heat | 7/31/2004
Central Catholic High | 1200 Ruby Ave | Grand Island | NE | 68803-3746 | Hall | NE41182 | Scrapped/Junked | 515739 | 2019 | Sermeta | COBL - Coil Type Boiler | BOILER ROOM | HWSD - Hot Water Dom/Potable | 1/31/2026
Central Catholic High | 1200 Ruby Ave | Grand Island | NE | 68803-3746 | Hall | NE42681 | Active | 10491 | 2020 | RIELLO | FTVT - Firetube Vertical TB | New Addition Boiler Room | HWHT - Hot Water Heat | 1/31/2027
Central Catholic High | 1200 Ruby Ave | Grand Island | NE | 68803-3746 | Hall | NE42682 | Active | 10487 | 2020 | RIELLO | FTVT - Firetube Vertical TB | New Addition Boiler Room | HWHT - Hot Water Heat | 1/31/2027
Central Catholic High | 1200 Ruby Ave | Grand Island | NE | 68803-3746 | Hall | NE43873 | Active | 636023 | 2025 | Lochinvar | FTSS - Firetube Stainless Steel | Boiler Room | HWSD - Hot Water Dom/Potable | 1/31/2027
Central Catholic High | 1200 Ruby Ave | Grand Island | NE | 68803-3746 | Hall | NE43874 | Active | 101591 | 2025 | Aerco | FTVT - Firetube Vertical TB | Boiler Room | HWHT - Hot Water Heat | 1/31/2027
Central Catholic High | 1200 Ruby Ave | Grand Island | NE | 68803-3746 | Hall | NE43875 | Active | 101588 | 2025 | Aerco | FTVT - Firetube Vertical TB | Boiler Room | HWHT - Hot Water Heat | 1/31/2027
Central Nebraska Transload | 1215 E US Highway 30 | Grand Island | NE | 68801-8315 | Hall | NE27787 | Active | 477 | 2000 | Lattner Boiler Co | FT - Firetube Boiler | Boiler Room | PROC - Process Steam | 11/30/2025
Career Pathways Institute | 1215 S Adams St | Grand Island | NE | 68801-7172 | Hall | NE23680 | Active | n/a | 2012 | Aerco | CALU - Cast Aluminum | Boiler Room 138 | HWHT - Hot Water Heat | 1/31/2027
Career Pathways Institute | 1215 S Adams St | Grand Island | NE | 68801-7172 | Hall | NE24086 | Active | 62530 | 2012 | Aerco | FTVT - Firetube Vertical TB | Boiler Room 204 | HWHT - Hot Water Heat | 1/31/2027
Career Pathways Institute | 1215 S Adams St | Grand Island | NE | 68801-7172 | Hall | NE24087 | Active | 62531 | 2012 | Aerco | FTVT - Firetube Vertical TB | Boiler Room 204 | HWHT - Hot Water Heat | 1/31/2027
Career Pathways Institute | 1215 S Adams St | Grand Island | NE | 68801-7172 | Hall | NE28201 | Active | 83603 | 2019 | Aerco | FTVT - Firetube Vertical TB | Boiler Room 138 | HWHT - Hot Water Heat | 1/31/2027
Yancey Condominium Assoc | 123 N Locust St | Grand Island | NE | 68801-6107 | Hall | NE31910 | Inactive | n/a | 1984 | Peerless | CI - Cast Iron | BOILER ROOM | STHT - Steam-Heat | 12/31/2017
School Warehouse | 123 S Webb Rd | Grand Island | NE | 68803-5110 | HALL | NE10455 | Inactive | 92812 | 2003 | FULTON BOILERWORKS | FTUT - Firetube U-Tube Vert |  | HWHT - Hot Water Heat | 7/31/2005
School Warehouse | 123 S Webb Rd | Grand Island | NE | 68803-5110 | HALL | NE21069 | Active | 1388 | 2009 | Aerco | FTNT - FT Vertical Tubeless | Mechanical Room | HWSD - Hot Water Dom/Potable | 12/31/2026
School Warehouse | 123 S Webb Rd | Grand Island | NE | 68803-5110 | HALL | NE21070 | Active | 1389 | 2009 | Aerco | FTNT - FT Vertical Tubeless | Mechanical Room | HWSD - Hot Water Dom/Potable | 12/31/2026
School Warehouse | 123 S Webb Rd | Grand Island | NE | 68803-5110 | HALL | NE21071 | Active | 1386 | 2009 | Aerco | FTNT - FT Vertical Tubeless | Mechanical Room | HWHT - Hot Water Heat | 12/31/2026
School Warehouse | 123 S Webb Rd | Grand Island | NE | 68803-5110 | HALL | NE21072 | Active | 1387 | 2009 | Aerco | FTNT - FT Vertical Tubeless | Mechanical Room | HWHT - Hot Water Heat | 12/31/2026
Spin City Laundry | 1307 S Eddy St | Grand Island | NE | 68801-7103 | HALL | NE19173 | Scrapped/Junked | 10986 | 1989 | WEBEN JARCO | COBL - Coil Type Boiler |  | HWSD - Hot Water Dom/Potable | 6/30/1998
Spin City Laundry | 1307 S Eddy St | Grand Island | NE | 68801-7103 | HALL | NE40912 | Active | 10986 | 1989 | Weben-Jarco | COBL - Coil Type Boiler | MECHANICAL ROOM | HWSD - Hot Water Dom/Potable | 9/30/2026
Hall County Annex | 131 S Locust St | Grand Island | NE | 68801-6092 | Hall | NE07708 | Scrapped/Junked |  | 2005 | BRDW | CHWH - ASME/Fired Water Heater | BOILER ROOM | HWDP - Hotwater Heat & Dom Supply | 5/31/2008
Hall County Annex | 131 S Locust St | Grand Island | NE | 68801-6092 | Hall | NE08590 | Out of Service | 55512 | 2001 | BRDW | CHWH - ASME/Fired Water Heater | BOILER ROOM | HWSD - Hot Water Dom/Potable | 5/31/2009
Hall County Annex | 131 S Locust St | Grand Island | NE | 68801-6092 | Hall | NE08977 | Scrapped/Junked | 55793 | 2001 | BRADFORD-WHITE | CHWH - ASME/Fired Water Heater | BASEMENT | HWSD - Hot Water Dom/Potable | 5/31/2011
Hall County Annex | 131 S Locust St | Grand Island | NE | 68801-6092 | Hall | NE16931 | Scrapped/Junked | 46426 | 1994 | STATE INDUSTRIES | CHWH - ASME/Fired Water Heater | BOILER ROOM | HWSD - Hot Water Dom/Potable | 5/31/2002
Hall County Annex | 131 S Locust St | Grand Island | NE | 68801-6092 | Hall | NE17536 | Active | 217137 | 2009 | Lochinvar | FTVT - Firetube Vertical TB | Boiler Room | HWHT - Hot Water Heat | 5/31/2027
Hall County Annex | 131 S Locust St | Grand Island | NE | 68801-6092 | Hall | NE17537 | Active | 217138 | 2009 | Lochinvar | FTVT - Firetube Vertical TB | Boiler Room | HWHT - Hot Water Heat | 5/31/2027
Hall County Annex | 131 S Locust St | Grand Island | NE | 68801-6092 | Hall | NE17538 | Active | 216947 | 2009 | Lochinvar | FTVT - Firetube Vertical TB | Boiler Room | HWHT - Hot Water Heat | 5/31/2027
Hall County Annex | 131 S Locust St | Grand Island | NE | 68801-6092 | Hall | NE30876 | Scrapped/Junked | 73334 | 1996 | RHEEM MANUFACTURING CO | CHWH - ASME/Fired Water Heater | NEW JAIL | HWSD - Hot Water Dom/Potable | 5/31/2002
Hall County Annex | 131 S Locust St | Grand Island | NE | 68801-6092 | Hall | NE35234 | Scrapped/Junked | 29018 | 1977 | KEWA | FTFB - Firetube-Firebox Boiler | BOILER ROOM OLD JAIL #2 | STHT - Steam-Heat | 5/31/2009
Hall County Annex | 131 S Locust St | Grand Island | NE | 68801-6092 | Hall | NE35235 | Scrapped/Junked | 28952 | 1977 | KEWA | FTFB - Firetube-Firebox Boiler | BOILER ROOM OLD JAIL #2 | STHT - Steam-Heat | 5/31/2009
Hall County Annex | 131 S Locust St | Grand Island | NE | 68801-6092 | Hall | NE35238 | Scrapped/Junked |  | 1957 | AMST | CI - Cast Iron | BASEMENT OLD JAIL | HWHT - Hot Water Heat | 5/31/2009
Hall County Annex | 131 S Locust St | Grand Island | NE | 68801-6092 | Hall | NE35239 | Scrapped/Junked |  | 1957 | USRA | CI - Cast Iron | BASEMENT OLD JAIL | HWHT - Hot Water Heat | 5/31/2009
Jefferson Elementary | 1314 W 7th St | Grand Island | NE | 68801-4110 | Hall | NE07567 | Scrapped/Junked | 44172 | 2006 | Aerco International | FT - Firetube Boiler | BOILER ROOM | HWHT - Hot Water Heat | 1/31/2018
Jefferson Elementary | 1314 W 7th St | Grand Island | NE | 68801-4110 | Hall | NE07568 | Scrapped/Junked | 44165 | 2006 | Aerco International | FT - Firetube Boiler | BOILER ROOM | HWHT - Hot Water Heat | 1/31/2018
Jefferson Elementary | 1314 W 7th St | Grand Island | NE | 68801-4110 | Hall | NE27798 | Active | 80885 | 2018 | Aerco | FT - Firetube Boiler | Upstairs mech room | HWHT - Hot Water Heat | 12/31/2026
Jefferson Elementary | 1314 W 7th St | Grand Island | NE | 68801-4110 | Hall | NE27799 | Active | 80269 | 2018 | Aerco | FT - Firetube Boiler | Upstairs mech room | HWHT - Hot Water Heat | 12/31/2026
Jefferson Elementary | 1314 W 7th St | Grand Island | NE | 68801-4110 | Hall | NE34434 | Scrapped/Junked |  | 1973 | KEWANEE | FTFB - Firetube-Firebox Boiler | BOILER ROOM | HWHT - Hot Water Heat | 7/31/2006
Wood River Jr/Sr High School | 13800 W Wood River Rd | Wood River | NE | 68883-9456 | Hall | NE07451 | Active | 13929 | 2005 | Aldrich | FT - Firetube Boiler | New Gym Boiler Room | GLYC - Glycol Bldg Heat Sys | 11/30/2026
Wood River Jr/Sr High School | 13800 W Wood River Rd | Wood River | NE | 68883-9456 | Hall | NE07452 | Active | 13930 | 2005 | Aldrich | FT - Firetube Boiler | New Gym Boiler Room | GLYC - Glycol Bldg Heat Sys | 11/30/2026
Wood River Jr/Sr High School | 13800 W Wood River Rd | Wood River | NE | 68883-9456 | Hall | NE07453 | Active | 13932 | 2005 | Aldrich | FT - Firetube Boiler | New Gym Boiler Room | GLYC - Glycol Bldg Heat Sys | 11/30/2026
Wood River Jr/Sr High School | 13800 W Wood River Rd | Wood River | NE | 68883-9456 | Hall | NE24185 | Active | 250606 | 2013 | Laars | CPFT - Horiz Cpr Fin Boiler | boiler room | HWHT - Hot Water Heat | 11/30/2026
Wood River Jr/Sr High School | 13800 W Wood River Rd | Wood River | NE | 68883-9456 | Hall | NE24186 | Active | 250605 | 2013 | Laars | CPFT - Horiz Cpr Fin Boiler | boiler room | HWHT - Hot Water Heat | 11/30/2026
Wood River Jr/Sr High School | 13800 W Wood River Rd | Wood River | NE | 68883-9456 | Hall | NE24187 | Active | 250648 | 2013 | Laars | CPFT - Horiz Cpr Fin Boiler | boiler room | HWHT - Hot Water Heat | 11/30/2025
Wood River Jr/Sr High School | 13800 W Wood River Rd | Wood River | NE | 68883-9456 | Hall | NE31437 | Scrapped/Junked | 23802 | 1986 | Market Forge | ELBL - Electric Boiler | Kitchen | HWSP - Hot Water Non Potable Supply | 11/30/2011
Wood River Jr/Sr High School | 13800 W Wood River Rd | Wood River | NE | 68883-9456 | Hall | NE33607 | Scrapped/Junked | 7472 | 1974 | Kewannee | FT - Firetube Boiler | Boiler Room | HWHT - Hot Water Heat | 11/30/2013
Wood River Jr/Sr High School | 13800 W Wood River Rd | Wood River | NE | 68883-9456 | Hall | NE33610 | Scrapped/Junked | 33940 | 1980 | Kewannee | FT - Firetube Boiler | Boiler Room | HWHT - Hot Water Heat | 11/30/2013
Wood River Swimming Pool | 13801 W Wood River Rd | Wood River | NE | 68883-9456 | Hall | NE27393 | Active | 455465 | 2015 | Raypak | CPPH - Ansi Cpr Fin Pool Heater | Boiler Room | OPHT - Outdoor Pool Heater | 6/30/2026
Good Samaritan Nursing Home | 1401 East St | Wood River | NE | 68883-9199 | Hall | NE10092 | Inactive | 109520 | 2006 | RHEEM | CHWH - ASME/Fired Water Heater | MECH ROOM | HWSD - Hot Water Dom/Potable | 7/31/2019
Good Samaritan Nursing Home | 1401 East St | Wood River | NE | 68883-9199 | Hall | NE15945 | Inactive | na | 1984 | Ruud-Rheem | AHWH - ANSI/Fired Water Htr | BOILER ROOM | HWSD - Hot Water Dom/Potable | 7/31/2019
Good Samaritan Nursing Home | 1401 East St | Wood River | NE | 68883-9199 | Hall | NE15946 | Inactive | na | 1986 | Ruud-Rheem | AHWH - ANSI/Fired Water Htr | BOILER ROOM | HWSD - Hot Water Dom/Potable | 7/31/2019
Good Samaritan Nursing Home | 1401 East St | Wood River | NE | 68883-9199 | Hall | NE15947 | Inactive | na | 1986 | Ruud-Rheem | AHWH - ANSI/Fired Water Htr | BOILER ROOM | HWSD - Hot Water Dom/Potable | 7/31/2019
Good Samaritan Nursing Home | 1401 East St | Wood River | NE | 68883-9199 | Hall | NE16972 | Scrapped/Junked | 66386 | 1994 | RHEE | CHWH - ASME/Fired Water Heater | BOILER ROOM | HWSD - Hot Water Dom/Potable | 7/31/2008
Good Samaritan Nursing Home | 1401 East St | Wood River | NE | 68883-9199 | Hall | NE22361 | Out of Service | 39432 | 1997 | AOSM | COBL - Coil Type Boiler | BOILER ROOM | HWHT - Hot Water Heat | 7/31/2013
Good Samaritan Nursing Home | 1401 East St | Wood River | NE | 68883-9199 | Hall | NE22362 | Out of Service | 39434 | 1997 | AOSM | COBL - Coil Type Boiler | BOILER ROOM | HWHT - Hot Water Heat | 7/31/2013
Good Samaritan Nursing Home | 1401 East St | Wood River | NE | 68883-9199 | Hall | NE23788 | Inactive | C36706 | 2012 | AO SMITH | COBL - Coil Type Boiler | Boiler Room | HWHT - Hot Water Heat | 7/31/2019
Good Samaritan Nursing Home | 1401 East St | Wood River | NE | 68883-9199 | Hall | NE24042 | Inactive | C30626 | 2012 | AO SMITH | COBL - Coil Type Boiler | Boiler Room | HWHT - Hot Water Heat | 7/31/2019
Grand Island Lakeview Center | 1405 W Hwy 34 | Grand Island | NE | 68801-8823 | Hall | NE00153 | Scrapped/Junked | 48476 | 1998 | BRADFORD-WHITE | CHWH - ASME/Fired Water Heater | BOILER ROOM | HWSD - Hot Water Dom/Potable | 4/30/2004
Grand Island Lakeview Center | 1405 W Hwy 34 | Grand Island | NE | 68801-8823 | Hall | NE06680 | Scrapped/Junked | n/a | 2005 | SMITH | CI - Cast Iron | NORTH END | HWHT - Hot Water Heat | 4/30/2024
Grand Island Lakeview Center | 1405 W Hwy 34 | Grand Island | NE | 68801-8823 | Hall | NE10170 | Scrapped/Junked | 22772 | 2007 | GIANNONI | WTSS - Watertube SS Steel | CENTRAL BOILER ROOM | HWHT - Hot Water Heat | 4/30/2022
Grand Island Lakeview Center | 1405 W Hwy 34 | Grand Island | NE | 68801-8823 | Hall | NE19149 | Scrapped/Junked | 35801 | 1996 | BRADFORD-WHITE | CHWH - ASME/Fired Water Heater |  | HWSD - Hot Water Dom/Potable | 4/30/2000
Grand Island Lakeview Center | 1405 W Hwy 34 | Grand Island | NE | 68801-8823 | Hall | NE19164 | Exempt 1999 LB-66 |  | 1996 | STATE INDUSTRIES | AHWH - ANSI/Fired Water Htr |  | HWSD - Hot Water Dom/Potable | 4/30/2000
Grand Island Lakeview Center | 1405 W Hwy 34 | Grand Island | NE | 68801-8823 | Hall | NE20472 | Scrapped/Junked |  | 1996 | STATE INDUSTRIES | AHWH - ANSI/Fired Water Htr |  | HWSD - Hot Water Dom/Potable | 4/30/2000
Grand Island Lakeview Center | 1405 W Hwy 34 | Grand Island | NE | 68801-8823 | Hall | NE27384 | Inactive | 44622 | 2018 | Rbi | WT - Water Tube Boiler | Boiler Room | HWHT - Hot Water Heat | 4/30/2026
Grand Island Lakeview Center | 1405 W Hwy 34 | Grand Island | NE | 68801-8823 | Hall | NE35511 | Active | n/a | 1978 | National | CI - Cast Iron | EAST END | HWHT - Hot Water Heat | 4/30/2027
Grand Island Lakeview Center | 1405 W Hwy 34 | Grand Island | NE | 68801-8823 | Hall | NE35512 | Scrapped/Junked | n/a | 1978 | Crane | CI - Cast Iron | WEST END | HWHT - Hot Water Heat | 4/30/2018
Grand Island Lakeview Center | 1405 W Hwy 34 | Grand Island | NE | 68801-8823 | Hall | NE35513 | Scrapped/Junked |  | 1978 | AMERICAN STANDARD |  | NORTH END | HWHT - Hot Water Heat | 4/30/2006
Grand Island Lakeview Center | 1405 W Hwy 34 | Grand Island | NE | 68801-8823 | Hall | NE35514 | Scrapped/Junked |  | 1978 | CRANE |  | BOILER ROOM | HWHT - Hot Water Heat | 4/30/2007
Grand Island Lakeview Center | 1405 W Hwy 34 | Grand Island | NE | 68801-8823 | Hall | NE41341 | Active | 21642 | 2021 | Navien | COBL - Coil Type Boiler | Boiler room - Near Shop | HWHT - Hot Water Heat | 4/30/2027
Grand Island Lakeview Center | 1405 W Hwy 34 | Grand Island | NE | 68801-8823 | Hall | NE42683 | Active | 531390 | 2023 | Raypak | CPFT - Horiz Cpr Fin Boiler | Boiler Room - Mech RM 2 | HWHT - Hot Water Heat | 4/30/2027
Wood River Housing Auth | 1413 Main St | Wood River | NE | 68883-9158 | Hall | NE24301 | Active | n/a | 1999 | Burnham | CI - Cast Iron | Boiler Room | HWHT - Hot Water Heat | 12/31/2026
St Paul Lutheran Church | 1515 S Harrison St | Grand Island | NE | 68803-6358 | Hall | NE15233 | Scrapped/Junked | 13769 | 1962 | National | FTSM - FTS Marine Dry Back | BOILER ROOM | HWHT - Hot Water Heat | 3/31/2015
St Paul Lutheran Church | 1515 S Harrison St | Grand Island | NE | 68803-6358 | Hall | NE15234 | Scrapped/Junked | 13770 | 1962 | National | FTSM - FTS Marine Dry Back | BOILER ROOM | HWHT - Hot Water Heat | 3/31/2015
St Paul Lutheran Church | 1515 S Harrison St | Grand Island | NE | 68803-6358 | Hall | NE25336 | Active | 6045 | 2014 | CAMUS | VTWT - Vert Watertube | Basement | HWHT - Hot Water Heat | 3/31/2026
St Paul Lutheran Church | 1515 S Harrison St | Grand Island | NE | 68803-6358 | Hall | NE25337 | Active | 6044 | 2014 | CAMUS | VTWT - Vert Watertube | Basement | HWHT - Hot Water Heat | 3/31/2026
Walnut Middle School | 1600 N Custer Ave | Grand Island | NE | 68803-2550 | Hall | NE00686 | Scrapped/Junked | 59757 | 2000 | MKTF | FTSO - Ft Shell/No Tubes | KITCHEN | 0021 - Steam Supp Cooker/Kettle | 7/31/2008
Walnut Middle School | 1600 N Custer Ave | Grand Island | NE | 68803-2550 | Hall | NE06110 | Active | C04857 | 2004 | AOSM | COBL - Coil Type Boiler | BOILER ROOM | HWSD - Hot Water Dom/Potable | 1/31/2027
Walnut Middle School | 1600 N Custer Ave | Grand Island | NE | 68803-2550 | Hall | NE06111 | Active | C04856 | 2004 | AOSM | COBL - Coil Type Boiler | BOILER ROOM | HWSD - Hot Water Dom/Potable | 1/31/2027
Walnut Middle School | 1600 N Custer Ave | Grand Island | NE | 68803-2550 | Hall | NE10468 | Active | 37893 | 2002 | Aerco International | FTVT - Firetube Vertical TB | BOILER ROOM | HWHT - Hot Water Heat | 1/31/2027
Walnut Middle School | 1600 N Custer Ave | Grand Island | NE | 68803-2550 | Hall | NE10469 | Active | 37191 | 2002 | Aerco International | FTVT - Firetube Vertical TB | BOILER ROOM | HWHT - Hot Water Heat | 1/31/2026
Walnut Middle School | 1600 N Custer Ave | Grand Island | NE | 68803-2550 | Hall | NE13135 | Scrapped/Junked | 67128 | 2005 | MKTF | FTFB - Firetube-Firebox Boiler | KITCHEN | 0021 - Steam Supp Cooker/Kettle | 7/31/2010
Walnut Middle School | 1600 N Custer Ave | Grand Island | NE | 68803-2550 | Hall | NE16727 | Scrapped/Junked | 7354 | 1975 | LEGION | COOK - Fired Cooker | KITCHEN | COOK - Cooker/Kettle | 1/31/2016
Walnut Middle School | 1600 N Custer Ave | Grand Island | NE | 68803-2550 | Hall | NE20086 | Inactive | 79911 | 1996 | WELBILT | COOK - Fired Cooker | KITCHEN | STHT - Steam-Heat | 7/31/2001
Walnut Middle School | 1600 N Custer Ave | Grand Island | NE | 68803-2550 | Hall | NE34758 | Scrapped/Junked | 28125 | 1983 | ACE BUEHLER | COBL - Coil Type Boiler | BOILER ROOM | HWSD - Hot Water Dom/Potable | 7/31/2005
Walnut Middle School | 1600 N Custer Ave | Grand Island | NE | 68803-2550 | Hall | NE34759 | Scrapped/Junked | 28329 | 1983 | ACE BUEHLER | COBL - Coil Type Boiler | BOILER ROOM | HWSD - Hot Water Dom/Potable | 7/31/2005
Walnut Middle School | 1600 N Custer Ave | Grand Island | NE | 68803-2550 | Hall | NE34812 | Scrapped/Junked | 36984 | 1983 | KEWANEE | FT - Firetube Boiler | BOILER ROOM | HWHT - Hot Water Heat | 7/31/2003
Walnut Middle School | 1600 N Custer Ave | Grand Island | NE | 68803-2550 | Hall | NE34813 | Scrapped/Junked | 36990 | 1983 | Kewanee | FTFB - Firetube-Firebox Boiler | BOILER ROOM | HWHT - Hot Water Heat | 1/31/2019
Walnut Middle School | 1600 N Custer Ave | Grand Island | NE | 68803-2550 | Hall | NE34814 | Scrapped/Junked | 36982 | 1983 | KEWANEE | FT - Firetube Boiler | BOILER ROOM | HWHT - Hot Water Heat | 7/31/2003
Walnut Middle School | 1600 N Custer Ave | Grand Island | NE | 68803-2550 | Hall | NE34815 | Scrapped/Junked | 36992 | 1983 | KEWANEE | FT - Firetube Boiler | BOILER ROOM | HWHT - Hot Water Heat | 7/31/2003
FESTIVAL FOODS | 1602 W 2nd St | Grand Island | NE | 68801-5766 | HALL | NE05637 | Exempt 1999 LB-66 |  | 1993 | AO SMITH | AHWH - ANSI/Fired Water Htr |  | HWSD - Hot Water Dom/Potable | 12/31/1999
FESTIVAL FOODS | 1602 W 2nd St | Grand Island | NE | 68801-5766 | HALL | NE05761 | Exempt 1999 LB-66 |  | 1997 | RHEEM MANUFACTURING CO | AHWH - ANSI/Fired Water Htr |  | HWSD - Hot Water Dom/Potable | 12/31/1999
Stolley Park Elementary | 1700 W Stolley Park Rd | Grand Island | NE | 68801-7002 | Hall | NE23414 | Exempt 1999 LB-66 |  | 1998 | AO SMITH | AHWH - ANSI/Fired Water Htr |  | HWSD - Hot Water Dom/Potable | 7/31/1998
Stolley Park Elementary | 1700 W Stolley Park Rd | Grand Island | NE | 68801-7002 | Hall | NE27586 | Active | 79998 | 2018 | Aerco | FT - Firetube Boiler | Upstairs Mech Room | HWHT - Hot Water Heat | 1/31/2027
Stolley Park Elementary | 1700 W Stolley Park Rd | Grand Island | NE | 68801-7002 | Hall | NE27587 | Active | 80037 | 2018 | Aerco | FT - Firetube Boiler | Upstairs Mech Room | HWHT - Hot Water Heat | 1/31/2027
Stolley Park Elementary | 1700 W Stolley Park Rd | Grand Island | NE | 68801-7002 | Hall | NE27800 | Active | 2121 | 2017 | Intellihot | SSCH - SS Coil Water Heater | Main floor mech room | HWSD - Hot Water Dom/Potable | 1/31/2027
Stolley Park Elementary | 1700 W Stolley Park Rd | Grand Island | NE | 68801-7002 | Hall | NE27801 | Active | 2163 | 2017 | Intellihot | SSCH - SS Coil Water Heater | Main floor mech room | HWSD - Hot Water Dom/Potable | 1/31/2027
Stolley Park Elementary | 1700 W Stolley Park Rd | Grand Island | NE | 68801-7002 | Hall | NE27802 | Active | 2261 | 2017 | Intellihot | SSCH - SS Coil Water Heater | Main floor mech room | HWSD - Hot Water Dom/Potable | 1/31/2027
Stolley Park Elementary | 1700 W Stolley Park Rd | Grand Island | NE | 68801-7002 | Hall | NE27803 | Active | 2262 | 2017 | Intellihot | SSCH - SS Coil Water Heater | Upstairs Custodian Room | HWSD - Hot Water Dom/Potable | 1/31/2027
Stolley Park Elementary | 1700 W Stolley Park Rd | Grand Island | NE | 68801-7002 | Hall | NE27804 | Active | 2357 | 2017 | Intellihot | SSCH - SS Coil Water Heater | Upstairs mech room | HWSD - Hot Water Dom/Potable | 1/31/2027
Stolley Park Elementary | 1700 W Stolley Park Rd | Grand Island | NE | 68801-7002 | Hall | NE32458 | Scrapped/Junked | n/a | 1952 | American Standard | CI - Cast Iron | BOILER ROOM | HWHT - Hot Water Heat | 1/31/2013
Stolley Park Elementary | 1700 W Stolley Park Rd | Grand Island | NE | 68801-7002 | Hall | NE32654 | Scrapped/Junked | n/a | 1961 | American Standard | CI - Cast Iron | BOILER ROOM | HWHT - Hot Water Heat | 1/31/2013
Kermit's Superwash | 1708 N Diers Ave | Grand Island | NE | 68803-1227 | Hall | NE06297 | Active | 145953 | 2005 | Columbia Boiler Co. | WT - Water Tube Boiler | MECH ROOM | HWHP - Hot Water Heat & Nonpotable | 9/30/2026
Tom Dinsdale Automotive | 1708 S Webb Rd | Grand Island | NE | 68803 | Hall | NE25384 | Active | 137391 | 2014 | Centauri | WT - Water Tube Boiler | Upper Deck | HWHF - Hot Water Heat-Floor | 1/31/2027
Tom Dinsdale Automotive | 1708 S Webb Rd | Grand Island | NE | 68803 | Hall | NE25385 | Active | 137390 | 2014 | Centauri | WT - Water Tube Boiler | Upper Deck | HWHF - Hot Water Heat-Floor | 1/31/2027
Galaxy Laundry | 1710 S Locust St | Grand Island | NE | 68801-8249 | Hall | NE06038 | Scrapped/Junked | 89412 | 2001 | Ruud-Rheem | CHWH - ASME/Fired Water Heater | Mechanical Room | HWSD - Hot Water Dom/Potable | 3/31/2014
Galaxy Laundry | 1710 S Locust St | Grand Island | NE | 68801-8249 | Hall | NE10329 | Scrapped/Junked | 87191 | 2000 | Ruud-Rheem | CHWH - ASME/Fired Water Heater | Mechanical Room | HWSD - Hot Water Dom/Potable | 11/30/2019
Galaxy Laundry | 1710 S Locust St | Grand Island | NE | 68801-8249 | Hall | NE24536 | Active | 136116 | 2013 | RHEEM | CHWH - ASME/Fired Water Heater | mech room | HWSD - Hot Water Dom/Potable | 11/30/2027
Galaxy Laundry | 1710 S Locust St | Grand Island | NE | 68801-8249 | Hall | NE40840 | Scrapped/Junked |  | 1990 | A. O. Smith | AHWH - ANSI/Fired Water Htr | MECH ROOM | HWSP - Hot Water Non Potable Supply | 9/30/2002
Galaxy Laundry | 1710 S Locust St | Grand Island | NE | 68801-8249 | Hall | NE40841 | Scrapped/Junked |  | 1988 | Ruud-Rheem | AHWH - ANSI/Fired Water Htr | MECH ROOM | HWSP - Hot Water Non Potable Supply | 9/30/2002
Galaxy Laundry | 1710 S Locust St | Grand Island | NE | 68801-8249 | Hall | NE40842 | Scrapped/Junked |  | 1981 | Rheem Manufacturing Co | AHWH - ANSI/Fired Water Htr | MECH ROOM | HWSP - Hot Water Non Potable Supply | 9/30/2002
Sleep Inn | 1716 N Diers Ave | Grand Island | NE | 68803-1227 | Hall | NE00458 | Scrapped/Junked | 51364 | 2000 | BRADFORD-WHITE | CHWH - ASME/Fired Water Heater | MECH ROOM | HWSD - Hot Water Dom/Potable | 8/31/2007
Sleep Inn | 1716 N Diers Ave | Grand Island | NE | 68803-1227 | Hall | NE00459 | Scrapped/Junked | 51339 | 2000 | BRADFORD-WHITE | CHWH - ASME/Fired Water Heater | MECH ROOM | HWSD - Hot Water Dom/Potable | 8/31/2005
Sleep Inn | 1716 N Diers Ave | Grand Island | NE | 68803-1227 | Hall | NE06204 | Scrapped/Junked | 89137 | 2004 | AOSC | CHWH - ASME/Fired Water Heater | MECH ROOM | HWSD - Hot Water Dom/Potable | 8/31/2011
Sleep Inn | 1716 N Diers Ave | Grand Island | NE | 68803-1227 | Hall | NE09179 | Scrapped/Junked | 112461 | 2007 | AOSM | CHWH - ASME/Fired Water Heater | MECH ROOM | HWSD - Hot Water Dom/Potable | 8/31/2016
Sleep Inn | 1716 N Diers Ave | Grand Island | NE | 68803-1227 | Hall | NE15770 | Scrapped/Junked | 138071 | 2009 | A O Smith | CHWH - ASME/Fired Water Heater | Laundry | HWSD - Hot Water Dom/Potable | 8/31/2019
Sleep Inn | 1716 N Diers Ave | Grand Island | NE | 68803-1227 | Hall | NE19872 | Inactive | n/a | 2010 | PB Heat, LLC | CI - Cast Iron | Pool Mechanical Room | HWCA - Hotwater to Coil Htexchgr | 8/31/2021
Sleep Inn | 1716 N Diers Ave | Grand Island | NE | 68803-1227 | Hall | NE19873 | Inactive | n/a | 2010 | PB Heat, LLC | CI - Cast Iron | Pool Mechanical Room | HWCA - Hotwater to Coil Htexchgr | 8/31/2021
Sleep Inn | 1716 N Diers Ave | Grand Island | NE | 68803-1227 | Hall | NE40738 | Exempt | 62192 | 1996 | LOCHINVAR | CPFT - Horiz Cpr Fin Boiler | POOL MECHANICAL ROOM | IPHT - Indoor Pool Heater | 8/31/2000
Sleep Inn | 1716 N Diers Ave | Grand Island | NE | 68803-1227 | Hall | NE40739 | Exempt | 62186 | 1996 | Lochinvar | CPFT - Horiz Cpr Fin Boiler |  | IPHT - Indoor Pool Heater | 8/31/2000
Sleep Inn | 1716 N Diers Ave | Grand Island | NE | 68803-1227 | Hall | NE40740 | Scrapped/Junked |  | 1996 | AMERICAN WATER | AHWH - ANSI/Fired Water Htr |  | HWSD - Hot Water Dom/Potable | 8/31/2000
Sleep Inn | 1716 N Diers Ave | Grand Island | NE | 68803-1227 | Hall | NE40741 | Scrapped/Junked |  | 1996 | AMERICAN WATER | AHWH - ANSI/Fired Water Htr | LAUNDRY MECH ROOM | HWSD - Hot Water Dom/Potable | 8/31/2000
JACK & JILL | 1717 W 2nd St | Grand Island | NE | 68803-5410 | HALL | NE05113 | Exempt 1999 LB-66 |  | 1988 | RUUD | AHWH - ANSI/Fired Water Htr |  | HWSD - Hot Water Dom/Potable | 12/31/1998
JACK & JILL | 1717 W 2nd St | Grand Island | NE | 68803-5410 | HALL | NE16237 | Inactive |  | 1983 | AMERICAN STANDARD |  | BASEMENT | STHT - Steam-Heat | 12/31/1998
Fire Station #2 | 1720 N Broadwell Ave | Grand Island | NE | 68803-2752 | Hall | NE14984 | Inactive | na | 1976 | BURN | CI - Cast Iron | MECH ROOM IN BASEMENT | HWHT - Hot Water Heat | 4/30/2010
New Starr Elementery School | 1800 Adams St | Grand Island | NE | 68803-6177 | Hall | NE26858 | Active | 75377 | 2016 | Aerco International | FTVT - Firetube Vertical TB | Boiler Room New Addition | HWHT - Hot Water Heat | 1/31/2027
New Starr Elementery School | 1800 Adams St | Grand Island | NE | 68803-6177 | Hall | NE26859 | Active | 75379 | 2016 | Aerco International | FTVT - Firetube Vertical TB | Boiler Room New Addition | HWHT - Hot Water Heat | 1/31/2027
New Starr Elementery School | 1800 Adams St | Grand Island | NE | 68803-6177 | Hall | NE26860 | Active | 75378 | 2016 | Aerco International | FTVT - Firetube Vertical TB | Boiler Room New Addition | HWHT - Hot Water Heat | 1/31/2027
New Starr Elementery School | 1800 Adams St | Grand Island | NE | 68803-6177 | Hall | NE26923 | Active | C48089 | 2017 | A O Smith | FT - Firetube Boiler | Mechanical Room | HWSD - Hot Water Dom/Potable | 1/31/2027
Gi Christian School | 1804 State St | Grand Island | NE | 68803-2716 | Hall | NE34539 | Scrapped/Junked |  | 1968 | KEWA | FTFB - Firetube-Firebox Boiler | BOILER ROOM | STHT - Steam-Heat | 7/31/2010
CARLOS O'KELLYS | 1810 N Diers Ave | Grand Island | NE | 68803-1233 | HALL | NE40511 | Scrapped/Junked | 80419 | 1998 | RHEEM MANUFACTURING CO | CHWH - ASME/Fired Water Heater | STORE ROOM | HWSD - Hot Water Dom/Potable | 5/31/2006
Great Western Centre | 1811 W 2nd St | Grand Island | NE | 68803-5413 | Hall | NE14991 | Scrapped/Junked | 1726 | 1979 | Kewanee | FTFB - Firetube-Firebox Boiler | BOILER ROOM | HWHT - Hot Water Heat | 4/30/2012
Great Western Centre | 1811 W 2nd St | Grand Island | NE | 68803-5413 | Hall | NE21051 | Scrapped/Junked | 187016 | 2011 | Laars | WTSS - Watertube SS Steel | Basement | HWHT - Hot Water Heat | 11/30/2020
Great Western Centre | 1811 W 2nd St | Grand Island | NE | 68803-5413 | Hall | NE21052 | Scrapped/Junked | 187017 | 2011 | Laars | WTSS - Watertube SS Steel | Basement | HWHT - Hot Water Heat | 11/30/2020
Great Western Centre | 1811 W 2nd St | Grand Island | NE | 68803-5413 | Hall | NE28447 | Active | 461471 | 2019 | Apex | COBL - Coil Type Boiler | BASEMENT | HWHT - Hot Water Heat | 11/30/2026
Great Western Centre | 1811 W 2nd St | Grand Island | NE | 68803-5413 | Hall | NE28448 | Active | 446019 | 2019 | Apex | COBL - Coil Type Boiler | BASEMENT | HWHT - Hot Water Heat | 11/30/2026
Engleman Elementary School | 1812 Mansfield Rd | Grand Island | NE | 68803-1509 | HALL | NE13620 | Active | 49772 | 2008 | AERCO INTERNATIONAL | FTVT - Firetube Vertical TB | GYM MECH ROOM | HWHT - Hot Water Heat | 1/31/2027
Engleman Elementary School | 1812 Mansfield Rd | Grand Island | NE | 68803-1509 | HALL | NE13621 | Active | 49773 | 2008 | AERCO INTERNATIONAL | FTVT - Firetube Vertical TB | GYM MECH ROOM | HWHT - Hot Water Heat | 1/31/2027
Engleman Elementary School | 1812 Mansfield Rd | Grand Island | NE | 68803-1509 | HALL | NE13622 | Scrapped/Junked | 71913 | 2003 | AO SMITH | COBL - Coil Type Boiler | GYM MECH ROOM | HWHT - Hot Water Heat | 1/31/2024
Engleman Elementary School | 1812 Mansfield Rd | Grand Island | NE | 68803-1509 | HALL | NE16934 | Inactive | 18409 | 1990 | GROE | COOK - Fired Cooker | KITCHEN | COOK - Cooker/Kettle | 1/31/2011
Engleman Elementary School | 1812 Mansfield Rd | Grand Island | NE | 68803-1509 | HALL | NE25875 | Active | 70518 | 2015 | AERCO INTERNATIONAL | FTVT - Firetube Vertical TB | NEW EDITION MECH ROOM | HWHT - Hot Water Heat | 1/31/2027
Engleman Elementary School | 1812 Mansfield Rd | Grand Island | NE | 68803-1509 | HALL | NE43162 | Active | C56129 | 2022 | AO SMITH | VTWT - Vert Watertube | GYM MECH ROOM | HWSD - Hot Water Dom/Potable | 1/31/2027
5 Points Car Wash | 1815 N Eddy St | Grand Island | NE | 68801-3501 | Hall | NE22127 | Active | 319590 | 2011 | Raypak | CPFT - Horiz Cpr Fin Boiler | Boiler Room | HWHF - Hot Water Heat-Floor | 3/31/2027
5 Points Car Wash | 1815 N Eddy St | Grand Island | NE | 68801-3501 | Hall | NE23574 | Scrapped/Junked | 62266 | 1987 | Raypak | CPFT - Horiz Cpr Fin Boiler | BOILER ROOM | HWHF - Hot Water Heat-Floor | 3/31/2012
5 Points Car Wash | 1815 N Eddy St | Grand Island | NE | 68801-3501 | Hall | NE26915 | Active | 444305 | 2017 | Raypak | CPFT - Horiz Cpr Fin Boiler | Boiler Room | HWSP - Hot Water Non Potable Supply | 3/31/2027
5 Points Car Wash | 1815 N Eddy St | Grand Island | NE | 68801-3501 | Hall | NE40128 | Scrapped/Junked | 64046 | 1988 | Raypak | CPFT - Horiz Cpr Fin Boiler | MECHANICAL ROOM | HWSP - Hot Water Non Potable Supply | 3/31/2018
Capitol Car Wash | 1827 W Capital Ave | Grand Island | NE | 68803-2109 | Hall | NE24360 | Inactive | 56798 | 1977 | A. O. Smith | COBL - Coil Type Boiler | Mechanical Room | HWSP - Hot Water Non Potable Supply | 4/30/2008
USA STEAK BUFFET/BONANZA | 1828 N Webb Rd | Grand Island | NE | 68803-2323 | HALL | NE19191 | Exempt 1999 LB-66 |  | 1994 | RHEEM MANUFACTURING CO | AHWH - ANSI/Fired Water Htr | MECH ROOM | HWSD - Hot Water Dom/Potable | 6/30/2000
Hall County Housing Authority | 1834 W 7th St | Grand Island | NE | 68803-4600 | Hall | NE21446 | Active | 186151 | 2011 | Laars | WTSS - Watertube SS Steel | Basement Mech. Room | HWHT - Hot Water Heat | 1/31/2027
Hall County Housing Authority | 1834 W 7th St | Grand Island | NE | 68803-4600 | Hall | NE21447 | Active | 159005 | 2011 | Laars | WTSS - Watertube SS Steel | Basement Mech. Room | HWHT - Hot Water Heat | 1/31/2027
Midplains Behavior Sheltr | 1910 W 9th St | Grand Island | NE | 68803-4433 | Hall | NE18733 | Out of Service |  | 1986 | PEER | CI - Cast Iron | BASEMENT BLR RM | HWHT - Hot Water Heat | 10/31/2004
New Success Academy | 1912 N Lafayette Ave | Grand Island | NE | 68803-2045 | Hall | NE21073 | Active | n/a | 2011 | Aerco-Modulex | CALU - Cast Aluminum | Boiler Room | HWHT - Hot Water Heat | 1/31/2027
Heritage at Sagewood Assisted Living | 1920 Sagewood Ave | Grand Island | NE | 68803-1585 | Hall | NE26912 | Active | 227093 | 2017 | A O Smith | CHWH - ASME/Fired Water Heater | Mechanical Room | HWSD - Hot Water Dom/Potable | 7/31/2026
Heritage at Sagewood Assisted Living | 1920 Sagewood Ave | Grand Island | NE | 68803-1585 | Hall | NE26913 | Active | 227096 | 2017 | A O Smith | CHWH - ASME/Fired Water Heater | Mechanical Room | HWSD - Hot Water Dom/Potable | 7/31/2026
Heritage at Sagewood Assisted Living | 1920 Sagewood Ave | Grand Island | NE | 68803-1585 | Hall | NE26914 | Active | 227094 | 2017 | A O Smith | CHWH - ASME/Fired Water Heater | Mechanical Room | HWSD - Hot Water Dom/Potable | 7/31/2026
Nova Tech | 1923 E Citation Way | Grand Island | NE | 68801-9158 | Hall | NE00324 | Inactive | 19070 | 1975 | PARK | COBL - Coil Type Boiler | BOILER ROOM | PROC - Process Steam | 1/31/2011
Imperial Cleaners | 1927 N Broadwell Ave | Grand Island | NE | 68803-2757 | Hall | NE08845 | Inactive | 51361 | 2001 | LATT | FTNT - FT Vertical Tubeless | MECHANICAL ROOM | PROC - Process Steam | 1/31/2007
Imperial Cleaners | 1927 N Broadwell Ave | Grand Island | NE | 68803-2757 | Hall | NE30908 | Scrapped/Junked | 47801 | 1997 | PM LATTNER MFR COMPANY | FT - Firetube Boiler | BOILER ROOM | PROC - Process Steam | 5/31/2002
Imperial Cleaners | 1927 N Broadwell Ave | Grand Island | NE | 68803-2757 | Hall | NE30962 | Inactive | 39381 | 1997 | AOSM | COBL - Coil Type Boiler | BOILER ROOM | HWSD - Hot Water Dom/Potable | 1/31/2007
Hall County | 200 S Pine St | Grand Island | NE | 68801-6002 | Hall | NE30881 | Exempt 1999 LB-66 |  | 1996 | STATE INDUSTRIES | AHWH - ANSI/Fired Water Htr | OLD JAIL | HWSD - Hot Water Dom/Potable | 5/31/2000
Hall County | 200 S Pine St | Grand Island | NE | 68801-6002 | Hall | NE35230 | Scrapped/Junked | 31946 | 1979 | Kewanee | FTFB - Firetube-Firebox Boiler | BOILER ROOM | HWHT - Hot Water Heat | 4/30/2024
Hall County | 200 S Pine St | Grand Island | NE | 68801-6002 | Hall | NE42569 | Active | 15689 | 2021 | Riello | WT - Water Tube Boiler | Boiler Room | HWHT - Hot Water Heat | 5/31/2027
Hall County | 200 S Pine St | Grand Island | NE | 68801-6002 | Hall | NE42570 | Active | 15704 | 2021 | Riello | WT - Water Tube Boiler | Boiler Room | HWHT - Hot Water Heat | 5/31/2027
Centura Elementary & High | 201 N Hwy 11 | Cairo | NE | 68824-2002 | Hall | NE06677 | Active | 43002 | 2005 | Aerco International | FTVT - Firetube Vertical TB | Boiler Room | HWHT - Hot Water Heat | 10/31/2026
Centura Elementary & High | 201 N Hwy 11 | Cairo | NE | 68824-2002 | Hall | NE06817 | Scrapped/Junked | C09689 | 2005 | AOSC | COBL - Coil Type Boiler | BOILER ROOM | HWSD - Hot Water Dom/Potable | 10/31/2020
Centura Elementary & High | 201 N Hwy 11 | Cairo | NE | 68824-2002 | Hall | NE28239 | Active | 84611 | 2019 | Aerco International | FTVT - Firetube Vertical TB | Boiler Room | HWHT - Hot Water Heat | 10/31/2026
Centura Elementary & High | 201 N Hwy 11 | Cairo | NE | 68824-2002 | Hall | NE32357 | Scrapped/Junked | n/a | 1968 | Kewanee | FTFB - Firetube-Firebox Boiler | Boiler Room | HWHT - Hot Water Heat | 10/31/2019
Centura Elementary & High | 201 N Hwy 11 | Cairo | NE | 68824-2002 | Hall | NE32358 | Scrapped/Junked |  | 1968 | KEWANEE | FTFB - Firetube-Firebox Boiler | BOILER ROOM | HWHT - Hot Water Heat | 1/31/2005
Centura Elementary & High | 201 N Hwy 11 | Cairo | NE | 68824-2002 | Hall | NE35122 | Scrapped/Junked |  | 1981 | AOSM | AHWH - ANSI/Fired Water Htr | BOILER ROOM | HWSD - Hot Water Dom/Potable | 10/31/2008
Centura Elementary & High | 201 N Hwy 11 | Cairo | NE | 68824-2002 | Hall | NE35123 | Scrapped/Junked |  | 1978 | AO SMITH | AHWH - ANSI/Fired Water Htr | BOILER ROOM | HWSD - Hot Water Dom/Potable | 1/31/2005
Retail Store | 201 N Locust St | Grand Island | NE | 68801-5921 | Hall | NE35458 | Inactive |  | 1977 | Peerless Heater Company | CI - Cast Iron | BOILER ROOM | STHT - Steam-Heat | 4/30/2000
WAYNE'S PAWN SHOP | 201 W 3rd St | Grand Island | NE | 68801-5915 | HALL | NE04626 | Inactive |  | 1910 | CAPITOL |  | BOILER ROOM | STHT - Steam-Heat | 11/30/2003
WEBB ROAD WASH | 2012 N Webb Rd | Grand Island | NE | 68803-1735 | HALL | NE40860 | Scrapped/Junked |  | 1989 | LOCHINVAR | CPFT - Horiz Cpr Fin Boiler | MECH ROOM | HWSP - Hot Water Non Potable Supply | 9/30/2003
WEBB ROAD WASH | 2012 N Webb Rd | Grand Island | NE | 68803-1735 | HALL | NE40861 | Scrapped/Junked | 15219 | 1990 | LOCHINVAR | CPFT - Horiz Cpr Fin Boiler | MECH ROOM | HWHT - Hot Water Heat | 9/30/2003
Knickrehm Elementary | 2013 N Oak St | Grand Island | NE | 68801-2463 | Hall | NE06729 | Scrapped/Junked | 41746 | 2004 | Aerco International | FTVT - Firetube Vertical TB | BOILER ROOM | HWHT - Hot Water Heat | 1/31/2024
Knickrehm Elementary | 2013 N Oak St | Grand Island | NE | 68801-2463 | Hall | NE20087 | Out of Service | 47739 | 1996 | Kewanee | FTFB - Firetube-Firebox Boiler | BOILER ROOM | HWHT - Hot Water Heat | 1/31/2019
Knickrehm Elementary | 2013 N Oak St | Grand Island | NE | 68801-2463 | Hall | NE34525 | Scrapped/Junked |  | 1966 | KEWANEE | FTFB - Firetube-Firebox Boiler | BOILER ROOM | HWHT - Hot Water Heat | 7/31/2006
Knickrehm Elementary | 2013 N Oak St | Grand Island | NE | 68801-2463 | Hall | NE42486 | Active | 17478 | 2021 | Riello | WT - Water Tube Boiler | Boiler Room | HWHT - Hot Water Heat | 12/31/2026
Knickrehm Elementary | 2013 N Oak St | Grand Island | NE | 68801-2463 | Hall | NE42487 | Active | 17476 | 2021 | Riello | WT - Water Tube Boiler | Boiler Room | HWHT - Hot Water Heat | 12/31/2026
Knickrehm Elementary | 2013 N Oak St | Grand Island | NE | 68801-2463 | Hall | NE42488 | Active | 17477 | 2021 | Riello | WT - Water Tube Boiler | Boiler Room | HWHT - Hot Water Heat | 12/31/2026
Knickrehm Elementary | 2013 N Oak St | Grand Island | NE | 68801-2463 | Hall | NE42489 | Active | 17475 | 2021 | Riello | WT - Water Tube Boiler | Boiler Room | HWHT - Hot Water Heat | 12/31/2026
Knickrehm Elementary | 2013 N Oak St | Grand Island | NE | 68801-2463 | Hall | NE42490 | Active | 17385 | 2021 | Riello | WT - Water Tube Boiler | Boiler Room | HWHT - Hot Water Heat | 12/31/2026
Knickrehm Elementary | 2013 N Oak St | Grand Island | NE | 68801-2463 | Hall | NE42491 | Active | 17474 | 2021 | Riello | WT - Water Tube Boiler | Boiler Room | HWHT - Hot Water Heat | 12/31/2026
Hall County Building | 203 W 2nd St | Grand Island | NE | 68801-5979 | Hall | NE26197 | Active | 51021 | 2008 | Aerco | CALU - Cast Aluminum | Boiler Room | HWHT - Hot Water Heat | 5/31/2027
Hall County Building | 203 W 2nd St | Grand Island | NE | 68801-5979 | Hall | NE26198 | Active | 51020 | 2008 | Aerco | CALU - Cast Aluminum | Boiler Room | HWHT - Hot Water Heat | 5/31/2027
Hall County Building | 203 W 2nd St | Grand Island | NE | 68801-5979 | Hall | NE26199 | Active | 51022 | 2008 | Aerco | CALU - Cast Aluminum | Boiler Room | HWHT - Hot Water Heat | 5/31/2027
Central Nebraska Truck Wash | 2030 E US Highway 30 | Grand Island | NE | 68801-8312 | Hall | NE28256 | Active | 6454 | 2019 | Riello | COBL - Coil Type Boiler | Mechanical Room | HWBS - HWHT Building & Sidewalks | 11/30/2026
Central Nebraska Truck Wash | 2030 E US Highway 30 | Grand Island | NE | 68801-8312 | Hall | NE28257 | Active | 6453 | 2019 | Riello | COBL - Coil Type Boiler | Mechanical Room | HWBS - HWHT Building & Sidewalks | 11/30/2026
Central Nebraska Truck Wash | 2030 E US Highway 30 | Grand Island | NE | 68801-8312 | Hall | NE28258 | Active | 6458 | 2019 | Riello | COBL - Coil Type Boiler | Mechanical Room | HWBS - HWHT Building & Sidewalks | 11/30/2026
Americold Corporation | 204 E Roberts St | Grand Island | NE | 68803-2160 | Hall | NE08990 | Exempt | 54745 | 1983 | Frick Co | UFPV - Unfired Pressure Vessel | Compressor Room | 0035 - Ammonia Separator | 11/30/2018
Americold Corporation | 204 E Roberts St | Grand Island | NE | 68803-2160 | Hall | NE30745 | Active | 126524 | 1995 | Raytherm/Raypak | WT - Water Tube Boiler | Boiler Room | HWHT - Hot Water Heat | 11/30/2026
Americold Corporation | 204 E Roberts St | Grand Island | NE | 68803-2160 | Hall | NE30746 | Active | 126523 | 1995 | Raytherm/Raypak | WT - Water Tube Boiler | Boiler Room | HWHT - Hot Water Heat | 11/30/2026
McCain Foods USA | 204 East Roberts Street | Grand Island | NE | 68803-2160 | Hall | NE14255 | Active | 61734 | 1986 | Cleaver & Brooks | FT - Firetube Boiler | Boiler Room | PROC - Process Steam | 8/31/2026
McCain Foods USA | 204 East Roberts Street | Grand Island | NE | 68803-2160 | Hall | NE15316 | Active | 135 | 1989 | Cleaver & Brooks | FT - Firetube Boiler | Boiler Room | PROC - Process Steam | 10/31/2026
McCain Foods USA | 204 East Roberts Street | Grand Island | NE | 68803-2160 | Hall | NE34891 | Inactive | 18330 | 1984 | BRYAN STEAM LLC | WT - Water Tube Boiler | 204 ROBERTS | HWSD - Hot Water Dom/Potable | 1/31/1996
McCain Foods USA | 204 East Roberts Street | Grand Island | NE | 68803-2160 | Hall | NE34892 | Inactive | 18326 | 1984 | BRYAN STEAM LLC | WT - Water Tube Boiler | 204 ROBERTS | HWSD - Hot Water Dom/Potable | 1/31/1996
Vacant Building | 204 W South Front St | Grand Island | NE | 68801-5973 | Hall | NE30117 | Inactive | N/A | 1967 | Kewanee | FT - Firetube Boiler | MECH ROOM/UPPER DECK | HWHT - Hot Water Heat | 4/30/2019
ALDA SCHOOL | 206 E 3rd St | Alda | NE | 68810-9695 | HALL | NE32643 | Inactive |  | 1948 | US RADIATOR |  | BOILER ROOM | STHT - Steam-Heat | 1/31/2000
St Mary's Cathedral Parish | 207 S Elm St | Grand Island | NE | 68801-6549 | Hall | NE12081 | Active | 12422 | 2002 | ALES | FTVT - Firetube Vertical TB | Cathedral Square | HWHT - Hot Water Heat | 10/31/2026
St Mary's Cathedral Parish | 207 S Elm St | Grand Island | NE | 68801-6549 | Hall | NE12082 | Active | 12423 | 2002 | ALES | FTVT - Firetube Vertical TB | Cathedral Square | HWHT - Hot Water Heat | 10/31/2026
St Mary's Cathedral Parish | 207 S Elm St | Grand Island | NE | 68801-6549 | Hall | NE12083 | Inactive | 76536 | 2003 | AOSC | CHWH - ASME/Fired Water Heater | basement mech room | HWSD - Hot Water Dom/Potable | 10/31/2010
St Mary's Cathedral Parish | 207 S Elm St | Grand Island | NE | 68801-6549 | Hall | NE17939 | Scrapped/Junked | 134003 | 2009 | A O Smith | CHWH - ASME/Fired Water Heater | Cathedral Square | HWSD - Hot Water Dom/Potable | 10/31/2023
St Mary's Cathedral Parish | 207 S Elm St | Grand Island | NE | 68801-6549 | Hall | NE28120 | Active | 89009 | 2018 | PVI Industries | FTVT - Firetube Vertical TB | Cathederal | HWHT - Hot Water Heat | 10/31/2026
St Mary's Cathedral Parish | 207 S Elm St | Grand Island | NE | 68801-6549 | Hall | NE28121 | Active | 74648 | 2018 | PVI Industries | FTVT - Firetube Vertical TB | Cathederal | HWHT - Hot Water Heat | 10/31/2026
St Mary's Cathedral Parish | 207 S Elm St | Grand Island | NE | 68801-6549 | Hall | NE28122 | Active | 74690 | 2018 | PVI Industries | FTVT - Firetube Vertical TB | Cathederal | HWHT - Hot Water Heat | 10/31/2026
St Mary's Cathedral Parish | 207 S Elm St | Grand Island | NE | 68801-6549 | Hall | NE30584 | Scrapped/Junked | 8037 | 1994 | ALES | FTVT - Firetube Vertical TB | Cathederal | HWHT - Hot Water Heat | 10/31/2019
St Mary's Cathedral Parish | 207 S Elm St | Grand Island | NE | 68801-6549 | Hall | NE30585 | Scrapped/Junked | 8038 | 1994 | ALES | FTVT - Firetube Vertical TB | Cathederal | HWHT - Hot Water Heat | 10/31/2019
St Mary's Cathedral Parish | 207 S Elm St | Grand Island | NE | 68801-6549 | Hall | NE30586 | Scrapped/Junked | 8010 | 1994 | ALES | FTVT - Firetube Vertical TB | Cathederal | HWHT - Hot Water Heat | 10/31/2019
St Mary's Cathedral Parish | 207 S Elm St | Grand Island | NE | 68801-6549 | Hall | NE41618 | Active | 285389 | 2021 | A O Smith | CHWH - ASME/Fired Water Heater | Day Care Basement | HWSD - Hot Water Dom/Potable | 10/31/2026
St Mary's Rectory | 207 S Elm St | Grand Island | NE | 68801-6549 | Hall | NE18311 | Active | 28547 | 1992 | Lochinvar | CPFT - Horiz Cpr Fin Boiler | Rectory | HWHT - Hot Water Heat | 10/31/2026
St Mary's Rectory | 207 S Elm St | Grand Island | NE | 68801-6549 | Hall | NE20473 | Active | n/a | 1989 | Burnham | CI - Cast Iron | rectory | HWHT - Hot Water Heat | 10/31/2026
TRINITY LUTHERAN SCHOOL | 208 W 13th St | Grand Island | NE | 68801-3881 | HALL | NE33313 | Inactive |  | 1930 | AMERICAN RADIATOR |  | BOILER ROOM | STHT - Steam-Heat | 8/31/2003
TRINITY LUTHERAN SCHOOL | 208 W 13th St | Grand Island | NE | 68801-3881 | HALL | NE33314 | Inactive |  | 1962 | KEWANEE | FTFB - Firetube-Firebox Boiler | BOILER ROOM | HWHT - Hot Water Heat | 8/31/2003
TRINITY LUTHERAN SCHOOL | 208 W 13th St | Grand Island | NE | 68801-3881 | HALL | NE34848 | Scrapped/Junked |  | 1984 | AO SMITH | AHWH - ANSI/Fired Water Htr | BOILER ROOM | HWSD - Hot Water Dom/Potable | 8/31/2002
CARPETS N MORE | 208 W 3rd St | Grand Island | NE | 68801-5916 | HALL | NE16525 | Inactive |  | 1957 | KEWANEE | FT - Firetube Boiler | BOILER ROOM | STHT - Steam-Heat | 9/30/2000
Apartment Building | 209 N Elm St | Grand Island | NE | 68801-5980 | Hall | NE19154 | Scrapped/Junked | n/a | 1978 | Bryan | CI - Cast Iron | BASEMENT | HWHT - Hot Water Heat | 10/31/2011
GI FEDERATION OF LABOR | 210 N Walnut St | Grand Island | NE | 68801-5958 | HALL | NE20449 | Inactive |  | 1972 | NATIONAL RADIATOR |  | BASEMENT | STHT - Steam-Heat | 2/28/2008
TERRY TAYLOR | 210 N Wheeler Ave | Grand Island | NE | 68801-5962 | HALL | NE19403 | Scrapped/Junked |  | 1995 | PEERLESS HEATER COMPANY |  | BASEMENT | STHT - Steam-Heat | 3/31/2007
First Presbyterian #0000004517 | 2103 W Anna St | Grand Island | NE | 68803-5824 | Hall | NE06696 | Active | 13940 | 2005 | ALES | FTVT - Firetube Vertical TB | BOILER ROOM | HWHT - Hot Water Heat | 1/31/2027
First Presbyterian #0000004517 | 2103 W Anna St | Grand Island | NE | 68803-5824 | Hall | NE06697 | Active | 13939 | 2005 | ALES | FTVT - Firetube Vertical TB | BOILER ROOM | HWHT - Hot Water Heat | 1/31/2027
First Presbyterian #0000004517 | 2103 W Anna St | Grand Island | NE | 68803-5824 | Hall | NE06698 | Active | 13938 | 2005 | ALES | FTVT - Firetube Vertical TB | BOILER ROOM | HWHT - Hot Water Heat | 1/31/2027
First Presbyterian #0000004517 | 2103 W Anna St | Grand Island | NE | 68803-5824 | Hall | NE16256 | Scrapped/Junked |  | 1955 | AMERICAN RADIATOR |  | BOILER ROOM | HWHT - Hot Water Heat | 3/31/2005
First Presbyterian #0000004517 | 2103 W Anna St | Grand Island | NE | 68803-5824 | Hall | NE16257 | Scrapped/Junked |  | 1955 | AMERICAN RADIATOR |  | BOILER ROOM | HWHT - Hot Water Heat | 3/31/2005
First Presbyterian #0000004517 | 2103 W Anna St | Grand Island | NE | 68803-5824 | Hall | NE16258 | Scrapped/Junked |  | 1955 | AMERICAN RADIATOR |  | BOILER ROOM | HWHT - Hot Water Heat | 3/31/2005
Stolley Park Pool | 2103 W Stolley Park Rd | Grand Island | NE | 68801-6941 | Hall | NE08417 | Scrapped/Junked |  | 1982 | RAYP | CPFT - Horiz Cpr Fin Boiler | FILTER ROOM | OPHT - Outdoor Pool Heater | 6/30/2010
Stolley Park Pool | 2103 W Stolley Park Rd | Grand Island | NE | 68801-6941 | Hall | NE17972 | Scrapped/Junked | 269950 | 2008 | Raypak | CPFH - Copper Fin Water Heater | Pool House | OPHT - Outdoor Pool Heater | 6/30/2022
Conoco Motel | 2107 W 2nd St | Grand Island | NE | 68803-5311 | Hall | NE15529 | Scrapped/Junked | n/a | 1975 | AMST | CI - Cast Iron | MECHANICAL ROOM | HWHT - Hot Water Heat | 10/31/2017
Conoco Motel | 2107 W 2nd St | Grand Island | NE | 68803-5311 | Hall | NE15530 | Inactive | n/a | 1988 | Peerless | CI - Cast Iron | BOILER ROOM | HWHT - Hot Water Heat | 10/31/2019
Conoco Motel | 2107 W 2nd St | Grand Island | NE | 68803-5311 | Hall | NE15531 | Active | 22185 | 1986 | Bryan | WT - Water Tube Boiler | BOILER ROOM | HWHT - Hot Water Heat | 10/31/2026
Conoco Motel | 2107 W 2nd St | Grand Island | NE | 68803-5311 | Hall | NE19159 | Exempt 1999 LB-66 |  | 1971 | AO SMITH | COWH - Coil Type Water Heater |  | HWSD - Hot Water Dom/Potable | 2/28/2000
Edith Abbott Memorial Library | 211 N Washington St | Grand Island | NE | 68801-5855 | Hall | NE07517 | Active | 16044 | 2006 | ALES | FTVT - Firetube Vertical TB | BOILER ROOM | HWDP - Hotwater Heat & Dom Supply | 7/31/2026
Edith Abbott Memorial Library | 211 N Washington St | Grand Island | NE | 68801-5855 | Hall | NE07518 | Active | 16049 | 2006 | ALES | FTVT - Firetube Vertical TB | BOILER ROOM | HWDP - Hotwater Heat & Dom Supply | 7/31/2026
Edith Abbott Memorial Library | 211 N Washington St | Grand Island | NE | 68801-5855 | Hall | NE07519 | Active | 16048 | 2006 | ALES | FTVT - Firetube Vertical TB | BOILER ROOM | HWDP - Hotwater Heat & Dom Supply | 7/31/2026
EDITH ABBOTT MEMORIAL LIBRARY | 211 N Washington St | Grand Island | NE | 68801-5855 | HALL | NE14994 | Scrapped/Junked |  | 1973 | KEWANEE | FTFB - Firetube-Firebox Boiler | BASEMENT | HWHT - Hot Water Heat | 7/31/2007
CHI-St Francis Memorial Heath | 2116 W Faidley Ave | Grand Island | NE | 68803-4678 | Hall | NE14001 | Active | 26595 | 1975 | Kewannee | FT - Firetube Boiler | Mem Hlth Care | STHT - Steam-Heat | 4/30/2027
CHI-St Francis Memorial Heath | 2116 W Faidley Ave | Grand Island | NE | 68803-4678 | Hall | NE14002 | Active | 26596 | 1975 | Kewannee | FT - Firetube Boiler | Mem Hlth Care | STHT - Steam-Heat | 5/31/2026
Church of Jesus Christ of Latter Day Saints | 212 W 22nd St | Grand Island | NE | 68801-2375 | HALL | NE21215 | Scrapped/Junked |  | 1977 | RHEEM MANUFACTURING CO | AHWH - ANSI/Fired Water Htr |  | HWSD - Hot Water Dom/Potable | 7/31/1999
VACANT BUILDING | 2121 N Broadwell Ave | Grand Island | NE | 68803-2151 | HALL | NE19135 | Inactive |  | 1977 | BURNHAM COMM/INDUST |  | BASEMENT | STHT - Steam-Heat | 3/31/2001
Grand Island High School | 2124 N Lafayette Ave | Grand Island | NE | 68803-2048 | Hall | NE06679 | Scrapped/Junked | 42406 | 2005 | Aerco International | FTVT - Firetube Vertical TB | BOILER ROOM | HWHT - Hot Water Heat | 1/31/2019
Grand Island High School | 2124 N Lafayette Ave | Grand Island | NE | 68803-2048 | Hall | NE08591 | Scrapped/Junked | 97670 | 2001 | Cleveland | FT - Firetube Boiler | KITCHEN | 0021 - Steam Supp Cooker/Kettle | 1/31/2021
Grand Island High School | 2124 N Lafayette Ave | Grand Island | NE | 68803-2048 | Hall | NE16943 | Scrapped/Junked | 67187 | 1993 | WELBILT | FT - Firetube Boiler | KITCHEN | STHT - Steam-Heat | 7/31/2001
Grand Island High School | 2124 N Lafayette Ave | Grand Island | NE | 68803-2048 | Hall | NE20007 | Scrapped/Junked | 120019 | 1995 | Raypak | CPFT - Horiz Cpr Fin Boiler | NEW BOILER ROOM | HWSD - Hot Water Dom/Potable | 1/31/2024
Grand Island High School | 2124 N Lafayette Ave | Grand Island | NE | 68803-2048 | Hall | NE20008 | Scrapped/Junked | 36146 | 1995 | Bryan | WT - Water Tube Boiler | NEW BOILER ROOM | HWSD - Hot Water Dom/Potable | 1/31/2014
Grand Island High School | 2124 N Lafayette Ave | Grand Island | NE | 68803-2048 | Hall | NE20009 | Scrapped/Junked | 36146 | 1995 | Bryan | WT - Water Tube Boiler | NEW BOILER ROOM | HWSD - Hot Water Dom/Potable | 1/31/2014
Grand Island High School | 2124 N Lafayette Ave | Grand Island | NE | 68803-2048 | Hall | NE20066 | Scrapped/Junked | 132846 | 1996 | Raypak | CPFT - Horiz Cpr Fin Boiler | BASEMENT | HWHT - Hot Water Heat | 1/31/2017
Grand Island High School | 2124 N Lafayette Ave | Grand Island | NE | 68803-2048 | Hall | NE20067 | Scrapped/Junked | 132847 | 1996 | Raypak | CPFT - Horiz Cpr Fin Boiler | BASEMENT | HWHT - Hot Water Heat | 1/31/2017
Grand Island High School | 2124 N Lafayette Ave | Grand Island | NE | 68803-2048 | Hall | NE21239 | Scrapped/Junked | 132793 | 1996 | Raypak | CPFT - Horiz Cpr Fin Boiler | BASEMENT | HWHT - Hot Water Heat | 1/31/2013
Grand Island High School | 2124 N Lafayette Ave | Grand Island | NE | 68803-2048 | Hall | NE24648 | Active | 62519 | 2012 | Aerco | FT - Firetube Boiler | boiler room | HWHT - Hot Water Heat | 1/31/2027
Grand Island High School | 2124 N Lafayette Ave | Grand Island | NE | 68803-2048 | Hall | NE24649 | Active | 62521 | 2012 | Aerco | FT - Firetube Boiler | boiler room | HWHT - Hot Water Heat | 1/31/2027
Grand Island High School | 2124 N Lafayette Ave | Grand Island | NE | 68803-2048 | Hall | NE24650 | Active | 62518 | 2012 | Aerco | FT - Firetube Boiler | boiler room | HWHT - Hot Water Heat | 1/31/2027
Grand Island High School | 2124 N Lafayette Ave | Grand Island | NE | 68803-2048 | Hall | NE25686 | Active | 62520 | 2012 | Aerco | FT - Firetube Boiler | boiler room | HWHT - Hot Water Heat | 1/31/2027
Grand Island High School | 2124 N Lafayette Ave | Grand Island | NE | 68803-2048 | Hall | NE25687 | Active | 62517 | 2012 | Aerco | FT - Firetube Boiler | boiler room | HWHT - Hot Water Heat | 1/31/2027
Grand Island High School | 2124 N Lafayette Ave | Grand Island | NE | 68803-2048 | Hall | NE26434 | Active | 430743 | 2016 | Raypak | CPFT - Horiz Cpr Fin Boiler | Basement Boiler Room | HWSD - Hot Water Dom/Potable | 1/31/2027
Grand Island High School | 2124 N Lafayette Ave | Grand Island | NE | 68803-2048 | Hall | NE26435 | Active | 430744 | 2016 | Raypak | CPFT - Horiz Cpr Fin Boiler | Basement Boiler Room | HWSD - Hot Water Dom/Potable | 1/31/2027
Grand Island High School | 2124 N Lafayette Ave | Grand Island | NE | 68803-2048 | Hall | NE27809 | Active | 5639 | 2018 | Riello | WTSS - Watertube SS Steel | Boiler Room | HWHT - Hot Water Heat | 1/31/2027
Grand Island High School | 2124 N Lafayette Ave | Grand Island | NE | 68803-2048 | Hall | NE27810 | Active | 5640 | 2018 | Riello | WTSS - Watertube SS Steel | Boiler Room | HWHT - Hot Water Heat | 1/31/2027
Grand Island High School | 2124 N Lafayette Ave | Grand Island | NE | 68803-2048 | Hall | NE27811 | Active | 5636 | 2018 | Riello | WTSS - Watertube SS Steel | Boiler Room | HWHT - Hot Water Heat | 1/31/2027
Grand Island High School | 2124 N Lafayette Ave | Grand Island | NE | 68803-2048 | Hall | NE27812 | Active | 5638 | 2018 | Riello | WTSS - Watertube SS Steel | Boiler Room | HWHT - Hot Water Heat | 1/31/2027
Grand Island High School | 2124 N Lafayette Ave | Grand Island | NE | 68803-2048 | Hall | NE31509 | Inactive | 4613 | 1954 | CYCLOTHERM | FT - Firetube Boiler | BASEMENT BOILER ROOM | STHT - Steam-Heat | 7/31/1995
Grand Island High School | 2124 N Lafayette Ave | Grand Island | NE | 68803-2048 | Hall | NE31510 | Inactive | 4595 | 1954 | Cyclotherm | FT - Firetube Boiler | BASEMENT BOILER ROOM | STHT - Steam-Heat | 7/31/1997
Grand Island High School | 2124 N Lafayette Ave | Grand Island | NE | 68803-2048 | Hall | NE31511 | Inactive | 4583 | 1954 | CYCLOTHERM | FT - Firetube Boiler | BASEMENT BOILER ROOM | STHT - Steam-Heat | 7/31/1997
Grand Island High School | 2124 N Lafayette Ave | Grand Island | NE | 68803-2048 | Hall | NE42611 | Active | 557640 | 2023 | Raypak | CPFT - Horiz Cpr Fin Boiler | Boiler Room | HWSD - Hot Water Dom/Potable | 1/31/2027
Bubbles Car Wash | 2151 N Diers Ave | Grand Island | NE | 68803-1241 | Hall | NE00471 | Active | 170965 | 2000 | Raypak | CPFT - Horiz Cpr Fin Boiler | MECH ROOM | HWFG - Hotwater Heat Floor-Glycl | 11/30/2026
Bubbles Car Wash | 2151 N Diers Ave | Grand Island | NE | 68803-1241 | Hall | NE00472 | Active | 171857 | 2000 | Raypak | CPFT - Horiz Cpr Fin Boiler | MECH ROOM | HWSP - Hot Water Non Potable Supply | 11/30/2026
Tower 217 | 217 N Locust St | Grand Island | NE | 68801-5974 | Hall | NE17459 | Scrapped/Junked | NA | 1983 | Weil-Mcclain | CI - Cast Iron | BASEMENT | STHT - Steam-Heat | 12/31/2010
Office/Retail Space | 220 1/2 W 3rd St | Grand Island | NE | 68801-5916 | Hall | NE19404 | Inactive |  | 1980 | Weil-Mcclain | CI - Cast Iron | BOILER ROOM | STHT - Steam-Heat | 3/31/2010
VA Medical Center | 2201 N Broadwell Ave | Grand Island | NE | 68803-2153 | Hall | NE17940 | Inactive | 18376 | 2008 | Precision Boilers, Inc. | DEAR - Deareating Tank | Boiler Plant | 0040 - DA Heater | 3/31/2020
VA Medical Center | 2201 N Broadwell Ave | Grand Island | NE | 68803-2153 | Hall | NE24058 | Active | 17472 | 2013 | Superior Boiler Works | FTWB - FTS Marine Wet Back | Boiler Plant | BSUP - Bldg Heat & Process | 8/31/2026
VA Medical Center | 2201 N Broadwell Ave | Grand Island | NE | 68803-2153 | Hall | NE28416 | Active | 21599 | 2020 | Cleaver Brooks | FTSM - FTS Marine Dry Back | Boiler Plant | BSUP - Bldg Heat & Process | 8/31/2026
VA Medical Center | 2201 N Broadwell Ave | Grand Island | NE | 68803-2153 | Hall | NE28417 | Active | 21632 | 2020 | Cleaver Brooks | FTSM - FTS Marine Dry Back | Boiler Plant | BSUP - Bldg Heat & Process | 8/31/2026
VA Medical Center | 2201 N Broadwell Ave | Grand Island | NE | 68803-2153 | Hall | NE40203 | Scrapped/Junked | 54127 | 1982 | Cleaver Brooks | FTSM - FTS Marine Dry Back | BOILER PLANT | BSUP - Bldg Heat & Process | 8/31/2013
VA Medical Center | 2201 N Broadwell Ave | Grand Island | NE | 68803-2153 | Hall | NE40204 | Scrapped/Junked | 54063 | 1982 | Cleaver Brooks | FTSM - FTS Marine Dry Back | BOILER PLANT | BSUP - Bldg Heat & Process | 3/31/2020
VA Medical Center | 2201 N Broadwell Ave | Grand Island | NE | 68803-2153 | Hall | NE40205 | Scrapped/Junked | 54064 | 1982 | Cleaver Brooks | FTSM - FTS Marine Dry Back | BOILER PLANT | BSUP - Bldg Heat & Process | 3/31/2020
VA Medical Center | 2201 N Broadwell Ave | Grand Island | NE | 68803-2153 | Hall | NE40913 | Scrapped/Junked | 52911 | 1982 | CLEA | DEAR - Deareating Tank | BOILER PLANT | 0032 - Deaerating Feed Tank | 5/31/2010
Bubbles Car Wash | 2205 W 2nd St | Grand Island | NE | 68803-5313 | Hall | NE30880 | Scrapped/Junked |  | 1965 | Weben-Jarco | CPFH - Copper Fin Water Heater | Mechanical Room | GLFH - Glycol Floor Heat System | 10/31/2007
YMCA Of Grand Island | 221 E South Front St | Grand Island | NE | 68801-5952 | Hall | NE06104 | Scrapped/Junked | 211753 | 2003 | Raypak | CPFH - Copper Fin Water Heater | MECH ROOM/BASEMENT | HWSD - Hot Water Dom/Potable | 3/31/2019
YMCA Of Grand Island | 221 E South Front St | Grand Island | NE | 68801-5952 | Hall | NE06290 | Scrapped/Junked | 58783 | 2005 | R & R Metal Fabricators | ELBL - Electric Boiler | STEAM ROOM | SAUN - Sauna Steam Room Heat | 3/31/2022
YMCA Of Grand Island | 221 E South Front St | Grand Island | NE | 68801-5952 | Hall | NE15613 | Scrapped/Junked | 104373 | 1980 | STEAMASTER | ELBL - Electric Boiler | STEAM ROOM | SAUN - Sauna Steam Room Heat | 3/31/2004
YMCA Of Grand Island | 221 E South Front St | Grand Island | NE | 68801-5952 | Hall | NE20636 | Exempt 1999 LB-66 |  | 1991 | RHEEM MANUFACTURING CO | AHWH - ANSI/Fired Water Htr |  | HWSD - Hot Water Dom/Potable | 1/31/2000
YMCA Of Grand Island | 221 E South Front St | Grand Island | NE | 68801-5952 | Hall | NE20650 | Scrapped/Junked | 137595 | 1997 | Raypak | CPFT - Horiz Cpr Fin Boiler | POOL ROOM | IPHT - Indoor Pool Heater | 3/31/2019
YMCA Of Grand Island | 221 E South Front St | Grand Island | NE | 68801-5952 | Hall | NE20694 | Scrapped/Junked |  | 1997 | BRADFORD-WHITE | AHWH - ANSI/Fired Water Htr | MECH ROOM | HWSD - Hot Water Dom/Potable | 1/31/2000
YMCA Of Grand Island | 221 E South Front St | Grand Island | NE | 68801-5952 | Hall | NE27343 | Active | 458568 | 2018 | Raypak | CPFH - Copper Fin Water Heater | MECH ROOM/BASEMENT | HWSD - Hot Water Dom/Potable | 3/31/2027
YMCA Of Grand Island | 221 E South Front St | Grand Island | NE | 68801-5952 | Hall | NE27509 | Scrapped/Junked | 465080 | 2018 | Raypak | CPFT - Horiz Cpr Fin Boiler | Pool Boiler Room | IPHT - Indoor Pool Heater | 3/31/2026
YMCA Of Grand Island | 221 E South Front St | Grand Island | NE | 68801-5952 | Hall | NE41671 | Active | 1593 | 2021 | Fulton | ELBL - Electric Boiler | STEAM ROOM | SAUN - Sauna Steam Room Heat | 3/31/2027
Home Federal Savings & Loan | 221 S Locust St | Grand Island | NE | 68801-6040 | Hall | NE15768 | Active | 1551 | 2009 | RIVERSIDE HYDRONICS | COBL - Coil Type Boiler | Basement | HWHT - Hot Water Heat | 1/31/2027
Home Federal Savings & Loan | 221 S Locust St | Grand Island | NE | 68801-6040 | Hall | NE15827 | Scrapped/Junked |  | 1965 | Weil-Mcclain | CI - Cast Iron | BASEMENT | HWHT - Hot Water Heat | 11/30/2009
GREENBERGERS INC | 221 W 3rd St | Grand Island | NE | 68801-5915 | HALL | NE15521 | Scrapped/Junked |  | 1970 | WEIL MCLAIN |  | BOILER ROOM | STHT - Steam-Heat | 2/28/1999
Uhaul | 2210 S Webb Rd | Grand Island | NE | 68803-5648 | Hall | NE41650 | Active | 357532 | 2022 | AIC | COBL - Coil Type Boiler | Warehouse | GLFH - Glycol Floor Heat System | 1/31/2027
Uhaul | 2210 S Webb Rd | Grand Island | NE | 68803-5648 | Hall | NE41990 | Active | 357538 | 2022 | AIC | COBL - Coil Type Boiler | Warehouse | GLFH - Glycol Floor Heat System | 1/31/2027
Bellwood Apartments | 2222 Bellwood Dr | Grand Island | NE | 68801-8270 | Hall | NE17971 | Active | 309523 | 2010 | Raypak | CPFH - Copper Fin Water Heater | Pool House | OPHT - Outdoor Pool Heater | 6/30/2027
Bellwood Apartments | 2222 Bellwood Dr | Grand Island | NE | 68801-8270 | Hall | NE24359 | Scrapped/Junked |  | 1996 | TELE | CPFH - Copper Fin Water Heater | POOL HOUSE | OPHT - Outdoor Pool Heater | 6/30/2010
Nebraska Veterans Home | 2300 W Capital Ave | Grand Island | NE | 68803-2003 | Hall | NE30258 | Inactive | 11480 | 1971 | Dunham Bush | FTWB - FTS Marine Wet Back | Boiler Room | STHT - Steam-Heat | 8/31/2019
Nebraska Veterans Home | 2300 W Capital Ave | Grand Island | NE | 68803-2003 | Hall | NE30262 | Inactive | 11481 | 1971 | Dunham Bush | FTWB - FTS Marine Wet Back | Boiler Room | STHT - Steam-Heat | 8/31/2019
Hall County Attorney | 231 S Locust St | Grand Island | NE | 68801-6040 | Hall | NE12449 | Scrapped/Junked | 115712 | 2001 | WTRP | COBL - Coil Type Boiler | TOP FLOOR/PENTHOUSE | HWHT - Hot Water Heat | 4/30/2018
Hall County Attorney | 231 S Locust St | Grand Island | NE | 68801-6040 | Hall | NE12450 | Scrapped/Junked | 115841 | 2001 | WTRP | COBL - Coil Type Boiler | TOP FLOOR/PENTHOUSE | HWHT - Hot Water Heat | 4/30/2018
Hall County Attorney | 231 S Locust St | Grand Island | NE | 68801-6040 | Hall | NE27344 | Active | 326394 | 2015 | CAMUS | WTSS - Watertube SS Steel | Top floor Mech Room | HWHT - Hot Water Heat | 4/30/2027
Hall County Attorney | 231 S Locust St | Grand Island | NE | 68801-6040 | Hall | NE27345 | Active | 326397 | 2015 | CAMUS | WTSS - Watertube SS Steel | Top floor Mech Room | HWHT - Hot Water Heat | 4/30/2027
Hall County Attorney | 231 S Locust St | Grand Island | NE | 68801-6040 | Hall | NE37661 | Scrapped/Junked |  | 1986 | PEERLESS HEATER COMPANY |  | TOP FLOOR | HWHT - Hot Water Heat | 11/30/2001
Fire Station 3 | 2310 S Webb Rd | Grand Island | NE | 68803-5650 | Hall | NE44106 | Active | 377642 | 2022 | Lochinvar | FTSS - Firetube Stainless Steel | Upstairs mechanical room | HWHT - Hot Water Heat | 2/28/2027
West Stadium | 2311 College | Grand Island | NE | 68803 | Hall | NE41672 | Active | 7173 | 2019 | Riello | COBL - Coil Type Boiler | Boiler Room | HWHT - Hot Water Heat | 1/31/2027
West Stadium | 2311 College | Grand Island | NE | 68803 | Hall | NE41673 | Active | 7171 | 2019 | Riello | COBL - Coil Type Boiler | Boiler Room | HWHT - Hot Water Heat | 1/31/2027
West Stadium | 2311 College | Grand Island | NE | 68803 | Hall | NE41674 | Active | 7158 | 2019 | Riello | UNK - Unknown | Boiler Room | HWHT - Hot Water Heat | 1/31/2027
West Stadium | 2311 College | Grand Island | NE | 68803 | Hall | NE41675 | Active | 7161 | 2019 | Riello | COBL - Coil Type Boiler | Boiler Room | HWHT - Hot Water Heat | 1/31/2027
Epworth Village | 2317 N Kruse Ave | Grand Island | NE | 68803-2038 | Hall | NE05901 | Scrapped/Junked |  | 1965 | BRYN | CI - Cast Iron | BASEMENT | STHT - Steam-Heat | 5/31/2004
Spin City Laundry North | 2323 N Webb Rd | Grand Island | NE | 68803-1743 | Hall | NE22845 | Scrapped/Junked | 128818 | 2011 | RHEEM | CHWH - ASME/Fired Water Heater | Mech. Room | HWSD - Hot Water Dom/Potable | 9/30/2018
Spin City Laundry North | 2323 N Webb Rd | Grand Island | NE | 68803-1743 | Hall | NE40859 | Scrapped/Junked | 82668 | 1999 | RHEE | CHWH - ASME/Fired Water Heater | MECHANICAL ROOM | HWSD - Hot Water Dom/Potable | 9/30/2012
CHRISTENSEN CONCRETE | 235 E Roberts St | Grand Island | NE | 68803-2161 | HALL | NE34116 | Inactive | 2061 | 1967 | SUPERIOR BOILERWORKS | FT - Firetube Boiler | BOILER ROOM | PROC - Process Steam | 2/28/2004
GOLDEN CORRAL | 2435 N Diers Ave | Grand Island | NE | 68803-1240 | HALL | NE00312 | Scrapped/Junked | 79515 | 1997 | TELEDYNE LAARS | CPFT - Horiz Cpr Fin Boiler | MECH ROOM | HWSD - Hot Water Dom/Potable | 10/31/2004
Hotel Grand & Conference Center | 2503 S Locust St | Grand Island | NE | 68801-8225 | Hall | NE01581 | Scrapped/Junked | 266316 | 1999 | Raypak | CPFT - Horiz Cpr Fin Boiler | POOL ROOM | IPHT - Indoor Pool Heater | 4/30/2014
Hotel Grand & Conference Center | 2503 S Locust St | Grand Island | NE | 68801-8225 | Hall | NE01582 | Scrapped/Junked | 64927 | 1999 | STATE INDUSTRIES | CHWH - ASME/Fired Water Heater | KITCHEN | HWSD - Hot Water Dom/Potable | 4/30/2007
Hotel Grand & Conference Center | 2503 S Locust St | Grand Island | NE | 68801-8225 | Hall | NE05300 | Scrapped/Junked | 16198 | 1992 | AOSM | COBL - Coil Type Boiler | BOILER ROOM | HWSD - Hot Water Dom/Potable | 4/30/2018
Hotel Grand & Conference Center | 2503 S Locust St | Grand Island | NE | 68801-8225 | Hall | NE05301 | Scrapped/Junked | 16199 | 1992 | AOSM | COBL - Coil Type Boiler | BOILER ROOM | HWSD - Hot Water Dom/Potable | 4/30/2018
Hotel Grand & Conference Center | 2503 S Locust St | Grand Island | NE | 68801-8225 | Hall | NE07566 | Scrapped/Junked | 101396 | 2005 | AOSM | FTVT - Firetube Vertical TB | KITCHEN | HWSD - Hot Water Dom/Potable | 4/30/2013
Hotel Grand & Conference Center | 2503 S Locust St | Grand Island | NE | 68801-8225 | Hall | NE14136 | Scrapped/Junked | 134420 | 2009 | STATE INDUSTRIES | CHWH - ASME/Fired Water Heater | KITCHEN MECH ROOM | HWSD - Hot Water Dom/Potable | 4/30/2018
Hotel Grand & Conference Center | 2503 S Locust St | Grand Island | NE | 68801-8225 | Hall | NE15631 | Scrapped/Junked |  | 1994 | TELEDYNE LAARS | WT - Water Tube Boiler |  | IPHT - Indoor Pool Heater | 3/31/1999
Hotel Grand & Conference Center | 2503 S Locust St | Grand Island | NE | 68801-8225 | Hall | NE15632 | Scrapped/Junked |  | 1994 | AO SMITH | CHWH - ASME/Fired Water Heater | MECHANICAL ROOM | HWSD - Hot Water Dom/Potable | 3/31/2001
Hotel Grand & Conference Center | 2503 S Locust St | Grand Island | NE | 68801-8225 | Hall | NE15662 | Scrapped/Junked | 47437 | 1995 | AJAX BOILER INC | CHWH - ASME/Fired Water Heater | MECHANICAL ROOM | HWHT - Hot Water Heat | 3/31/2000
Hotel Grand & Conference Center | 2503 S Locust St | Grand Island | NE | 68801-8225 | Hall | NE19768 | Exempt 1999 LB-66 |  | 1992 | AO SMITH | AHWH - ANSI/Fired Water Htr | STOREAGE ROOM | HWSD - Hot Water Dom/Potable | 3/31/2000
Hotel Grand & Conference Center | 2503 S Locust St | Grand Island | NE | 68801-8225 | Hall | NE19769 | Exempt 1999 LB-66 |  | 1991 | AO SMITH | AHWH - ANSI/Fired Water Htr | STOREAGE ROOM | HWSD - Hot Water Dom/Potable | 3/31/2000
Hotel Grand & Conference Center | 2503 S Locust St | Grand Island | NE | 68801-8225 | Hall | NE19770 | Exempt 1999 LB-66 |  | 1993 | AO SMITH | AHWH - ANSI/Fired Water Htr | STOREAGE ROOM | HWSD - Hot Water Dom/Potable | 3/31/2000
Hotel Grand & Conference Center | 2503 S Locust St | Grand Island | NE | 68801-8225 | Hall | NE20673 | Exempt 1999 LB-66 |  | 1997 | STATE INDUSTRIES | AHWH - ANSI/Fired Water Htr | MECH ROOM | HWSD - Hot Water Dom/Potable | 3/31/2000
Hotel Grand & Conference Center | 2503 S Locust St | Grand Island | NE | 68801-8225 | Hall | NE23312 | Scrapped/Junked |  | 1998 | STATE INDUSTRIES | AHWH - ANSI/Fired Water Htr | MECH ROOM | HWSD - Hot Water Dom/Potable | 3/31/2000
Hotel Grand & Conference Center | 2503 S Locust St | Grand Island | NE | 68801-8225 | Hall | NE23679 | Scrapped/Junked | 174828 | 2012 | AO SMITH | CHWH - ASME/Fired Water Heater | Laundry | HWSD - Hot Water Dom/Potable | 4/30/2018
Hotel Grand & Conference Center | 2503 S Locust St | Grand Island | NE | 68801-8225 | Hall | NE25165 | Scrapped/Junked | 18189 | 2013 | PENTAIR | COBL - Coil Type Boiler | pool mech room | IPHT - Indoor Pool Heater | 4/30/2018
Hotel Grand & Conference Center | 2503 S Locust St | Grand Island | NE | 68801-8225 | Hall | NE27376 | Exempt | 439927 | 2017 | Raypak | CPFT - Horiz Cpr Fin Boiler | POOL ROOM | IPHT - Indoor Pool Heater | 4/30/2019
Hotel Grand & Conference Center | 2503 S Locust St | Grand Island | NE | 68801-8225 | Hall | NE40133 | Scrapped/Junked | 65188 | 1999 | STATE INDUSTRIES | CHWH - ASME/Fired Water Heater | LAUNDRY | HWSD - Hot Water Dom/Potable | 4/30/2007
CHI Health Clinic | 2530 N Sheridan Ave | Grand Island | NE | 68803-1901 | Hall | NE44148 | Active | 512419 | 2025 | AIC GDYNIA | FTVT - Firetube Vertical TB | Mechanical Room | HWHT - Hot Water Heat | 5/31/2026
CHI Health Clinic | 2530 N Sheridan Ave | Grand Island | NE | 68803-1901 | Hall | NE44149 | Active | 513772 | 2025 | AIC GDYNIA | FTVT - Firetube Vertical TB | Mechanical Room | HWHT - Hot Water Heat | 5/31/2026
CHI-St Francis Medical Center | 2620 W Faidley Ave | Grand Island | NE | 68803-4205 | Hall | NE03763 | Active | 27233 | 1977 | Kewannee | FT - Firetube Boiler | Hosp. Blr Rm | STHT - Steam-Heat | 7/31/2026
CHI-St Francis Medical Center | 2620 W Faidley Ave | Grand Island | NE | 68803-4205 | Hall | NE03764 | Active | 27230 | 1975 | Kewannee | FT - Firetube Boiler | Hosp. Blr Rm | PROC - Process Steam | 7/31/2026
CHI-St Francis Medical Center | 2620 W Faidley Ave | Grand Island | NE | 68803-4205 | Hall | NE17602 | Active | 45566 | 1992 | Kewannee | FT - Firetube Boiler | Hosp. Blr Rm | STHT - Steam-Heat | 7/31/2026
CHI-St Francis Medical Center | 2620 W Faidley Ave | Grand Island | NE | 68803-4205 | Hall | NE28244 | Active | 109148 | 2019 | Lochinvar | COBL - Coil Type Boiler | Cancer Center Mechanical Room | HWHT - Hot Water Heat | 7/31/2026
CHI-St Francis Medical Center | 2620 W Faidley Ave | Grand Island | NE | 68803-4205 | Hall | NE28245 | Active | 108748 | 2019 | Lochinvar | COBL - Coil Type Boiler | Cancer Center Mechanical Room | HWHT - Hot Water Heat | 7/31/2026
CHI-St Francis Medical Center | 2620 W Faidley Ave | Grand Island | NE | 68803-4205 | Hall | NE28246 | Active | 109149 | 2019 | Lochinvar | COBL - Coil Type Boiler | Cancer Center Mechanical Room | HWHT - Hot Water Heat | 7/31/2026
Newell Elementary School | 2700 W 13th St | Grand Island | NE | 68803-2515 | Hall | NE06678 | Active | 42253 | 2005 | Aerco International | HCFT - Helical FT-Boiler | BOILER ROOM | HWHT - Hot Water Heat | 1/31/2027
Newell Elementary School | 2700 W 13th St | Grand Island | NE | 68803-2515 | Hall | NE10328 | Active | 37245 | 2002 | Aerco International | FTVT - Firetube Vertical TB | BOILER ROOM | HWHT - Hot Water Heat | 1/31/2027
Newell Elementary School | 2700 W 13th St | Grand Island | NE | 68803-2515 | Hall | NE23792 | Active | 43741 | 2005 | Aerco International | FTVT - Firetube Vertical TB | BOILER ROOM | HWHT - Hot Water Heat | 1/31/2027
Newell Elementary School | 2700 W 13th St | Grand Island | NE | 68803-2515 | Hall | NE31508 | Scrapped/Junked | 4805 | 1954 | CYCLOTHERM | FT - Firetube Boiler | BOILER ROOM | STHT - Steam-Heat | 7/31/2002
Newell Elementary School | 2700 W 13th St | Grand Island | NE | 68803-2515 | Hall | NE34561 | Scrapped/Junked |  | 1970 | KEWANEE | FT - Firetube Boiler | BOILER ROOM | HWHT - Hot Water Heat | 7/31/2003
Newell Elementary School | 2700 W 13th St | Grand Island | NE | 68803-2515 | Hall | NE34818 | Scrapped/Junked | 33261 | 1979 | Kewanee | FTFB - Firetube-Firebox Boiler | BOILER ROOM | STHT - Steam-Heat | 1/31/2013
Gates Elementary | 2700 W Louise St | Grand Island | NE | 68803-5705 | Hall | NE10327 | Scrapped/Junked | 37251 | 2002 | Aerco International | VTWT - Vert Watertube | BOILER ROOM | HWHT - Hot Water Heat | 1/31/2024
Gates Elementary | 2700 W Louise St | Grand Island | NE | 68803-5705 | Hall | NE42484 | Active | 18214 | 2021 | Riello | WT - Water Tube Boiler | Boiler Room | HWHT - Hot Water Heat | 12/31/2026
Gates Elementary | 2700 W Louise St | Grand Island | NE | 68803-5705 | Hall | NE42485 | Active | 18215 | 2021 | Riello | WT - Water Tube Boiler | Boiler Room | HWHT - Hot Water Heat | 12/31/2026
Best Western | 2707 S Locust St | Grand Island | NE | 68801-8229 | Hall | NE17523 | Out of Service | 11989 | 2009 | PENTAIR | CPFT - Horiz Cpr Fin Boiler | Pool Mech Room | IPHT - Indoor Pool Heater | 3/31/2022
Best Western | 2707 S Locust St | Grand Island | NE | 68801-8229 | Hall | NE17524 | Scrapped/Junked | 12011 | 2009 | PENTAIR | CPFT - Horiz Cpr Fin Boiler | Pool Mech Room | SPAJ - Spa/Jacuzzi Heater | 3/31/2018
Best Western | 2707 S Locust St | Grand Island | NE | 68801-8229 | Hall | NE17525 | Scrapped/Junked | 141412 | 2009 | A O Smith | CHWH - ASME/Fired Water Heater | Pool Mech Room | HWSD - Hot Water Dom/Potable | 3/31/2019
Best Western | 2707 S Locust St | Grand Island | NE | 68801-8229 | Hall | NE26186 | Scrapped/Junked | 394683 | 2015 | Raypak | CPPH - Ansi Cpr Fin Pool Heater | Pool Heater Room | IPHT - Indoor Pool Heater | 8/31/2023
Best Western | 2707 S Locust St | Grand Island | NE | 68801-8229 | Hall | NE28204 | Active | 229069 | 2017 | AO SMITH | CHWH - ASME/Fired Water Heater | boiler room | HWSD - Hot Water Dom/Potable | 2/28/2026
Best Western | 2707 S Locust St | Grand Island | NE | 68801-8229 | Hall | NE43154 | Active | 552678 | 2019 | Raypak | CPPH - Ansi Cpr Fin Pool Heater | Pool Heater Room | IPHT - Indoor Pool Heater | 2/28/2027
Northwest High School | 2710 N North Rd | Grand Island | NE | 68803-1149 | Hall | NE41364 | Active | 532084 | 2021 | Sermeta | COWH - Coil Type Water Heater | Electrical Room Door#41 | HWSD - Hot Water Dom/Potable | 8/31/2026
Northwest High School | 2710 N North Rd | Grand Island | NE | 68803-1149 | Hall | NE41365 | Active | 536030 | 2021 | Sermeta | COWH - Coil Type Water Heater | Electrical Room Door#41 | HWSD - Hot Water Dom/Potable | 8/31/2026
AGRICULTURAL SERVICES | 2777 N Broadwell Ave | Grand Island | NE | 68803-2156 | HALL | NE03621 | Inactive | 204 | 1957 | SUPERIOR BOILERWORKS | FTSM - FTS Marine Dry Back | BOILER ROOM | PROC - Process Steam | 6/30/2007
R RAY GATES ELEMENTARY | 2800 LOUISE | GRAND ISLAND | NE | 68801 | HALL | NE34578 | Inactive |  | 1972 | KEWANEE | FT - Firetube Boiler |  | STHT - Steam-Heat | 7/31/1998
C RAY GATES ELEMENTARY | 2800 LOUISE | GRAND ISLAND | NE | 68801 | HALL | NE32241 | Inactive | 35656 | 1981 | KEWANEE | FTFB - Firetube-Firebox Boiler | BOILER ROOM | STHT - Steam-Heat | 7/31/2005
C RAY GATES ELEMENTARY | 2800 LOUISE | GRAND ISLAND | NE | 68801 | HALL | NE34526 | Scrapped/Junked |  | 1966 | KEWANEE | FT - Firetube Boiler | BOILER ROOM | STHT - Steam-Heat | 7/31/2002
Aurora Coop | 2819 Old West Highway 30 | Grand Island | NE | 68803-5224 | Hall | NE14072 | Active | 10732 | 1969 | York International | FTSM - FTS Marine Dry Back | Boiler Room | PROC - Process Steam | 10/31/2026
Aurora Coop | 2819 Old West Highway 30 | Grand Island | NE | 68803-5224 | Hall | NE19590 | Out of Service | 49427 | 1980 | Cleaver Brooks | FTSM - FTS Marine Dry Back | Mobile Trailer | PROC - Process Steam | 11/30/2015
Compass Roofing | 2820 E Hwy 34 | Grand Island | NE | 68801-9734 | Hall | NE21088 | Out of Service | 1284 | 2002 | Heat Transfer Products Inc. | WTSS - Watertube SS Steel | Kitchen | HWHT - Hot Water Heat | 2/28/2017
Compass Roofing | 2820 E Hwy 34 | Grand Island | NE | 68801-9734 | Hall | NE26446 | Active | N/A | 2016 | Burnham | CI - Cast Iron | Boiler Room | HWHT - Hot Water Heat | 1/31/2027
Riverside Golf Club | 2820 Riverside Dr | Grand Island | NE | 68801-7650 | Hall | NE10028 | Scrapped/Junked | 279605 | 2008 | Raypak | CPFT - Horiz Cpr Fin Boiler | POOL HOUSE | OPHT - Outdoor Pool Heater | 5/31/2017
Riverside Golf Club | 2820 Riverside Dr | Grand Island | NE | 68801-7650 | Hall | NE26900 | Scrapped/Junked | 442488 | 2017 | Raypak | CPFT - Horiz Cpr Fin Boiler | POOL HOUSE | OPHT - Outdoor Pool Heater | 5/31/2024
Riverside Golf Club | 2820 Riverside Dr | Grand Island | NE | 68801-7650 | Hall | NE30403 | Scrapped/Junked | N/A | 1989 | Peerless | CI - Cast Iron | MENS LOCKER RM | HWSD - Hot Water Dom/Potable | 5/31/2011
Riverside Golf Club | 2820 Riverside Dr | Grand Island | NE | 68801-7650 | Hall | NE30405 | Scrapped/Junked | 79397 | 1989 | RAYPAK INC, CALIFORNIA | CPFT - Horiz Cpr Fin Boiler | SWIM POOL/BLDG | OPHT - Outdoor Pool Heater | 5/31/2008
Riverside Golf Club | 2820 Riverside Dr | Grand Island | NE | 68801-7650 | Hall | NE30728 | Exempt 1999 LB-66 |  | 1994 | RHEEM MANUFACTURING CO | AHWH - ANSI/Fired Water Htr | BASEMENT | HWSD - Hot Water Dom/Potable | 4/30/2000
Riverside Golf Club | 2820 Riverside Dr | Grand Island | NE | 68801-7650 | Hall | NE30729 | Exempt 1999 LB-66 |  | 1975 | AO SMITH | AHWH - ANSI/Fired Water Htr | POOL SHOWERS | HWSD - Hot Water Dom/Potable | 4/30/2000
Riverside Golf Club | 2820 Riverside Dr | Grand Island | NE | 68801-7650 | Hall | NE40525 | Inactive | N/A | 1998 | Dunkirk | CI - Cast Iron | BASEMENT | HWHT - Hot Water Heat | 5/31/2011
Riverside Golf Club | 2820 Riverside Dr | Grand Island | NE | 68801-7650 | Hall | NE42906 | Active | 417247 | 2024 | Lochinvar | CPPH - Ansi Cpr Fin Pool Heater | Pool Shed | OPHT - Outdoor Pool Heater | 10/31/2026
Grand Island Armory | 2900 W Lincoln Hwy | Grand Island | NE | 68803-5212 | Hall | NE10260 | Inactive | n/a | 2002 | Peerless | CI - Cast Iron | BASEMENT | STHT - Steam-Heat | 12/31/2015
Grand Island Armory | 2900 W Lincoln Hwy | Grand Island | NE | 68803-5212 | Hall | NE30422 | Inactive |  | 1953 | KEWANEE | FT - Firetube Boiler |  | STHT - Steam-Heat | 7/31/2000
Wyandotte Learning Center | 301 Wyandotte St | Grand Island | NE | 68801-7619 | Hall | NE10326 | Active | 37197 | 2002 | Aerco International | FTVT - Firetube Vertical TB | BOILER ROOM | HWHT - Hot Water Heat | 1/31/2027
Wyandotte Learning Center | 301 Wyandotte St | Grand Island | NE | 68801-7619 | Hall | NE20013 | Exempt 1999 LB-66 |  | 1994 | RUUD | AHWH - ANSI/Fired Water Htr | BOILER ROOM | HWSD - Hot Water Dom/Potable | 7/31/2000
Wyandotte Learning Center | 301 Wyandotte St | Grand Island | NE | 68801-7619 | Hall | NE23415 | Exempt 1999 LB-66 |  | 1998 | AO SMITH | AHWH - ANSI/Fired Water Htr |  | HWSD - Hot Water Dom/Potable | 7/31/1998
Wyandotte Learning Center | 301 Wyandotte St | Grand Island | NE | 68801-7619 | Hall | NE34439 | Inactive | n/a | 1974 | Kewanee | FTFB - Firetube-Firebox Boiler | BOILER ROOM | HWHT - Hot Water Heat | 1/31/2025
National Guard Army Aviation | 3010 E Airport Rd | Grand Island | NE | 68801-9202 | Hall | NE14115 | Scrapped/Junked | 123360 | 2008 | PVI INDUSTRIES | FTVT - Firetube Vertical TB | BOILER ROOM | GLYC - Glycol Bldg Heat Sys | 11/30/2019
National Guard Army Aviation | 3010 E Airport Rd | Grand Island | NE | 68801-9202 | Hall | NE14116 | Scrapped/Junked | 123361 | 2008 | PVI INDUSTRIES | FTVT - Firetube Vertical TB | BOILER ROOM | GLYC - Glycol Bldg Heat Sys | 11/30/2018
National Guard Army Aviation | 3010 E Airport Rd | Grand Island | NE | 68801-9202 | Hall | NE14117 | Active | 123359 | 2008 | PVI INDUSTRIES | FTVT - Firetube Vertical TB | BOILER ROOM | GLYC - Glycol Bldg Heat Sys | 11/30/2026
National Guard Army Aviation | 3010 E Airport Rd | Grand Island | NE | 68801-9202 | Hall | NE27797 | Active | 74649 | 2018 | PVI INDUSTRIES | FTVT - Firetube Vertical TB | BOILER ROOM | GLYC - Glycol Bldg Heat Sys | 11/30/2026
National Guard Army Aviation | 3010 E Airport Rd | Grand Island | NE | 68801-9202 | Hall | NE28231 | Active | 74691 | 2019 | PVI INDUSTRIES | FTVT - Firetube Vertical TB | BOILER ROOM | GLYC - Glycol Bldg Heat Sys | 11/30/2026
Vacant Bldg | 302 S Pine St | Grand Island | NE | 68801-6049 | Hall | NE20050 | Inactive |  | 1996 | PEER | CI - Cast Iron | BASEMENT | STHT - Steam-Heat | 7/31/2009
Doniphan Trumbull School | 302 W Plum St | Doniphan | NE | 68832-9564 | Hall | NE13624 | Scrapped/Junked | 129205 | 2008 | AO SMITH | CHWH - ASME/Fired Water Heater | BOILER ROOM | HWSD - Hot Water Dom/Potable | 6/30/2020
Doniphan Trumbull School | 302 W Plum St | Doniphan | NE | 68832-9564 | Hall | NE19847 | Scrapped/Junked | 154239 | 2011 | AO SMITH | CHWH - ASME/Fired Water Heater | Boiler Room | HWSD - Hot Water Dom/Potable | 6/30/2024
Doniphan Trumbull School | 302 W Plum St | Doniphan | NE | 68832-9564 | Hall | NE22387 | Scrapped/Junked | 41060 | 1996 | BRDW | CHWH - ASME/Fired Water Heater | BOILER ROOM | HWSD - Hot Water Dom/Potable | 6/30/2011
Doniphan Trumbull School | 302 W Plum St | Doniphan | NE | 68832-9564 | Hall | NE22388 | Scrapped/Junked | 43833 | 1997 | BRDW | CHWH - ASME/Fired Water Heater | BOILER ROOM | HWSD - Hot Water Dom/Potable | 10/31/2008
Doniphan Trumbull School | 302 W Plum St | Doniphan | NE | 68832-9564 | Hall | NE25208 | Active | 273580 | 2013 | Lochinvar | WTSS - Watertube SS Steel | boiler room | HWHT - Hot Water Heat | 6/30/2026
Doniphan Trumbull School | 302 W Plum St | Doniphan | NE | 68832-9564 | Hall | NE25209 | Active | 273568 | 2013 | Lochinvar | WTSS - Watertube SS Steel | boiler room | HWHT - Hot Water Heat | 6/30/2026
Doniphan Trumbull School | 302 W Plum St | Doniphan | NE | 68832-9564 | Hall | NE28232 | Active | 258167 | 2019 | AO SMITH | CHWH - ASME/Fired Water Heater | Boiler Room | HWSD - Hot Water Dom/Potable | 6/30/2026
Doniphan Trumbull School | 302 W Plum St | Doniphan | NE | 68832-9564 | Hall | NE32248 | Scrapped/Junked | n/a | 1982 | Peerless | CI - Cast Iron | BOILER ROOM | HWHT - Hot Water Heat | 6/30/2015
Doniphan Trumbull School | 302 W Plum St | Doniphan | NE | 68832-9564 | Hall | NE42966 | Active | 318597 | 2024 | State Industries | CHWH - ASME/Fired Water Heater | BOILER ROOM | HWSD - Hot Water Dom/Potable | 6/30/2027
Western Apartments | 3021-3121 N Front St | Grand Island | NE | 68802 | Hall | NE08678 | Active | 71690 | 2001 | STAT | CHWH - ASME/Fired Water Heater | MECH ROOM | HWSD - Hot Water Dom/Potable | 7/31/2027
Western Apartments | 3021-3121 N Front St | Grand Island | NE | 68802 | Hall | NE08679 | Active | 72227 | 2001 | STAT | CHWH - ASME/Fired Water Heater | MECH ROOM | HWSD - Hot Water Dom/Potable | 7/31/2027
Western Apartments | 3021-3121 N Front St | Grand Island | NE | 68802 | Hall | NE30873 | Scrapped/Junked |  | 1982 | A. O. Smith | AHWH - ANSI/Fired Water Htr | MECH ROOM | HWSD - Hot Water Dom/Potable | 7/31/2002
Western Apartments | 3021-3121 N Front St | Grand Island | NE | 68802 | Hall | NE30874 | Inactive |  | 1982 | A. O. Smith | AHWH - ANSI/Fired Water Htr |  | HWSD - Hot Water Dom/Potable | 9/30/1998
Western Apartments | 3021-3121 N Front St | Grand Island | NE | 68802 | Hall | NE40750 | Inactive | 63999 | 1999 | STAT | CHWH - ASME/Fired Water Heater | BOILER ROOM | HWSD - Hot Water Dom/Potable | 7/31/2021
WESTERN APARTMENTS | 3021-3121 N FRONT ST | GRAND ISLAND | NE | 68803 | HALL | NE30872 | Inactive |  | 1982 | AO SMITH | AHWH - ANSI/Fired Water Htr |  | HWSD - Hot Water Dom/Potable | 7/31/1999
WESTERN APARTMENTS | 3021-3121 N FRONT ST | GRAND ISLAND | NE | 68803 | HALL | NE40749 | Exempt 1999 LB-66 |  | 1999 | STATE INDUSTRIES | AHWH - ANSI/Fired Water Htr |  | HWSD - Hot Water Dom/Potable | 7/31/2000
West Lawn School | 3022 College St | Grand Island | NE | 68803-1749 | Hall | NE20010 | Scrapped/Junked | 116775 | 1994 | Raypak | CPFT - Horiz Cpr Fin Boiler | BOILER ROOM | HWSD - Hot Water Dom/Potable | 1/31/2025
West Lawn School | 3022 College St | Grand Island | NE | 68803-1749 | Hall | NE20011 | Scrapped/Junked | 116774 | 1994 | Raypak | CPFT - Horiz Cpr Fin Boiler | BOILER ROOM | HWSD - Hot Water Dom/Potable | 1/31/2025
West Lawn School | 3022 College St | Grand Island | NE | 68803-1749 | Hall | NE20012 | Scrapped/Junked | 82937 | 1994 | PVI INDUSTRIES | CHWH - ASME/Fired Water Heater | BOILER ROOM | HWSD - Hot Water Dom/Potable | 7/31/2008
West Lawn School | 3022 College St | Grand Island | NE | 68803-1749 | Hall | NE42901 | Active | 553261 | 2023 | Raypak | CPFT - Horiz Cpr Fin Boiler | BOILER ROOM | HWSD - Hot Water Dom/Potable | 10/31/2026
West Lawn School | 3022 College St | Grand Island | NE | 68803-1749 | Hall | NE42902 | Active | 553260 | 2023 | Raypak | CPFT - Horiz Cpr Fin Boiler | BOILER ROOM | HWSD - Hot Water Dom/Potable | 10/31/2026
Islander Annex | 3025 College St | Grand Island | NE | 68803-1700 | Hall | NE05471 | Exempt 1999 LB-66 |  | 1989 | AO SMITH | AHWH - ANSI/Fired Water Htr |  | HWSD - Hot Water Dom/Potable | 8/31/1999
Islander Annex | 3025 College St | Grand Island | NE | 68803-1700 | Hall | NE17454 | Scrapped/Junked | 0 | 1987 | HYDR | CI - Cast Iron | Boiler Room | HWHT - Hot Water Heat | 1/31/2026
Islander Annex | 3025 College St | Grand Island | NE | 68803-1700 | Hall | NE40843 | Exempt 1999 LB-66 |  | 1998 | STATE INDUSTRIES | AHWH - ANSI/Fired Water Htr | BOILER ROOM | HWSD - Hot Water Dom/Potable | 1/1/1900
Islander Annex | 3025 College St | Grand Island | NE | 68803-1700 | Hall | NE43876 | Active | 11897 | 2025 | Riello | WTSS - Watertube SS Steel | New Mechanical room | HWHT - Hot Water Heat | 1/31/2027
Islander Annex | 3025 College St | Grand Island | NE | 68803-1700 | Hall | NE43877 | Active | 11867 | 2025 | Riello | WTSS - Watertube SS Steel | New Mechanical room | HWHT - Hot Water Heat | 1/31/2027
Islander Annex | 3025 College St | Grand Island | NE | 68803-1700 | Hall | NE43878 | Active | 11860 | 2025 | Riello | WTSS - Watertube SS Steel | New Mechanical room | HWHT - Hot Water Heat | 1/31/2027
Islander Annex | 3025 College St | Grand Island | NE | 68803-1700 | Hall | NE43879 | Active | 11863 | 2025 | Riello | WTSS - Watertube SS Steel | New Mechanical room | HWHT - Hot Water Heat | 1/31/2027
Islander Annex | 3025 College St | Grand Island | NE | 68803-1700 | Hall | NE43880 | Active | 11859 | 2025 | Riello | WTSS - Watertube SS Steel | New Mechanical room | HWHT - Hot Water Heat | 1/31/2027
Islander Annex | 3025 College St | Grand Island | NE | 68803-1700 | Hall | NE43881 | Active | 11869 | 2025 | Riello | WTSS - Watertube SS Steel | New Mechanical room | HWHT - Hot Water Heat | 1/31/2027
Kuester Apartments | 303 S Pine St | Grand Island | NE | 68801-6078 | Hall | NE20683 | Out of Service | n/a | 1997 | Peerless | CI - Cast Iron | BOILER ROOM | STHT - Steam-Heat | 11/30/2013
Amur Equipment Finance | 304 W 3rd St | Grand Island | NE | 68801-5941 | Hall | NE13625 | Active | 70341 | 2008 | GIANNONI FRANCE SAS | WTSS - Watertube SS Steel | BASEMENT | HWHT - Hot Water Heat | 1/31/2027
Amur Equipment Finance | 304 W 3rd St | Grand Island | NE | 68801-5941 | Hall | NE13626 | Active | 70337 | 2008 | GIANNONI FRANCE SAS | WTSS - Watertube SS Steel | BASEMENT | HWHT - Hot Water Heat | 1/31/2027
Amur Equipment Finance | 304 W 3rd St | Grand Island | NE | 68801-5941 | Hall | NE13627 | Active | 64423 | 2008 | GIANNONI FRANCE SAS | WTSS - Watertube SS Steel | BASEMENT | HWHT - Hot Water Heat | 1/31/2027
Amur Equipment Finance | 304 W 3rd St | Grand Island | NE | 68801-5941 | Hall | NE19189 | Scrapped/Junked |  | 1978 | AO SMITH | AHWH - ANSI/Fired Water Htr | BASEMENT | HWSD - Hot Water Dom/Potable | 7/31/2000
Amur Equipment Finance | 304 W 3rd St | Grand Island | NE | 68801-5941 | Hall | NE19190 | Scrapped/Junked |  | 1966 | National U.S. Radiator | CI - Cast Iron | Boiler Room | HWHT - Hot Water Heat | 10/31/2008
CITY & COUNTY CLEANERS | 305 S Locust St | Grand Island | NE | 68801-6042 | HALL | NE01353 | Inactive | 32874 | 1977 | PM LATTNER MFR COMPANY | FT - Firetube Boiler |  | PROC - Process Steam | 11/30/1983
Mainstay Motel | 3051 S Locust St | Grand Island | NE | 68801-8865 | Hall | NE25839 | Active | 140720 | 2014 | RHEEM | CPFH - Copper Fin Water Heater | Mechanical Room | HWSD - Hot Water Dom/Potable | 5/31/2026
Mainstay Motel | 3051 S Locust St | Grand Island | NE | 68801-8865 | Hall | NE25840 | Active | 140621 | 2014 | RHEEM | CPFH - Copper Fin Water Heater | Mechanical Room | HWSD - Hot Water Dom/Potable | 5/31/2026
Downtown Center | 308 N Locust St | Grand Island | NE | 68801-5969 | Hall | NE16524 | Out of Service | n/a | 1966 | Kewanee | FTFB - Firetube-Firebox Boiler | BOILER ROOM 3RD FLR | STHT - Steam-Heat | 3/31/2025
Wells Fargo | 308 W 3rd St | Grand Island | NE | 68801-5941 | Hall | NE00000 | Inactive | [6 empty] | 1/1/1980
CHANCERY OFFICE | 311 W 17th St | Grand Island | NE | 68801-3521 | HALL | NE37651 | Scrapped/Junked |  | 1970 | HYDROTHERM/ADV THER HYD |  | CLOSET REAR ROOM | HWHT - Hot Water Heat | 5/31/2006
Cairo Municipal Pool | 311 W Syria | Cairo | NE | 68824-9595 | Hall | NE06287 | Scrapped/Junked | 5196 | 1976 | Teledyne Laars | CPFT - Horiz Cpr Fin Boiler | MECH ROOM | OPHT - Outdoor Pool Heater | 6/30/2020
Cairo Municipal Pool | 311 W Syria | Cairo | NE | 68824-9595 | Hall | NE28405 | Active | 301641 | 2020 | Teledyne Laars | CPFT - Horiz Cpr Fin Boiler | MECH ROOM | OPHT - Outdoor Pool Heater | 6/30/2026
Continental Garden Apts | 3111 College St | Grand Island | NE | 68803-1709 | Hall | NE06124 | Inactive | 219227 | 2004 | Raypak | CPFH - Copper Fin Water Heater | POOL ROOM | OPHT - Outdoor Pool Heater | 5/31/2016
Continental Garden Apts | 3111 College St | Grand Island | NE | 68803-1709 | Hall | NE40844 | Scrapped/Junked |  | 1992 | Teledyne & Laars | CPFT - Horiz Cpr Fin Boiler | POOL ROOM | OPHT - Outdoor Pool Heater | 8/31/2004
Tiffany Square | 3119 W Faidley Ave | Grand Island | NE | 68803-4114 | Hall | NE05658 | Scrapped/Junked | 24590 | 1996 | WEBJ | COBL - Coil Type Boiler | 100 WING | HWHT - Hot Water Heat | 1/31/2020
Tiffany Square | 3119 W Faidley Ave | Grand Island | NE | 68803-4114 | Hall | NE10227 | Active | 72810 | 2007 | WEBJ | CPFH - Copper Fin Water Heater | BASEMENT MECH ROOM | HWSD - Hot Water Dom/Potable | 1/31/2027
Tiffany Square | 3119 W Faidley Ave | Grand Island | NE | 68803-4114 | Hall | NE15132 | Active | 106418 | 1989 | TELE | CPFT - Horiz Cpr Fin Boiler | BOILER ROOM | HWHT - Hot Water Heat | 1/31/2027
Tiffany Square | 3119 W Faidley Ave | Grand Island | NE | 68803-4114 | Hall | NE15133 | Active | 106420 | 1989 | TELE | CPFT - Horiz Cpr Fin Boiler | BOILER ROOM | HWHT - Hot Water Heat | 1/31/2027
Tiffany Square | 3119 W Faidley Ave | Grand Island | NE | 68803-4114 | Hall | NE15134 | Scrapped/Junked | 107138 | 1989 | TELE | CPFT - Horiz Cpr Fin Boiler | BOILER ROOM | HWSD - Hot Water Dom/Potable | 1/31/2011
Tiffany Square | 3119 W Faidley Ave | Grand Island | NE | 68803-4114 | Hall | NE17539 | Active | 72950 | 2007 | Weben-Jarco | SSCO - SS Coil Boiler | Boiler Room | HWSP - Hot Water Non Potable Supply | 1/31/2027
Tiffany Square | 3119 W Faidley Ave | Grand Island | NE | 68803-4114 | Hall | NE28224 | Active | 427767 | 2018 | CAMUS | COBL - Coil Type Boiler | 100 WING | HWHT - Hot Water Heat | 1/31/2027
Tiffany Square | 3119 W Faidley Ave | Grand Island | NE | 68803-4114 | Hall | NE30519 | Scrapped/Junked | 106368 | 1989 | TELEDYNE LAARS | CPFT - Horiz Cpr Fin Boiler | BOILER ROOM | HWSD - Hot Water Dom/Potable | 1/31/2008
NE OFFICE SERVICES INC | 313 N Locust St | Grand Island | NE | 68801-5923 | HALL | NE03674 | Inactive |  | 1985 | PEERLESS HEATER COMPANY |  | BASEMENT | STHT - Steam-Heat | 12/31/2003
STUHR MUSEUM | 3133 W HWY 34 | GRAND ISLAND | NE | 68801-7485 | HALL | NE02240 | Inactive |  | 1908 | BALDWIN | FTLO - Firetube Locomotive Type | TRACK | 0028 - Antique Locomotive | 6/30/1992
STUHR MUSEUM | 3133 W HWY 34 | GRAND ISLAND | NE | 68801-7485 | HALL | NE16526 | Inactive |  | 1958 | L.E. HAFER | HOBB - Hobby/Antique Boiler | PORTABLE | 0024 - Antique Steam Tractor | 6/30/1992
Stuhr Museum | 3133 W US Highway 34 | Grand Island | NE | 68801-7485 | Hall | NE16254 | Scrapped/Junked | n/a | 1965 | Kewanee | FT - Firetube Boiler | BOILER ROOM | HWHT - Hot Water Heat | 2/28/2015
Stuhr Museum | 3133 W US Highway 34 | Grand Island | NE | 68801-7485 | Hall | NE25394 | Active | 307945 | 2014 | Laars | WTSS - Watertube SS Steel | Boiler Room | HWHT - Hot Water Heat | 2/28/2027
Stuhr Museum | 3133 W US Highway 34 | Grand Island | NE | 68801-7485 | Hall | NE25395 | Active | 307954 | 2014 | Laars | WTSS - Watertube SS Steel | Boiler Room | HWHT - Hot Water Heat | 2/28/2027
Central Community College | 3134 W Hwy 34 | Grand Island | NE | 68801-7279 | Hall | NE17941 | Active | 6920 | 2003 | Heat Transfer Products Inc. | WTSS - Watertube SS Steel | Admin. Mech. Rm. | GLYC - Glycol Bldg Heat Sys | 2/28/2026
Central Community College | 3134 W Hwy 34 | Grand Island | NE | 68801-7279 | Hall | NE29135 | Active | 146486 | 2019 | Lochinvar | FTSS - Firetube Stainless Steel | MECHANICAL ROOM | HWHT - Hot Water Heat | 2/28/2026
Central Community College | 3134 W Hwy 34 | Grand Island | NE | 68801-7279 | Hall | NE29136 | Active | 150168 | 2020 | Lochinvar | FTSS - Firetube Stainless Steel | MECHANICAL ROOM | HWHT - Hot Water Heat | 2/28/2026
Wasmer Elementary School | 318 S Clark St | Grand Island | NE | 68801-6446 | HALL | NE00451 | Inactive | 3177 | 1999 | FULTON BOILERWORKS | WT - Water Tube Boiler | BOILER ROOM | HWHT - Hot Water Heat | 7/31/2003
Wasmer Elementary School | 318 S Clark St | Grand Island | NE | 68801-6446 | HALL | NE00452 | Inactive | 3178 | 1999 | FULTON BOILERWORKS | WT - Water Tube Boiler | BOILER ROOM | HWHT - Hot Water Heat | 7/31/2003
Wasmer Elementary School | 318 S Clark St | Grand Island | NE | 68801-6446 | HALL | NE06026 | Active | 40008 | 2004 | Aerco International | FTVT - Firetube Vertical TB | BOILER ROOM | HWHT - Hot Water Heat | 1/31/2027
Wasmer Elementary School | 318 S Clark St | Grand Island | NE | 68801-6446 | HALL | NE10454 | Active | 88612 | 2001 | Fulton | FTUT - Firetube U-Tube Vert | BOILER ROOM | HWHT - Hot Water Heat | 1/31/2027
Wasmer Elementary School | 318 S Clark St | Grand Island | NE | 68801-6446 | HALL | NE34757 | Inactive | 38134 | 1984 | KEWANEE | FT - Firetube Boiler | BOILER ROOM | STHT - Steam-Heat | 7/31/2003
College Park Grand Island | 3180 W US Highway 34 | Grand Island | NE | 68801-7279 | Hall | NE05004 | Active | 7156 | 1992 | Aldrich/ LES | FTVT - Firetube Vertical TB | MECH RM | HWHT - Hot Water Heat | 12/31/2024
College Park Grand Island | 3180 W US Highway 34 | Grand Island | NE | 68801-7279 | Hall | NE05005 | Active | 7154 | 1992 | Aldrich/ LES | FTVT - Firetube Vertical TB | MECH RM | HWHT - Hot Water Heat | 12/31/2026
College Park Grand Island | 3180 W US Highway 34 | Grand Island | NE | 68801-7279 | Hall | NE05006 | Active | 7157 | 1992 | Aldrich/ LES | FTVT - Firetube Vertical TB | MECH RM | HWHT - Hot Water Heat | 12/31/2024
College Park Grand Island | 3180 W US Highway 34 | Grand Island | NE | 68801-7279 | Hall | NE05007 | Active | 7155 | 1992 | Aldrich/ LES | FTVT - Firetube Vertical TB | MECH RM | HWHT - Hot Water Heat | 12/31/2026
Blackstone Apartments | 319 S Walnut St | Grand Island | NE | 68801-6060 | Hall | NE20656 | Exempt 1999 LB-66 |  | 1997 | Bradford White | AHWH - ANSI/Fired Water Htr |  | HWSD - Hot Water Dom/Potable | 3/31/1999
Blackstone Apartments | 319 S Walnut St | Grand Island | NE | 68801-6060 | Hall | NE20698 | Exempt 1999 LB-66 |  | 1997 | Bradford White | AHWH - ANSI/Fired Water Htr |  | HWSD - Hot Water Dom/Potable | 3/31/1999
Blackstone Apartments | 319 S Walnut St | Grand Island | NE | 68801-6060 | Hall | NE26866 | Active | N/A | 2017 | Peerless | CI - Cast Iron | Basement Boiler Room | STHT - Steam-Heat | 3/31/2027
Blackstone Apartments | 319 S Walnut St | Grand Island | NE | 68801-6060 | Hall | NE35461 | Scrapped/Junked | NA | 1970 | Peerless | CI - Cast Iron | Basement Boiler Room | STHT - Steam-Heat | 3/31/2017
Blackstone Apartments | 319 S Walnut St | Grand Island | NE | 68801-6060 | Hall | NE35462 | Scrapped/Junked |  | 1968 | Bryant Boiler | CI - Cast Iron |  | STHT - Steam-Heat | 3/31/1999
Wilson Concrete Co | 3200 W 2Nd St | Grand Island | NE | 68803-5249 | Hall | NE37290 | Inactive |  | 1978 | Kewannee | FTWB - FTS Marine Wet Back | BOILER ROOM | PROC - Process Steam | 10/31/2005
Seedling Mile Elementary | 3208 E Seedling Mile Rd | Grand Island | NE | 68801-8360 | Hall | NE16729 | Scrapped/Junked | 43877 | 1991 | Kewanee | FTFB - Firetube-Firebox Boiler | BOILER ROOM | HWHT - Hot Water Heat | 1/31/2019
Seedling Mile Elementary | 3208 E Seedling Mile Rd | Grand Island | NE | 68801-8360 | Hall | NE16730 | Active | 43878 | 1991 | Kewanee | FTFB - Firetube-Firebox Boiler | BOILER ROOM | HWHT - Hot Water Heat | 1/31/2027
Seedling Mile Elementary | 3208 E Seedling Mile Rd | Grand Island | NE | 68801-8360 | Hall | NE16731 | Scrapped/Junked | 40453 | 1991 | AOSM | CHWH - ASME/Fired Water Heater | BOILER ROOM | HWSD - Hot Water Dom/Potable | 1/31/2013
Seedling Mile Elementary | 3208 E Seedling Mile Rd | Grand Island | NE | 68801-8360 | Hall | NE27808 | Active | 62005 | 2012 | Aerco | FT - Firetube Boiler | Boiler Room | HWHT - Hot Water Heat | 1/31/2027
Island Oasis Water Park | 321 E Fonner Park Rd | Grand Island | NE | 68801-7900 | HALL | NE01606 | Scrapped/Junked | 136525 | 2003 | WTRP | CPFT - Horiz Cpr Fin Boiler | OUTSIDE | OPHT - Outdoor Pool Heater | 6/30/2011
Island Oasis Water Park | 321 E Fonner Park Rd | Grand Island | NE | 68801-7900 | HALL | NE08408 | Scrapped/Junked | 81742 | 1997 | TELE | CPFT - Horiz Cpr Fin Boiler | OUTSIDE SE CORNER | OPHT - Outdoor Pool Heater | 6/30/2019
Island Oasis Water Park | 321 E Fonner Park Rd | Grand Island | NE | 68801-7900 | HALL | NE08409 | Scrapped/Junked | 81741 | 1997 | Teledyne Laars | CPFT - Horiz Cpr Fin Boiler | OUTSIDE SE CORNER | OPHT - Outdoor Pool Heater | 6/30/2019
Island Oasis Water Park | 321 E Fonner Park Rd | Grand Island | NE | 68801-7900 | HALL | NE08410 | Inactive | 122511 | 1990 | TELEDYNE LAARS | CPFT - Horiz Cpr Fin Boiler | OUTSIDE SE CORNER | OPHT - Outdoor Pool Heater | 5/31/2002
Island Oasis Water Park | 321 E Fonner Park Rd | Grand Island | NE | 68801-7900 | HALL | NE08411 | Scrapped/Junked | 102425 | 2000 | TELEDYNE LAARS | CPFT - Horiz Cpr Fin Boiler | OUTSIDE SE CORNER | OPHT - Outdoor Pool Heater | 6/30/2005
Island Oasis Water Park | 321 E Fonner Park Rd | Grand Island | NE | 68801-7900 | HALL | NE08412 | Scrapped/Junked | 77802 | 1992 | Pvi | CHWH - ASME/Fired Water Heater | POOL OFFICE | HWSD - Hot Water Dom/Potable | 6/30/2015
Island Oasis Water Park | 321 E Fonner Park Rd | Grand Island | NE | 68801-7900 | HALL | NE19597 | Scrapped/Junked | 226424 | 2010 | Teledyne Laars | CPFT - Horiz Cpr Fin Boiler | OUTSIDE SE CORNER | OPHT - Outdoor Pool Heater | 6/30/2019
Island Oasis Water Park | 321 E Fonner Park Rd | Grand Island | NE | 68801-7900 | HALL | NE19598 | Scrapped/Junked | 226425 | 2010 | Teledyne Laars | CPFT - Horiz Cpr Fin Boiler | OUTSIDE SE CORNER | OPHT - Outdoor Pool Heater | 6/30/2018
Island Oasis Water Park | 321 E Fonner Park Rd | Grand Island | NE | 68801-7900 | HALL | NE28152 | Active | 294014 | 2019 | Laars | CPFT - Horiz Cpr Fin Boiler | OUTSIDE SE CORNER | OPHT - Outdoor Pool Heater | 6/30/2026
Island Oasis Water Park | 321 E Fonner Park Rd | Grand Island | NE | 68801-7900 | HALL | NE28153 | Active | 294013 | 2019 | Laars | CPFT - Horiz Cpr Fin Boiler | OUTSIDE SE CORNER | OPHT - Outdoor Pool Heater | 6/30/2026
Island Oasis Water Park | 321 E Fonner Park Rd | Grand Island | NE | 68801-7900 | HALL | NE28154 | Active | 294015 | 2019 | Laars | CPFT - Horiz Cpr Fin Boiler | OUTSIDE SE CORNER | OPHT - Outdoor Pool Heater | 6/30/2026
J & B RENTALS | 322-24 W THIRD | GRAND ISLAND | NE | 68801 | HALL | NE05910 | Inactive |  | 1980 | BRYANT |  | BOILER ROOM | STHT - Steam-Heat | 3/31/2002
Gerhold Concrete | 3235 W Bachman St | Grand Island | NE | 68803-5241 | Hall | NE19971 | Scrapped/Junked | 156 | 1991 | Sioux Steam | WT - Water Tube Boiler | Shop | HWDP - Hotwater Heat & Dom Supply | 3/31/2004
Gerhold Concrete | 3235 W Bachman St | Grand Island | NE | 68803-5241 | Hall | NE25129 | Scrapped/Junked | 2324 | 2004 | Sioux Steam | COBL - Coil Type Boiler | Batch Mixing | HWSP - Hot Water Non Potable Supply | 11/30/2020
Gerhold Concrete | 3235 W Bachman St | Grand Island | NE | 68803-5241 | Hall | NE25130 | Scrapped/Junked | 2323 | 2004 | Sioux Steam | COBL - Coil Type Boiler | Batch Mixing | HWSP - Hot Water Non Potable Supply | 11/30/2020
Gerhold Concrete | 3235 W Bachman St | Grand Island | NE | 68803-5241 | Hall | NE37289 | Scrapped/Junked | 882 | 1957 | Kewannee | FT - Firetube Boiler | Boiler Room | PROC - Process Steam | 3/31/2004
The Diplomat Apartments | 324 Koenig St | Grand Island | NE | 68803 | Hall | NE09961 | Scrapped/Junked | 40353 | 1994 | Lochinvar | CPFT - Horiz Cpr Fin Boiler | BASEMENT | HWSD - Hot Water Dom/Potable | 4/30/2015
The Diplomat Apartments | 324 KOENIG ST | GRAND ISLAND | NE | 68802 | HALL | NE09960 | Inactive |  | 1989 | PEERLESS HEATER COMPANY |  | BASEMENT | STHT - Steam-Heat | 4/30/2008
ASI LLC | 3242 W 2nd St | Grand Island | NE | 68803-5249 | Hall | NE12122 | Active | 49828 | 2003 | Bryan | WT - Water Tube Boiler | Boiler room | PROC - Process Steam | 11/30/2026
ASI LLC | 3242 W 2nd St | Grand Island | NE | 68803-5249 | Hall | NE12291 | Active | 49829 | 2003 | Bryan | WT - Water Tube Boiler | Boiler Room | PROC - Process Steam | 9/30/2025
ASI LLC | 3242 W 2nd St | Grand Island | NE | 68803-5249 | Hall | NE12292 | Active | 49833 | 2003 | Bryan | WT - Water Tube Boiler | Boiler Room | PROC - Process Steam | 11/30/2026
Brentwood Manor | 3280 Woodridge Blvd | Grand Island | NE | 68801-7481 | Hall | NE16548 | Active | 15756 | 1982 | Peerless | WT - Water Tube Boiler | BOILER ROOM | HWHT - Hot Water Heat | 3/31/2027
THE STERLING HOUSE | 3285 Woodridge Blvd | Grand Island | NE | 68801-7204 | HALL | NE40010 | Exempt 1999 LB-66 |  | 1997 | AO SMITH | AHWH - ANSI/Fired Water Htr | BOILER ROOM | HWSD - Hot Water Dom/Potable | 7/31/2000
THE STERLING HOUSE | 3285 Woodridge Blvd | Grand Island | NE | 68801-7204 | HALL | NE40011 | Exempt 1999 LB-66 |  | 1997 | AO SMITH | AHWH - ANSI/Fired Water Htr | BOILER ROOM | HWSD - Hot Water Dom/Potable | 7/31/2000
Home Federal Bank | 3311 W Stolley Park Rd | Grand Island | NE | 68803-5602 | Hall | NE02333 | Scrapped/Junked | 140747 | 2003 | WTRP | COBL - Coil Type Boiler | BASEMENT MECH ROOM | HWHT - Hot Water Heat | 11/30/2013
Home Federal Bank | 3311 W Stolley Park Rd | Grand Island | NE | 68803-5602 | Hall | NE02334 | Scrapped/Junked | 140742 | 2003 | WTRP | COBL - Coil Type Boiler | BASEMENT MECH ROOM | HWHT - Hot Water Heat | 11/30/2014
Home Federal Bank | 3311 W Stolley Park Rd | Grand Island | NE | 68803-5602 | Hall | NE02335 | Scrapped/Junked | 140743 | 2003 | WTRP | COBL - Coil Type Boiler | BASEMENT MECH ROOM | HWHT - Hot Water Heat | 11/30/2014
Home Federal Bank | 3311 W Stolley Park Rd | Grand Island | NE | 68803-5602 | Hall | NE24697 | Active | 239787 | 2013 | Laars | COBL - Coil Type Boiler | Basement | HWHT - Hot Water Heat | 11/30/2026
Home Federal Bank | 3311 W Stolley Park Rd | Grand Island | NE | 68803-5602 | Hall | NE25343 | Active | 287472 | 2014 | Laars | COBL - Coil Type Boiler | Basement | HWHT - Hot Water Heat | 11/30/2026
Home Federal Bank | 3311 W Stolley Park Rd | Grand Island | NE | 68803-5602 | Hall | NE25344 | Active | 287470 | 2014 | Laars | COBL - Coil Type Boiler | Basement | HWHT - Hot Water Heat | 11/30/2026
Tom Dinsdale Autoplex | 3312 W Stolley Park Rd | Grand Island | NE | 68803-5601 | Hall | NE42568 | Active | 535678 | 2021 | Lochinvar | WT - Water Tube Boiler | Mezzanine | HWHF - Hot Water Heat-Floor | 2/28/2027
Hastings Foods | 3317 Island Cir | Grand Island | NE | 68803-5275 | Hall | NE19858 | Active | 16929 | 2011 | Superior Boiler Works | FTSM - FTS Marine Dry Back | Boiler Room | PROC - Process Steam | 5/31/2027
Hastings Foods | 3321 Island Cir | Grand Island | NE | 68803-5275 | Hall | NE10226 | Scrapped/Junked | 121982 | 2008 | AOSM | CHWH - ASME/Fired Water Heater | PROPERTY ROOM | HWSD - Hot Water Dom/Potable | 6/30/2009
Boarders Inn & Suites | 3333 Ramada Rd | Grand Island | NE | 68801-8875 | Hall | NE01583 | Scrapped/Junked | 68059 | 2000 | A. O. Smith | CHWH - ASME/Fired Water Heater | MECH ROOM | HWSD - Hot Water Dom/Potable | 3/31/2017
Boarders Inn & Suites | 3333 Ramada Rd | Grand Island | NE | 68801-8875 | Hall | NE01584 | Scrapped/Junked | 659556 | 2000 | State Ind. | CHWH - ASME/Fired Water Heater | RESTAURANT MECH ROOM | HWSD - Hot Water Dom/Potable | 3/31/2011
Boarders Inn & Suites | 3333 Ramada Rd | Grand Island | NE | 68801-8875 | Hall | NE15772 | Scrapped/Junked | 135267 | 2009 | A O Smith | CHWH - ASME/Fired Water Heater | Boiler Room - 2nd | HWSD - Hot Water Dom/Potable | 3/31/2017
Boarders Inn & Suites | 3333 Ramada Rd | Grand Island | NE | 68801-8875 | Hall | NE17962 | Scrapped/Junked | n/a | 2008 | Jandy | CPFH - Copper Fin Water Heater | Pool Mech Room | OPHT - Outdoor Pool Heater | 6/30/2010
Boarders Inn & Suites | 3333 Ramada Rd | Grand Island | NE | 68801-8875 | Hall | NE18645 | Scrapped/Junked | 314098 | 2010 | Raypak | CPPH - Ansi Cpr Fin Pool Heater | Pool Mech. Room | IPHT - Indoor Pool Heater | 3/31/2025
Boarders Inn & Suites | 3333 Ramada Rd | Grand Island | NE | 68801-8875 | Hall | NE19857 | Scrapped/Junked | 156754 | 2011 | A O Smith | CHWH - ASME/Fired Water Heater | Boiler Room - 2nd | HWSD - Hot Water Dom/Potable | 3/31/2018
Boarders Inn & Suites | 3333 Ramada Rd | Grand Island | NE | 68801-8875 | Hall | NE20625 | Scrapped/Junked | 35061 | 1996 | A. O. Smith | CHWH - ASME/Fired Water Heater | MECH ROOM | HWSD - Hot Water Dom/Potable | 3/31/2012
Boarders Inn & Suites | 3333 Ramada Rd | Grand Island | NE | 68801-8875 | Hall | NE23315 | Scrapped/Junked | 61403 | 1998 | State Ind. | CHWH - ASME/Fired Water Heater | MECH ROOM | HWSP - Hot Water Non Potable Supply | 3/31/2010
Boarders Inn & Suites | 3333 Ramada Rd | Grand Island | NE | 68801-8875 | Hall | NE23385 | Scrapped/Junked | 65058 | 2000 | State Ind. | CHWH - ASME/Fired Water Heater | RESTAURANT MECH ROOM | HWSD - Hot Water Dom/Potable | 3/31/2014
Boarders Inn & Suites | 3333 Ramada Rd | Grand Island | NE | 68801-8875 | Hall | NE23386 | Scrapped/Junked | 60579 | 2000 | State Ind. | CHWH - ASME/Fired Water Heater | RESTAURANT MECH ROOM | HWSD - Hot Water Dom/Potable | 3/31/2017
Boarders Inn & Suites | 3333 Ramada Rd | Grand Island | NE | 68801-8875 | Hall | NE23387 | Scrapped/Junked |  | 2000 | Raytherm/Raypak | CPFT - Horiz Cpr Fin Boiler | POOL EQUIPMENT ROOM | IPHT - Indoor Pool Heater | 3/31/2010
Boarders Inn & Suites | 3333 Ramada Rd | Grand Island | NE | 68801-8875 | Hall | NE26429 | Scrapped/Junked | 219625 | 2016 | A O Smith | CHWH - ASME/Fired Water Heater | Upstairs Boiler Room | HWSD - Hot Water Dom/Potable | 3/31/2022
Boarders Inn & Suites | 3333 Ramada Rd | Grand Island | NE | 68801-8875 | Hall | NE26430 | Scrapped/Junked | 209199 | 2015 | A O Smith | CHWH - ASME/Fired Water Heater | Upstairs Boiler Room | HWSD - Hot Water Dom/Potable | 3/31/2025
Boarders Inn & Suites | 3333 Ramada Rd | Grand Island | NE | 68801-8875 | Hall | NE41188 | Out of Service | 279677 | 2021 | A O Smith | CHWH - ASME/Fired Water Heater | Upstairs Boiler Room | HWSD - Hot Water Dom/Potable | 3/31/2021
Boarders Inn & Suites | 3333 Ramada Rd | Grand Island | NE | 68801-8875 | Hall | NE43611 | Active | 554811 | 2024 | Raypak | CPPH - Ansi Cpr Fin Pool Heater | Laundry Mech Room | IPHT - Indoor Pool Heater | 7/31/2025
Bosselman's Travel Center | 3335 W Wood River Rd | Grand Island | NE | 68803-9117 | Hall | NE00689 | Scrapped/Junked | 58178 | 2000 | AO SMITH | CHWH - ASME/Fired Water Heater | UPSTAIRS LAUNDRY | HWSD - Hot Water Dom/Potable | 8/31/2005
Bosselman's Travel Center | 3335 W Wood River Rd | Grand Island | NE | 68803-9117 | Hall | NE00690 | Scrapped/Junked | 58836 | 2001 | A. O. Smith | CHWH - ASME/Fired Water Heater | Grandma Max Restaurant | HWSD - Hot Water Dom/Potable | 8/31/2007
Bosselman's Travel Center | 3335 W Wood River Rd | Grand Island | NE | 68803-9117 | Hall | NE00691 | Scrapped/Junked | 57640 | 2000 | AO SMITH | CHWH - ASME/Fired Water Heater | VEHICLE WASH | HWSP - Hot Water Non Potable Supply | 8/31/2005
Bosselman's Travel Center | 3335 W Wood River Rd | Grand Island | NE | 68803-9117 | Hall | NE00692 | Scrapped/Junked | 57624 | 2000 | AO SMITH | CHWH - ASME/Fired Water Heater | KITCHEN BACK ROOM | HWSD - Hot Water Dom/Potable | 8/31/2004
Bosselman's Travel Center | 3335 W Wood River Rd | Grand Island | NE | 68803-9117 | Hall | NE02527 | Scrapped/Junked | 88858 | 2004 | AOSM | CHWH - ASME/Fired Water Heater | UPSTAIRS LAUNDRY | HWSD - Hot Water Dom/Potable | 8/31/2009
Bosselman's Travel Center | 3335 W Wood River Rd | Grand Island | NE | 68803-9117 | Hall | NE07077 | Scrapped/Junked | 99634 | 2004 | AOSM | CHWH - ASME/Fired Water Heater | UPSTAIRS | HWSP - Hot Water Non Potable Supply | 8/31/2012
Bosselman's Travel Center | 3335 W Wood River Rd | Grand Island | NE | 68803-9117 | Hall | NE07702 | Scrapped/Junked | 107701 | 2006 | AOSM | CHWH - ASME/Fired Water Heater | KITCHEN | HWSD - Hot Water Dom/Potable | 8/31/2010
Bosselman's Travel Center | 3335 W Wood River Rd | Grand Island | NE | 68803-9117 | Hall | NE12478 | Scrapped/Junked | 68444 | 2005 | Bradford White | CHWH - ASME/Fired Water Heater | Grandma Max Restaurant | HWSD - Hot Water Dom/Potable | 8/31/2007
Bosselman's Travel Center | 3335 W Wood River Rd | Grand Island | NE | 68803-9117 | Hall | NE12479 | Scrapped/Junked | 85135 | 2004 | A. O. Smith | CHWH - ASME/Fired Water Heater | Grandma Max Restaurant | HWSD - Hot Water Dom/Potable | 8/31/2007
Bosselman's Travel Center | 3335 W Wood River Rd | Grand Island | NE | 68803-9117 | Hall | NE13137 | Scrapped/Junked | 82654 | 2008 | Bradford White | CHWH - ASME/Fired Water Heater | DRIVER ROOM | HWSD - Hot Water Dom/Potable | 8/31/2014
Bosselman's Travel Center | 3335 W Wood River Rd | Grand Island | NE | 68803-9117 | Hall | NE13623 | Out of Service | 123216 | 2008 | AO SMITH | CHWH - ASME/Fired Water Heater | UPSTAIRS MECH ROOM | HWSD - Hot Water Dom/Potable | 8/31/2012
Bosselman's Travel Center | 3335 W Wood River Rd | Grand Island | NE | 68803-9117 | Hall | NE14934 | Inactive | 34679 | 1980 | KEWANEE | FTFB - Firetube-Firebox Boiler | BOILER ROOM | HWHT - Hot Water Heat | 5/31/2001
Bosselman's Travel Center | 3335 W Wood River Rd | Grand Island | NE | 68803-9117 | Hall | NE14938 | Inactive | 27494 | 1976 | KEWANEE | FTFB - Firetube-Firebox Boiler | BOILER ROOM | HWHT - Hot Water Heat | 5/31/2001
Bosselman's Travel Center | 3335 W Wood River Rd | Grand Island | NE | 68803-9117 | Hall | NE18771 | Scrapped/Junked | 123695 | 2010 | RHEEM | CHWH - ASME/Fired Water Heater | Kitchen | HWSD - Hot Water Dom/Potable | 8/31/2012
Bosselman's Travel Center | 3335 W Wood River Rd | Grand Island | NE | 68803-9117 | Hall | NE19160 | Inactive | 56330 | 1991 | CLEVELAND | COOK - Fired Cooker | KITCHEN | STHT - Steam-Heat | 5/31/2001
Bosselman's Travel Center | 3335 W Wood River Rd | Grand Island | NE | 68803-9117 | Hall | NE23681 | Scrapped/Junked | 133387 | 2012 | RHEEM | CHWH - ASME/Fired Water Heater | Kitchen | HWSD - Hot Water Dom/Potable | 8/31/2016
Bosselman's Travel Center | 3335 W Wood River Rd | Grand Island | NE | 68803-9117 | Hall | NE23682 | Scrapped/Junked | 177647 | 2013 | AO SMITH | CHWH - ASME/Fired Water Heater | Upstairs | HWSD - Hot Water Dom/Potable | 8/31/2018
Bosselman's Travel Center | 3335 W Wood River Rd | Grand Island | NE | 68803-9117 | Hall | NE23789 | Scrapped/Junked | 178306 | 2013 | AO SMITH | CHWH - ASME/Fired Water Heater | Upstairs | HWSD - Hot Water Dom/Potable | 8/31/2020
Bosselman's Travel Center | 3335 W Wood River Rd | Grand Island | NE | 68803-9117 | Hall | NE27516 | Scrapped/Junked | 227352 | 2017 | A O Smith | CHWH - ASME/Fired Water Heater | Upstairs mechanical room | HWSD - Hot Water Dom/Potable | 8/31/2021
Bosselman's Travel Center | 3335 W Wood River Rd | Grand Island | NE | 68803-9117 | Hall | NE28230 | Scrapped/Junked | 258650 | 2019 | AO SMITH | CHWH - ASME/Fired Water Heater | Upstairs | HWSD - Hot Water Dom/Potable | 8/31/2023
Bosselman's Travel Center | 3335 W Wood River Rd | Grand Island | NE | 68803-9117 | Hall | NE41126 | Scrapped/Junked | 284569 | 2021 | A O Smith | CHWH - ASME/Fired Water Heater | Upstairs mechanical room | HWSD - Hot Water Dom/Potable | 8/31/2024
Bosselman's Travel Center | 3335 W Wood River Rd | Grand Island | NE | 68803-9117 | Hall | NE41626 | Active | 297195 | 2022 | A O Smith | CHWH - ASME/Fired Water Heater | Upstairs mechanical room | HWSD - Hot Water Dom/Potable | 8/31/2026
Bosselman's Travel Center | 3335 W Wood River Rd | Grand Island | NE | 68803-9117 | Hall | NE42960 | Active | 319661 | 2024 | A O Smith | CHWH - ASME/Fired Water Heater | Upstairs mechanical room | HWSD - Hot Water Dom/Potable | 8/31/2026
Vacant Building | 3404 W 13th St | Grand Island | NE | 68803-2389 | Hall | NE40321 | Scrapped/Junked | 3048 | 1978 | Rite | WT - Water Tube Boiler | UPSTAIRS | HWHT - Hot Water Heat | 4/30/2023
DILLARD'S DEPT STORE | 3404 W 13th St Ste 100 | Grand Island | NE | 68803-2384 | HALL | NE03637 | Inactive | 2534 | 1973 | RHEEM MANUFACTURING CO | ELBL - Electric Boiler | ALTERATIONS | PROC - Process Steam | 10/31/2005
Speedclean Truck Wash | 3404 W Wood River Rd | Grand Island | NE | 68803 | Hall | NE29152 | Active | 161030 | 2020 | RHEEM | FT - Firetube Boiler | Mechanical room | HWSD - Hot Water Dom/Potable | 4/30/2027
Speedclean Truck Wash | 3404 W Wood River Rd | Grand Island | NE | 68803 | Hall | NE29159 | Active | 313692 | 2018 | Lochinvar | FT - Firetube Boiler | MECHANICAL ROOM | GLYC - Glycol Bldg Heat Sys | 4/30/2027
ADM Alliance Nutrition | 3410 W 2nd St | Grand Island | NE | 68803-5251 | Hall | NE11832 | Inactive | 2182 | 1967 | Superior Boiler Works | FTSM - FTS Marine Dry Back | Boiler Room | PROC - Process Steam | 8/31/2017
Men's Wearhouse #4134 | 3412 State St | Grand Island | NE | 68803-2303 | Hall | NE42212 | Active | 13016 | 2014 | Pacific | ELBL - Electric Boiler | Back Room | PROC - Process Steam | 6/30/2026
U SAVE FOODS | 3420 State St | Grand Island | NE | 68803-2303 | HALL | NE19142 | Exempt 1999 LB-66 |  | 1996 | STATE INDUSTRIES | AHWH - ANSI/Fired Water Htr |  | HWSD - Hot Water Dom/Potable | 2/28/1998
U SAVE FOODS | 3420 State St | Grand Island | NE | 68803-2303 | HALL | NE19143 | Exempt 1999 LB-66 |  | 1990 | AO SMITH | AHWH - ANSI/Fired Water Htr |  | HWSD - Hot Water Dom/Potable | 2/28/1998
Vacant Building | 3429 W 13th St | Grand Island | NE | 68803-2308 | Hall | NE06216 | Scrapped/Junked | 94937 | 2005 | A. O. Smith | CHWH - ASME/Fired Water Heater | Water Heater Room | HWSD - Hot Water Dom/Potable | 7/31/2018
Vacant Building | 3429 W 13th St | Grand Island | NE | 68803-2308 | Hall | NE06217 | Scrapped/Junked | 94377 | 2005 | AOSM | CHWH - ASME/Fired Water Heater | Water Heater Room | HWSD - Hot Water Dom/Potable | 6/30/2016
Vacant Building | 3429 W 13th St | Grand Island | NE | 68803-2308 | Hall | NE26207 | Out of Service | 211167 | 2015 | A. O. Smith | CHWH - ASME/Fired Water Heater | Water Heater Room | HWSD - Hot Water Dom/Potable | 7/31/2019
CNH Global/New Holland | 3445 W Stolley Park Rd | Grand Island | NE | 68803-5604 | Hall | NE03736 | Scrapped/Junked |  | 1981 | PEER | CI - Cast Iron | MACHINE SHOP | HWHT - Hot Water Heat | 10/31/2007
CNH Global/New Holland | 3445 W Stolley Park Rd | Grand Island | NE | 68803-5604 | Hall | NE03738 | Scrapped/Junked | N/A | 1979 | Peerless | CI - Cast Iron | OFFICE | HWHT - Hot Water Heat | 10/31/2015
CNH Global/New Holland | 3445 W Stolley Park Rd | Grand Island | NE | 68803-5604 | Hall | NE03741 | Scrapped/Junked |  | 1974 | PEERLESS HEATER COMPANY |  | STORES | HWHT - Hot Water Heat | 7/31/2004
CNH Global/New Holland | 3445 W Stolley Park Rd | Grand Island | NE | 68803-5604 | Hall | NE03742 | Scrapped/Junked | 10974 | 1974 | RUDD | WT - Water Tube Boiler | RECEIVING | HWSD - Hot Water Dom/Potable | 7/31/2003
CNH Global/New Holland | 3445 W Stolley Park Rd | Grand Island | NE | 68803-5604 | Hall | NE03744 | Scrapped/Junked |  | 1967 | AMERICAN STANDARD |  | SHIPPING | HWHT - Hot Water Heat | 7/31/2001
CNH Global/New Holland | 3445 W Stolley Park Rd | Grand Island | NE | 68803-5604 | Hall | NE09687 | Active | 14409 | 2002 | Rite | WT - Water Tube Boiler | E-Coat Paint Line | HWSP - Hot Water Non Potable Supply | 3/31/2027
CNH Global/New Holland | 3445 W Stolley Park Rd | Grand Island | NE | 68803-5604 | Hall | NE12684 | Scrapped/Junked | 10010 | 1994 | Rite | WT - Water Tube Boiler | POWDER COAT | HWHT - Hot Water Heat | 3/31/2024
CNH Global/New Holland | 3445 W Stolley Park Rd | Grand Island | NE | 68803-5604 | Hall | NE12685 | Out of Service | 16368 | 2008 | Rite | WT - Water Tube Boiler | POWDER COAT | HWHT - Hot Water Heat | 10/31/2012
CNH Global/New Holland | 3445 W Stolley Park Rd | Grand Island | NE | 68803-5604 | Hall | NE15412 | Scrapped/Junked |  | 1965 | PEERLESS HEATER COMPANY |  | PRESS/SHEAR | HWHT - Hot Water Heat | 7/31/2004
CNH Global/New Holland | 3445 W Stolley Park Rd | Grand Island | NE | 68803-5604 | Hall | NE17649 | Exempt 1999 LB-66 |  | 1994 | RHEEM MANUFACTURING CO | AHWH - ANSI/Fired Water Htr | OFFICE | HWSD - Hot Water Dom/Potable | 7/31/1999
CNH Global/New Holland | 3445 W Stolley Park Rd | Grand Island | NE | 68803-5604 | Hall | NE22170 | Active | 17028 | 2012 | Rite Eng | WT - Water Tube Boiler | Index Paint | HWCA - Hotwater to Coil Htexchgr | 3/31/2027
CNH Global/New Holland | 3445 W Stolley Park Rd | Grand Island | NE | 68803-5604 | Hall | NE23260 | Scrapped/Junked | 159723 | 1979 | TRANE | SHTB - Shell/Tube Htexchngr | OFFICE ALC | 0012 - Chiller | 7/31/2005
CNH Global/New Holland | 3445 W Stolley Park Rd | Grand Island | NE | 68803-5604 | Hall | NE26155 | Active | 144946 | 2015 | Lochinvar | FT - Firetube Boiler | Office Boiler room | HWHT - Hot Water Heat | 3/31/2027
CNH Global/New Holland | 3445 W Stolley Park Rd | Grand Island | NE | 68803-5604 | Hall | NE42680 | Active | 20228 | 2023 | Rite Eng | WT - Water Tube Boiler | Index Paint | HWCA - Hotwater to Coil Htexchgr | 3/31/2027
Tabitha Homes | 3490 Ewoldt Homes | Grand Island | NE | 68803 | Hall | NE41390 | Active | 275565 | 2020 | A O Smith | CHWH - ASME/Fired Water Heater | B106 Boiler Room | HWSD - Hot Water Dom/Potable | 10/31/2026
Tabitha Homes | 3490 Ewoldt Homes | Grand Island | NE | 68803 | Hall | NE41391 | Active | 283786 | 2021 | A O Smith | CHWH - ASME/Fired Water Heater | B106 Boiler Room | HWSD - Hot Water Dom/Potable | 10/31/2026
Tabitha Homes | 3490 Ewoldt Homes | Grand Island | NE | 68803 | Hall | NE41392 | Active | 272948 | 2020 | A O Smith | CHWH - ASME/Fired Water Heater | B106 Boiler Room | HWSD - Hot Water Dom/Potable | 10/31/2025
Tabitha Homes | 3490 Ewoldt Homes | Grand Island | NE | 68803 | Hall | NE41393 | Active | 283983 | 2021 | A O Smith | CHWH - ASME/Fired Water Heater | B106 Boiler Room | HWSD - Hot Water Dom/Potable | 10/31/2026
WALMART # 3395 | 3501 S Locust St | Grand Island | NE | 68801-8853 | HALL | NE06224 | Exempt | 57701 | 2004 | STANDARD REFRIGERATION | HTNK - Horizontal UFPV | PUMP HOUSE/RACK A | REFR - Refrigerant Storage/Supp | 9/30/2005
WALMART # 3395 | 3501 S Locust St | Grand Island | NE | 68801-8853 | HALL | NE06225 | Exempt | 57699 | 2004 | STANDARD REFRIGERATION | HTNK - Horizontal UFPV | PUMP HOUSE/RACK B | REFR - Refrigerant Storage/Supp | 9/30/2005
WALMART # 3395 | 3501 S Locust St | Grand Island | NE | 68801-8853 | HALL | NE06276 | Exempt | 57621 | 2004 | STANDARD REFRIGERATION | HTNK - Horizontal UFPV | PUMP HOUSE/RACK C | REFR - Refrigerant Storage/Supp | 9/30/2005
WALMART # 3395 | 3501 S Locust St | Grand Island | NE | 68801-8853 | HALL | NE06277 | Exempt | 57627 | 2004 | STANDARD REFRIGERATION | HTNK - Horizontal UFPV | PUMP HOUSE/RACK D | REFR - Refrigerant Storage/Supp | 9/30/2005
Kidney Dialysis Center | 3516 Richmond Cir | Grand Island | NE | 68803-4965 | Hall | NE01620 | Scrapped/Junked | 97422 | 2003 | RHEEM | CHWH - ASME/Fired Water Heater | MECH ROOM | HWSD - Hot Water Dom/Potable | 5/31/2011
Kidney Dialysis Center | 3516 Richmond Cir | Grand Island | NE | 68803-4965 | Hall | NE19863 | Scrapped/Junked | 155900 | 2011 | AO SMITH | CHWH - ASME/Fired Water Heater | Mech. Room | HWSD - Hot Water Dom/Potable | 6/30/2017
Kidney Dialysis Center | 3516 Richmond Cir | Grand Island | NE | 68803-4965 | Hall | NE26887 | Scrapped/Junked | 130096 | 2008 | AO SMITH | CHWH - ASME/Fired Water Heater | Mech. Room | HWSD - Hot Water Dom/Potable | 4/30/2023
Kidney Dialysis Center | 3516 Richmond Cir | Grand Island | NE | 68803-4965 | Hall | NE41687 | Active | 301094 | 2023 | AO SMITH | CHWH - ASME/Fired Water Heater | Mech. Room | HWSD - Hot Water Dom/Potable | 4/30/2027
WALMART # 1326 | 3530 W 13th St | Grand Island | NE | 68803-3301 | HALL | NE06278 | Exempt | 58431 | 2005 | STANDARD REFRIGERATION | HTNK - Horizontal UFPV | PUMP HOUSE/RACK D | REFR - Refrigerant Storage/Supp | 9/30/2005
WALMART # 1326 | 3530 W 13th St | Grand Island | NE | 68803-3301 | HALL | NE06279 | Exempt | 57916 | 2004 | STANDARD REFRIGERATION | HTNK - Horizontal UFPV | PUMP HOUSE/RACK C | REFR - Refrigerant Storage/Supp | 9/30/2005
WALMART # 1326 | 3530 W 13th St | Grand Island | NE | 68803-3301 | HALL | NE06280 | Exempt | 58461 | 2005 | STANDARD REFRIGERATION | HTNK - Horizontal UFPV | PUMP HOUSE/RACK B | REFR - Refrigerant Storage/Supp | 9/30/2005
WALMART # 1326 | 3530 W 13th St | Grand Island | NE | 68803-3301 | HALL | NE06281 | Exempt | 58473 | 2005 | STANDARD REFRIGERATION | HTNK - Horizontal UFPV | PUMP HOUSE/RACK A | REFR - Refrigerant Storage/Supp | 9/30/2005
FAMILY RESOURCES CENTER | 3532 W Capital Ave | Grand Island | NE | 68803-1205 | HALL | NE40135 | Inactive | 31657 | 1978 | KEWANEE | FTFB - Firetube-Firebox Boiler | BASEMENT | STHT - Steam-Heat | 10/31/2006
Grand Island Regional Medical Center | 3533 Prairieview St | Grand Island | NE | 68803-4409 | Hall | NE28222 | Active | 1098 | 2018 | Aerco | VTWT - Vert Watertube | Boiler Room | HWHP - Hot Water Heat & Nonpotable | 10/31/2026
Grand Island Regional Medical Center | 3533 Prairieview St | Grand Island | NE | 68803-4409 | Hall | NE28223 | Active | 1096 | 2018 | Aerco | VTWT - Vert Watertube | Boiler Room | HWHP - Hot Water Heat & Nonpotable | 10/31/2026
Grand Island Regional Medical Center | 3533 Prairieview St | Grand Island | NE | 68803-4409 | Hall | NE28247 | Active | 86141 | 2018 | PVI Industries | FTSS - Firetube Stainless Steel | 2ND FLOOR MECHANICAL ROOM | HWSD - Hot Water Dom/Potable | 10/31/2026
Grand Island Regional Medical Center | 3533 Prairieview St | Grand Island | NE | 68803-4409 | Hall | NE28248 | Active | 75170 | 2018 | PVI Industries | FTSS - Firetube Stainless Steel | 2ND FLOOR MECHANICAL ROOM | HWSD - Hot Water Dom/Potable | 10/31/2026
Grand Island Regional Medical Center | 3533 Prairieview St | Grand Island | NE | 68803-4409 | Hall | NE28249 | Active | 84288 | 2018 | PVI Industries | FTSS - Firetube Stainless Steel | 2ND FLOOR MECHANICAL ROOM | HWSD - Hot Water Dom/Potable | 10/31/2026
Grand Island Regional Medical Center | 3533 Prairieview St | Grand Island | NE | 68803-4409 | Hall | NE28266 | Active | 10639 | 2019 | Steris Corp | ELBL - Electric Boiler | 1384 B Sterilizer Services Mechanical room | STER - Sterilizer | 10/31/2026
Grand Island Regional Medical Center | 3533 Prairieview St | Grand Island | NE | 68803-4409 | Hall | NE28267 | Active | 10638 | 2019 | Steris Corp | ELBL - Electric Boiler | 1384 B Sterilizer Services Mechanical room | STER - Sterilizer | 10/31/2026
Grand Island Regional Medical Center | 3533 Prairieview St | Grand Island | NE | 68803-4409 | Hall | NE28270 | Active | 23232 | 2018 | Hurst | FT - Firetube Boiler | Boiler Room | HWHT - Hot Water Heat | 10/31/2026
Comfort Inn | 3535 State St | Grand Island | NE | 68803-2343 | Hall | NE06622 | Scrapped/Junked | n/a | 2000 | Slant Fin | CI - Cast Iron | POOL ROOM | IPHT - Indoor Pool Heater | 10/31/2023
Comfort Inn | 3535 State St | Grand Island | NE | 68803-2343 | Hall | NE09178 | Scrapped/Junked | 115544 | 2007 | A O Smith | CHWH - ASME/Fired Water Heater | LAUNDRY | HWSD - Hot Water Dom/Potable | 10/31/2015
Comfort Inn | 3535 State St | Grand Island | NE | 68803-2343 | Hall | NE09852 | Scrapped/Junked | 48204 | 1999 | A O Smith | CHWH - ASME/Fired Water Heater | LAUNDRY | HWSD - Hot Water Dom/Potable | 10/31/2012
Comfort Inn | 3535 State St | Grand Island | NE | 68803-2343 | Hall | NE09853 | Scrapped/Junked |  | 2000 | SLANT FIN |  | POOL ROOM | IPHT - Indoor Pool Heater | 10/31/2005
Comfort Inn | 3535 State St | Grand Island | NE | 68803-2343 | Hall | NE15769 | Scrapped/Junked | 140120 | 2009 | A O Smith | CHWH - ASME/Fired Water Heater | Boiler Room | HWSD - Hot Water Dom/Potable | 10/31/2018
Comfort Inn | 3535 State St | Grand Island | NE | 68803-2343 | Hall | NE23477 | Scrapped/Junked | 167405 | 2012 | AO SMITH | CHWH - ASME/Fired Water Heater | Laundry | HWSD - Hot Water Dom/Potable | 10/31/2019
Comfort Inn | 3535 State St | Grand Island | NE | 68803-2343 | Hall | NE25841 | Scrapped/Junked | 203777 | 2012 | AO SMITH | CHWH - ASME/Fired Water Heater | Laundry | HWSD - Hot Water Dom/Potable | 10/31/2023
Comfort Inn | 3535 State St | Grand Island | NE | 68803-2343 | Hall | NE40526 | Scrapped/Junked |  | 1993 | RHEEM MANUFACTURING CO | FT - Firetube Boiler | LAUNDRY | HWSP - Hot Water Non Potable Supply | 5/31/2002
Comfort Inn | 3535 State St | Grand Island | NE | 68803-2343 | Hall | NE40527 | Scrapped/Junked |  | 1993 | RHEEM MANUFACTURING CO | AHWH - ANSI/Fired Water Htr | LAUNDRY | HWSD - Hot Water Dom/Potable | 5/31/2000
Comfort Inn | 3535 State St | Grand Island | NE | 68803-2343 | Hall | NE40528 | Scrapped/Junked |  | 1998 | AO SMITH | AHWH - ANSI/Fired Water Htr | LAUNDRY | HWSD - Hot Water Dom/Potable | 5/31/2000
Comfort Inn | 3535 State St | Grand Island | NE | 68803-2343 | Hall | NE40529 | Scrapped/Junked |  | 1991 | Unknown | FT - Firetube Boiler | POOL ROOM | IPHT - Indoor Pool Heater | 5/31/2002
Comfort Inn | 3535 State St | Grand Island | NE | 68803-2343 | Hall | NE40742 | Scrapped/Junked | 50426 | 1999 | AO SMITH | CHWH - ASME/Fired Water Heater | LAUNDRY | HWSD - Hot Water Dom/Potable | 10/31/2007
Comfort Inn | 3535 State St | Grand Island | NE | 68803-2343 | Hall | NE40743 | Scrapped/Junked | 48197 | 1999 | AOSM | CHWH - ASME/Fired Water Heater | LAUNDRY | HWSD - Hot Water Dom/Potable | 10/31/2009
Comfort Inn | 3535 State St | Grand Island | NE | 68803-2343 | Hall | NE42965 | Active | 7608660 | 2017 | Weil-McLain | CPPH - Ansi Cpr Fin Pool Heater | Pool mech room | IPHT - Indoor Pool Heater | 11/30/2025
Chief Corporate Office | 3550 Prairieview St | Grand Island | NE | 68803 | Hall | NE44130 | Active | 2705 | 2023 | Fulton | FTVT - Firetube Vertical TB | Mechanical Plant | HWHT - Hot Water Heat | 4/30/2026
Chief Corporate Office | 3550 Prairieview St | Grand Island | NE | 68803 | Hall | NE44131 | Active | 2708 | 2023 | Fulton | FTVT - Firetube Vertical TB | Mechanical Plant | HWHT - Hot Water Heat | 4/30/2026
Prairie Commons Medical | 3563 Prairieview St | Grand Island | NE | 68803-4409 | Hall | NE29127 | Active | 258607 | 2019 | Lochinvar | FTSS - Firetube Stainless Steel | Mechanical room | HWHT - Hot Water Heat | 1/31/2027
Prairie Commons Medical | 3563 Prairieview St | Grand Island | NE | 68803-4409 | Hall | NE29128 | Active | 358608 | 2019 | Lochinvar | FTSS - Firetube Stainless Steel | Mechanical room | HWHT - Hot Water Heat | 1/31/2027
Prairie Commons Medical | 3563 Prairieview St | Grand Island | NE | 68803-4409 | Hall | NE29132 | Active | 151556 | 2020 | PVI Industries | FT - Firetube Boiler | Mechanical Room | HWSD - Hot Water Dom/Potable | 1/31/2027
Skagway Discount Store | 358 N Pine St | Grand Island | NE | 68801-4639 | Hall | NE35459 | Inactive |  | 1970 | Peerless | CI - Cast Iron | BASEMENT BOILER RM | STHT - Steam-Heat | 9/30/2008
Law Enforcement Center | 3600 N Academy Rd | Grand Island | NE | 68801-9200 | Hall | NE01503 | Scrapped/Junked | 57211 | 2000 | AO SMITH | CHWH - ASME/Fired Water Heater | BOILER ROOM A17 | HWSD - Hot Water Dom/Potable | 8/31/2012
Law Enforcement Center | 3600 N Academy Rd | Grand Island | NE | 68801-9200 | Hall | NE01504 | Scrapped/Junked | 57282 | 2000 | AOSM | CHWH - ASME/Fired Water Heater | BOILER ROOM A17 | HWSD - Hot Water Dom/Potable | 8/31/2010
Law Enforcement Center | 3600 N Academy Rd | Grand Island | NE | 68801-9200 | Hall | NE01505 | Inactive | 57285 | 2000 | AOSM | CHWH - ASME/Fired Water Heater | BOILER ROOM A17 | HWSD - Hot Water Dom/Potable | 8/31/2009
Law Enforcement Center | 3600 N Academy Rd | Grand Island | NE | 68801-9200 | Hall | NE17963 | Scrapped/Junked | 149171 | 2010 | AO SMITH | CHWH - ASME/Fired Water Heater | Room A17 | HWSD - Hot Water Dom/Potable | 8/31/2015
Law Enforcement Center | 3600 N Academy Rd | Grand Island | NE | 68801-9200 | Hall | NE17964 | Scrapped/Junked | 134002 | 2009 | AO SMITH | CHWH - ASME/Fired Water Heater | Room A17 | HWSD - Hot Water Dom/Potable | 8/31/2016
Law Enforcement Center | 3600 N Academy Rd | Grand Island | NE | 68801-9200 | Hall | NE23496 | Scrapped/Junked | 170023 | 2012 | AO SMITH | CHWH - ASME/Fired Water Heater | Room A17 | HWSD - Hot Water Dom/Potable | 8/31/2019
Law Enforcement Center | 3600 N Academy Rd | Grand Island | NE | 68801-9200 | Hall | NE30439 | Active | 32837 | 1979 | Kewanee | FTFB - Firetube-Firebox Boiler | BOILER ROOM | HWHT - Hot Water Heat | 8/31/2026
Law Enforcement Center | 3600 N Academy Rd | Grand Island | NE | 68801-9200 | Hall | NE30440 | Active | 32886 | 1979 | Kewanee | FTFB - Firetube-Firebox Boiler | BOILER ROOM | HWHT - Hot Water Heat | 8/31/2026
Law Enforcement Center | 3600 N Academy Rd | Grand Island | NE | 68801-9200 | Hall | NE30441 | Scrapped/Junked | 32922 | 1979 | Kewanee | FTFB - Firetube-Firebox Boiler | BOILER ROOM | HWHT - Hot Water Heat | 8/31/2021
Springhill Suites | 3604 Prairieview St | Grand Island | NE | 68803-4445 | Hall | NE43158 | Active | 308321 | 2023 | A O Smith | AHWH - ANSI/Fired Water Htr | Mechanical Room | HWSD - Hot Water Dom/Potable | 2/28/2025
Springhill Suites | 3604 Prairieview St | Grand Island | NE | 68803-4445 | Hall | NE43159 | Active | 322216 | 2023 | A O Smith | AHWH - ANSI/Fired Water Htr | Mechanical Room | HWSD - Hot Water Dom/Potable | 2/28/2025
Springhill Suites | 3604 Prairieview St | Grand Island | NE | 68803-4445 | Hall | NE43160 | Active | 309610 | 2023 | A O Smith | AHWH - ANSI/Fired Water Htr | Mechanical Room | HWSD - Hot Water Dom/Potable | 2/28/2025
Springhill Suites | 3604 Prairieview St | Grand Island | NE | 68803-4445 | Hall | NE43161 | Active | 322240 | 2023 | A O Smith | AHWH - ANSI/Fired Water Htr | Mechanical Room | HWSD - Hot Water Dom/Potable | 2/28/2025
GI SURGICAL CENTER | 3610 RICHMAN CIR | GRAND ISLAND | NE | 68803 | HALL | NE40752 | Exempt 1999 LB-66 |  | 1998 | AO SMITH | AHWH - ANSI/Fired Water Htr |  | HWSD - Hot Water Dom/Potable | 8/31/2000
GI SURGICAL CENTER | 3610 RICHMAN CIR | GRAND ISLAND | NE | 68803 | HALL | NE40753 | Exempt 1999 LB-66 |  | 1998 | AO SMITH | AHWH - ANSI/Fired Water Htr |  | HWSD - Hot Water Dom/Potable | 8/31/2000
G I Surgical Center | 3610 Richmond Cir | Grand Island | NE | 68803-3927 | Hall | NE28275 | Active | 23251 | 2019 | Steris Corp | ELBL - Electric Boiler | Clean work room | AUCL - Autoclave | 4/30/2027
G I Surgical Center | 3610 Richmond Cir | Grand Island | NE | 68803-3927 | Hall | NE28376 | Active | 14974 | 2019 | Steris Corp | ELBL - Electric Boiler | OR 4 | AUCL - Autoclave | 4/30/2027
G I Surgical Center | 3610 Richmond Cir | Grand Island | NE | 68803-3927 | Hall | NE28377 | Scrapped/Junked | 14975 | 2019 | Steris Corp | ELBL - Electric Boiler | OR 3 | AUCL - Autoclave | 4/30/2022
G I Surgical Center | 3610 Richmond Cir | Grand Island | NE | 68803-3927 | Hall | NE28378 | Active | 14825 | 2019 | Steris Corp | ELBL - Electric Boiler | OR 1 | AUCL - Autoclave | 4/30/2027
G I Surgical Center | 3610 Richmond Cir | Grand Island | NE | 68803-3927 | Hall | NE40751 | Scrapped/Junked | 43229 | 1999 | Bryan | WT - Water Tube Boiler | MECH ROOM | STHT - Steam-Heat | 4/30/2024
G I Surgical Center | 3610 Richmond Cir | Grand Island | NE | 68803-3927 | Hall | NE41141 | Active | 27776 | 2021 | Steris Corp | ELBL - Electric Boiler | OR 3 | AUCL - Autoclave | 4/30/2027
G I Surgical Center | 3610 Richmond Cir | Grand Island | NE | 68803-3927 | Hall | NE42571 | Active | 16196 | 2021 | Riello | WT - Water Tube Boiler | Boiler Room | HWHT - Hot Water Heat | 4/30/2027
G I Surgical Center | 3610 Richmond Cir | Grand Island | NE | 68803-3927 | Hall | NE42572 | Active | 14336 | 2021 | Riello | WT - Water Tube Boiler | Boiler Room | HWHT - Hot Water Heat | 4/30/2027
G I Surgical Center | 3610 Richmond Cir | Grand Island | NE | 68803-3927 | Hall | NE42573 | Active | 14352 | 2021 | Riello | WT - Water Tube Boiler | Boiler Room | HWHT - Hot Water Heat | 4/30/2027
G I Surgical Center | 3610 Richmond Cir | Grand Island | NE | 68803-3927 | Hall | NE42574 | Active | 18067 | 2021 | Riello | WT - Water Tube Boiler | Boiler Room | HWHT - Hot Water Heat | 4/30/2027
Hornady MFG G-Island Plant | 3625 W Old Potash Hwy | Grand Island | NE | 68803-4905 | Hall | NE00095 | Scrapped/Junked | N/A | 1972 | Kewanee | FTFB - Firetube-Firebox Boiler | WESTSIDE | HWHT - Hot Water Heat | 1/31/2011
Hornady MFG G-Island Plant | 3625 W Old Potash Hwy | Grand Island | NE | 68803-4905 | Hall | NE00096 | Active | N/A | 1999 | Peerless | CI - Cast Iron | SOUTH END | HWHT - Hot Water Heat | 1/31/2027
Hornady MFG G-Island Plant | 3625 W Old Potash Hwy | Grand Island | NE | 68803-4905 | Hall | NE25386 | Active | N/A | 2011 | SMITH | CI - Cast Iron | Boiler Room | 0031 - Hightemp Water Supply | 1/31/2027
Nebraska Cellular Telephone (Vacant building) | 3650 W 13th St | Grand Island | NE | 68803-3303 | Hall | NE18818 | Inactive | 125960 | 1995 | TELE | CPFT - Horiz Cpr Fin Boiler | BOILER ROOM | HWHT - Hot Water Heat | 12/31/2021
Nebraska Cellular Telephone (Vacant building) | 3650 W 13th St | Grand Island | NE | 68803-3303 | Hall | NE18819 | Inactive | 125959 | 1995 | TELE | CPFT - Horiz Cpr Fin Boiler | BOILER ROOM | HWHT - Hot Water Heat | 12/31/2021
Sterling Estates | 3721 W Capital Ave | Grand Island | NE | 68803-1207 | Hall | NE24935 | Inactive | 18847 | 2014 | PENTAIR | CPFH - Copper Fin Water Heater | Pool Mech Rom | OPHT - Outdoor Pool Heater | 6/30/2024
Tr Distributing | 3724 Arch Ave | Grand Island | NE | 68803-5001 | Hall | NE23298 | Inactive |  | 1980 | American Standard | CI - Cast Iron | Boiler House | HWHT - Hot Water Heat | 1/31/2008
Tr Distributing | 3724 Arch Ave | Grand Island | NE | 68803-5001 | Hall | NE23299 | Inactive |  | 1969 | Peerless | CI - Cast Iron | Boiler House | HWHT - Hot Water Heat | 1/31/2008
Supreme Laundry | 380 N Cedar St | Grand Island | NE | 68801-4548 | Hall | NE40737 | Scrapped/Junked | 60805 | 1996 | Lochinvar | CPFT - Horiz Cpr Fin Boiler | MECHANICAL ROOM | HWSP - Hot Water Non Potable Supply | 12/31/2015
Grand Island Lutheran HS-BMIC#543645 | 3900 W Husker Hwy | Grand Island | NE | 68803-6001 | Hall | NE06996 | Active | 103816 | 2006 | AO Smith | CHWH - ASME/Fired Water Heater | MECH ROOM | HWSD - Hot Water Dom/Potable | 7/31/2027
Grand Island Lutheran HS-BMIC#543645 | 3900 W Husker Hwy | Grand Island | NE | 68803-6001 | Hall | NE06997 | Scrapped/Junked | 103747 | 2006 | AOSMITH-CODE/STATE FINAL | CHWH - ASME/Fired Water Heater | MECH ROOM 106 | HWSD - Hot Water Dom/Potable | 7/31/2007
Grand Island Lutheran HS-BMIC#543645 | 3900 W Husker Hwy | Grand Island | NE | 68803-6001 | Hall | NE09180 | Scrapped/Junked | 114428 | 2007 | AO Smith | CHWH - ASME/Fired Water Heater | JANITOR CLOSET | HWSD - Hot Water Dom/Potable | 7/31/2028
Grand Island Lutheran HS-BMIC#543645 | 3900 W Husker Hwy | Grand Island | NE | 68803-6001 | Hall | NE43816 | Active | 335648 | 2025 | AO Smith | CHWH - ASME/Fired Water Heater | JANITOR CLOSET | HWSD - Hot Water Dom/Potable | 7/31/2027
KN ENERGY | 3985 N Gunbarrel Rd | Grand Island | NE | 68801-9306 | HALL | NE23709 | Scrapped/Junked |  | 1965 | BRYANT |  | COMPRESSOR BLDG | HWHT - Hot Water Heat | 10/31/2003
Primrose Retirement Community | 3990 W Capital Ave | Grand Island | NE | 68803-1600 | Hall | NE06115 | Inactive |  | 2004 | RHEEM-RUUD | AHWH - ANSI/Fired Water Htr | B WING/2ND FLOOR | HWSD - Hot Water Dom/Potable | 1/1/1900
Primrose Retirement Community | 3990 W Capital Ave | Grand Island | NE | 68803-1600 | Hall | NE06116 | Active | n/a | 2004 | Peerless | CI - Cast Iron | B WING/2ND FLOOR | HWHT - Hot Water Heat | 4/30/2026
Primrose Retirement Community | 3990 W Capital Ave | Grand Island | NE | 68803-1600 | Hall | NE06117 | Active | n/a | 2004 | Peerless | CI - Cast Iron | B WING/2ND FLOOR | HWHT - Hot Water Heat | 4/30/2026
Primrose Retirement Community | 3990 W Capital Ave | Grand Island | NE | 68803-1600 | Hall | NE06118 | Active | n/a | 2004 | Peerless | CI - Cast Iron | C WING/2ND FLOOR | HWHT - Hot Water Heat | 4/30/2026
Primrose Retirement Community | 3990 W Capital Ave | Grand Island | NE | 68803-1600 | Hall | NE06119 | Active | n/a | 2004 | Peerless | CI - Cast Iron | C WING/2ND FLOOR | HWHT - Hot Water Heat | 4/30/2026
Primrose Retirement Community | 3990 W Capital Ave | Grand Island | NE | 68803-1600 | Hall | NE06120 | Active | n/a | 2004 | Peerless | CI - Cast Iron | C WING/2ND FLOOR | HWHT - Hot Water Heat | 4/30/2026
Primrose Retirement Community | 3990 W Capital Ave | Grand Island | NE | 68803-1600 | Hall | NE06121 | Active | n/a | 2004 | Peerless | CI - Cast Iron | A WING/2ND FLOOR | HWHT - Hot Water Heat | 4/30/2026
Primrose Retirement Community | 3990 W Capital Ave | Grand Island | NE | 68803-1600 | Hall | NE06122 | Active | n/a | 2004 | Peerless | CI - Cast Iron | A WING/2ND FLOOR | HWHT - Hot Water Heat | 4/30/2026
Primrose Retirement Community | 3990 W Capital Ave | Grand Island | NE | 68803-1600 | Hall | NE06123 | Inactive |  | 2004 | RHEEM-RUUD | AHWH - ANSI/Fired Water Htr | A WING/2ND FLOOR | HWSD - Hot Water Dom/Potable | 1/1/1900
GRAND ISLAND LIEDERKRANZ | 401 W 1st St | Grand Island | NE | 68801-5801 | HALL | NE37263 | Scrapped/Junked |  | 1930 | AMERICAN RADIATOR |  | BASEMENT | STHT - Steam-Heat | 2/28/2005
GRAND ISLAND LIEDERKRANZ | 401 W 1st St | Grand Island | NE | 68801-5801 | HALL | NE37264 | Inactive | 55216 | 1975 | AO SMITH | CHWH - ASME/Fired Water Heater | BASEMENT | HWSD - Hot Water Dom/Potable | 2/28/2002
Lone Tree Towing and Recovery | 403 E 4th St | Grand Island | NE | 68801-4607 | Hall | NE19126 | Out of Service | n/a | 1982 | Peerless | CI - Cast Iron | Boiler Room | HWHT - Hot Water Heat | 12/31/2020
Riverside Lodge | 404 Woodland Dr | Grand Island | NE | 68801-8906 | Hall | NE06695 | Inactive | 2420 | 2005 | RAYPAK INC, CALIFORNIA | CPFH - Copper Fin Water Heater | BOILER ROOM | HWHT - Hot Water Heat | 1/1/1900
Riverside Lodge | 404 Woodland Dr | Grand Island | NE | 68801-8906 | Hall | NE06836 | Scrapped/Junked | 24279 | 2006 | Raypak | CPFH - Copper Fin Water Heater | Boiler Room | HWHT - Hot Water Heat | 11/30/2014
Riverside Lodge | 404 Woodland Dr | Grand Island | NE | 68801-8906 | Hall | NE07565 | Scrapped/Junked |  | 2006 | NORI | COWH - Coil Type Water Heater | MECH ROOM | HWSD - Hot Water Dom/Potable | 11/30/2007
Riverside Lodge | 404 Woodland Dr | Grand Island | NE | 68801-8906 | Hall | NE10149 | Scrapped/Junked | 1940 | 2007 | Noritz | CPFH - Copper Fin Water Heater | MECH ROOM WEST | HWSD - Hot Water Dom/Potable | 11/30/2022
Riverside Lodge | 404 Woodland Dr | Grand Island | NE | 68801-8906 | Hall | NE10150 | Scrapped/Junked | 1936 | 2007 | Noritz | CPFH - Copper Fin Water Heater | MECH ROOM EAST | HWSD - Hot Water Dom/Potable | 11/30/2022
Riverside Lodge | 404 Woodland Dr | Grand Island | NE | 68801-8906 | Hall | NE18145 | Scrapped/Junked |  | 1994 | AO SMITH | AHWH - ANSI/Fired Water Htr |  | HWSD - Hot Water Dom/Potable | 9/30/1999
Riverside Lodge | 404 Woodland Dr | Grand Island | NE | 68801-8906 | Hall | NE18146 | Exempt 1999 LB-66 |  | 1994 | AO SMITH | AHWH - ANSI/Fired Water Htr |  | HWSD - Hot Water Dom/Potable | 9/30/1999
Riverside Lodge | 404 Woodland Dr | Grand Island | NE | 68801-8906 | Hall | NE18147 | Scrapped/Junked |  | 1994 | RHEEM MANUFACTURING CO | AHWH - ANSI/Fired Water Htr | 404 WOODLAND | HWSD - Hot Water Dom/Potable | 9/30/1999
Riverside Lodge | 404 Woodland Dr | Grand Island | NE | 68801-8906 | Hall | NE20633 | Scrapped/Junked | 71005 | 1996 | RHEEM MANUFACTURING CO | CHWH - ASME/Fired Water Heater | MECH ROOM | HWSD - Hot Water Dom/Potable | 9/30/2001
Riverside Lodge | 404 Woodland Dr | Grand Island | NE | 68801-8906 | Hall | NE20634 | Exempt 1999 LB-66 |  | 1997 | RHEEM MANUFACTURING CO | AHWH - ANSI/Fired Water Htr |  | HWSD - Hot Water Dom/Potable | 9/30/1999
Riverside Lodge | 404 Woodland Dr | Grand Island | NE | 68801-8906 | Hall | NE20635 | Exempt 1999 LB-66 |  | 1997 | RHEEM MANUFACTURING CO | AHWH - ANSI/Fired Water Htr |  | HWSD - Hot Water Dom/Potable | 9/30/1999
Riverside Lodge | 404 Woodland Dr | Grand Island | NE | 68801-8906 | Hall | NE25285 | Active | 318923 | 2014 | Laars | WTSS - Watertube SS Steel | Boiler House | HWHT - Hot Water Heat | 11/30/2026
Riverside Lodge | 404 Woodland Dr | Grand Island | NE | 68801-8906 | Hall | NE25357 | Scrapped/Junked | 316483 | 2014 | Burnham | CPFH - Copper Fin Water Heater | Boiler Room | HWHT - Hot Water Heat | 11/30/2015
Riverside Lodge | 404 Woodland Dr | Grand Island | NE | 68801-8906 | Hall | NE26154 | Active | 318956 | 2014 | Laars | WTSS - Watertube SS Steel | Boiler House | HWHT - Hot Water Heat | 11/30/2026
Riverside Lodge | 404 Woodland Dr | Grand Island | NE | 68801-8906 | Hall | NE37256 | Scrapped/Junked | 63486 | 1987 | RAYPAK INC, CALIFORNIA | CPFT - Horiz Cpr Fin Boiler | BOILER ROOM | HWHT - Hot Water Heat | 11/30/2005
Riverside Lodge | 404 Woodland Dr | Grand Island | NE | 68801-8906 | Hall | NE40845 | Exempt 1999 LB-66 |  | 1998 | BRADFORD-WHITE | AHWH - ANSI/Fired Water Htr | MECH ROOM | HWSD - Hot Water Dom/Potable | 1/1/1900
Riverside Lodge | 404 Woodland Dr | Grand Island | NE | 68801-8906 | Hall | NE40846 | Exempt 1999 LB-66 |  | 1998 | BRADFORD-WHITE | AHWH - ANSI/Fired Water Htr | MECH ROOM | HWSD - Hot Water Dom/Potable | 1/1/1900
Riverside Lodge | 404 Woodland Dr | Grand Island | NE | 68801-8906 | Hall | NE40847 | Active | 104541 | 1998 | Burnham | CI - Cast Iron | Boiler House | HWHT - Hot Water Heat | 11/30/2026
Riverside Lodge | 404 Woodland Dr | Grand Island | NE | 68801-8906 | Hall | NE40848 | Scrapped/Junked | 47556 | 1998 | BRADFORD-WHITE | CHWH - ASME/Fired Water Heater | MECH ROOM | HWSD - Hot Water Dom/Potable | 11/30/2005
Riverside Lodge | 404 Woodland Dr | Grand Island | NE | 68801-8906 | Hall | NE40849 | Exempt 1999 LB-66 |  | 1998 | BRADFORD-WHITE | AHWH - ANSI/Fired Water Htr | MECH ROOM | HWSD - Hot Water Dom/Potable | 1/1/1900
AKRS | 4050 W Stolley Park Rd | Grand Island | NE | 68803-5505 | Hall | NE23790 | Scrapped/Junked | 207042 | 2011 | Gianonni/Burnham | WTSS - Watertube SS Steel | Upstairs Shop | HWHT - Hot Water Heat | 2/28/2025
AKRS | 4050 W Stolley Park Rd | Grand Island | NE | 68803-5505 | Hall | NE23791 | Active | 212970 | 2012 | Gianonni/Burnham | WTSS - Watertube SS Steel | Upstairs Shop | HWHT - Hot Water Heat | 2/28/2026
Good Sam Village | 4075 Timberline St | Grand Island | NE | 68803-6553 | Hall | NE17076 | Scrapped/Junked | 5144 | 2007 | Noritz | CPFH - Copper Fin Water Heater | Comm. Ctr. Mech Rm | HWSD - Hot Water Dom/Potable | 3/31/2022
Good Sam Village | 4075 Timberline St | Grand Island | NE | 68803-6553 | Hall | NE17077 | Active | 5143 | 2007 | Noritz | CPFH - Copper Fin Water Heater | Comm. Ctr. Mech Rm | HWSD - Hot Water Dom/Potable | 3/31/2027
Good Sam Village | 4075 Timberline St | Grand Island | NE | 68803-6553 | Hall | NE17078 | Active | 5148 | 2007 | Noritz | CPFH - Copper Fin Water Heater | Comm. Ctr. Mech Rm | HWSD - Hot Water Dom/Potable | 3/31/2027
Good Sam Village | 4075 Timberline St | Grand Island | NE | 68803-6553 | Hall | NE17079 | Scrapped/Junked | 5146 | 2007 | Noritz | CPFH - Copper Fin Water Heater | Comm. Ctr. Mech Rm | HWSD - Hot Water Dom/Potable | 3/31/2022
Good Sam Village | 4075 Timberline St | Grand Island | NE | 68803-6553 | Hall | NE17080 | Scrapped/Junked | 5145 | 2007 | Noritz | CPFH - Copper Fin Water Heater | Comm. Ctr. Mech Rm | HWSD - Hot Water Dom/Potable | 3/31/2022
Good Sam Village | 4075 Timberline St | Grand Island | NE | 68803-6553 | Hall | NE17081 | Active | 4831 | 2007 | Noritz | CPFH - Copper Fin Water Heater | Skilled East | HWSD - Hot Water Dom/Potable | 3/31/2027
Good Sam Village | 4075 Timberline St | Grand Island | NE | 68803-6553 | Hall | NE17082 | Active | 4829 | 2007 | Noritz | CPFH - Copper Fin Water Heater | Skilled East | HWSD - Hot Water Dom/Potable | 3/31/2027
Good Sam Village | 4075 Timberline St | Grand Island | NE | 68803-6553 | Hall | NE17083 | Scrapped/Junked | 5107 | 2007 | Noritz | CPFH - Copper Fin Water Heater | Skilled West | HWSD - Hot Water Dom/Potable | 3/31/2026
Good Sam Village | 4075 Timberline St | Grand Island | NE | 68803-6553 | Hall | NE17084 | Scrapped/Junked | 5120 | 2007 | Noritz | CPFH - Copper Fin Water Heater | Skilled West | HWSD - Hot Water Dom/Potable | 3/31/2026
Good Sam Village | 4075 Timberline St | Grand Island | NE | 68803-6553 | Hall | NE17540 | Active | N/A | 2008 | Aerco | CALU - Cast Aluminum | Ind. Living Mech Rm | HWHT - Hot Water Heat | 3/31/2027
Good Sam Village | 4075 Timberline St | Grand Island | NE | 68803-6553 | Hall | NE17541 | Active | N/A | 2008 | Aerco | CALU - Cast Aluminum | Ind. Living Mech Rm | HWHT - Hot Water Heat | 3/31/2027
Good Sam Village | 4075 Timberline St | Grand Island | NE | 68803-6553 | Hall | NE17542 | Active | 2439 | 2007 | Noritz | CPFH - Copper Fin Water Heater | Ind. Living Mech Rm | HWSD - Hot Water Dom/Potable | 3/31/2027
Good Sam Village | 4075 Timberline St | Grand Island | NE | 68803-6553 | Hall | NE17543 | Active | 4841 | 2007 | Noritz | CPFH - Copper Fin Water Heater | Ind. Living Mech Rm | HWSD - Hot Water Dom/Potable | 3/31/2027
Good Sam Village | 4075 Timberline St | Grand Island | NE | 68803-6553 | Hall | NE17544 | Active | 3130 | 2007 | Noritz | CPFH - Copper Fin Water Heater | Ind Living Mech Rm | HWSD - Hot Water Dom/Potable | 3/31/2027
Good Sam Village | 4075 Timberline St | Grand Island | NE | 68803-6553 | Hall | NE17545 | Active | 2450 | 2007 | Noritz | CPFH - Copper Fin Water Heater | Ind. Living Mech Rm | HWSD - Hot Water Dom/Potable | 3/31/2027
Good Sam Village | 4075 Timberline St | Grand Island | NE | 68803-6553 | Hall | NE17546 | Active | 4835 | 2007 | Noritz | CPFH - Copper Fin Water Heater | Ind. Living Mech Rm | HWSD - Hot Water Dom/Potable | 3/31/2027
Good Sam Village | 4075 Timberline St | Grand Island | NE | 68803-6553 | Hall | NE17547 | Active | 5110 | 2007 | Noritz | CPFH - Copper Fin Water Heater | Asst. Living Mech Rm | HWSD - Hot Water Dom/Potable | 3/31/2027
Good Sam Village | 4075 Timberline St | Grand Island | NE | 68803-6553 | Hall | NE17548 | Active | 5117 | 2007 | Noritz | CPFH - Copper Fin Water Heater | Asst. Living Mech Rm | HWSD - Hot Water Dom/Potable | 3/31/2027
Good Sam Village | 4075 Timberline St | Grand Island | NE | 68803-6553 | Hall | NE17549 | Active | 5118 | 2007 | Noritz | CPFH - Copper Fin Water Heater | Asst. Living Mech Rm | HWSD - Hot Water Dom/Potable | 3/31/2027
Good Sam Village | 4075 Timberline St | Grand Island | NE | 68803-6553 | Hall | NE25339 | Active | 20425 | 2007 | Noritz | CPFH - Copper Fin Water Heater | Comm. Ctr. Mech Rm | HWSD - Hot Water Dom/Potable | 3/31/2027
Good Sam Village | 4075 Timberline St | Grand Island | NE | 68803-6553 | Hall | NE25340 | Active | 276236 | 2014 | APEX | CPFH - Copper Fin Water Heater | Asst Living Mech Rm | HWHT - Hot Water Heat | 3/31/2027
Good Sam Village | 4075 Timberline St | Grand Island | NE | 68803-6553 | Hall | NE25341 | Active | 268237 | 2014 | APEX | CPFT - Horiz Cpr Fin Boiler | Asst Living Mech Rm | HWHT - Hot Water Heat | 3/31/2027
Good Sam Village | 4075 Timberline St | Grand Island | NE | 68803-6553 | Hall | NE25388 | Active | 20420 | 2007 | Noritz | CPFH - Copper Fin Water Heater | Comm. Ctr. Mech Rm | HWSD - Hot Water Dom/Potable | 3/31/2027
Good Sam Village | 4075 Timberline St | Grand Island | NE | 68803-6553 | Hall | NE42957 | Active | 042013 | 2021 | Noritz | CPFH - Copper Fin Water Heater | Comm. Ctr. Mech Rm | HWSD - Hot Water Dom/Potable | 3/31/2027
Good Sam Village | 4075 Timberline St | Grand Island | NE | 68803-6553 | Hall | NE42958 | Active | 042000 | 2021 | Noritz | CPFH - Copper Fin Water Heater | Comm. Ctr. Mech Rm | HWSD - Hot Water Dom/Potable | 3/31/2027
Good Sam Village | 4075 Timberline St | Grand Island | NE | 68803-6553 | Hall | NE42959 | Active | 041990 | 2021 | Noritz | CPFH - Copper Fin Water Heater | Comm. Ctr. Mech Rm | HWSD - Hot Water Dom/Potable | 3/31/2027
Good Sam Village | 4075 Timberline St | Grand Island | NE | 68803-6553 | Hall | NE44127 | Active | 55177 | 2025 | Noritz | CPFH - Copper Fin Water Heater | Ash Wing Mech room | HWSD - Hot Water Dom/Potable | 3/31/2026
Good Sam Village | 4075 Timberline St | Grand Island | NE | 68803-6553 | Hall | NE44128 | Active | 54400 | 2024 | Noritz | CPFH - Copper Fin Water Heater | Ash Wing Mech room | HWSD - Hot Water Dom/Potable | 3/31/2026
ATMAR APARTMENTS | 408 W Koenig St | Grand Island | NE | 68801-6596 | HALL | NE16664 | Inactive |  | 1970 | PEERLESS HEATER COMPANY |  | BOILER ROOM | STHT - Steam-Heat | 1/31/2003
Grand Island FD Station 1 | 409 E Fonner Park Rd | Grand Island | NE | 68801-7988 | Hall | NE41309 | Active | 524912 | 2021 | Sermeta | COBL - Coil Type Boiler | UPSTAIRS BOILER ROOM | HWHT - Hot Water Heat | 1/31/2027
Grand Island FD Station 1 | 409 E Fonner Park Rd | Grand Island | NE | 68801-7988 | Hall | NE41310 | Active | 531110 | 2021 | Sermeta | COBL - Coil Type Boiler | UPSTAIRS BOILER ROOM | HWHT - Hot Water Heat | 1/31/2027
Wood River Fire House | 410 Green St, #92 | Wood River | NE | 68883-0092 | Hall | NE22140 | Out of Service | n/a | 2005 | Slant Fin | CI - Cast Iron | Mech Room | HWHF - Hot Water Heat-Floor | 2/28/2025
Wood River Fire House | 410 Green St, #92 | Wood River | NE | 68883-0092 | Hall | NE22141 | Out of Service | n/a | 2005 | Slant Fin | CI - Cast Iron | Mech Room | HWHF - Hot Water Heat-Floor | 2/28/2025
Westridge Middle School | 4111 W 13th St | Grand Island | NE | 68803-2915 | Hall | NE10083 | Active | 46531 | 2007 | Aerco International | FTVT - Firetube Vertical TB | MECH ROOM | HWHT - Hot Water Heat | 1/31/2027
Westridge Middle School | 4111 W 13th St | Grand Island | NE | 68803-2915 | Hall | NE10084 | Active | 46532 | 2007 | Aerco International | FTVT - Firetube Vertical TB | MECH ROOM | HWHT - Hot Water Heat | 1/31/2027
Westridge Middle School | 4111 W 13th St | Grand Island | NE | 68803-2915 | Hall | NE10085 | Scrapped/Junked | 42698 | 2005 | Aerco International | FTVT - Firetube Vertical TB | MECH ROOM | HWSD - Hot Water Dom/Potable | 1/31/2026
Blueknight Energy Partners LP | 4112 N Academy Rd | Grand Island | NE | 68801-9247 | Hall | NE40509 | Active | 2674 | 1995 | Hurst Boiler & Welding Co | FTSM - FTS Marine Dry Back | boiler room | PROC - Process Steam | 2/28/2026
SINK & BAER CLEANERS | 412 W 3rd St | Grand Island | NE | 68801-5943 | HALL | NE10355 | Inactive | 17 | 1948 | MUNDS | WT - Water Tube Boiler | BOILER ROOM | PROC - Process Steam | 5/31/1987
Shoemaker Elementary | 4160 W Old Potash Hwy | Grand Island | NE | 68803-3919 | Hall | NE06676 | Scrapped/Junked | 41762 | 2004 | Aerco International | HCFT - Helical FT-Boiler | MECH ROOM | HWHT - Hot Water Heat | 1/31/2017
Shoemaker Elementary | 4160 W Old Potash Hwy | Grand Island | NE | 68803-3919 | Hall | NE09956 | Inactive | 66110 | 2001 | AO SMITH | AHWH - ANSI/Fired Water Htr | BOILER ROOM | HWSD - Hot Water Dom/Potable | 7/31/2006
Shoemaker Elementary | 4160 W Old Potash Hwy | Grand Island | NE | 68803-3919 | Hall | NE15771 | Active | 53060 | 2009 | Aerco | HCFT - Helical FT-Boiler | Boiler Room | HWHT - Hot Water Heat | 1/31/2027
Shoemaker Elementary | 4160 W Old Potash Hwy | Grand Island | NE | 68803-3919 | Hall | NE26451 | Active | 70395 | 2015 | Aerco | HCFT - Helical FT-Boiler | Boiler Room | HWHT - Hot Water Heat | 1/31/2027
Shoemaker Elementary | 4160 W Old Potash Hwy | Grand Island | NE | 68803-3919 | Hall | NE32822 | Scrapped/Junked | 29594 | 1977 | KEWANEE | FTFB - Firetube-Firebox Boiler | BOILER ROOM | HWHT - Hot Water Heat | 7/31/2006
Shoemaker Elementary | 4160 W Old Potash Hwy | Grand Island | NE | 68803-3919 | Hall | NE32823 | Scrapped/Junked |  | 1966 | KEWA | FTFB - Firetube-Firebox Boiler | BOILER ROOM | HWHT - Hot Water Heat | 7/31/2010
Grand Island Independent | 422 W 1st St | Grand Island | NE | 68801-5802 | Hall | NE14405 | Active | n/a | 1986 | Dunkirk | CI - Cast Iron | BASEMENT | HWHT - Hot Water Heat | 2/28/2027
St Stephen's Episcopal Church | 422 W 2nd St | Grand Island | NE | 68801-5936 | Hall | NE34482 | Scrapped/Junked | n/a | 1969 | Peerless | CI - Cast Iron | BASEMENT | HWHT - Hot Water Heat | 1/31/2016
Olive and Grace Bridal | 424 W 3rd St | Grand Island | NE | 68801-5943 | Hall | NE16818 | Scrapped/Junked | 0 | 1966 | Crane Co. | CI - Cast Iron | 2nd Floor | HWHT - Hot Water Heat | 1/31/2018
Olive and Grace Bridal | 424 W 3rd St | Grand Island | NE | 68801-5943 | Hall | NE27329 | Active | 3545 | 2017 | RIELLO | WTSS - Watertube SS Steel | Upstairs Mech. Room | HWHT - Hot Water Heat | 2/28/2027
Olive and Grace Bridal | 424 W 3rd St | Grand Island | NE | 68801-5943 | Hall | NE27330 | Active | 3548 | 2017 | RIELLO | WTSS - Watertube SS Steel | Upstairs Mech. Room | HWHT - Hot Water Heat | 2/28/2027
Olive and Grace Bridal | 424 W 3rd St | Grand Island | NE | 68801-5943 | Hall | NE27331 | Active | 1968 | 2017 | RIELLO | WTSS - Watertube SS Steel | Upstairs Mech. Room | HWHT - Hot Water Heat | 2/28/2027
Old Dominion Freight | 4304 Gold Core Rd | Grand Island | NE | 68803 | Hall | NE29118 | Active | 344559 | 2018 | Lochinvar | FTSS - Firetube Stainless Steel | Fire Riser Room | HWHS - Hotwater Heat Sidewalks | 12/31/2025
Old Dominion Freight | 4304 Gold Core Rd | Grand Island | NE | 68803 | Hall | NE29119 | Active | 339986 | 2018 | Lochinvar | FTSS - Firetube Stainless Steel | Mechanical room | HWHS - Hotwater Heat Sidewalks | 12/31/2025
ENGLEMAN ELEMENTARY | 4360 E Capital Ave | Grand Island | NE | 68801-9446 | HALL | NE33077 | Scrapped/Junked |  | 1960 | IRON FIREMAN | FT - Firetube Boiler |  | HWHT - Hot Water Heat | 7/31/1998
Early Learning Center | 4360 W Capital Ave | Grand Island | NE | 68803-1413 | Hall | NE22369 | Scrapped/Junked | 9818 | 1998 | ALES | FTFB - Firetube-Firebox Boiler | BOILER ROOM | HWHT - Hot Water Heat | 1/31/2022
Nova Tech | 4705 Gold Core Rd | Grand Island | NE | 68801-8904 | Hall | NE17947 | Active | 56927 | 2009 | Bryan | WT - Water Tube Boiler | Mezz. Mech Room | PROC - Process Steam | 6/30/2026
Nova Tech | 4705 Gold Core Rd | Grand Island | NE | 68801-8904 | Hall | NE26769 | Active | 60319 | 2016 | Bryan | WT - Water Tube Boiler | North Addition | PROC - Process Steam | 6/30/2026
Nova Tech | 4705 Gold Core Rd | Grand Island | NE | 68801-8904 | Hall | NE29137 | Active | 56 | 2020 | Certuss | COBL - Coil Type Boiler | Boiler Room Room#640 | PROC - Process Steam | 6/30/2026
Nova Tech | 4705 Gold Core Rd | Grand Island | NE | 68801-8904 | Hall | NE29138 | Active | 57 | 2020 | Certuss | COBL - Coil Type Boiler | Boiler Room Room#640 | PROC - Process Steam | 6/30/2026
Nova Tech | 4705 Gold Core Rd | Grand Island | NE | 68801-8904 | Hall | NE29139 | Active | 58 | 2020 | Certuss | COBL - Coil Type Boiler | Boiler Room Room#640 | PROC - Process Steam | 6/30/2026
Cedar Hollow School | 4900 S Engleman Rd | Grand Island | NE | 68803-9201 | HALL | NE05879 | Exempt 1999 LB-66 |  | 1990 | AO SMITH | AHWH - ANSI/Fired Water Htr | BOILER ROOM | HWSD - Hot Water Dom/Potable | 6/30/2000
Cedar Hollow School | 4900 S Engleman Rd | Grand Island | NE | 68803-9201 | HALL | NE05880 | Exempt 1999 LB-66 |  | 1990 | AO SMITH | AHWH - ANSI/Fired Water Htr | BOILER ROOM | HWSD - Hot Water Dom/Potable | 6/30/2000
Cedar Hollow School | 4900 S Engleman Rd | Grand Island | NE | 68803-9201 | HALL | NE05882 | Active | 9367 | 1997 | Les Inc/Aldrich Co | FTVT - Firetube Vertical TB | NORTH BLR ROOM | GLYC - Glycol Bldg Heat Sys | 4/30/2027
Cedar Hollow School | 4900 S Engleman Rd | Grand Island | NE | 68803-9201 | HALL | NE05883 | Active | 9369 | 1997 | Les Inc/Aldrich Co | FTVT - Firetube Vertical TB | NORTH BLR ROOM | GLYC - Glycol Bldg Heat Sys | 4/30/2027
Cedar Hollow School | 4900 S Engleman Rd | Grand Island | NE | 68803-9201 | HALL | NE32833 | Active | 30976 | 1978 | Kewanee | FTFB - Firetube-Firebox Boiler | SOUTH BLR ROOM | GLYC - Glycol Bldg Heat Sys | 4/30/2027
Pier Park Pool | 500 S Oak St | Grand Island | NE | 68801 | Hall | NE10813 | Scrapped/Junked | 186187 | 2001 | Raypak | CPFH - Copper Fin Water Heater | FILTER ROOM | OPHT - Outdoor Pool Heater | 6/30/2023
Howard Elementary | 502 W 9th St | Grand Island | NE | 68801-4237 | Hall | NE01621 | Active | 37198 | 2002 | Aerco International | FTVT - Firetube Vertical TB | BOILER ROOM | HWHT - Hot Water Heat | 1/31/2027
Howard Elementary | 502 W 9th St | Grand Island | NE | 68801-4237 | Hall | NE01622 | Active | 37892 | 2002 | Aerco International | FTVT - Firetube Vertical TB | BOILER ROOM | HWHT - Hot Water Heat | 1/31/2027
Howard Elementary | 502 W 9th St | Grand Island | NE | 68801-4237 | Hall | NE31513 | Scrapped/Junked |  | 1952 | CYCLOTHERM | FT - Firetube Boiler | BOILER ROOM | STHT - Steam-Heat | 7/31/2003
Howard Elementary | 502 W 9th St | Grand Island | NE | 68801-4237 | Hall | NE31514 | Scrapped/Junked |  | 1953 | CYCLOTHERM | FT - Firetube Boiler | BOILER ROOM | STHT - Steam-Heat | 7/31/2003
ST MARYS SCHOOL | 502 W DIVISION | GRAND ISLAND | NE | 68801 | HALL | NE37589 | Inactive |  | 1960 | PEERLESS HEATER COMPANY |  | BOILER ROOM | STHT - Steam-Heat | 10/31/2001
OLD WALNUT JUNIOR HIGH | 504 ELM ST | GRAND ISLAND | NE | 68803-5900 | HALL | NE34558 | Inactive |  | 1970 | KEWANEE | FT - Firetube Boiler | OLD WALNUT JR. | STHT - Steam-Heat | 7/31/1998
OLD WALNUT JUNIOR HIGH | 504 ELM ST | GRAND ISLAND | NE | 68803-5900 | HALL | NE34559 | Inactive |  | 1970 | KEWANEE | FT - Firetube Boiler | OLD WALNUT JR. | STHT - Steam-Heat | 7/31/1998
Hampton Inn | 504 N Diers Ave | Grand Island | NE | 68803-4964 | Hall | NE06831 | Scrapped/Junked | 68153 | 2005 | Bradford White | FTVT - Firetube Vertical TB | Mech. Room | HWSD - Hot Water Dom/Potable | 11/30/2016
Hampton Inn | 504 N Diers Ave | Grand Island | NE | 68803-4964 | Hall | NE06832 | Scrapped/Junked | 68978 | 2005 | Bradford White | FTVT - Firetube Vertical TB | Mech. Room | HWSD - Hot Water Dom/Potable | 11/30/2015
Hampton Inn | 504 N Diers Ave | Grand Island | NE | 68803-4964 | Hall | NE06833 | Out of Service | 68465 | 2005 | Bradford White | HCFT - Helical FT-Boiler | Mech. Room | HWSD - Hot Water Dom/Potable | 11/30/2017
Hampton Inn | 504 N Diers Ave | Grand Island | NE | 68803-4964 | Hall | NE06834 | Out of Service | 68152 | 2005 | Bradford White | FTVT - Firetube Vertical TB | Mech. Room | HWSD - Hot Water Dom/Potable | 11/30/2016
Ideal Cleaners | 504 W 1st St | Grand Island | NE | 68801-5803 | Hall | NE01192 | Scrapped/Junked | 661 | 1964 | BRYANT | WT - Water Tube Boiler | BOILER ROOM | PROC - Process Steam | 6/30/2004
Ideal Cleaners | 504 W 1st St | Grand Island | NE | 68801-5803 | Hall | NE06109 | Active | 51402 | 2004 | Bryan Steam LLC | WT - Water Tube Boiler | Boiler Room | PROC - Process Steam | 9/30/2026
Relax Inn | 507 W 2nd St | Grand Island | NE | 68801-5937 | HALL | NE15526 | Active | n/a | 1976 | Ajax | WT - Water Tube Boiler | BOILER ROOM | HWHT - Hot Water Heat | 9/30/2026
Relax Inn | 507 W 2nd St | Grand Island | NE | 68801-5937 | HALL | NE20608 | Exempt 1999 LB-66 |  | 1996 | VANGUARD | AHWH - ANSI/Fired Water Htr |  | HWSD - Hot Water Dom/Potable | 3/31/2000
Grand Island Waste Water Treatment Plant | 508 S Shady Bend Rd | Grand Island | NE | 68801-8521 | Hall | NE41177 | Active | 149808 | 2020 | PVI | FT - Firetube Boiler | BOILER ROOM *key in fire ext box* | HWSD - Hot Water Dom/Potable | 12/31/2026
Trinity United Methodist Church-BMIC#471356 | 511 N Elm St | Grand Island | NE | 68801-4599 | Hall | NE03680 | Scrapped/Junked |  | 1969 | WEBEN JARCO | COBL - Coil Type Boiler | BOILER ROOM | HWHT - Hot Water Heat | 8/31/2003
Trinity United Methodist Church-BMIC#471356 | 511 N Elm St | Grand Island | NE | 68801-4599 | Hall | NE12105 | Active | 212213 | 2003 | Raypak | CPFT - Horiz Cpr Fin Boiler | BASEMENT | HWHT - Hot Water Heat | 12/31/2025
Trinity United Methodist Church-BMIC#471356 | 511 N Elm St | Grand Island | NE | 68801-4599 | Hall | NE12106 | Scrapped/Junked | 212212 | 2003 | Raypak | CPFT - Horiz Cpr Fin Boiler | BASEMENT | HWHT - Hot Water Heat | 12/31/2020
Trinity United Methodist Church-BMIC#471356 | 511 N Elm St | Grand Island | NE | 68801-4599 | Hall | NE31906 | Inactive |  | 1969 | AMERICAN STANDARD |  | BOILER ROOM | HWHT - Hot Water Heat | 8/31/2001
Trinity United Methodist Church-BMIC#471356 | 511 N Elm St | Grand Island | NE | 68801-4599 | Hall | NE31907 | Scrapped/Junked |  | 1968 | AMERICAN STANDARD |  | BOILER ROOM | HWHT - Hot Water Heat | 8/31/2003
Trinity United Methodist Church-BMIC#471356 | 511 N Elm St | Grand Island | NE | 68801-4599 | Hall | NE37261 | Scrapped/Junked |  | 1988 | AMERICAN STANDARD |  | BOILER ROOM | HWHT - Hot Water Heat | 8/31/2003
Trinity United Methodist Church-BMIC#471356 | 511 N Elm St | Grand Island | NE | 68801-4599 | Hall | NE37262 | Inactive |  | 1969 | AO SMITH | WT - Water Tube Boiler | BOILER ROOM | HWSD - Hot Water Dom/Potable | 8/31/2001
Blessed Sacrament School | 518 State St | Grand Island | NE | 68801-3552 | Hall | NE14165 | Active | 72657 | 2008 | CAMUS HYDRONICS LIMITED | WTSS - Watertube SS Steel | RECTORY BASEMENT | HWHT - Hot Water Heat | 6/30/2027
Blessed Sacrament School | 518 State St | Grand Island | NE | 68801-3552 | Hall | NE16896 | Scrapped/Junked | n/a | 1992 | Burnham | CI - Cast Iron | Boiler Room | HWHT - Hot Water Heat | 6/30/2023
Blessed Sacrament School | 518 State St | Grand Island | NE | 68801-3552 | Hall | NE19124 | Scrapped/Junked |  | 1960 | PEER | CI - Cast Iron | BSMT | HWHT - Hot Water Heat | 9/30/2009
Blessed Sacrament School | 518 State St | Grand Island | NE | 68801-3552 | Hall | NE19125 | Scrapped/Junked | n/a | 1960 | US Radiator | CI - Cast Iron | BSMT Convent | HWHT - Hot Water Heat | 6/30/2023
Blessed Sacrament School | 518 State St | Grand Island | NE | 68801-3552 | Hall | NE33221 | Scrapped/Junked | n/a | 1965 | Kewanee | FTFB - Firetube-Firebox Boiler | BOILER ROOM | GLYC - Glycol Bldg Heat Sys | 6/30/2023
Blessed Sacrament School | 518 State St | Grand Island | NE | 68801-3552 | Hall | NE41361 | Active | 540591 | 2021 | Sermeta | COBL - Coil Type Boiler | NE Boiler room | HWHT - Hot Water Heat | 6/30/2027
Blessed Sacrament School | 518 State St | Grand Island | NE | 68801-3552 | Hall | NE41362 | Active | 540542 | 2021 | Sermeta | COBL - Coil Type Boiler | Basement Boiler room | HWHT - Hot Water Heat | 6/30/2027
Blessed Sacrament School | 518 State St | Grand Island | NE | 68801-3552 | Hall | NE41363 | Active | 536433 | 2021 | Sermeta | COBL - Coil Type Boiler | Basement Boiler room | HWHT - Hot Water Heat | 6/30/2027
JBS Swift Beef Plant | 555 S Stuhr Rd | Grand Island | NE | 68801 | Hall | NE04025 | Out of Service | 2005 | 1982 | NEBC | WT - Water Tube Boiler | BOILER ROOM | PROC - Process Steam | 8/31/2014
JBS Swift Beef Plant | 555 S Stuhr Rd | Grand Island | NE | 68801 | Hall | NE05114 | Active | 9108 | 1995 | Johnston Boiler | FTSM - FTS Marine Dry Back | Boiler # 2 | PROC - Process Steam | 8/31/2026
JBS Swift Beef Plant | 555 S Stuhr Rd | Grand Island | NE | 68801 | Hall | NE05115 | Active | 9105 | 1995 | Johnston Boiler | FTSM - FTS Marine Dry Back | Boiler # 1 | PROC - Process Steam | 8/31/2026
JBS Swift Beef Plant | 555 S Stuhr Rd | Grand Island | NE | 68801 | Hall | NE05914 | Inactive | 68757 | 1986 | FRIC | UFPV - Unfired Pressure Vessel | HSSC-4A | 0017 - Ammonia Receiver | 3/31/2011
JBS Swift Beef Plant | 555 S Stuhr Rd | Grand Island | NE | 68801 | Hall | NE05916 | Inactive | 24298 | 1974 | VILT | UFPV - Unfired Pressure Vessel | POA-1 | 0017 - Ammonia Receiver | 3/31/2011
JBS Swift Beef Plant | 555 S Stuhr Rd | Grand Island | NE | 68801 | Hall | NE05918 | Exempt | 11687 | 1998 | YORK INTERNATIONAL | UFPV - Unfired Pressure Vessel | HSSC-7 | REFR - Refrigerant Storage/Supp | 3/31/2007
JBS Swift Beef Plant | 555 S Stuhr Rd | Grand Island | NE | 68801 | Hall | NE05919 | Exempt | 136858 | 1997 | FRICK COMPANY | UFPV - Unfired Pressure Vessel | HSSC-6 | REFR - Refrigerant Storage/Supp | 3/31/2007
JBS Swift Beef Plant | 555 S Stuhr Rd | Grand Island | NE | 68801 | Hall | NE12064 | Active | 136858 | 1997 | York | UFPV - Unfired Pressure Vessel | HSSC-6 | 0035 - Ammonia Separator | 8/31/2026
JBS Swift Beef Plant | 555 S Stuhr Rd | Grand Island | NE | 68801 | Hall | NE12065 | Active | 11687 | 1998 | York | UFPV - Unfired Pressure Vessel | HSSC-7 | 0035 - Ammonia Separator | 8/31/2026
JBS Swift Beef Plant | 555 S Stuhr Rd | Grand Island | NE | 68801 | Hall | NE13134 | Out of Service | 3943 | 2001 | NATD | WT - Water Tube Boiler | PORTABLE | PROC - Process Steam | 9/30/2009
JBS Swift Beef Plant | 555 S Stuhr Rd | Grand Island | NE | 68801 | Hall | NE13662 | Active | 10795 | 2008 | Johnston Boiler | FTSM - FTS Marine Dry Back | Boiler # 3 | PROC - Process Steam | 8/31/2026
JBS Swift Beef Plant | 555 S Stuhr Rd | Grand Island | NE | 68801 | Hall | NE15767 | Inactive | 4500 | 2009 | CB-Nebraska Boiler | WT - Water Tube Boiler | Portable | PROC - Process Steam | 1/31/2011
JBS Swift Beef Plant | 555 S Stuhr Rd | Grand Island | NE | 68801 | Hall | NE24190 | Out of Service | 2311 | 1988 | Nebraska Boiler | WT - Water Tube Boiler | Trailer/Yard | PROC - Process Steam | 10/31/2014
JBS Swift Beef Plant | 555 S Stuhr Rd | Grand Island | NE | 68801 | Hall | NE24944 | Scrapped/Junked | 2301 | 1988 | Nebraska Boiler | WT - Water Tube Boiler | Trailer/Yard | PROC - Process Steam | 10/31/2021
JBS Swift Beef Plant | 555 S Stuhr Rd | Grand Island | NE | 68801 | Hall | NE29129 | Active | 16656 | 2009 | Superior Boiler Works | FT - Firetube Boiler | Boiler # 4 | PROC - Process Steam | 8/31/2026
JBS Swift Beef Plant | 555 S Stuhr Rd | Grand Island | NE | 68801 | Hall | NE29130 | Active | 16658 | 2009 | Superior Boiler Works | FT - Firetube Boiler | Boiler # 5 | PROC - Process Steam | 8/31/2026
JBS Swift Beef Plant | 555 S Stuhr Rd | Grand Island | NE | 68801 | Hall | NE41627 | Active | 560186 | 2022 | Lochinvar | COBL - Coil Type Boiler | Main Entrance Mechanical Room | GLFH - Glycol Floor Heat System | 8/31/2026
T&E Cattle Company | 5588 W 13th St | Grand Island | NE | 68803-9018 | Hall | NE26206 | Active | 12535 | 2015 | Sellers Engineering | FT - Firetube Boiler | Boiler Room | PROC - Process Steam | 7/31/2026
Grace Abbott Park Pool | 602 State St | Grand Island | NE | 68803-2352 | Hall | NE10815 | Scrapped/Junked | 185604 | 2001 | Raypak | CPFH - Copper Fin Water Heater | FILTER ROOM | OPHT - Outdoor Pool Heater | 6/30/2023
Barr Middle School | 602 W Stolley Park Rd | Grand Island | NE | 68801-7465 | Hall | NE01623 | Active | 37196 | 2002 | Aerco International | FTVT - Firetube Vertical TB | BOILER ROOM | HWHT - Hot Water Heat | 1/31/2027
Barr Middle School | 602 W Stolley Park Rd | Grand Island | NE | 68801-7465 | Hall | NE01624 | Active | 37195 | 2002 | Aerco International | FTVT - Firetube Vertical TB | BASEMENT | HWHT - Hot Water Heat | 1/31/2027
Barr Middle School | 602 W Stolley Park Rd | Grand Island | NE | 68801-7465 | Hall | NE01625 | Scrapped/Junked | 64770 | 2001 | AOSM | COBL - Coil Type Boiler | BOILER ROOM | HWSD - Hot Water Dom/Potable | 1/31/2013
Barr Middle School | 602 W Stolley Park Rd | Grand Island | NE | 68801-7465 | Hall | NE01776 | Scrapped/Junked | 64769 | 2001 | AOSM | COBL - Coil Type Boiler | BOILER ROOM | HWSD - Hot Water Dom/Potable | 1/31/2013
Barr Middle School | 602 W Stolley Park Rd | Grand Island | NE | 68801-7465 | Hall | NE13136 | Out of Service | 69014 | 2007 | Market Forge | ELBL - Electric Boiler | KITCHEN | 0021 - Steam Supp Cooker/Kettle | 1/31/2023
Barr Middle School | 602 W Stolley Park Rd | Grand Island | NE | 68801-7465 | Hall | NE16728 | Scrapped/Junked | 7353 | 1975 | Leigon | ELPV - Electric Press VSL | KITCHEN | COOK - Cooker/Kettle | 1/31/2019
Barr Middle School | 602 W Stolley Park Rd | Grand Island | NE | 68801-7465 | Hall | NE16926 | Scrapped/Junked | 43642 | 1993 | MARKET FORGE INDUSTRIES | ELBL - Electric Boiler | KITCHEN | 0021 - Steam Supp Cooker/Kettle | 7/31/2007
Barr Middle School | 602 W Stolley Park Rd | Grand Island | NE | 68801-7465 | Hall | NE26869 | Active | 722235 | 2015 | Aerco International | FTVT - Firetube Vertical TB | New Addition Boiler Room | HWHT - Hot Water Heat | 1/31/2027
Barr Middle School | 602 W Stolley Park Rd | Grand Island | NE | 68801-7465 | Hall | NE26870 | Active | 72234 | 2015 | Aerco International | FTVT - Firetube Vertical TB | New Addition Boiler Room | HWHT - Hot Water Heat | 1/31/2027
Barr Middle School | 602 W Stolley Park Rd | Grand Island | NE | 68801-7465 | Hall | NE34530 | Scrapped/Junked |  | 1966 | KEWANEE | FT - Firetube Boiler | BOILER ROOM | HWHT - Hot Water Heat | 7/31/2003
Barr Middle School | 602 W Stolley Park Rd | Grand Island | NE | 68801-7465 | Hall | NE34531 | Scrapped/Junked |  | 1966 | KEWANEE | FT - Firetube Boiler | BOILER ROOM | HWHT - Hot Water Heat | 7/31/2003
Vacant Building | 610 N Darr Ave | Grand Island | NE | 68803-4635 | Hall | NE06218 | Scrapped/Junked | n/a | 2003 | Dunkirk | CI - Cast Iron | MECH ROOM | HWHT - Hot Water Heat | 4/30/2014
Vacant Building | 610 N Darr Ave | Grand Island | NE | 68803-4635 | Hall | NE22330 | Scrapped/Junked | n/a | 1996 | Peerless | CI - Cast Iron | BASEMENT | HWHT - Hot Water Heat | 4/30/2017
Vacant Building | 610 N Darr Ave | Grand Island | NE | 68803-4635 | Hall | NE24088 | Inactive | n/a | 2012 | Dunkirk | CI - Cast Iron | Mechanical Room | HWHT - Hot Water Heat | 4/30/2019
Vacant Building | 610 N Darr Ave | Grand Island | NE | 68803-4635 | Hall | NE26464 | Inactive | N/A | 2016 | Weil-McLain | CI - Cast Iron | South Wing Main Floor | HWHT - Hot Water Heat | 4/30/2019
Vacant Building | 610 N Darr Ave | Grand Island | NE | 68803-4635 | Hall | NE26465 | Inactive | N/A | 2016 | Weil-McLain | CI - Cast Iron | Basement | HWHT - Hot Water Heat | 4/30/2019
Vacant Building | 610 N Darr Ave | Grand Island | NE | 68803-4635 | Hall | NE35509 | Scrapped/Junked | n/a | 1967 | Crane | CI - Cast Iron | SOUTH END | HWHT - Hot Water Heat | 4/30/2017
PARK PLACE HEALTH CARE | 610 N Darr Ave | Grand Island | NE | 68803-4635 | HALL | NE19144 | Exempt 1999 LB-66 |  | 1992 | AO SMITH | AHWH - ANSI/Fired Water Htr |  | HWSD - Hot Water Dom/Potable | 4/30/2000
PARK PLACE HEALTH CARE | 610 N Darr Ave | Grand Island | NE | 68803-4635 | HALL | NE19145 | Exempt 1999 LB-66 |  | 1991 | AO SMITH | AHWH - ANSI/Fired Water Htr |  | HWSD - Hot Water Dom/Potable | 4/30/2000
PARK PLACE HEALTH CARE | 610 N Darr Ave | Grand Island | NE | 68803-4635 | HALL | NE19147 | Exempt 1999 LB-66 |  | 1991 | AO SMITH | AHWH - ANSI/Fired Water Htr |  | HWSD - Hot Water Dom/Potable | 4/30/2000
PARK PLACE HEALTH CARE | 610 N Darr Ave | Grand Island | NE | 68803-4635 | HALL | NE22329 | Exempt 1999 LB-66 |  | 1997 | STATE INDUSTRIES | AHWH - ANSI/Fired Water Htr | LAUNDRY | HWSD - Hot Water Dom/Potable | 4/30/2000
PARK PLACE HEALTH CARE | 610 N Darr Ave | Grand Island | NE | 68803-4635 | HALL | NE35508 | Scrapped/Junked |  | 1967 | AMERICAN STANDARD |  | MECH ROOM | HWHT - Hot Water Heat | 4/30/2004
Hope Harbor | 610 W Division St | Grand Island | NE | 68801-6538 | Hall | NE30486 | Scrapped/Junked |  | 1965 | AMST | CI - Cast Iron | CONVENT | HWHT - Hot Water Heat | 10/31/2008
Midplains Behavior Center | 615 N Elm St | Grand Island | NE | 68801-4254 | Hall | NE16960 | Active | n/a | 1994 | Peerless | CI - Cast Iron | BASEMENT | STHT - Steam-Heat | 11/30/2026
SKAGWAY DISCOUNT STORE | 620 State St | Grand Island | NE | 68801-3552 | HALL | NE15188 | Exempt 1999 LB-66 |  | 1992 | AO SMITH | AHWH - ANSI/Fired Water Htr |  | HWSD - Hot Water Dom/Potable | 5/31/1996
Mr G's Auto | 623 S Locust St | Grand Island | NE | 68801-6762 | Hall | NE40148 | Active | 133762 | 1994 | Columbia | FT - Firetube Boiler | MECH ROOM | HWSP - Hot Water Non Potable Supply | 3/31/2027
Growth Technologies | 6284 W Old Potash Hwy | Grand Island | NE | 68803-9037 | Hall | NE42903 | Active | 23159 | 2023 | Cleaver Brooks | FTHT - Firetube Horizontal | Boiler Room | PROC - Process Steam | 10/31/2026
Le Meridian Building | 638 N Webb Rd | Grand Island | NE | 68803-4057 | Hall | NE06682 | Active | 156341 | 2005 | Waterpik Technologies | CPFT - Horiz Cpr Fin Boiler | BOILER ROOM | GLYC - Glycol Bldg Heat Sys | 11/30/2026
Le Meridian Building | 638 N Webb Rd | Grand Island | NE | 68803-4057 | Hall | NE06683 | Active | 156340 | 2005 | Waterpik Technologies | CPFT - Horiz Cpr Fin Boiler | BOILER ROOM | GLYC - Glycol Bldg Heat Sys | 11/30/2026
Dodge Elementary | 641 S Oak St | Grand Island | NE | 68801-7898 | Hall | NE20014 | Scrapped/Junked | 50702 | 1995 | STAT | CHWH - ASME/Fired Water Heater | BOILER ROOM | HWSD - Hot Water Dom/Potable | 7/31/2010
Dodge Elementary | 641 S Oak St | Grand Island | NE | 68801-7898 | Hall | NE20015 | Scrapped/Junked | 56746 | 1995 | TELE | CPFT - Horiz Cpr Fin Boiler | BOILER ROOM | HWSD - Hot Water Dom/Potable | 1/31/2026
Dodge Elementary | 641 S Oak St | Grand Island | NE | 68801-7898 | Hall | NE20016 | Scrapped/Junked | 56747 | 1995 | TELE | CPFT - Horiz Cpr Fin Boiler | BOILER ROOM | HWSD - Hot Water Dom/Potable | 1/31/2026
Dodge Elementary | 641 S Oak St | Grand Island | NE | 68801-7898 | Hall | NE43817 | Active | 7401 | 2024 | Riello | WTSS - Watertube SS Steel | Mechanical Room | HWHT - Hot Water Heat | 10/31/2026
Dodge Elementary | 641 S Oak St | Grand Island | NE | 68801-7898 | Hall | NE43818 | Active | 7400 | 2024 | Riello | WTSS - Watertube SS Steel | Mechanical Room | HWHT - Hot Water Heat | 10/31/2026
Dodge Elementary | 641 S Oak St | Grand Island | NE | 68801-7898 | Hall | NE43819 | Active | 7406 | 2024 | Riello | WTSS - Watertube SS Steel | Mechanical Room | HWHT - Hot Water Heat | 10/31/2026
Dodge Elementary | 641 S Oak St | Grand Island | NE | 68801-7898 | Hall | NE43820 | Active | 7397 | 2024 | Riello | WTSS - Watertube SS Steel | Mechanical Room | HWHT - Hot Water Heat | 10/31/2026
Dodge Elementary | 641 S Oak St | Grand Island | NE | 68801-7898 | Hall | NE43821 | Active | 7363 | 2024 | Riello | WTSS - Watertube SS Steel | Mechanical Room | HWHT - Hot Water Heat | 10/31/2026
Dodge Elementary | 641 S Oak St | Grand Island | NE | 68801-7898 | Hall | NE43822 | Active | 7355 | 2024 | Riello | WTSS - Watertube SS Steel | Mechanical Room | HWHT - Hot Water Heat | 10/31/2026
Fonner Park Heartland Event | 700 E Stolley Park Rd | Grand Island | NE | 68801-2200 | Hall | NE07220 | Scrapped/Junked | 14819 | 2006 | ALES | VTNK - Vertical Fired Tank | MECH ROOM | HWHT - Hot Water Heat | 11/30/2020
Fonner Park Heartland Event | 700 E Stolley Park Rd | Grand Island | NE | 68801-2200 | Hall | NE07221 | Scrapped/Junked | 14803 | 2006 | ALES | VTNK - Vertical Fired Tank | MECH ROOM | HWHT - Hot Water Heat | 11/30/2020
Fonner Park Heartland Event | 700 E Stolley Park Rd | Grand Island | NE | 68801-2200 | Hall | NE07222 | Inactive | 14810 | 2006 | ALES | VTNK - Vertical Fired Tank | MECH ROOM | HWHT - Hot Water Heat | 11/30/2023
Fonner Park Heartland Event | 700 E Stolley Park Rd | Grand Island | NE | 68801-2200 | Hall | NE07223 | Active | 14808 | 2006 | ALES | FTVT - Firetube Vertical TB | Arena Mechanical room | HWHT - Hot Water Heat | 11/30/2026
Fonner Park Heartland Event | 700 E Stolley Park Rd | Grand Island | NE | 68801-2200 | Hall | NE07224 | Inactive | 14830 | 2006 | ALES | VTNK - Vertical Fired Tank | MECH ROOM | HWHT - Hot Water Heat | 11/30/2018
Fonner Park Heartland Event | 700 E Stolley Park Rd | Grand Island | NE | 68801-2200 | Hall | NE10151 | Scrapped/Junked | 101770 | 2006 | AOSM | CHWH - ASME/Fired Water Heater | ARENA EQUIP ROOM | HWSD - Hot Water Dom/Potable | 11/30/2015
Fonner Park Heartland Event | 700 E Stolley Park Rd | Grand Island | NE | 68801-2200 | Hall | NE10152 | Scrapped/Junked | 101769 | 2006 | AOSM | CHWH - ASME/Fired Water Heater | ARENA EQUIP ROOM | HWSD - Hot Water Dom/Potable | 11/30/2015
Fonner Park Heartland Event | 700 E Stolley Park Rd | Grand Island | NE | 68801-2200 | Hall | NE10153 | Scrapped/Junked | 101772 | 2006 | AOSM | CHWH - ASME/Fired Water Heater | ARENA EQUIP ROOM | HWSD - Hot Water Dom/Potable | 11/30/2015
Fonner Park Heartland Event | 700 E Stolley Park Rd | Grand Island | NE | 68801-2200 | Hall | NE10154 | Scrapped/Junked | 101764 | 2006 | AOSM | CHWH - ASME/Fired Water Heater | ARENA EQUIP ROOM | HWSD - Hot Water Dom/Potable | 11/30/2015
Fonner Park Heartland Event | 700 E Stolley Park Rd | Grand Island | NE | 68801-2200 | Hall | NE26157 | Active | 173313 | 2012 | AOSM | CHWH - ASME/Fired Water Heater | Arena Mechanical room | HWSD - Hot Water Dom/Potable | 11/30/2026
Fonner Park Heartland Event | 700 E Stolley Park Rd | Grand Island | NE | 68801-2200 | Hall | NE26158 | Active | 196933 | 2014 | AOSM | CHWH - ASME/Fired Water Heater | Arena Mechanical room | HWSD - Hot Water Dom/Potable | 11/30/2026
Fonner Park Heartland Event | 700 E Stolley Park Rd | Grand Island | NE | 68801-2200 | Hall | NE26159 | Active | 201228 | 2015 | AOSM | CHWH - ASME/Fired Water Heater | Arena Mechanical room | HWSD - Hot Water Dom/Potable | 11/30/2026
Fonner Park Heartland Event | 700 E Stolley Park Rd | Grand Island | NE | 68801-2200 | Hall | NE26160 | Active | 204869 | 2015 | AOSM | CHWH - ASME/Fired Water Heater | Arena Mechanical room | HWSD - Hot Water Dom/Potable | 11/30/2026
Fonner Park Heartland Event | 700 E Stolley Park Rd | Grand Island | NE | 68801-2200 | Hall | NE29120 | Active | 20386 | 2020 | Aldrich | FTVT - Firetube Vertical TB | Arena Mechanical room | HWHT - Hot Water Heat | 11/30/2026
Fonner Park Heartland Event | 700 E Stolley Park Rd | Grand Island | NE | 68801-2200 | Hall | NE29121 | Active | 20387 | 2020 | Aldrich | FTVT - Firetube Vertical TB | Arena Mechanical room | HWHT - Hot Water Heat | 11/30/2026
Fonner Park Heartland Event | 700 E Stolley Park Rd | Grand Island | NE | 68801-2200 | Hall | NE44136 | Active | 22001 | 2025 | Aldrich | FTVT - Firetube Vertical TB | Arena Mechanical room | HWHT - Hot Water Heat | 11/30/2025
Fonner Park Heartland Event | 700 E Stolley Park Rd | Grand Island | NE | 68801-2200 | Hall | NE44137 | Active | 22002 | 2025 | Aldrich | FTVT - Firetube Vertical TB | Arena Mechanical room | HWHT - Hot Water Heat | 11/30/2025
Fonner Park Heartland Event | 700 E Stolley Park Rd | Grand Island | NE | 68801-2200 | Hall | NE44138 | Active | 22005 | 2025 | Aldrich | FTVT - Firetube Vertical TB | Arena Mechanical room | HWHT - Hot Water Heat | 11/30/2025
Tommy's Express Car Wash | 710 Allen Dr | Grand Island | NE | 68803-3328 | Hall | NE29167 | Active | 149815 | 2020 | AIC GDYNIA | FT - Firetube Boiler | NE Mechanical room | HWSP - Hot Water Non Potable Supply | 1/31/2027
Tommy's Express Car Wash | 710 Allen Dr | Grand Island | NE | 68803-3328 | Hall | NE41187 | Active | 166567 | 2020 | AIC | COBL - Coil Type Boiler | Upstairs Mechanical | GLFH - Glycol Floor Heat System | 1/31/2027
Apartment Building | 710 W 1st St | Grand Island | NE | 68801-5891 | Hall | NE35460 | Active | N/A | 1950 | Basmor | CI - Cast Iron | BOILER ROOM | HWHT - Hot Water Heat | 3/31/2027
Orleans Place | 712 Orleans Dr | Grand Island | NE | 68803-3413 | Hall | NE30870 | Scrapped/Junked |  | 1978 | AMERICAN APPLIANCE | AHWH - ANSI/Fired Water Htr |  | HWSD - Hot Water Dom/Potable | 7/31/2001
Orleans Place | 712 Orleans Dr | Grand Island | NE | 68803-3413 | Hall | NE30871 | Scrapped/Junked | n/a | 1978 | AMAP | AHWH - ANSI/Fired Water Htr | MECH ROOM | HWSD - Hot Water Dom/Potable | 7/31/2012
Lincoln Park Pool | 716 W Lambert Rd | Grand Island | NE | 68801 | Hall | NE08413 | Scrapped/Junked | 7504 | 1974 | Teledyne Laars | CPFT - Horiz Cpr Fin Boiler | MAIN POOL FILTER ROOM | OPHT - Outdoor Pool Heater | 6/30/2013
Lincoln Park Pool | 716 W Lambert Rd | Grand Island | NE | 68801 | Hall | NE10814 | Scrapped/Junked | 185605 | 2001 | Raypak | CPFH - Copper Fin Water Heater | WADING POOL FILTER ROOM | OPHT - Outdoor Pool Heater | 6/30/2023
Performance Plus Liquids | 7175 Saint Paul Rd | Grand Island | NE | 68801-9205 | Hall | NE42238 | Active | 26228 | 2022 | CLAYTON | COBL - Coil Type Boiler | Boiler Warehouse | PROC - Process Steam | 2/28/2027
Applebee's Bar & Grill | 721 N Diers Ave | Grand Island | NE | 68803-4954 | Hall | NE07526 | Scrapped/Junked | 990 | 2006 | Noritz | COWH - Coil Type Water Heater | BOILER ROOM | HWSD - Hot Water Dom/Potable | 11/30/2014
Applebee's Bar & Grill | 721 N Diers Ave | Grand Island | NE | 68803-4954 | Hall | NE07527 | Scrapped/Junked | 995 | 2006 | Noritz | COWH - Coil Type Water Heater | BOILER ROOM | HWSD - Hot Water Dom/Potable | 11/30/2014
Applebee's Bar & Grill | 721 N Diers Ave | Grand Island | NE | 68803-4954 | Hall | NE07528 | Scrapped/Junked | 988 | 2006 | Noritz | COWH - Coil Type Water Heater | BOILER ROOM | HWSD - Hot Water Dom/Potable | 11/30/2014
Applebee's Bar & Grill | 721 N Diers Ave | Grand Island | NE | 68803-4954 | Hall | NE24308 | Scrapped/Junked | 106372 | 1999 | LOCHINVAR | CPFT - Horiz Cpr Fin Boiler | MECH ROOM | HWSD - Hot Water Dom/Potable | 2/28/2007
LIBERTY SERVICES | 721 N Eddy St | Grand Island | NE | 68801-4250 | HALL | NE02784 | Inactive | 23907 | 1968 | KEWANEE | FT - Firetube Boiler | BOILER ROOM | PROC - Process Steam | 8/31/2001
LIBERTY SERVICES | 721 N Eddy St | Grand Island | NE | 68801-4250 | HALL | NE14317 | Inactive |  | 1984 | AO SMITH | AHWH - ANSI/Fired Water Htr | BOILER ROOM | HWSD - Hot Water Dom/Potable | 8/31/1991
LIBERTY SERVICES | 721 N Eddy St | Grand Island | NE | 68801-4250 | HALL | NE23338 | Scrapped/Junked | 68489 | 1995 | RHEEM MANUFACTURING CO | CHWH - ASME/Fired Water Heater | BOILER ROOM | HWSD - Hot Water Dom/Potable | 8/31/2002
Platte Valley Winnelson | 721 W Oklahoma Ave | Grand Island | NE | 68801-6752 | Hall | NE04927 | Inactive |  | 1983 | HYDR | CI - Cast Iron | WAREHOUSE | HWHT - Hot Water Heat | 3/31/2007
Lao Temple | 724 W 12th St | Grand Island | NE | 68801-3751 | Hall | NE31908 | Active | n/a | 1982 | Peerless | CI - Cast Iron | BOILER ROOM | HWHT - Hot Water Heat | 2/28/2024
Lao Temple | 724 W 12th St | Grand Island | NE | 68801-3751 | Hall | NE31909 | Active | n/a | 1973 | AMST | CI - Cast Iron | BOILER ROOM | HWHT - Hot Water Heat | 2/28/2024
Nebraska Medicine Internal Medical Assocs | 729 N Custer Ave | Grand Island | NE | 68803-4311 | Hall | NE25361 | Active | 11910 | 2002 | L E S | FTVT - Firetube Vertical TB | Boiler room | HWHT - Hot Water Heat | 11/30/2026
Nebraska Medicine Internal Medical Assocs | 729 N Custer Ave | Grand Island | NE | 68803-4311 | Hall | NE25362 | Active | 11909 | 2002 | L E S | FTVT - Firetube Vertical TB | Boiler room | HWHT - Hot Water Heat | 11/30/2026
Nebraska Medicine Internal Medical Assocs | 729 N Custer Ave | Grand Island | NE | 68803-4311 | Hall | NE25885 | Active | 19337 | 2015 | Aldrich | WT - Water Tube Boiler | Boiler Room | HWHT - Hot Water Heat | 11/30/2026
CONSOLIDATED NUTRITION | 7337 Blender Rd | Grand Island | NE | 68803-9000 | HALL | NE11307 | Inactive | 2415 | 1967 | SUPERIOR BOILERWORKS | FTSM - FTS Marine Dry Back | CUBE BUILDING | PROC - Process Steam | 4/30/1999
Bosselman's Inc. | 7482 Bosselman Rd | Grand Island | NE | 68803-9136 | HALL | NE14936 | Inactive | 27494 | 1964 | KEWANEE | FTFB - Firetube-Firebox Boiler | WAREHOUSE | HWHT - Hot Water Heat | 5/31/2001
Grand Island Casino & Resort | 777 E Fonner Park Rd | Grand Island | NE | 68801 | Hall | NE43321 | Active | 326185 | 2024 | Laars | VTWT - Vert Watertube | Mechanical room | HWHT - Hot Water Heat | 4/30/2027
Grand Island Casino & Resort | 777 E Fonner Park Rd | Grand Island | NE | 68801 | Hall | NE43322 | Active | 328186 | 2024 | Laars | VTWT - Vert Watertube | Mechanical room | HWHT - Hot Water Heat | 4/30/2027
Grand Island Casino & Resort | 777 E Fonner Park Rd | Grand Island | NE | 68801 | Hall | NE43323 | Active | 326187 | 2024 | Laars | VTWT - Vert Watertube | Mechanical room | HWHT - Hot Water Heat | 4/30/2027
Quality Inn I-80 | 7838 S Hwy 281 | Grand Island | NE | 68803-9127 | Hall | NE06252 | Scrapped/Junked | 93280 | 2005 | STAT | AHWH - ANSI/Fired Water Htr | KITCHEN | HWSD - Hot Water Dom/Potable | 11/30/2013
Quality Inn I-80 | 7838 S Hwy 281 | Grand Island | NE | 68803-9127 | Hall | NE06254 | Scrapped/Junked | 78304 | 2003 | State Industries | AHWH - ANSI/Fired Water Htr | Maintenance Room | HWSD - Hot Water Dom/Potable | 11/30/2020
Quality Inn I-80 | 7838 S Hwy 281 | Grand Island | NE | 68803-9127 | Hall | NE06255 | Scrapped/Junked | 209139 | 2003 | TELE | CPFT - Horiz Cpr Fin Boiler | POOL EQUIP RM | IPHT - Indoor Pool Heater | 11/30/2013
Quality Inn I-80 | 7838 S Hwy 281 | Grand Island | NE | 68803-9127 | Hall | NE06256 | Inactive | 17655 | 2005 | VULC | ELBL - Electric Boiler | KITCHEN | 0021 - Steam Supp Cooker/Kettle | 11/30/2020
Quality Inn I-80 | 7838 S Hwy 281 | Grand Island | NE | 68803-9127 | Hall | NE08419 | Scrapped/Junked | 68820 | 1999 | STAT | CHWH - ASME/Fired Water Heater | MECH ROOM | HWSD - Hot Water Dom/Potable | 11/30/2021
Quality Inn I-80 | 7838 S Hwy 281 | Grand Island | NE | 68803-9127 | Hall | NE12686 | Inactive | 115719 | 2007 | STAT | CHWH - ASME/Fired Water Heater | BOILER ROOM | HWSD - Hot Water Dom/Potable | 11/30/2010
Quality Inn I-80 | 7838 S Hwy 281 | Grand Island | NE | 68803-9127 | Hall | NE15567 | Active | 32628 | 1992 | Bryan | WT - Water Tube Boiler | BOILER ROOM | HWHT - Hot Water Heat | 11/30/2026
Quality Inn I-80 | 7838 S Hwy 281 | Grand Island | NE | 68803-9127 | Hall | NE15665 | Scrapped/Junked | 47269 | 1994 | STAT | CHWH - ASME/Fired Water Heater | 2ND FLR EQUIP | HWSD - Hot Water Dom/Potable | 11/30/2018
Quality Inn I-80 | 7838 S Hwy 281 | Grand Island | NE | 68803-9127 | Hall | NE23378 | Inactive | 64646 | 1999 | STAT | CHWH - ASME/Fired Water Heater | MECH ROOM | HWSD - Hot Water Dom/Potable | 11/30/2014
Quality Inn I-80 | 7838 S Hwy 281 | Grand Island | NE | 68803-9127 | Hall | NE24537 | Scrapped/Junked | 135748 | 2013 | RHEEM | CHWH - ASME/Fired Water Heater | Boiler Room | HWDP - Hotwater Heat & Dom Supply | 11/30/2021
Quality Inn I-80 | 7838 S Hwy 281 | Grand Island | NE | 68803-9127 | Hall | NE26194 | Inactive | 138194 | 2014 | RHEEM | CHWH - ASME/Fired Water Heater | Boiler Room | HWDP - Hotwater Heat & Dom Supply | 11/30/2018
Quality Inn I-80 | 7838 S Hwy 281 | Grand Island | NE | 68803-9127 | Hall | NE28255 | Inactive | 156696 | 2019 | RHEEM | CHWH - ASME/Fired Water Heater | Boiler Room | HWSD - Hot Water Dom/Potable | 11/30/2024
Quality Inn I-80 | 7838 S Hwy 281 | Grand Island | NE | 68803-9127 | Hall | NE41144 | Active | 160107 | 2020 | RHEEM | FT - Firetube Boiler | Boiler Room | HWSD - Hot Water Dom/Potable | 11/30/2026
HOLIDAY INN I-80 | 7838 S HWY 281 | GRAND ISLAND | NE | 68803-9127 | HALL | NE05289 | Scrapped/Junked | 22387 | 1990 | VULCAN-HART | FT - Firetube Boiler | KITCHEN | 0021 - Steam Supp Cooker/Kettle | 3/31/1999
HOLIDAY INN I-80 | 7838 S HWY 281 | GRAND ISLAND | NE | 68803-9127 | HALL | NE05292 | Scrapped/Junked |  | 1992 | RAYPAK INC, CALIFORNIA | CPFT - Horiz Cpr Fin Boiler | POOL | IPHT - Indoor Pool Heater | 3/31/2004
HOLIDAY INN I-80 | 7838 S HWY 281 | GRAND ISLAND | NE | 68803-9127 | HALL | NE05296 | Scrapped/Junked | 34625 | 1990 | STATE INDUSTRIES | CHWH - ASME/Fired Water Heater | BOILER ROOM | HWSD - Hot Water Dom/Potable | 3/31/1999
HOLIDAY INN I-80 | 7838 S HWY 281 | GRAND ISLAND | NE | 68803-9127 | HALL | NE06253 | Scrapped/Junked | 90904 | 2004 | STATE INDUSTRIES | AHWH - ANSI/Fired Water Htr | BOILER ROOM | HWSD - Hot Water Dom/Potable | 11/30/2007
HOLIDAY INN I-80 | 7838 S HWY 281 | GRAND ISLAND | NE | 68803-9127 | HALL | NE08420 | Scrapped/Junked | 68821 | 1999 | STATE INDUSTRIES | CHWH - ASME/Fired Water Heater | BOILER ROOM | HWSD - Hot Water Dom/Potable | 3/31/2004
HOLIDAY INN I-80 | 7838 S HWY 281 | GRAND ISLAND | NE | 68803-9127 | HALL | NE15663 | Scrapped/Junked |  | 1995 | STATE INDUSTRIES | AHWH - ANSI/Fired Water Htr | BOILER ROOM | HWSD - Hot Water Dom/Potable | 3/31/2001
HOLIDAY INN I-80 | 7838 S HWY 281 | GRAND ISLAND | NE | 68803-9127 | HALL | NE15664 | Scrapped/Junked | 48749 | 1995 | STATE INDUSTRIES | CHWH - ASME/Fired Water Heater | NORTH BLDG | HWSD - Hot Water Dom/Potable | 3/31/2004
HOLIDAY INN I-80 | 7838 S HWY 281 | GRAND ISLAND | NE | 68803-9127 | HALL | NE19422 | Scrapped/Junked |  | 1995 | TELEDYNE LAARS | CPFT - Horiz Cpr Fin Boiler | POOL EQUIP RM | IPHT - Indoor Pool Heater | 3/31/2004
HOLIDAY INN I-80 | 7838 S HWY 281 | GRAND ISLAND | NE | 68803-9127 | HALL | NE20652 | Scrapped/Junked | 6493 | 1996 | VULCAN-HART | ELBL - Electric Boiler | KITCHEN | 0021 - Steam Supp Cooker/Kettle | 3/31/2004
HOLIDAY INN I-80 | 7838 S HWY 281 | GRAND ISLAND | NE | 68803-9127 | HALL | NE20653 | Scrapped/Junked | 51735 | 1995 | STATE INDUSTRIES | CHWH - ASME/Fired Water Heater | BOILER ROOM | HWSD - Hot Water Dom/Potable | 3/31/2004
HOLIDAY INN I-80 | 7838 S HWY 281 | GRAND ISLAND | NE | 68803-9127 | HALL | NE20693 | Scrapped/Junked | 58918 | 1998 | STATE INDUSTRIES | CHWH - ASME/Fired Water Heater | KITCHEN | HWSD - Hot Water Dom/Potable | 3/31/2002
Green Plains Wood River LLC | 7874 S 140th Rd | Wood River | NE | 68883-9300 | Hall | NE10216 | Active | 16228 | 2007 | SUPR | FTSM - FTS Marine Dry Back | BOILER D | PROC - Process Steam | 5/31/2026
Green Plains Wood River LLC | 7874 S 140th Rd | Wood River | NE | 68883-9300 | Hall | NE10217 | Active | 593 | 2007 | CAIN | ECON - Boiler Economizer | BOILER HOUSE #4 | ECON - Boiler Economizer | 5/31/2026
Green Plains Wood River LLC | 7874 S 140th Rd | Wood River | NE | 68883-9300 | Hall | NE10218 | Active | 16233 | 2007 | SUPR | FTSM - FTS Marine Dry Back | BOILER C | PROC - Process Steam | 5/31/2026
Green Plains Wood River LLC | 7874 S 140th Rd | Wood River | NE | 68883-9300 | Hall | NE10219 | Active | 595 | 2007 | CAIN | ECON - Boiler Economizer | BOILER HOUSE #3 | ECON - Boiler Economizer | 5/31/2026
Green Plains Wood River LLC | 7874 S 140th Rd | Wood River | NE | 68883-9300 | Hall | NE10220 | Active | 16221 | 2007 | Superior | FTSM - FTS Marine Dry Back | BOILER B | PROC - Process Steam | 5/31/2026
Green Plains Wood River LLC | 7874 S 140th Rd | Wood River | NE | 68883-9300 | Hall | NE10221 | Active | 594 | 2007 | CAIN | ECON - Boiler Economizer | BOILER HOUSE #2 | ECON - Boiler Economizer | 5/31/2026
Green Plains Wood River LLC | 7874 S 140th Rd | Wood River | NE | 68883-9300 | Hall | NE10222 | Active | 16240 | 2007 | SUPR | FTSM - FTS Marine Dry Back | BOILER A | PROC - Process Steam | 5/31/2026
Green Plains Wood River LLC | 7874 S 140th Rd | Wood River | NE | 68883-9300 | Hall | NE10223 | Active | 596 | 2007 | CAIN | ECON - Boiler Economizer | BOILER HOUSE #1 | ECON - Boiler Economizer | 5/31/2026
Adept at Grand Island | 800 Stoeger Dr | Grand Island | NE | 68803-4404 | HALL | NE30730 | Exempt 1999 LB-66 |  | 1996 | STATE INDUSTRIES | AHWH - ANSI/Fired Water Htr | MECH ROOM | HWSD - Hot Water Dom/Potable | 7/31/1999
Adept at Grand Island | 800 Stoeger Dr | Grand Island | NE | 68803-4404 | HALL | NE30906 | Exempt 1999 LB-66 |  | 1997 | STATE INDUSTRIES | AHWH - ANSI/Fired Water Htr | MECH ROOM | HWSD - Hot Water Dom/Potable | 7/31/1999
Adept at Grand Island | 800 Stoeger Dr | Grand Island | NE | 68803-4404 | HALL | NE30907 | Exempt 1999 LB-66 |  | 1997 | STATE INDUSTRIES | AHWH - ANSI/Fired Water Htr | MECH ROOM | HWSD - Hot Water Dom/Potable | 7/31/1999
Adept at Grand Island | 800 Stoeger Dr | Grand Island | NE | 68803-4404 | HALL | NE40112 | Exempt 1999 LB-66 |  | 1998 | STATE INDUSTRIES | AHWH - ANSI/Fired Water Htr | MECH ROOM | HWSD - Hot Water Dom/Potable | 7/31/1999
Adept at Grand Island | 800 Stoeger Dr | Grand Island | NE | 68803-4404 | HALL | NE40347 | Inactive | n/a | 1998 | Weil-Mcclain | CI - Cast Iron | BOILER ROOM | HWHT - Hot Water Heat | 1/31/2021
Adept at Grand Island | 800 Stoeger Dr | Grand Island | NE | 68803-4404 | HALL | NE40348 | Exempt 1999 LB-66 |  | 1998 | STATE INDUSTRIES | AHWH - ANSI/Fired Water Htr | BASEMENT | HWSD - Hot Water Dom/Potable | 1/31/2000
Adept at Grand Island | 800 Stoeger Dr | Grand Island | NE | 68803-4404 | HALL | NE41143 | Active | 529574 | 2021 | Raypak | COBL - Coil Type Boiler | Boiler room | HWHT - Hot Water Heat | 2/28/2027
OFFICE BUILDING | 801 W Division St | Grand Island | NE | 68801-6541 | HALL | NE34172 | Inactive |  | 1950 | AMERICAN RADIATOR |  |  | STHT - Steam-Heat | 11/30/1997
Regency Retirement Res | 803 N Alpha St | Grand Island | NE | 68803-4300 | Hall | NE10444 | Scrapped/Junked | 74927 | 2003 | AOSM | CHWH - ASME/Fired Water Heater | MECH ROOM | HWSD - Hot Water Dom/Potable | 10/31/2012
Regency Retirement Res | 803 N Alpha St | Grand Island | NE | 68803-4300 | Hall | NE10445 | Scrapped/Junked | 74438 | 2003 | AOSM | CHWH - ASME/Fired Water Heater | MECH ROOM | HWSD - Hot Water Dom/Potable | 10/31/2015
Regency Retirement Res | 803 N Alpha St | Grand Island | NE | 68803-4300 | Hall | NE22843 | Scrapped/Junked | 172648 | 2012 | A O Smith | CHWH - ASME/Fired Water Heater | Mech. Room | HWSD - Hot Water Dom/Potable | 10/31/2020
Regency Retirement Res | 803 N Alpha St | Grand Island | NE | 68803-4300 | Hall | NE26188 | Scrapped/Junked | 209934 | 2015 | A O Smith | CHWH - ASME/Fired Water Heater | Mech. Room | HWSD - Hot Water Dom/Potable | 10/31/2019
Regency Retirement Res | 803 N Alpha St | Grand Island | NE | 68803-4300 | Hall | NE40025 | Scrapped/Junked | 26497 | 1994 | AO SMITH | CHWH - ASME/Fired Water Heater | MECH ROOM | HWSD - Hot Water Dom/Potable | 10/31/2003
Regency Retirement Res | 803 N Alpha St | Grand Island | NE | 68803-4300 | Hall | NE40026 | Scrapped/Junked | 26499 | 1994 | AO SMITH | CHWH - ASME/Fired Water Heater | MECH ROOM | HWSD - Hot Water Dom/Potable | 10/31/2003
ONE HOUR MARTINIZING | 803 W 4th St | Grand Island | NE | 68801-4530 | HALL | NE25556 | Inactive | 32153 | 1976 | PM LATTNER MFR COMPANY | FT - Firetube Boiler | BOILER ROOM | PROC - Process Steam | 9/30/1991
Cleburn Superfund Site | 803 W 4th St | Grand Island | NE | 68801-4530 | Hall | NE27415 | Inactive | 29770 | 2010 | Electro-Steam | ELBL - Electric Boiler | Outside West | PROC - Process Steam | 9/30/2019
Travel Centers Of America | 8033 W Holling Rd/I-80 Ext 305 | Alda | NE | 68810 | Hall | NE05921 | Scrapped/Junked | 49243 | 1999 | Paget Equipment | CHWH - ASME/Fired Water Heater | MECHANICAL ROOM | HWSD - Hot Water Dom/Potable | 6/30/2019
Travel Centers Of America | 8033 W Holling Rd/I-80 Ext 305 | Alda | NE | 68810 | Hall | NE05922 | Scrapped/Junked | 46520 | 1998 | Paget Equipment | CHWH - ASME/Fired Water Heater | MECHANICAL ROOM | HWSD - Hot Water Dom/Potable | 6/30/2020
Travel Centers Of America | 8033 W Holling Rd/I-80 Ext 305 | Alda | NE | 68810 | Hall | NE28117 | Active | 255835 | 2019 | A O Smith | CHWH - ASME/Fired Water Heater | MECHANICAL ROOM | HWSD - Hot Water Dom/Potable | 7/31/2027
Travel Centers Of America | 8033 W Holling Rd/I-80 Ext 305 | Alda | NE | 68810 | Hall | NE28118 | Active | 255834 | 2019 | A O Smith | CHWH - ASME/Fired Water Heater | MECHANICAL ROOM | HWSD - Hot Water Dom/Potable | 7/31/2027
Golden Towers | 804 N Boggs Ave | Grand Island | NE | 68803-4412 | Hall | NE29104 | Active | 88255 | 2020 | Aerco | FT - Firetube Boiler | BOILER ROOM | HWHT - Hot Water Heat | 1/31/2027
Golden Towers | 804 N Boggs Ave | Grand Island | NE | 68803-4412 | Hall | NE29105 | Active | 88256 | 2020 | Aerco | FT - Firetube Boiler | BOILER ROOM | HWHT - Hot Water Heat | 1/31/2027
Golden Towers | 804 N Boggs Ave | Grand Island | NE | 68803-4412 | Hall | NE30868 | Scrapped/Junked | n/a | 1963 | Kewanee | FTSM - FTS Marine Dry Back | BOILER ROOM | HWHT - Hot Water Heat | 2/28/2020
Golden Towers | 804 N Boggs Ave | Grand Island | NE | 68803-4412 | Hall | NE30869 | Out of Service | N/A | 1963 | Kewanee | FTSM - FTS Marine Dry Back | BOILER ROOM | HWHT - Hot Water Heat | 2/28/2024
OLD CATHOLIC OFFICES | 804 W Division St | Grand Island | NE | 68801-6542 | HALL | NE14705 | Exempt |  | 1965 | PEERLESS HEATER COMPANY |  | BASEMENT | HWHT - Hot Water Heat | 8/31/2005
Fairfield Inn & Suites | 805 Allen Dr | Grand Island | NE | 68803-3337 | Hall | NE18637 | Scrapped/Junked | 148189 | 2010 | AO SMITH | CHWH - ASME/Fired Water Heater | Laundry | HWSD - Hot Water Dom/Potable | 9/30/2019
Fairfield Inn & Suites | 805 Allen Dr | Grand Island | NE | 68803-3337 | Hall | NE27824 | Scrapped/Junked | 243992 | 2018 | AO SMITH | CHWH - ASME/Fired Water Heater | Laundry | HWSD - Hot Water Dom/Potable | 1/31/2020
Lincoln Elementary | 805 Beal St | Grand Island | NE | 68801-2715 | Hall | NE00687 | Active | 10859 | 2000 | ALES | FTVT - Firetube Vertical TB | BOILER ROOM | HWHT - Hot Water Heat | 1/31/2027
Lincoln Elementary | 805 Beal St | Grand Island | NE | 68801-2715 | Hall | NE00688 | Active | 10862 | 2000 | ALES | FTVT - Firetube Vertical TB | BOILER ROOM | HWHT - Hot Water Heat | 1/31/2027
Lincoln Elementary | 805 Beal St | Grand Island | NE | 68801-2715 | Hall | NE23417 | Exempt 1999 LB-66 |  | 1997 | RECO | AHWH - ANSI/Fired Water Htr | BOILER ROOM | HWSD - Hot Water Dom/Potable | 7/31/2000
Lincoln Elementary | 805 Beal St | Grand Island | NE | 68801-2715 | Hall | NE23418 | Out of Service | 20068 | 1997 | Reco Industries | CHWH - ASME/Fired Water Heater | BOILER ROOM | HWSD - Hot Water Dom/Potable | 1/31/2021
Lincoln Elementary | 805 Beal St | Grand Island | NE | 68801-2715 | Hall | NE23419 | Scrapped/Junked | 142298 | 1997 | RAYPAK INC, CALIFORNIA | WT - Water Tube Boiler | BOILER ROOM | HWHT - Hot Water Heat | 7/31/2000
Lincoln Elementary | 805 Beal St | Grand Island | NE | 68801-2715 | Hall | NE23420 | Scrapped/Junked | 142297 | 1997 | RAYPAK INC, CALIFORNIA | WT - Water Tube Boiler | BOILER ROOM | HWHT - Hot Water Heat | 7/31/2000
Redwood Apartments | 805 W 1st St | Grand Island | NE | 68801-5871 | Hall | NE20469 | Out of Service | 128305 | 1996 | Raypak | WT - Water Tube Boiler | BASEMENT | HWHT - Hot Water Heat | 1/31/2018
Redwood Apartments | 805 W 1st St | Grand Island | NE | 68801-5871 | Hall | NE22323 | Exempt 1999 LB-66 |  | 1995 | BRADFORD-WHITE | AHWH - ANSI/Fired Water Htr |  | HWSD - Hot Water Dom/Potable | 2/29/2000
FNBO - 702110K | 810 Allen Dr | Grand Island | NE | 68803-3337 | Hall | NE06037 | Active | 13578 | 2004 | ALES | FTVT - Firetube Vertical TB | BASEMENT | GLYC - Glycol Bldg Heat Sys | 12/31/2026
Restoration Worship Center-BMIC#344825 | 811 W 10th St | Grand Island | NE | 68801-4001 | HALL | NE16160 | Scrapped/Junked |  | 1962 | AMERICAN STANDARD |  | BOILER ROOM | STHT - Steam-Heat | 1/31/2009
Restoration Worship Center-BMIC#344825 | 811 W 10th St | Grand Island | NE | 68801-4001 | HALL | NE16161 | Active | n/a | 1950 | American Standard | CI - Cast Iron | BOILER ROOM | HWHT - Hot Water Heat | 1/31/2026
MID AMERICA DAIRYMEN | 816 S Eddy St | Grand Island | NE | 68801-6733 | HALL | NE03210 | Inactive |  | 1951 | AMES | FT - Firetube Boiler | BOILER ROOM | PROC - Process Steam | 10/31/1985
Burdick Station | 820 Bischeld St | Grand Island | NE | 68801-0800 | Hall | NE10920 | Out of Service | 20967 | 1970 | Combustion Eng | WT - Water Tube Boiler | Powerhouse | POWR - Power Generation | 11/30/2017
Burdick Station | 820 Bischeld St | Grand Island | NE | 68801-0800 | Hall | NE11132 | Out of Service | 19015 | 1955 | Babcock & Wilcox | WT - Water Tube Boiler | Powerhouse | POWR - Power Generation | 2/28/2017
Burdick Station | 820 Bischeld St | Grand Island | NE | 68801-0800 | Hall | NE11258 | Out of Service | 16536 | 1961 | Erie City Iron Works | WT - Water Tube Boiler | Powerhouse | POWR - Power Generation | 2/28/2017
Burdick Station | 820 Bischeld St | Grand Island | NE | 68801-0800 | Hall | NE14277 | Inactive | N/A | 1956 | Kewannee | FTFB - Firetube-Firebox Boiler | Basement | HWHT - Hot Water Heat | 2/28/2011
Burdick Station | 820 Bischeld St | Grand Island | NE | 68801-0800 | Hall | NE23263 | Out of Service | 659 | 1970 | Aqua-Chem | HEXC - Heat Exchanger | Feedwater Heater Level | FDHT - Feedwater Heater | 11/30/2017
Burdick Station | 820 Bischeld St | Grand Island | NE | 68801-0800 | Hall | NE23264 | Out of Service | 670 | 1970 | Aqua-Chem | HEXC - Heat Exchanger | Feedwater Heater Level | FDHT - Feedwater Heater | 11/30/2017
Burdick Station | 820 Bischeld St | Grand Island | NE | 68801-0800 | Hall | NE23300 | Out of Service | 5227 | 1962 | Davis Engineering | SHTB - Shell/Tube Htexchngr | Lower mezz | FDHT - Feedwater Heater | 2/28/2018
Burdick Station | 820 Bischeld St | Grand Island | NE | 68801-0800 | Hall | NE25021 | Out of Service | N/A | 1956 | Ross Corporation | SHTB - Shell/Tube Htexchngr | Lower Mezz | FDHT - Feedwater Heater | 2/28/2018
PRIVATE RESIDENCE | 820 W 2nd St | Grand Island | NE | 68801-5818 | HALL | NE23365 | Exempt |  | 1985 | WEIL MCLAIN |  | BASEMENT | STHT - Steam-Heat | 3/31/2006
Hornady MFG PVE | 8318 Old Potash Hwy | Alda | NE | 68810 | Hall | NE25390 | Out of Service | 138202 | 2014 | Riverside | WT - Water Tube Boiler | Boiler Room - PVE | HWHT - Hot Water Heat | 1/31/2024
Hornady MFG PVE | 8318 Old Potash Hwy | Alda | NE | 68810 | Hall | NE25391 | Scrapped/Junked | 138201 | 2014 | Riverside | WT - Water Tube Boiler | Boiler Room - PVE | HWHT - Hot Water Heat | 1/31/2025
Hornady MFG PVE | 8318 Old Potash Hwy | Alda | NE | 68810 | Hall | NE41637 | Active | 14765 | 2020 | Riello | COBL - Coil Type Boiler | X-11 Boiler Room | GLYC - Glycol Bldg Heat Sys | 1/31/2027
Hornady MFG PVE | 8318 Old Potash Hwy | Alda | NE | 68810 | Hall | NE41638 | Active | 14472 | 2020 | Riello | COBL - Coil Type Boiler | X-11 Boiler Room | GLYC - Glycol Bldg Heat Sys | 1/31/2027
Hornady MFG PVE | 8318 Old Potash Hwy | Alda | NE | 68810 | Hall | NE42904 | Active | 547754 | 2023 | Lochinvar | WTSS - Watertube SS Steel | X12 Boiler Room | HWHT - Hot Water Heat | 1/31/2027
Hornady MFG PVE | 8318 Old Potash Hwy | Alda | NE | 68810 | Hall | NE42905 | Scrapped/Junked | 405053 | 2023 | Lochinvar | WTSS - Watertube SS Steel | X12 Boiler Room | HWHT - Hot Water Heat | 1/31/2027
Hornady MFG PVE | 8318 Old Potash Hwy | Alda | NE | 68810 | Hall | NE44114 | Active | 524469 | 2025 | Lochinvar | WTSS - Watertube SS Steel | X12 Boiler Room | HWHT - Hot Water Heat | 1/31/2027
Hornady West | 8350 Old Potash Hwy | Alda | NE | 68810 | Hall | NE27776 | Active | 70586 | 2016 | PVI Industries | CHWH - ASME/Fired Water Heater | Upstairs BLRM- Hornaby West | HWSD - Hot Water Dom/Potable | 1/31/2027
Hornady West | 8350 Old Potash Hwy | Alda | NE | 68810 | Hall | NE27777 | Active | 74658 | 2017 | RIVERSIDE HYDRONICS | WT - Water Tube Boiler | Upstairs BLRM- Hornady West | GLYC - Glycol Bldg Heat Sys | 1/31/2027
Hornady West | 8350 Old Potash Hwy | Alda | NE | 68810 | Hall | NE27778 | Active | 74659 | 2017 | RIVERSIDE HYDRONICS | WT - Water Tube Boiler | Upstairs BLRM - Hornady West | GLYC - Glycol Bldg Heat Sys | 1/31/2027
Hornady West | 8350 Old Potash Hwy | Alda | NE | 68810 | Hall | NE27779 | Active | 74656 | 2017 | RIVERSIDE HYDRONICS | WT - Water Tube Boiler | Upstairs BLRM - Hornady West | GLYC - Glycol Bldg Heat Sys | 1/31/2027
Hornady West | 8350 Old Potash Hwy | Alda | NE | 68810 | Hall | NE42605 | Active | 2895 | 2023 | Riello | WT - Water Tube Boiler | Mezzanine | HWHT - Hot Water Heat | 1/31/2027
Hornady West | 8350 Old Potash Hwy | Alda | NE | 68810 | Hall | NE42606 | Active | 2908 | 2023 | Riello | WT - Water Tube Boiler | Mezzanine | HWHT - Hot Water Heat | 1/31/2027
Hornady West | 8350 Old Potash Hwy | Alda | NE | 68810 | Hall | NE42607 | Active | 2910 | 2023 | Riello | WT - Water Tube Boiler | Mezzanine | HWHT - Hot Water Heat | 1/31/2027
Hornady West | 8350 Old Potash Hwy | Alda | NE | 68810 | Hall | NE42608 | Active | 2897 | 2023 | Riello | WT - Water Tube Boiler | Mezzanine | HWHT - Hot Water Heat | 1/31/2027
Hornady West | 8350 Old Potash Hwy | Alda | NE | 68810 | Hall | NE42609 | Active | 2901 | 2023 | Riello | WT - Water Tube Boiler | Mezzanine | HWHT - Hot Water Heat | 1/31/2027
Hornady West | 8350 Old Potash Hwy | Alda | NE | 68810 | Hall | NE42610 | Active | 2906 | 2023 | Riello | WT - Water Tube Boiler | Mezzanine | HWHT - Hot Water Heat | 1/31/2027
Candlewood Suites | 859 Allen Dr | Grand Island | NE | 68803-3337 | Hall | NE26448 | Scrapped/Junked | 127 | 2016 | Intellihot | WT - Water Tube Boiler | Laundry | HWSP - Hot Water Non Potable Supply | 1/31/2024
Candlewood Suites | 859 Allen Dr | Grand Island | NE | 68803-3337 | Hall | NE26449 | Scrapped/Junked | 124 | 2016 | Intellihot | WT - Water Tube Boiler | Laundry | HWSP - Hot Water Non Potable Supply | 11/30/2025
Candlewood Suites | 859 Allen Dr | Grand Island | NE | 68803-3337 | Hall | NE26450 | Scrapped/Junked | 121 | 2016 | Intellihot | WT - Water Tube Boiler | Laundry | HWSP - Hot Water Non Potable Supply | 1/31/2024
Candlewood Suites | 859 Allen Dr | Grand Island | NE | 68803-3337 | Hall | NE26751 | Active | 426313 | 2016 | Raypak | CHWH - ASME/Fired Water Heater | Pool Room | IPHT - Indoor Pool Heater | 11/30/2026
Candlewood Suites | 859 Allen Dr | Grand Island | NE | 68803-3337 | Hall | NE26752 | Scrapped/Junked | 168 | 2016 | Intellihot | WT - Water Tube Boiler | Mechanical Room | HWSD - Hot Water Dom/Potable | 11/30/2026
Candlewood Suites | 859 Allen Dr | Grand Island | NE | 68803-3337 | Hall | NE26753 | Scrapped/Junked | 227 | 2016 | Intellihot | WT - Water Tube Boiler | MECH Room | HWSD - Hot Water Dom/Potable | 1/31/2024
Candlewood Suites | 859 Allen Dr | Grand Island | NE | 68803-3337 | Hall | NE26754 | Scrapped/Junked | 228 | 2016 | Intellihot | WT - Water Tube Boiler | MECH Room | HWSD - Hot Water Dom/Potable | 1/31/2024
Candlewood Suites | 859 Allen Dr | Grand Island | NE | 68803-3337 | Hall | NE26755 | Scrapped/Junked | 221 | 2016 | Intellihot | WT - Water Tube Boiler | MECH Room | HWSD - Hot Water Dom/Potable | 1/31/2024
Candlewood Suites | 859 Allen Dr | Grand Island | NE | 68803-3337 | Hall | NE41688 | Active | 25100 | 2023 | Intellihot | WT - Water Tube Boiler | Laundry | HWSP - Hot Water Non Potable Supply | 11/30/2026
Candlewood Suites | 859 Allen Dr | Grand Island | NE | 68803-3337 | Hall | NE42961 | Scrapped/Junked | 26305 | 2023 | Intellihot | WT - Water Tube Boiler | Mechanical Room | HWSD - Hot Water Dom/Potable | 11/30/2026
Candlewood Suites | 859 Allen Dr | Grand Island | NE | 68803-3337 | Hall | NE42962 | Scrapped/Junked | 26588 | 2023 | Intellihot | WT - Water Tube Boiler | Mechanical Room | HWSD - Hot Water Dom/Potable | 11/30/2026
Candlewood Suites | 859 Allen Dr | Grand Island | NE | 68803-3337 | Hall | NE42963 | Scrapped/Junked | 26589 | 2023 | Intellihot | WT - Water Tube Boiler | Mechanical Room | HWSD - Hot Water Dom/Potable | 11/30/2026
Candlewood Suites | 859 Allen Dr | Grand Island | NE | 68803-3337 | Hall | NE42964 | Active | 30686 | 2024 | Intellihot | WT - Water Tube Boiler | Laundry | HWSP - Hot Water Non Potable Supply | 11/30/2026
Candlewood Suites | 859 Allen Dr | Grand Island | NE | 68803-3337 | Hall | NE43612 | Active | 34847 | 2025 | Intellihot | WT - Water Tube Boiler | Laundry | HWSP - Hot Water Non Potable Supply | 11/30/2026
Bubbles Car Wash | 905 S Locust St | Grand Island | NE | 68801-6776 | Hall | NE30878 | Scrapped/Junked |  | 1965 | Weben-Jarco | CPFH - Copper Fin Water Heater | Mechanical Room | GLFH - Glycol Floor Heat System | 10/31/2007
Bubbles Car Wash | 905 S Locust St | Grand Island | NE | 68801-6776 | Hall | NE30882 | Scrapped/Junked | 68670 | 1995 | Ruud-Rheem | CHWH - ASME/Fired Water Heater | Mechanical Room | HWSP - Hot Water Non Potable Supply | 10/31/2007
Centennial Towers | 910 N Boggs Ave | Grand Island | NE | 68803-4420 | Hall | NE21074 | Active | n/a | 2011 | Patterson Kelley | CALU - Cast Aluminum | Centennial Towers Mech Room | HWHT - Hot Water Heat | 12/31/2026
Centennial Towers | 910 N Boggs Ave | Grand Island | NE | 68803-4420 | Hall | NE21075 | Scrapped/Junked | n/a | 2011 | Patterson Kelley | CALU - Cast Aluminum | Boiler Room | HWHT - Hot Water Heat | 12/31/2025
Centennial Towers | 910 N Boggs Ave | Grand Island | NE | 68803-4420 | Hall | NE21076 | Out of Service | 92900 | 2011 | Patterson Kelley | FTNT - FT Vertical Tubeless | Centennial Towers Mech Room | HWHT - Hot Water Heat | 12/31/2025
Centennial Towers | 910 N Boggs Ave | Grand Island | NE | 68803-4420 | Hall | NE30866 | Scrapped/Junked | N/A | 1968 | Kewanee | FTFB - Firetube-Firebox Boiler | BOILER ROOM | HWHT - Hot Water Heat | 7/31/2012
Centennial Towers | 910 N Boggs Ave | Grand Island | NE | 68803-4420 | Hall | NE30867 | Scrapped/Junked | N/A | 1968 | Kewanee | FTFB - Firetube-Firebox Boiler | BOILER ROOM | HWHT - Hot Water Heat | 7/31/2012
Centennial Towers | 910 N Boggs Ave | Grand Island | NE | 68803-4420 | Hall | NE43613 | Active | 628801 | 2024 | Lochinvar | WTSS - Watertube SS Steel | Centennial Towers Mech Room | HWHT - Hot Water Heat | 12/31/2026
Mid Plains Behavior Center | 914 Baumann Dr | Grand Island | NE | 68803-4401 | Hall | NE12123 | Active | 875 | 2003 | Hurst | FT - Firetube Boiler | BOILER ROOM | HWHT - Hot Water Heat | 11/30/2026
Mid Plains Behavior Center | 914 Baumann Dr | Grand Island | NE | 68803-4401 | Hall | NE23702 | Scrapped/Junked |  | 1975 | American Standard | CI - Cast Iron | EQUIP ROOM | HWHT - Hot Water Heat | 10/31/2003
William Marshalek | 922 E 14th St | Grand Island | NE | 68801-2632 | Hall | NE30457 | Inactive | 01 | 1970 | ROBE | HOBB - Hobby/Antique Boiler | PORTABLE | 0024 - Antique Steam Tractor | 7/31/2022
DONCO TRUCK WASH | E FOURTH ST | GRAND ISLAND | NE | 68803 | HALL | NE40736 | Exempt 1999 LB-66 |  | 1996 | PALOMA | AHWH - ANSI/Fired Water Htr |  | HWSP - Hot Water Non Potable Supply | 8/31/2000
GRAND ISLAND MILL | EAST HWY 30 | GRAND ISLAND | NE | 68802 | HALL | NE02828 | Inactive | 20331 | 1959 | BABCOCK & WILCOX | WT - Water Tube Boiler | BOILER ROOM | PROC - Process Steam | 8/31/2000
GRAND ISLAND MILL | EAST HWY 30 | GRAND ISLAND | NE | 68802 | HALL | NE03517 | Inactive | 19465 | 1956 | BABCOCK & WILCOX | WT - Water Tube Boiler | BOILER ROOM | PROC - Process Steam | 8/31/2000
KEN LAYHER | RR 2, BOX 252 | WOOD RIVER | NE | 68883 | HALL | NE01286 | Inactive |  | 1915 | PORT-HURON | FT - Firetube Boiler | PORTABLE | 0024 - Antique Steam Tractor | 4/30/1992
KEN LAYHER | RR 2, BOX 252 | WOOD RIVER | NE | 68883 | HALL | NE12344 | Inactive | 17527 | 1924 | DAVENPORT | FT - Firetube Boiler | PORTABLE | 0024 - Antique Steam Tractor | 4/30/1992
The Iams Company | 1055 W Hwy 34 | Aurora | NE | 68818-5101 | Hamilton | NE06991 | Scrapped/Junked | 10697 | 2006 | Sellers | FTHT - Firetube Horizontal | Boiler Room | PROC - Process Steam | 6/30/2018
The Iams Company | 1055 W Hwy 34 | Aurora | NE | 68818-5101 | Hamilton | NE06992 | Scrapped/Junked | 6211 | 2006 | Kentube Engineered Products | ECON - Boiler Economizer | Boiler NE# 06991 | ECON - Boiler Economizer | 6/30/2011
The Iams Company | 1055 W Hwy 34 | Aurora | NE | 68818-5101 | Hamilton | NE08061 | Scrapped/Junked | 66101 | 1988 | CLEA | FT - Firetube Boiler | Iams Company | PROC - Process Steam | 7/31/2005
The Iams Company | 1055 W Hwy 34 | Aurora | NE | 68818-5101 | Hamilton | NE18713 | Scrapped/Junked | 8357 | 1996 | Cleaver & Brooks | FTSM - FTS Marine Dry Back | Boiler Room | PROC - Process Steam | 6/30/2012
The Iams Company | 1055 W Hwy 34 | Aurora | NE | 68818-5101 | Hamilton | NE19569 | Scrapped/Junked | 79769 | 2010 | SUSSMAN | ELBL - Electric Boiler | Micro Lab Clean Autoclave Room | 0020 - Supp to Sterlizer/Autoclave | 2/28/2026
The Iams Company | 1055 W Hwy 34 | Aurora | NE | 68818-5101 | Hamilton | NE19570 | Scrapped/Junked | 79777 | 2010 | SUSSMAN | ELBL - Electric Boiler | Micro Lab Dirty Autoclave Room | 0020 - Supp to Sterlizer/Autoclave | 2/28/2025
The Iams Company | 1055 W Hwy 34 | Aurora | NE | 68818-5101 | Hamilton | NE23677 | Scrapped/Junked | 12108 | 2012 | Sellers | FTHT - Firetube Horizontal | Boiler Room | PROC - Process Steam | 6/30/2018
The Iams Company | 1055 W Hwy 34 | Aurora | NE | 68818-5101 | Hamilton | NE23678 | Scrapped/Junked | 2095 | 2012 | QCCM | ECON - Boiler Economizer | Above Boiler #1 | ECON - Boiler Economizer | 6/30/2018
The Iams Company | 1055 W Hwy 34 | Aurora | NE | 68818-5101 | Hamilton | NE27337 | Active | 18491 | 2017 | Superior Boiler Works | FT - Firetube Boiler | Boiler Room | PROC - Process Steam | 2/28/2027
The Iams Company | 1055 W Hwy 34 | Aurora | NE | 68818-5101 | Hamilton | NE27338 | Active | 18485 | 2017 | Superior Boiler Works | FT - Firetube Boiler | Boiler Room | PROC - Process Steam | 2/28/2027
The Iams Company | 1055 W Hwy 34 | Aurora | NE | 68818-5101 | Hamilton | NE42968 | Active | 140290 | 2024 | SUSSMAN | ELBL - Electric Boiler | Micro Lab Dirty Autoclave Room | 0020 - Supp to Sterlizer/Autoclave | 2/28/2027
The Iams Company | 1055 W Hwy 34 | Aurora | NE | 68818-5101 | Hamilton | NE44113 | Active | 142806 | 2025 | Diversified | ELBL - Electric Boiler | Micro Lab Clean Autoclave Room | 0020 - Supp to Sterlizer/Autoclave | 2/28/2027
C F Industries | 1059 W Hwy 34 | Aurora | NE | 68818-5101 | Hamilton | NE08989 | Active | 17528 | 1993 | Reco Industries | UFPV - Unfired Pressure Vessel | Yard | 0017 - Ammonia Receiver | 7/31/2027
C F Industries | 1059 W Hwy 34 | Aurora | NE | 68818-5101 | Hamilton | NE25870 | Active | 27236 | 2015 | REFRIGERATION VALVE & SYSTEMS | UFPV - Unfired Pressure Vessel | Compressor Room | 0017 - Ammonia Receiver | 8/31/2027
Koch Fertilizer LLC | 1101 W Highway 34 | Aurora | NE | 68818-5103 | Hamilton | NE17518 | Active | N/A | 1972 | BS&B Process Systems | CFPV - Coil/Fired PSI Vsl | Outside - H1 | PROH - Fired Process Heater | 3/31/2027
Koch Fertilizer LLC | 1101 W Highway 34 | Aurora | NE | 68818-5103 | Hamilton | NE17519 | Active | 606 | 1977 | Uniflux | CFPV - Coil/Fired PSI Vsl | Outside H-2 | PROH - Fired Process Heater | 3/31/2027
Koch Fertilizer LLC | 1101 W Highway 34 | Aurora | NE | 68818-5103 | Hamilton | NE17520 | Active | 18 | 1976 | Dewco | UTNK - Unfired Vertical Tank | Outside - D-1 Receiver | AMOC - Ammonia Sep Oil Cooler | 3/31/2027
Koch Fertilizer LLC | 1101 W Highway 34 | Aurora | NE | 68818-5103 | Hamilton | NE17521 | Active | 22 | 1976 | Dewco | UTNK - Unfired Vertical Tank | Outside -D-2 Purger | AMOC - Ammonia Sep Oil Cooler | 3/31/2027
Koch Fertilizer LLC | 1101 W Highway 34 | Aurora | NE | 68818-5103 | Hamilton | NE17522 | Active | 139 | 1976 | Lewis Refrigeration | UTNK - Unfired Vertical Tank | Sep. Bldg. | PROF - Process Filter | 3/31/2027
United Methodist Church | 1104 A St | Aurora | NE | 68818-2911 | Hamilton | NE21202 | Exempt 1999 LB-66 |  | 1990 | RHEEM MANUFACTURING CO | AHWH - ANSI/Fired Water Htr | BOILER ROOM | HWSD - Hot Water Dom/Potable | 3/31/2000
United Methodist Church | 1104 A St | Aurora | NE | 68818-2911 | Hamilton | NE29111 | Active | 7083 | 2020 | Fulton | COBL - Coil Type Boiler | BASEMENT | HWHT - Hot Water Heat | 12/31/2026
United Methodist Church | 1104 A St | Aurora | NE | 68818-2911 | Hamilton | NE29112 | Active | 7086 | 2020 | Fulton | COBL - Coil Type Boiler | BASEMENT | HWHT - Hot Water Heat | 12/31/2026
United Methodist Church | 1104 A St | Aurora | NE | 68818-2911 | Hamilton | NE37274 | Scrapped/Junked | n/a | 1974 | Kewanee | FTFB - Firetube-Firebox Boiler | BOILER ROOM | HWHT - Hot Water Heat | 9/30/2020
United Methodist Church | 1104 A St | Aurora | NE | 68818-2911 | Hamilton | NE37275 | Inactive |  | 1975 | AO SMITH | AHWH - ANSI/Fired Water Htr | BOILER ROOM | HWSD - Hot Water Dom/Potable | 3/31/1991
Aurora Coop Elevator Co | 1110 G St | Aurora | NE | 68818-2345 | Hamilton | NE08059 | Inactive | 1687 | 1978 | Abco Industries | FTSM - FTS Marine Dry Back | BOILER ROOM | PROC - Process Steam | 4/30/2009
Hamilton County Courthouse | 1111 13th St | Aurora | NE | 68818-2001 | Hamilton | NE15258 | Scrapped/Junked | 42151 | 1989 | Kewanee | FTFB - Firetube-Firebox Boiler | boiler room | HWHT - Hot Water Heat | 4/30/2011
Hamilton County Courthouse | 1111 13th St | Aurora | NE | 68818-2001 | Hamilton | NE22126 | Active | 18312 | 2011 | Les Inc/Aldrich Co | FTVT - Firetube Vertical TB | Under Bandstand | HWHT - Hot Water Heat | 2/28/2027
Spot Free Wash | 115 1st St | Hampton | NE | 68843-9312 | HAMILTON | NE40754 | Exempt 1999 LB-66 |  | 1997 | CLM AQUASTAR | AHWH - ANSI/Fired Water Htr |  | HWSP - Hot Water Non Potable Supply | 1/1/1900
Spot Free Wash | 115 1st St | Hampton | NE | 68843-9312 | HAMILTON | NE40755 | Exempt 1999 LB-66 |  | 1997 | CLM AQUASTAR | AHWH - ANSI/Fired Water Htr |  | HWSP - Hot Water Non Potable Supply | 1/1/1900
Spot Free Wash | 115 1st St | Hampton | NE | 68843-9312 | HAMILTON | NE40756 | Scrapped/Junked | 139015 | 1997 | RAYP | WT - Water Tube Boiler | MECH ROOM | HWHT - Hot Water Heat | 2/28/2023
Aurora Coop Car Wash | 118 S 16th St | Aurora | NE | 68818-3031 | Hamilton | NE15090 | Active | 205681 | 2002 | WTRP | CPFT - Horiz Cpr Fin Boiler | MECH ROOM | HWHT - Hot Water Heat | 4/30/2027
Aurora Coop Car Wash | 118 S 16th St | Aurora | NE | 68818-3031 | Hamilton | NE25887 | Exempt | 198886 | 2002 | Laars | CPFT - Horiz Cpr Fin Boiler | Mech Room | PROW - Process Hot Water | 4/30/2015
KAAPA Partners, LLC (East) | 1205 S O Rd | Aurora | NE | 68818-5304 | Hamilton | DA 498217-1 | Exempt | 3159 | 1995 | Wheeler Tank Company |  | outside blr rm | PROC - Process Steam | 4/20/2004
KAAPA Partners, LLC (East) | 1205 S O Rd | Aurora | NE | 68818-5304 | Hamilton | NE20470 | Inactive | 583 | 1995 | Volcano | WT - Water Tube Boiler | BOILER HOUSE | PROC - Process Steam | 12/31/2018
HUNTER CLEANERS | 1212 L St | Aurora | NE | 68818-2016 | HAMILTON | NE01077 | Inactive | 6854 | 1958 | STEAMASTER | FT - Firetube Boiler | MECHANICAL ROOM | PROC - Process Steam | 7/31/2000
A-1 Fiberglass | 1318 Wilson St | Aurora | NE | 68818-5312 | Hamilton | NE06922 | Scrapped/Junked | 12293 | 2004 | HTPI | UNK - Unknown | MECH ROOM | HWHF - Hot Water Heat-Floor | 3/31/2019
A-1 Fiberglass | 1318 Wilson St | Aurora | NE | 68818-5312 | Hamilton | NE06923 | Scrapped/Junked | 12294 | 2004 | HTPI | UNK - Unknown | MECH ROOM | HWHF - Hot Water Heat-Floor | 3/31/2016
A-1 Fiberglass | 1318 Wilson St | Aurora | NE | 68818-5312 | Hamilton | NE26180 | Scrapped/Junked | 174414 | 2015 | Lochinvar | COBL - Coil Type Boiler | Mechanical Room | HWHF - Hot Water Heat-Floor | 3/31/2022
A-1 Fiberglass | 1318 Wilson St | Aurora | NE | 68818-5312 | Hamilton | NE27834 | Scrapped/Junked | 343349 | 2018 | Lochinvar | COBL - Coil Type Boiler | Mechanical Room | HWHF - Hot Water Heat-Floor | 3/31/2025
A-1 Fiberglass | 1318 Wilson St | Aurora | NE | 68818-5312 | Hamilton | NE28207 | Active | 54430 | 2016 | Navien | COBL - Coil Type Boiler | Mechanical Room | HWHF - Hot Water Heat-Floor | 3/31/2026
A-1 Fiberglass | 1318 Wilson St | Aurora | NE | 68818-5312 | Hamilton | NE41449 | Active | 191961 | 2020 | Lochinvar | FTVT - Firetube Vertical TB | Mechanical Room | HWHF - Hot Water Heat-Floor | 3/31/2026
A-1 Fiberglass | 1318 Wilson St | Aurora | NE | 68818-5312 | Hamilton | NE42967 | Active | 347216 | 2022 | AIC / Lochinvar | FTVT - Firetube Vertical TB | Mechanical Room | HWHF - Hot Water Heat-Floor | 3/31/2026
Bubbles Car Wash | 1408 16th St | Aurora | NE | 68818-1301 | Hamilton | NE10292 | Active | 194968 | 2002 | Raytherm/Raypak | CPFT - Horiz Cpr Fin Boiler | Boiler Room | HWSP - Hot Water Non Potable Supply | 2/28/2027
Bubbles Car Wash | 1408 16th St | Aurora | NE | 68818-1301 | Hamilton | NE10293 | Active | 196833 | 2002 | Raytherm/Raypak | CPFT - Horiz Cpr Fin Boiler | Boiler Room | HWHF - Hot Water Heat-Floor | 2/28/2027
St Mary's Parish | 1419 10th St | Aurora | NE | 68818-1230 | Hamilton | NE00676 | Scrapped/Junked | n/a | 1994 | Burnham | CI - Cast Iron | BOILER ROOM | HWHT - Hot Water Heat | 1/31/2014
St Mary's Parish | 1419 10th St | Aurora | NE | 68818-1230 | Hamilton | NE16116 | Scrapped/Junked |  | 1966 | AMERICAN STANDARD |  | BOILER ROOM | HWHT - Hot Water Heat | 8/31/2000
Memorial Hospital | 1423 7th St | Aurora | NE | 68818-1141 | HAMILTON | NE00693 | Scrapped/Junked | 11313 | 2001 | ALES | FTVT - Firetube Vertical TB | DISHWASH/LAUNDRY | HWDP - Hotwater Heat & Dom Supply | 3/31/2012
Memorial Hospital | 1423 7th St | Aurora | NE | 68818-1141 | HAMILTON | NE00697 | Scrapped/Junked | 46203 | 2000 | SUSS | ELBL - Electric Boiler | NEW SURGERY ROOM | 0020 - Supp to Sterlizer/Autoclave | 4/30/2018
Memorial Hospital | 1423 7th St | Aurora | NE | 68818-1141 | HAMILTON | NE03385 | Inactive | 10895 | 1962 | RAYPAK INC, CALIFORNIA | FT - Firetube Boiler | MECHANICAL ROOM | HWSD - Hot Water Dom/Potable | 6/30/2001
Memorial Hospital | 1423 7th St | Aurora | NE | 68818-1141 | HAMILTON | NE03386 | Inactive | 10915 | 1962 | RAYPAK INC, CALIFORNIA | CPFH - Copper Fin Water Heater | MECHANICAL ROOM | HWSD - Hot Water Dom/Potable | 6/30/2001
Memorial Hospital | 1423 7th St | Aurora | NE | 68818-1141 | HAMILTON | NE04071 | Scrapped/Junked | 14071 | 1984 | ELECTRO-STEAM GENERATOR | ELBL - Electric Boiler | STERILIZER ROOM | 0020 - Supp to Sterlizer/Autoclave | 2/28/2005
Memorial Hospital | 1423 7th St | Aurora | NE | 68818-1141 | HAMILTON | NE06894 | Out of Service | 95176 | 2002 | RHEE | CHWH - ASME/Fired Water Heater | BASEMENT | HWSD - Hot Water Dom/Potable | 5/31/2011
Memorial Hospital | 1423 7th St | Aurora | NE | 68818-1141 | HAMILTON | NE06895 | Out of Service | 89680 | 2001 | RHEE | CHWH - ASME/Fired Water Heater | BASEMENT | HWSD - Hot Water Dom/Potable | 5/31/2011
Memorial Hospital | 1423 7th St | Aurora | NE | 68818-1141 | HAMILTON | NE08703 | Scrapped/Junked | 11318 | 2001 | ALES | FTVT - Firetube Vertical TB | BOILER ROOM | HWDP - Hotwater Heat & Dom Supply | 3/31/2012
Memorial Hospital | 1423 7th St | Aurora | NE | 68818-1141 | HAMILTON | NE10242 | Active | 16588 | 2007 | ALES | FTVT - Firetube Vertical TB | PENTHOUSE | GLYC - Glycol Bldg Heat Sys | 2/28/2027
Memorial Hospital | 1423 7th St | Aurora | NE | 68818-1141 | HAMILTON | NE10243 | Active | 16589 | 2007 | ALES | FTVT - Firetube Vertical TB | PENTHOUSE | GLYC - Glycol Bldg Heat Sys | 2/28/2027
Memorial Hospital | 1423 7th St | Aurora | NE | 68818-1141 | HAMILTON | NE10244 | Active | 16580 | 2007 | ALES | FTVT - Firetube Vertical TB | PENTHOUSE | GLYC - Glycol Bldg Heat Sys | 2/28/2027
Memorial Hospital | 1423 7th St | Aurora | NE | 68818-1141 | HAMILTON | NE10245 | Active | 77438 | 2007 | BRDW | CHWH - ASME/Fired Water Heater | PENTHOUSE | HWSD - Hot Water Dom/Potable | 2/28/2027
Memorial Hospital | 1423 7th St | Aurora | NE | 68818-1141 | HAMILTON | NE13444 | Scrapped/Junked | 63244 | 2008 | CAST | ELBL - Electric Boiler | NEW SURGERY CENTER | STER - Sterilizer | 4/30/2022
Memorial Hospital | 1423 7th St | Aurora | NE | 68818-1141 | HAMILTON | NE15099 | Scrapped/Junked | 28917 | 1996 | CASTLE | ELBL - Electric Boiler | STERILIZER ROOM | 0020 - Supp to Sterlizer/Autoclave | 4/30/2008
Memorial Hospital | 1423 7th St | Aurora | NE | 68818-1141 | HAMILTON | NE19496 | Scrapped/Junked | 130886 | 2010 | PVI Industries | CHWH - ASME/Fired Water Heater | ER Penthouse | HWSD - Hot Water Dom/Potable | 2/28/2022
Memorial Hospital | 1423 7th St | Aurora | NE | 68818-1141 | HAMILTON | NE19497 | Scrapped/Junked | 130887 | 2010 | PVI Industries | CHWH - ASME/Fired Water Heater | ER Penthouse | HWSD - Hot Water Dom/Potable | 2/28/2022
Memorial Hospital | 1423 7th St | Aurora | NE | 68818-1141 | HAMILTON | NE19498 | Active | 130888 | 2010 | PVI Industries | CHWH - ASME/Fired Water Heater | ER Penthouse | HWSD - Hot Water Dom/Potable | 2/28/2027
Memorial Hospital | 1423 7th St | Aurora | NE | 68818-1141 | HAMILTON | NE19499 | Active | 130889 | 2010 | PVI Industries | CHWH - ASME/Fired Water Heater | ER Penthouse | HWSD - Hot Water Dom/Potable | 2/28/2027
Memorial Hospital | 1423 7th St | Aurora | NE | 68818-1141 | HAMILTON | NE19500 | Out of Service | 18238 | 2011 | Aldrich | FTVT - Firetube Vertical TB | ER Penthouse | GLYC - Glycol Bldg Heat Sys | 2/28/2022
Memorial Hospital | 1423 7th St | Aurora | NE | 68818-1141 | HAMILTON | NE19861 | Scrapped/Junked | 130891 | 2010 | PVI Industries | CHWH - ASME/Fired Water Heater | MCC Boiler Room | HWSD - Hot Water Dom/Potable | 2/28/2025
Memorial Hospital | 1423 7th St | Aurora | NE | 68818-1141 | HAMILTON | NE19862 | Scrapped/Junked | 130890 | 2010 | PVI Industries | CHWH - ASME/Fired Water Heater | MCC Boiler Room | HWSD - Hot Water Dom/Potable | 2/28/2024
Memorial Hospital | 1423 7th St | Aurora | NE | 68818-1141 | HAMILTON | NE20776 | Out of Service | 18237 | 2011 | Aldrich | FTVT - Firetube Vertical TB | ER Penthouse | GLYC - Glycol Bldg Heat Sys | 2/28/2022
Memorial Hospital | 1423 7th St | Aurora | NE | 68818-1141 | HAMILTON | NE20777 | Active | 18232 | 2011 | Aldrich | FTVT - Firetube Vertical TB | ER Penthouse | GLYC - Glycol Bldg Heat Sys | 2/28/2027
Memorial Hospital | 1423 7th St | Aurora | NE | 68818-1141 | HAMILTON | NE20778 | Active | 18233 | 2011 | Aldrich | FTVT - Firetube Vertical TB | ER Penthouse | GLYC - Glycol Bldg Heat Sys | 2/28/2027
Memorial Hospital | 1423 7th St | Aurora | NE | 68818-1141 | HAMILTON | NE27066 | Active | 9132 | 2017 | Chromalox | ELBL - Electric Boiler | New Surgery Room | PROC - Process Steam | 2/28/2027
Memorial Hospital | 1423 7th St | Aurora | NE | 68818-1141 | HAMILTON | NE37234 | Scrapped/Junked | 0 | 1962 | TITV | FTSM - FTS Marine Dry Back | BOILER ROOM | HWHT - Hot Water Heat | 3/31/2012
Memorial Hospital | 1423 7th St | Aurora | NE | 68818-1141 | HAMILTON | NE37235 | Out of Service | 0 | 1962 | TITV | FTSM - FTS Marine Dry Back | BOILER ROOM | HWHT - Hot Water Heat | 3/31/2011
Memorial Hospital | 1423 7th St | Aurora | NE | 68818-1141 | HAMILTON | NE41054 | Active | 27318 | 2021 | Steris Corp | ELBL - Electric Boiler | NEW SURGERY CENTER | STER - Sterilizer | 2/28/2027
Memorial Hospital | 1423 7th St | Aurora | NE | 68818-1141 | HAMILTON | NE41351 | Active | 189016 | 2020 | RAYPAK INC, CALIFORNIA | FT - Firetube Boiler | MECHANICAL ROOM | HWHT - Hot Water Heat | 2/28/2027
Memorial Hospital | 1423 7th St | Aurora | NE | 68818-1141 | HAMILTON | NE41439 | Active | 163057 | 2021 | RHEEM | CHWH - ASME/Fired Water Heater | Mechanical Room | HWSD - Hot Water Dom/Potable | 2/28/2027
Memorial Hospital | 1423 7th St | Aurora | NE | 68818-1141 | HAMILTON | NE41440 | Active | 163065 | 2021 | RHEEM | CHWH - ASME/Fired Water Heater | Mechanical Room | HWSD - Hot Water Dom/Potable | 2/28/2027
Memorial Hospital | 1423 7th St | Aurora | NE | 68818-1141 | HAMILTON | NE41441 | Active | 163061 | 2021 | RHEEM | CHWH - ASME/Fired Water Heater | Mechanical Room | HWSD - Hot Water Dom/Potable | 2/28/2027
Memorial Hospital | 1423 7th St | Aurora | NE | 68818-1141 | HAMILTON | NE41442 | Active | 163181 | 2021 | RHEEM | CHWH - ASME/Fired Water Heater | Mechanical Room | HWSD - Hot Water Dom/Potable | 2/28/2027
Memorial Hospital | 1423 7th St | Aurora | NE | 68818-1141 | HAMILTON | NE41653 | Active | 188241 | 2020 | RAYPAK INC, CALIFORNIA | FT - Firetube Boiler | MECHANICAL ROOM | HWHT - Hot Water Heat | 2/28/2027
Memorial Hospital | 1423 7th St | Aurora | NE | 68818-1141 | HAMILTON | NE42786 | Active | 591195 | 2023 | Lochinvar | WT - Water Tube Boiler | MCC Boiler Room | HWSD - Hot Water Dom/Potable | 2/28/2027
Memorial Hospital | 1423 7th St | Aurora | NE | 68818-1141 | HAMILTON | NE42787 | Active | 591199 | 2023 | Lochinvar | WT - Water Tube Boiler | MCC Boiler Room | HWSD - Hot Water Dom/Potable | 2/28/2027
Hamilton Manor | 1515 5th St | Aurora | NE | 68818-1140 | Hamilton | NE05694 | Scrapped/Junked | 73995 | 1997 | RUUD | CHWH - ASME/Fired Water Heater | BOILER ROOM | HWSD - Hot Water Dom/Potable | 8/31/1999
Hamilton Manor | 1515 5th St | Aurora | NE | 68818-1140 | Hamilton | NE05903 | Scrapped/Junked | 87541 | 2000 | RHEEM MANUFACTURING CO | CHWH - ASME/Fired Water Heater | BOILER ROOM | HWSD - Hot Water Dom/Potable | 8/31/2005
Hamilton Manor | 1515 5th St | Aurora | NE | 68818-1140 | Hamilton | NE05904 | Scrapped/Junked | 79513 | 1998 | RHEEM MANUFACTURING CO | CHWH - ASME/Fired Water Heater | BOILER ROOM | HWSD - Hot Water Dom/Potable | 8/31/2008
Hamilton Manor | 1515 5th St | Aurora | NE | 68818-1140 | Hamilton | NE06107 | Scrapped/Junked | 93249 | 2005 | State Ind. | CHWH - ASME/Fired Water Heater | BOILER ROOM | HWSD - Hot Water Dom/Potable | 1/31/2013
Hamilton Manor | 1515 5th St | Aurora | NE | 68818-1140 | Hamilton | NE15210 | Out of Service | n/a | 1965 | Kewanee | FTFB - Firetube-Firebox Boiler | BOILER ROOM | HWHT - Hot Water Heat | 1/31/2018
Hamilton Manor | 1515 5th St | Aurora | NE | 68818-1140 | Hamilton | NE15211 | Inactive | n/a | 1970 | Kewanee | FTFB - Firetube-Firebox Boiler | BOILER ROOM | HWHT - Hot Water Heat | 1/31/2018
Hamilton Manor | 1515 5th St | Aurora | NE | 68818-1140 | Hamilton | NE15212 | Scrapped/Junked |  | 1982 | AO SMITH | AHWH - ANSI/Fired Water Htr | BOILER ROOM | HWSD - Hot Water Dom/Potable | 8/31/1999
Hamilton Manor | 1515 5th St | Aurora | NE | 68818-1140 | Hamilton | NE22262 | Inactive | 167967 | 2012 | A O Smith | CHWH - ASME/Fired Water Heater | BOILER ROOM | HWSD - Hot Water Dom/Potable | 1/31/2018
Parkview Pool | 1602 13th St | Aurora | NE | 68818 | Hamilton | NE08406 | Scrapped/Junked | 174571 | 2000 | Raypak | CPFT - Horiz Cpr Fin Boiler | BOILER ROOM | OPHT - Outdoor Pool Heater | 6/30/2014
Parkview Pool | 1602 13th St | Aurora | NE | 68818 | Hamilton | NE08407 | Scrapped/Junked | 174572 | 2000 | Raypak | CPFT - Horiz Cpr Fin Boiler | BOILER ROOM | OPHT - Outdoor Pool Heater | 6/30/2014
PARKVIEW POOL | 1602 13TH ST | AURORA | NE | 68818 | HAMILTON | NE40631 | Scrapped/Junked |  | 1979 | RAYPAK INC, CALIFORNIA | CPFT - Horiz Cpr Fin Boiler |  | OPHT - Outdoor Pool Heater | 6/30/2000
PARKVIEW POOL | 1602 13TH ST | AURORA | NE | 68818 | HAMILTON | NE40633 | Scrapped/Junked |  | 1978 | RAYPAK INC, CALIFORNIA | CPFT - Horiz Cpr Fin Boiler |  | OPHT - Outdoor Pool Heater | 6/30/2000
Speciality Ag Formulations | 1658 Mission Ave | Aurora | NE | 68818-7009 | Hamilton | NE44150 | Active | 1194 | 2024 | Gasmaster | FTSS - Firetube Stainless Steel | Production room | HWHT - Hot Water Heat | 5/31/2026
Giltner Public School | 2 W 6th Rd | Giltner | NE | 68841 | Hamilton | NE13330 | Active | 65857 | 2008 | Lochinvar | COWH - Coil Type Water Heater | BOILER ROOM | HWHT - Hot Water Heat | 2/28/2027
Giltner Public School | 2 W 6th Rd | Giltner | NE | 68841 | Hamilton | NE13331 | Active | 65858 | 2008 | Lochinvar | COWH - Coil Type Water Heater | BOILER ROOM | HWHT - Hot Water Heat | 2/28/2027
Giltner Public School | 2 W 6th Rd | Giltner | NE | 68841 | Hamilton | NE13332 | Active | 61250 | 2008 | Lochinvar | COWH - Coil Type Water Heater | BOILER ROOM | HWHT - Hot Water Heat | 2/28/2027
Giltner Public School | 2 W 6th Rd | Giltner | NE | 68841 | Hamilton | NE13333 | Active | 61412 | 2008 | Lochinvar | COWH - Coil Type Water Heater | BOILER ROOM | HWHT - Hot Water Heat | 2/28/2027
GILTNER PUBLIC SCHOOL | 2 W 6TH RD | GILTNER | NE | 68841 | HAMILTON | NE20115 | Exempt 1999 LB-66 |  | 1985 | RHEEM MANUFACTURING CO | AHWH - ANSI/Fired Water Htr | BOILER ROOM | HWSD - Hot Water Dom/Potable | 7/31/2000
GILTNER PUBLIC SCHOOL | 2 W 6TH RD | GILTNER | NE | 68841 | HAMILTON | NE20116 | Exempt 1999 LB-66 |  | 1992 | AO SMITH | AHWH - ANSI/Fired Water Htr |  | HWSD - Hot Water Dom/Potable | 7/31/2000
GILTNER PUBLIC SCHOOL | 2 W 6TH RD | GILTNER | NE | 68841 | HAMILTON | NE20117 | Exempt 1999 LB-66 |  | 1991 | AO SMITH | AHWH - ANSI/Fired Water Htr | WEIGHT ROOM | HWSD - Hot Water Dom/Potable | 7/31/2000
GILTNER PUBLIC SCHOOL | 2 W 6TH RD | GILTNER | NE | 68841 | HAMILTON | NE32843 | Scrapped/Junked | 33652 | 1980 | KEWANEE | FTFB - Firetube-Firebox Boiler | BOILER ROOM | STHT - Steam-Heat | 10/31/2007
GILTNER PUBLIC SCHOOL | 2 W 6TH RD | GILTNER | NE | 68841 | HAMILTON | NE32844 | Scrapped/Junked | 33655 | 1980 | KEWANEE | FTFB - Firetube-Firebox Boiler | BOILER ROOM | STHT - Steam-Heat | 10/31/2007
Shelia R Holloway Labenz | 206 Lagerville Dr | Aurora | NE | 68818-1112 | Hamilton | NE08098 | Exempt | N/A | 2000 | AMST | CI - Cast Iron |  | HWHT - Hot Water Heat | 8/31/2008
Doniphan Control Ctr | 2060 W Platte River Dr | Doniphan | NE | 68832-9800 | Hamilton | NE18579 | Active | 32431 | 1992 | Bryan | ELBL - Electric Boiler | MECHANICAL RM | HWHT - Hot Water Heat | 1/31/2026
Edgerton Explorit Center | 208 16th St | Aurora | NE | 68818-3009 | Hamilton | NE10129 | Scrapped/Junked | 8039 | 1994 | LES Aldrich | FTVT - Firetube Vertical TB | Basement | HWHT - Hot Water Heat | 1/31/2019
Edgerton Explorit Center | 208 16th St | Aurora | NE | 68818-3009 | Hamilton | NE27537 | Active | 412781 | 2017 | CAMUS | WT - Water Tube Boiler | Basement Mech Room | HWHT - Hot Water Heat | 10/31/2026
HAMILTON COUNTY HIS SOC | 210 16th St | Aurora | NE | 68818-3009 | HAMILTON | NE01395 | Inactive |  | 1900 | REEVES | HOBB - Hobby/Antique Boiler | PORTABLE | 0024 - Antique Steam Tractor | 3/31/1987
KAAPA Partners, LLC (West) | 2103 Harvest Dr | Aurora | NE | 68818-2525 | Hamilton | NE22155 | Active | 16340 | 2007 | Superior Boiler Works | FTSM - FTS Marine Dry Back | Boiler House | PROC - Process Steam | 6/30/2026
KAAPA Partners, LLC (West) | 2103 Harvest Dr | Aurora | NE | 68818-2525 | Hamilton | NE22156 | Active | 16343 | 2008 | Superior Boiler Works | FTSM - FTS Marine Dry Back | Boiler House | PROC - Process Steam | 6/30/2026
KAAPA Partners, LLC (West) | 2103 Harvest Dr | Aurora | NE | 68818-2525 | Hamilton | NE22157 | Active | 16352 | 2008 | Superior Boiler Works | FTSM - FTS Marine Dry Back | Boiler House | PROC - Process Steam | 6/30/2026
KAAPA Partners, LLC (West) | 2103 Harvest Dr | Aurora | NE | 68818-2525 | Hamilton | NE22158 | Active | 16353 | 2008 | Superior Boiler Works | FTSM - FTS Marine Dry Back | Boiler House | PROC - Process Steam | 6/30/2026
KAAPA Partners, LLC (West) | 2103 Harvest Dr | Aurora | NE | 68818-2525 | Hamilton | NE22159 | Active | 709 | 2008 | Cain | ECON - Boiler Economizer | Boiler House | ECON - Boiler Economizer | 6/30/2026
KAAPA Partners, LLC (West) | 2103 Harvest Dr | Aurora | NE | 68818-2525 | Hamilton | NE22160 | Active | 706 | 2008 | Cain | ECON - Boiler Economizer | Boiler House | ECON - Boiler Economizer | 6/30/2026
KAAPA Partners, LLC (West) | 2103 Harvest Dr | Aurora | NE | 68818-2525 | Hamilton | NE22161 | Active | 708 | 2008 | Cain | ECON - Boiler Economizer | Boiler House | ECON - Boiler Economizer | 6/30/2026
KAAPA Partners, LLC (West) | 2103 Harvest Dr | Aurora | NE | 68818-2525 | Hamilton | NE22162 | Active | 707 | 2008 | Cain | ECON - Boiler Economizer | Boiler House | ECON - Boiler Economizer | 6/30/2026
KAAPA Partners, LLC (West) | 2103 Harvest Dr | Aurora | NE | 68818-2525 | Hamilton | NE26564 | Out of Service | 242 | 2009 | VICTORY ENERGY | WT - Water Tube Boiler | Portable | PROC - Process Steam | 6/30/2018
KAAPA Partners, LLC (West) | 2103 Harvest Dr | Aurora | NE | 68818-2525 | Hamilton | NE44151 | Active | 1023 | 2021 | INDECK | WT - Water Tube Boiler | Portable Trailer | PROC - Process Steam | 6/30/2026
KAAPA Partners, LLC (West) | 2103 Harvest Dr | Aurora | NE | 68818-2525 | Hamilton | NE44152 | Active | 484 | 2021 | Etech | ECON - Boiler Economizer | Portable Trailer | ECON - Boiler Economizer | 6/30/2026
Aurora Elementary School | 300 H St | Aurora | NE | 68818-2243 | Hamilton | NE09059 | Scrapped/Junked | 68880 | 2002 | AOSM | CHWH - ASME/Fired Water Heater | mech room | HWSD - Hot Water Dom/Potable | 10/31/2014
Aurora Elementary School | 300 H St | Aurora | NE | 68818-2243 | Hamilton | NE19697 | Active | 7009 | 1975 | LEGION | KETT - Fired Kettle | kitchen | COOK - Cooker/Kettle | 10/31/2026
Aurora Elementary School | 300 H St | Aurora | NE | 68818-2243 | Hamilton | NE19698 | Scrapped/Junked |  | 1979 | AO SMITH | AHWH - ANSI/Fired Water Htr | KITCHEN | HWSD - Hot Water Dom/Potable | 8/31/1999
Aurora Elementary School | 300 H St | Aurora | NE | 68818-2243 | Hamilton | NE25832 | Active | 139413 | 2014 | AOSM | CHWH - ASME/Fired Water Heater | Hot Water Heater Room | HWSD - Hot Water Dom/Potable | 10/31/2026
Aurora Elementary School | 300 H St | Aurora | NE | 68818-2243 | Hamilton | NE40790 | Exempt 1999 LB-66 |  | 1998 | AMERICAN STANDARD | AHWH - ANSI/Fired Water Htr | KITCHEN STOREROOM | HWSD - Hot Water Dom/Potable | 8/31/2000
Aurora Middle School | 300 L St | Aurora | NE | 68818-1902 | Hamilton | NE08681 | Scrapped/Junked | 304 | 2000 | AMERICAN STANDARD | CHWH - ASME/Fired Water Heater | BOILER ROOM | HWSD - Hot Water Dom/Potable | 10/31/2007
Aurora Middle School | 300 L St | Aurora | NE | 68818-1902 | Hamilton | NE08682 | Scrapped/Junked | 302 | 2000 | AMST | CHWH - ASME/Fired Water Heater | BOILER ROOM | HWSD - Hot Water Dom/Potable | 10/31/2009
Aurora Middle School | 300 L St | Aurora | NE | 68818-1902 | Hamilton | NE08683 | Scrapped/Junked | 193 | 1999 | AMST | CHWH - ASME/Fired Water Heater | boiler room | HWSD - Hot Water Dom/Potable | 10/31/2018
Aurora Middle School | 300 L St | Aurora | NE | 68818-1902 | Hamilton | NE09058 | Active | 809 | 2004 | American Standard | CHWH - ASME/Fired Water Heater | boiler room | HWSD - Hot Water Dom/Potable | 10/31/2026
Aurora Middle School | 300 L St | Aurora | NE | 68818-1902 | Hamilton | NE13654 | Scrapped/Junked | 132182 | 2008 | AO SMITH | CHWH - ASME/Fired Water Heater | BOILER ROOM | HWSD - Hot Water Dom/Potable | 10/31/2018
Aurora Middle School | 300 L St | Aurora | NE | 68818-1902 | Hamilton | NE16264 | Scrapped/Junked | 54462 | 1990 | RHEEM MANUFACTURING CO | CHWH - ASME/Fired Water Heater | BOILER ROOM | HWSD - Hot Water Dom/Potable | 8/31/2001
Aurora Middle School | 300 L St | Aurora | NE | 68818-1902 | Hamilton | NE16724 | Scrapped/Junked | 57820 | 1991 | RHEEM MANUFACTURING CO | CHWH - ASME/Fired Water Heater | BOILER ROOM | HWSD - Hot Water Dom/Potable | 8/31/2001
Aurora Middle School | 300 L St | Aurora | NE | 68818-1902 | Hamilton | NE19699 | Active | 14813 | 1992 | Legion Industries | KETT - Fired Kettle | Kitchen | COOK - Cooker/Kettle | 10/31/2026
Aurora Middle School | 300 L St | Aurora | NE | 68818-1902 | Hamilton | NE27547 | Active | 243697 | 2018 | A O Smith | CHWH - ASME/Fired Water Heater | Mechanical Room | HWSD - Hot Water Dom/Potable | 10/31/2026
Aurora Middle School | 300 L St | Aurora | NE | 68818-1902 | Hamilton | NE31486 | Inactive |  | 1959 | CLEAVER BROOKS | FTSM - FTS Marine Dry Back | BOILER ROOM | HWHT - Hot Water Heat | 10/31/2005
Aurora Middle School | 300 L St | Aurora | NE | 68818-1902 | Hamilton | NE34590 | Active | 28645 | 1977 | Kewanee | FTSM - FTS Marine Dry Back | Boiler Room | STHT - Steam-Heat | 10/31/2026
Aurora Middle School | 300 L St | Aurora | NE | 68818-1902 | Hamilton | NE34591 | Active | 28647 | 1977 | Kewanee | FTSM - FTS Marine Dry Back | Boiler Room | STHT - Steam-Heat | 10/31/2026
Aurora High School | 300 M St | Aurora | NE | 68818-1537 | Hamilton | NE17425 | Scrapped/Junked | 61359 | 1993 | RHEEM MANUFACTURING CO | WT - Water Tube Boiler | BOILER ROOM | HWSD - Hot Water Dom/Potable | 8/31/2001
Aurora High School | 300 M St | Aurora | NE | 68818-1537 | Hamilton | NE17426 | Scrapped/Junked |  | 1993 | RHEEM MANUFACTURING CO | AHWH - ANSI/Fired Water Htr | BOILER ROOM | HWSD - Hot Water Dom/Potable | 8/31/2001
Aurora High School | 300 M St | Aurora | NE | 68818-1537 | Hamilton | NE20455 | Scrapped/Junked | 8857 | 1996 | Aldrich | FTVT - Firetube Vertical TB | boiler room | STHT - Steam-Heat | 10/31/2022
Aurora High School | 300 M St | Aurora | NE | 68818-1537 | Hamilton | NE20456 | Scrapped/Junked | 8861 | 1996 | Aldrich | FTVT - Firetube Vertical TB | boiler room | STHT - Steam-Heat | 10/31/2022
Aurora High School | 300 M St | Aurora | NE | 68818-1537 | Hamilton | NE20468 | Scrapped/Junked | 71 | 1996 | RUSC | WT - Water Tube Boiler | boiler room | HWSD - Hot Water Dom/Potable | 10/31/2018
Aurora High School | 300 M St | Aurora | NE | 68818-1537 | Hamilton | NE28971 | Active | 38200 | 2020 | Rbi | CPFH - Copper Fin Water Heater | Boiler Room | HWSD - Hot Water Dom/Potable | 10/31/2026
Aurora High School | 300 M St | Aurora | NE | 68818-1537 | Hamilton | NE41630 | Active | 649 | 2022 | L E S | FT - Firetube Boiler | Boiler Room | STHT - Steam-Heat | 10/31/2026
Aurora High School | 300 M St | Aurora | NE | 68818-1537 | Hamilton | NE41631 | Active | 650 | 2022 | L E S | FT - Firetube Boiler | Boiler Room | STHT - Steam-Heat | 10/31/2026
OLD HIGH PLAINS MIDDLE | 418 3RD ST | HORDVILLE | NE | 68846 | HAMILTON | NE25572 | Inactive | 22188 | 1993 | BURNHAM COMM/INDUST | FT - Firetube Boiler | BOILER ROOM | STHT - Steam-Heat | 8/31/2005
OLD HIGH PLAINS MIDDLE | 418 3RD ST | HORDVILLE | NE | 68846 | HAMILTON | NE31466 | Inactive |  | 1937 | IDEAL |  |  | STHT - Steam-Heat | 8/31/2000
OLD HIGH PLAINS MIDDLE | 418 3RD ST | HORDVILLE | NE | 68846 | HAMILTON | NE32834 | Inactive | 32534 | 1979 | KEWANEE | FTFB - Firetube-Firebox Boiler | BOILER ROOM | HWHT - Hot Water Heat | 8/31/2005
Hampton Public School | 458 5th St | Hampton | NE | 68843-9211 | Hamilton | NE27067 | Active | 72858 | 2017 | PVI Industries | CHWH - ASME/Fired Water Heater | Mechanical Room | HWSD - Hot Water Dom/Potable | 9/30/2025
Hampton Public School | 458 5th St | Hampton | NE | 68843-9211 | Hamilton | NE27068 | Active | 74082 | 2017 | PVI Industries | CHWH - ASME/Fired Water Heater | Mechanical Room | HWSD - Hot Water Dom/Potable | 9/30/2025
Hampton Public School | 458 5th St | Hampton | NE | 68843-9211 | Hamilton | NE34405 | Scrapped/Junked | 9999 | 1972 | Kewanee | FTFB - Firetube-Firebox Boiler | Boiler Room | HWHT - Hot Water Heat | 10/31/2015
Hampton Public School | 458 5th St | Hampton | NE | 68843-9211 | Hamilton | NE34406 | Scrapped/Junked | 9999 | 1972 | Kewanee | FTFB - Firetube-Firebox Boiler | Boiler Room | HWHT - Hot Water Heat | 10/31/2015
Hampton Public School | 458 5th St | Hampton | NE | 68843-9211 | Hamilton | NE37071 | Scrapped/Junked |  | 1972 | DAYN | AHWH - ANSI/Fired Water Htr | STAGE | HWSD - Hot Water Dom/Potable | 10/31/2005
Hampton Public School | 458 5th St | Hampton | NE | 68843-9211 | Hamilton | NE44108 | Active | 476467 | 2024 | AIC GDYNIA | FTSS - Firetube Stainless Steel | Mechanical Room | HWHT - Hot Water Heat | 9/30/2026
Hampton Public School | 458 5th St | Hampton | NE | 68843-9211 | Hamilton | NE44109 | Active | 461969 | 2024 | AIC GDYNIA | FTSS - Firetube Stainless Steel | Mechanical Room | HWHT - Hot Water Heat | 9/30/2026
WASH & TUB | 512 HWY 34 | AURORA | NE | 68818 | HAMILTON | NE40757 | Inactive |  | 1993 | AO SMITH | AHWH - ANSI/Fired Water Htr |  | HWSD - Hot Water Dom/Potable | 8/31/2000
WASH & TUB | 512 HWY 34 | AURORA | NE | 68818 | HAMILTON | NE40758 | Exempt 1999 LB-66 |  | 1992 | AO SMITH | AHWH - ANSI/Fired Water Htr |  | HWSD - Hot Water Dom/Potable | 8/31/2000
WASH & TUB | 512 HWY 34 | AURORA | NE | 68818 | HAMILTON | NE40759 | Exempt 1999 LB-66 |  | 1995 | RHEEM MANUFACTURING CO | AHWH - ANSI/Fired Water Htr |  | HWSD - Hot Water Dom/Potable | 8/31/2000
Memorial Health Clinic | 609 O St | Aurora | NE | 68818-1100 | Hamilton | NE00694 | Active | 9188 | 1997 | ALES | FTVT - Firetube Vertical TB | BASEMENT | GLYC - Glycol Bldg Heat Sys | 3/31/2027
Memorial Health Clinic | 609 O St | Aurora | NE | 68818-1100 | Hamilton | NE00695 | Active | 9179 | 1997 | ALES | FTVT - Firetube Vertical TB | BASEMENT | GLYC - Glycol Bldg Heat Sys | 3/31/2027
Memorial Health Clinic | 609 O St | Aurora | NE | 68818-1100 | Hamilton | NE00696 | Scrapped/Junked | 9175 | 1997 | ALES | FTVT - Firetube Vertical TB | BASEMENT | HWSD - Hot Water Dom/Potable | 3/31/2024
Memorial Health Clinic | 609 O St | Aurora | NE | 68818-1100 | Hamilton | NE42785 | Active | 291982 | 2021 | Lochinvar | FTVT - Firetube Vertical TB | BASEMENT | GLYC - Glycol Bldg Heat Sys | 3/31/2027
BETHESDA CARE CENTER | 610 13th St | Aurora | NE | 68818-2402 | HAMILTON | NE37418 | Inactive | 4853 | 1983 | AJAX BOILER INC | WT - Water Tube Boiler | BOILER ROOM | STHT - Steam-Heat | 4/30/1992
KOA | 904 S B Rd | Doniphan | NE | 68832-2108 | Hamilton | NE17942 | Scrapped/Junked | n/a | 1977 | Ruud | AHWH - ANSI/Fired Water Htr | Office | HWSD - Hot Water Dom/Potable | 6/30/2015
Aurora City Hall | 905 13th St | Aurora | NE | 68818-2409 | Hamilton | NE08883 | Scrapped/Junked | 113806 | 2001 | Teledyne Laars | COBL - Coil Type Boiler | MECH ROOM | HWHT - Hot Water Heat | 3/31/2021
Aurora City Hall | 905 13th St | Aurora | NE | 68818-2409 | Hamilton | NE08884 | Scrapped/Junked | 113795 | 2001 | Teledyne | COBL - Coil Type Boiler | MECH ROOM | HWHT - Hot Water Heat | 3/31/2020
Aurora City Hall | 905 13th St | Aurora | NE | 68818-2409 | Hamilton | NE29092 | Active | 498211 | 2020 | Laars | WTSS - Watertube SS Steel | MECH ROOM | HWHT - Hot Water Heat | 1/31/2027
Aurora City Hall | 905 13th St | Aurora | NE | 68818-2409 | Hamilton | NE29093 | Active | 498193 | 2020 | Laars | WTSS - Watertube SS Steel | MECH ROOM | HWHT - Hot Water Heat | 1/31/2027
Marquette Public Schools | Po Box 100 | Marquette | NE | 68854-0100 | Hamilton | NE32569 | Inactive |  | 1938 | Us Radiator | CI - Cast Iron | BOILER ROOM | STHT - Steam-Heat | 2/28/1993
ALMA HOUSING AUTHORITY | 1103 4th St | Alma | NE | 68920-2075 | HARLAN | NE40311 | Exempt |  | 1995 | PEERLESS HEATER COMPANY |  | PARKVIEW FACILITY | HWHT - Hot Water Heat | 4/30/1999
ALMA HOUSING AUTHORITY | 1103 4th St | Alma | NE | 68920-2075 | HARLAN | NE40312 | Exempt |  | 1995 | PEERLESS HEATER COMPANY |  | PARKVIEW FACILITY | HWHT - Hot Water Heat | 4/30/1999
ALMA HOUSING AUTHORITY | 1103 4th St | Alma | NE | 68920-2075 | HARLAN | NE40313 | Exempt |  | 1995 | PEERLESS HEATER COMPANY |  | PARKVIEW FACILITY | HWHT - Hot Water Heat | 4/30/1999
ALMA HOUSING AUTHORITY | 1103 4th St | Alma | NE | 68920-2075 | HARLAN | NE40314 | Exempt |  | 1995 | PEERLESS HEATER COMPANY |  | PARKVIEW FACILITY | HWHT - Hot Water Heat | 4/30/1999
ALMA HOUSING AUTHORITY | 1103 4th St | Alma | NE | 68920-2075 | HARLAN | NE40315 | Exempt |  | 1995 | PEERLESS HEATER COMPANY |  | PARKVIEW FACILITY | HWHT - Hot Water Heat | 4/30/1999
ALMA HOUSING AUTHORITY | 1103 4th St | Alma | NE | 68920-2075 | HARLAN | NE40316 | Scrapped/Junked |  | 1992 | PEERLESS HEATER COMPANY |  | UNITS 21-25 | HWHT - Hot Water Heat | 4/30/2001
ALMA HOUSING AUTHORITY | 1103 4th St | Alma | NE | 68920-2075 | HARLAN | NE40317 | Scrapped/Junked | 68201 | 1985 | RAYPAK INC, CALIFORNIA | WT - Water Tube Boiler | UNITS 26-30 | HWHT - Hot Water Heat | 4/30/2001
DECORATING DESIGNS BY CL | 111 John St | Alma | NE | 68920-2154 | HARLAN | NE01375 | Inactive | 33983 | 1979 | PM LATTNER MFR COMPANY | WT - Water Tube Boiler | BASEMENT | PROC - Process Steam | 7/31/1998
Alma City Pool | 1115 2nd Street | Alma | NE | 68920 | Harlan | NE25860 | Inactive | 361541 | 2013 | Raypak | CPPH - Ansi Cpr Fin Pool Heater | Mechanical Room | OPHT - Outdoor Pool Heater | 6/30/2022
Nutrien Ag Solutions | 11398 719 Rd | Alma | NE | 68920-2543 | Harlan | NE41180 | Scrapped/Junked | 67206 | 2020 | Heat Transfer Products Inc. | COBL - Coil Type Boiler | Shop | GLFH - Glycol Floor Heat System | 12/31/2022
Nutrien Ag Solutions | 11398 719 Rd | Alma | NE | 68920-2543 | Harlan | NE41622 | Active | 60744 | 2019 | Heat Transfer Products Inc. | COBL - Coil Type Boiler | Shop | GLFH - Glycol Floor Heat System | 12/31/2025
Nutrien Ag Solutions | 11398 719 Rd | Alma | NE | 68920-2543 | Harlan | NE41623 | Scrapped/Junked | 56972 | 2018 | Heat Transfer Products Inc. | COBL - Coil Type Boiler | Mixer Room | GLFH - Glycol Floor Heat System | 12/31/2022
Nutrien Ag Solutions | 11398 719 Rd | Alma | NE | 68920-2543 | Harlan | NE41624 | Active | 54566 | 2018 | Heat Transfer Products Inc. | COBL - Coil Type Boiler | Mixer Room | GLFH - Glycol Floor Heat System | 12/31/2022
Nutrien Ag Solutions | 11398 719 Rd | Alma | NE | 68920-2543 | Harlan | NE43398 | Active | 23650 | 2022 | Heat Transfer Products Inc. | COBL - Coil Type Boiler | Mixer Room | GLFH - Glycol Floor Heat System | 12/31/2024
Calkins Law Office | 25 John St | Alma | NE | 68920-2153 | Harlan | NE42976 | Scrapped/Junked | N/A | 2024 | Peerless | CI - Cast Iron | Basement | STHT - Steam-Heat | 11/30/2026
Calkins Law Office | 25 John St | Alma | NE | 68920-2153 | Harlan | NE44132 | Active | N/A | 2025 | Peerless | CI - Cast Iron | Basement | STHT - Steam-Heat | 4/30/2027
vacant bldg | 502 Larch St | Orleans | NE | 68966-6888 | Harlan | NE31582 | Out of Service |  | 1963 | USRA | CI - Cast Iron | BOILER ROOM | STHT - Steam-Heat | 7/31/2008
vacant bldg | 502 Larch St | Orleans | NE | 68966-6888 | Harlan | NE37276 | Out of Service |  | 1982 | RHEE | AHWH - ANSI/Fired Water Htr | ABOVE STAGE | HWSD - Hot Water Dom/Potable | 7/31/2008
vacant bldg | 502 Larch St | Orleans | NE | 68966-6888 | Harlan | NE37277 | Out of Service |  | 1982 | RHEE | AHWH - ANSI/Fired Water Htr | ABOVE STAGE | HWSD - Hot Water Dom/Potable | 7/31/2008
Alma Public Schools | 515 Jewell St | Alma | NE | 68920-2067 | Harlan | NE16238 | Active | 6308 | 1989 | ALES | FTVT - Firetube Vertical TB | BOILER ROOM | HWHT - Hot Water Heat | 12/31/2026
Alma Public Schools | 515 Jewell St | Alma | NE | 68920-2067 | Harlan | NE16239 | Active | 6306 | 1989 | ALES | FTVT - Firetube Vertical TB | BOILER ROOM | HWHT - Hot Water Heat | 12/31/2026
Alma Public Schools | 515 Jewell St | Alma | NE | 68920-2067 | Harlan | NE16240 | Active | 6307 | 1989 | ALES | FTVT - Firetube Vertical TB | BOILER ROOM | HWHT - Hot Water Heat | 12/31/2026
Alma Public Schools | 515 Jewell St | Alma | NE | 68920-2067 | Harlan | NE16241 | Scrapped/Junked | 30064 | 1989 | AOSM | CHWH - ASME/Fired Water Heater | MECH ROOM | HWSD - Hot Water Dom/Potable | 6/30/2019
Alma Public Schools | 515 Jewell St | Alma | NE | 68920-2067 | Harlan | NE16242 | Scrapped/Junked | 30063 | 1989 | AOSM | CHWH - ASME/Fired Water Heater | BOILER ROOM | HWSD - Hot Water Dom/Potable | 6/30/2020
Alma Public Schools | 515 Jewell St | Alma | NE | 68920-2067 | Harlan | NE17968 | Active | 16952 | 2008 | Les Inc/Aldrich Co | FTVT - Firetube Vertical TB | Boiler Room | HWHT - Hot Water Heat | 12/31/2026
Alma Public Schools | 515 Jewell St | Alma | NE | 68920-2067 | Harlan | NE17969 | Active | 16953 | 2008 | Les Inc/Aldrich Co | FTVT - Firetube Vertical TB | Boiler Room | HWHT - Hot Water Heat | 12/31/2026
Alma Public Schools | 515 Jewell St | Alma | NE | 68920-2067 | Harlan | NE19194 | Exempt 1999 LB-66 |  | 1991 | RHEEM MANUFACTURING CO | AHWH - ANSI/Fired Water Htr |  | HWSD - Hot Water Dom/Potable | 7/31/1999
Alma Public Schools | 515 Jewell St | Alma | NE | 68920-2067 | Harlan | NE28124 | Active | 340404 | 2019 | Lochinvar | WTSS - Watertube SS Steel | MECH ROOM | HWSD - Hot Water Dom/Potable | 12/31/2026
Alma Public Schools | 515 Jewell St | Alma | NE | 68920-2067 | Harlan | NE31479 | Inactive |  | 1952 | NATL | FT - Firetube Boiler | BOILER ROOM | STHT - Steam-Heat | 7/31/2008
Alma Public Schools | 515 Jewell St | Alma | NE | 68920-2067 | Harlan | NE31480 | Inactive |  | 1938 | KEWA | FT - Firetube Boiler | BOILER ROOM | STHT - Steam-Heat | 7/31/2008
REPUBLICAN CITY | 515 N JEWEL | REPUBLICAN CITY | NE | 68971 | HARLAN | NE33870 | Inactive |  | 1953 | NATIONAL RADIATOR |  |  | HWHT - Hot Water Heat | 4/30/1990
HARLAN COUNTY BANK | 620 Main St | Alma | NE | 68920-2165 | HARLAN | NE18318 | Scrapped/Junked |  | 1964 | AMERICAN STANDARD |  | BOILER ROOM | HWHT - Hot Water Heat | 1/31/2001
Harlan County Courthouse | 706 2nd St | Alma | NE | 68920-2092 | Harlan | NE03726 | Scrapped/Junked | NA | 1966 | American Standard | CI - Cast Iron | Basement | HWHT - Hot Water Heat | 12/31/2011
Harlan County Courthouse | 706 2nd St | Alma | NE | 68920-2092 | Harlan | NE20790 | Active | 181080 | 2011 | Burnham | WTSS - Watertube SS Steel | Basement | WHRP - Whirlpool Supply | 11/30/2026
Harlan County Courthouse | 706 2nd St | Alma | NE | 68920-2092 | Harlan | NE20791 | Active | 181077 | 2011 | Burnham | WTSS - Watertube SS Steel | Basement | WHRP - Whirlpool Supply | 11/30/2026
USACE - Harlan County Dam | 70788 Corps Road A | Republican City | NE | 68971 | Harlan | NE22142 | Scrapped/Junked | n/a | 1992 | Peerless | CI - Cast Iron | Maintenance Shop | STHT - Steam-Heat | 3/31/2012
USACE - Harlan County Dam | 70788 Corps Road A | Republican City | NE | 68971 | Harlan | NE23640 | Exempt | n/a | 1962 | R.L. Faubion | UFPV - Unfired Pressure Vessel | Maintenance Shop | RCVR - Receiver: Air or Water | 3/31/2012
USACE - Harlan County Dam | 70788 Corps Road A | Republican City | NE | 68971 | Harlan | NE23641 | Exempt | 185574 | 1974 | Manchester Tank | UFPV - Unfired Pressure Vessel | Cutter Head Dredge | RCVR - Receiver: Air or Water | 3/31/2012
Harlan County Hospital | 717 Brown St | Alma | NE | 68920-2132 | Harlan | NE07169 | Scrapped/Junked | n/a | 1968 | Kewanee | FTFB - Firetube-Firebox Boiler | BOILER ROOM | HWHT - Hot Water Heat | 6/30/2012
Harlan County Hospital | 717 Brown St | Alma | NE | 68920-2132 | Harlan | NE07170 | Scrapped/Junked | n/a | 1968 | Kewanee | FTFB - Firetube-Firebox Boiler | BOILER ROOM | HWHT - Hot Water Heat | 6/30/2012
Harlan County Hospital | 717 Brown St | Alma | NE | 68920-2132 | Harlan | NE10214 | Active | 103990 | 2007 | Fulton | FTVT - Firetube Vertical TB | MECH ROOM | HWHT - Hot Water Heat | 6/30/2026
Harlan County Hospital | 717 Brown St | Alma | NE | 68920-2132 | Harlan | NE10215 | Active | 104003 | 2007 | Fulton | FTVT - Firetube Vertical TB | MECH ROOM | HWHT - Hot Water Heat | 6/30/2026
Harlan County Hospital | 717 Brown St | Alma | NE | 68920-2132 | Harlan | NE41347 | Active | 29196 | 2022 | Steris Corp | ELBL - Electric Boiler | Surgery | 0020 - Supp to Sterlizer/Autoclave | 6/30/2026
TriCo Inc | 718 Rd & K | Alma | NE | 68920-2543 | Harlan | NE41178 | Active | NA | 2020 | US Boiler | CI - Cast Iron | Upstairs | GLFH - Glycol Floor Heat System | 12/31/2026
TriCo Inc | 718 Rd & K | Alma | NE | 68920-2543 | Harlan | NE41179 | Active | NA | 2001 | Burnham | CI - Cast Iron | Upstairs | GLFH - Glycol Floor Heat System | 12/31/2026
Colonial Villa Samaritan | 719 Brown St | Alma | NE | 68920-2132 | Harlan | NE05019 | Scrapped/Junked |  | 1993 | AO SMITH | AHWH - ANSI/Fired Water Htr | MECH ROOM | HWSD - Hot Water Dom/Potable | 3/31/2009
Colonial Villa Samaritan | 719 Brown St | Alma | NE | 68920-2132 | Harlan | NE13629 | Scrapped/Junked | 129531 | 2008 | AO SMITH | CHWH - ASME/Fired Water Heater | LAUNDRY | HWSP - Hot Water Non Potable Supply | 3/31/2021
Colonial Villa Samaritan | 719 Brown St | Alma | NE | 68920-2132 | Harlan | NE22382 | Scrapped/Junked | 44844 | 1998 | AOSM | CHWH - ASME/Fired Water Heater | BOILER ROOM | HWSD - Hot Water Dom/Potable | 3/31/2017
Colonial Villa Samaritan | 719 Brown St | Alma | NE | 68920-2132 | Harlan | NE22383 | Scrapped/Junked | 44427 | 1998 | AOSM | CHWH - ASME/Fired Water Heater | BOILER ROOM | HWSD - Hot Water Dom/Potable | 3/31/2017
Colonial Villa Samaritan | 719 Brown St | Alma | NE | 68920-2132 | Harlan | NE41700 | Active | 266780 | 2020 | AO SMITH | CHWH - ASME/Fired Water Heater | Mechanical Room | HWSD - Hot Water Dom/Potable | 3/31/2027
City Auditorium | 807 Main St | Alma | NE | 68920-2167 | Harlan | NE19108 | Scrapped/Junked | N/A | 1984 | Peerless | CI - Cast Iron | BOILER ROOM | STHT - Steam-Heat | 3/31/2011
ORLEANS MILLING COMPANY | HARLAN | ORLEANS | NE | 68966 | HARLAN | NE01058 | Inactive | 878 | 1957 | NEBRASKA BOILER | WT - Water Tube Boiler | BOILER ROOM | PROC - Process Steam | 4/30/1986
HUNTLEY PUBLIC SCHOOL | PO Box 7 | Huntley | NE | 68971-0007 | HARLAN | NE33719 | Inactive |  | 1925 | HERBERT | WT - Water Tube Boiler | BOILER ROOM | STHT - Steam-Heat | 8/31/1997
Palisade Rural Fire District | 109 S Main St | Palisade | NE | 69040-6162 | Hayes | NE42991 | Active | 252425 | 2021 | Lochinvar | FTSS - Firetube Stainless Steel | Mezzanine | HWHT - Hot Water Heat | 12/31/2026
Former Palisade School | 206 N Reynolds St | Palisade | NE | 69045 | Hayes | NE16426 | Inactive | n/a | 1991 | Peerless | CI - Cast Iron | BASEMENT | STHT - Steam-Heat | 12/31/2014
Former Palisade School | 206 N Reynolds St | Palisade | NE | 69045 | Hayes | NE24518 | Active | n/a | 2013 | Peerless | CI - Cast Iron | basement | STHT - Steam-Heat | 12/31/2025
Hayes Center Elementary | 318 Daniels St | Hayes Center | NE | 69032 | Hayes | NE31600 | Scrapped/Junked | 8672 | 1964 | Kewanee | FTFB - Firetube-Firebox Boiler | BOILER ROOM | HWHT - Hot Water Heat | 3/31/2022
Hayes Center Elementary | 318 Daniels St | Hayes Center | NE | 69032 | Hayes | NE41167 | Active | 89910 | 2021 | Aerco | COND - Condenser | Basement Boiler room | HWDP - Hotwater Heat & Dom Supply | 12/31/2026
Hayes Center Elementary | 318 Daniels St | Hayes Center | NE | 69032 | Hayes | NE41168 | Active | 89909 | 2021 | Aerco | COND - Condenser | Basement Boiler room | HWDP - Hotwater Heat & Dom Supply | 12/31/2026
Hayes Center High School | 500 Troth St | Hayes Center | NE | 69032 | Hayes | NE04251 | Scrapped/Junked | 2985 | 1968 | Bock Energy | CHWH - ASME/Fired Water Heater | BOILER ROOM | HWSD - Hot Water Dom/Potable | 3/31/2022
Hayes Center High School | 500 Troth St | Hayes Center | NE | 69032 | Hayes | NE31601 | Scrapped/Junked | n/a | 1967 | Kewanee | FTFB - Firetube-Firebox Boiler | BOILER ROOM | STHT - Steam-Heat | 3/31/2022
Hayes Center High School | 500 Troth St | Hayes Center | NE | 69032 | Hayes | NE41142 | Active | 537 | 2021 | L E S | FT - Firetube Boiler | BOILER ROOM | STHT - Steam-Heat | 12/31/2026
HAYES COUNTY ALFALFA | HC 62 Box 6 | Hayes Center | NE | 69032-9604 | HAYES | NE02729 | Inactive | 924 | 1968 | SUPERIOR BOILERWORKS | FTSM - FTS Marine Dry Back | BOILER ROOM | PROC - Process Steam | 4/30/1995
KUGLER OIL COMPANY | 209 W 3rd St | McCook | NE | 69001-3622 | HITCHCOCK | NE02288 | Inactive | 16382 | 1982 | BRYAN STEAM LLC | WT - Water Tube Boiler | CULBERTSON | HWHT - Hot Water Heat | 6/30/1990
KUGLER OIL COMPANY | 209 W 3rd St | McCook | NE | 69001-3622 | HITCHCOCK | NE15259 | Inactive | 10792 | 1989 | SUPERIOR BOILERWORKS | FTSM - FTS Marine Dry Back | BOILER ROOM | PROC - Process Steam | 9/30/2000
HITCHCOCK CTY COURTHOUSE | 229 E D St | Trenton | NE | 69044-1713 | HITCHCOCK | NE21175 | Scrapped/Junked |  | 1994 | PEERLESS HEATER COMPANY |  | BOILER ROOM | HWHT - Hot Water Heat | 1/31/2002
Hitchcock County High School | 312 W 3rd St | Trenton | NE | 69044-1843 | Hitchcock | NE00779 | Scrapped/Junked | n/a | 2000 | Peerless | CI - Cast Iron | Elementary Boiler Room | STHT - Steam-Heat | 3/31/2013
Hitchcock County High School | 312 W 3rd St | Trenton | NE | 69044-1843 | Hitchcock | NE22883 | Active | 241974 | 2012 | Lochinvar | WTSS - Watertube SS Steel | Boiler Room | HWHT - Hot Water Heat | 3/31/2026
Hitchcock County High School | 312 W 3rd St | Trenton | NE | 69044-1843 | Hitchcock | NE22884 | Active | 241975 | 2012 | Lochinvar | WTSS - Watertube SS Steel | Boiler Room | HWHT - Hot Water Heat | 3/31/2027
Hitchcock County High School | 312 W 3rd St | Trenton | NE | 69044-1843 | Hitchcock | NE31799 | Scrapped/Junked | n/a | 1966 | American Standard | CI - Cast Iron | High School Boiler Room | STHT - Steam-Heat | 3/31/2013
TRENTON ELEMENTARY SCHOOL | 313 W D St | Trenton | NE | 69044-1866 | HITCHCOCK | NE31708 | Scrapped/Junked |  | 1961 | KEWANEE | FT - Firetube Boiler | GRADE SCHOOL | STHT - Steam-Heat | 7/31/2000
TRENTON HIGH SCHOOL | 318 W D St | Trenton | NE | 69044-1866 | HITCHCOCK | NE21196 | Exempt 1999 LB-66 |  | 1989 | DAYTON | AHWH - ANSI/Fired Water Htr | HIGH SCHOOL | HWSD - Hot Water Dom/Potable | 7/31/2000
Former Soo Paw Motel | 36447 US Hwy 34 | Trenton | NE | 69044-1764 | Hitchcock | NE00795 | Scrapped/Junked |  | 1999 | PEER | CI - Cast Iron | BASEMENT | HWHT - Hot Water Heat | 2/28/2009
Former Soo Paw Motel | 36447 US Hwy 34 | Trenton | NE | 69044-1764 | Hitchcock | NE13413 | Scrapped/Junked | 206137 | 2008 | LAARS HEATING SYSTEMS CO | CPFT - Horiz Cpr Fin Boiler | BASEMENT | HWDP - Hotwater Heat & Dom Supply | 2/28/2013
Former Soo Paw Motel | 36447 US Hwy 34 | Trenton | NE | 69044-1764 | Hitchcock | NE22882 | Scrapped/Junked | 238690 | 2012 | Laars | CPFT - Horiz Cpr Fin Boiler | Basement | HWHT - Hot Water Heat | 3/31/2016
Former Soo Paw Motel | 36447 US Hwy 34 | Trenton | NE | 69044-1764 | Hitchcock | NE24300 | Inactive |  | 1955 | US RADIATOR |  | BASEMENT | HWHT - Hot Water Heat | 3/9/2001
Former Soo Paw Motel | 36447 US Hwy 34 | Trenton | NE | 69044-1764 | Hitchcock | NE26167 | Exempt | 247327 | 2013 | Laars | CPFT - Horiz Cpr Fin Boiler | Basement | HWHT - Hot Water Heat | 2/28/2026
Trenton Agri Products | 36698 US Highway 34 | Trenton | NE | 69044-1767 | Hitchcock | NE01601 | Active | 64 | 2003 | Siwel Industries, LLC | WT - Water Tube Boiler | Boiler Rm | PROC - Process Steam | 8/31/2026
Trenton Agri Products | 36698 US Highway 34 | Trenton | NE | 69044-1767 | Hitchcock | NE01602 | Scrapped/Junked | 142 | 2003 | Economasters LLC | ECON - Boiler Economizer | Boiler Room | ECON - Boiler Economizer | 4/30/2012
Trenton Agri Products | 36698 US Highway 34 | Trenton | NE | 69044-1767 | Hitchcock | NE01609 | Active | 143 | 2003 | Economasters LLC | FPV - Fired Pressure Vessel | Boiler Rm | 0039 - Cook Water Unit | 4/30/2027
Trenton Agri Products | 36698 US Highway 34 | Trenton | NE | 69044-1767 | Hitchcock | NE01610 | Scrapped/Junked | 144 | 2003 | Economasters LLC | FPV - Fired Pressure Vessel | Boiler Room | 0039 - Cook Water Unit | 4/30/2014
Trenton Agri Products | 36698 US Highway 34 | Trenton | NE | 69044-1767 | Hitchcock | NE22807 | Active | 64 | 2012 | Topp's Mechanical | ECON - Boiler Economizer | Boiler Room | HPEC - High Pressure Economizer | 4/30/2027
Trenton Agri Products | 36698 US Highway 34 | Trenton | NE | 69044-1767 | Hitchcock | NE24676 | Active | 322 | 2011 | Economasters LLC | FPV - Fired Pressure Vessel | Boiler Room | 0039 - Cook Water Unit | 4/30/2027
Trenton Agri Products | 36698 US Highway 34 | Trenton | NE | 69044-1767 | Hitchcock | NE24677 | Active | 17586 | 2014 | Superior Boiler Works | FTHT - Firetube Horizontal | Energy Plant | PROC - Process Steam | 8/31/2026
Trenton Agri Products | 36698 US Highway 34 | Trenton | NE | 69044-1767 | Hitchcock | NE24678 | Active | 2214 | 2014 | QCCM | ECON - Boiler Economizer | Energy plant/24677 | HPEC - High Pressure Economizer | 4/30/2027
Dundy County Elementary at Stratton | 605 Bailey St | Stratton | NE | 69043-5157 | Hitchcock | NE10311 | Inactive |  | 2001 | Peerless Heater Company | CI - Cast Iron | Basement | STHT - Steam-Heat | 3/31/2009
Dundy County Elementary at Stratton | 605 Bailey St | Stratton | NE | 69043-5157 | Hitchcock | NE31719 | Inactive |  | 1953 | Kewannee | FT - Firetube Boiler | BOILER ROOM | STHT - Steam-Heat | 6/30/2002
Dundy County Elementary at Stratton | 605 Bailey St | Stratton | NE | 69043-5157 | Hitchcock | NE31720 | Inactive |  | 1953 | Kewannee | FT - Firetube Boiler | BOILER ROOM | STHT - Steam-Heat | 6/30/2002
St Johns Lutheran Church-BMIC#394844 | 606 Ivey St | Culbertson | NE | 69024-2035 | Hitchcock | NE25551 | Scrapped/Junked |  | 1955 | AMST | CI - Cast Iron | BOILER ROOM | HWHT - Hot Water Heat | 2/28/2010
Hitchcock County Public School | 712 Arizona St | Culbertson | NE | 69024-2039 | Hitchcock | NE04486 | Scrapped/Junked | 45394 | 1986 | RHEEM | CHWH - ASME/Fired Water Heater | GYM | HWSD - Hot Water Dom/Potable | 3/31/2015
Hitchcock County Public School | 712 Arizona St | Culbertson | NE | 69024-2039 | Hitchcock | NE21195 | Exempt 1999 LB-66 |  | 1997 | AO SMITH | AHWH - ANSI/Fired Water Htr | BOILER ROOM | HWSD - Hot Water Dom/Potable | 7/12/2000
Hitchcock County Public School | 712 Arizona St | Culbertson | NE | 69024-2039 | Hitchcock | NE23627 | Active | 241932 | 2012 | Lochinvar | WTSS - Watertube SS Steel | New Boiler Room | GLYC - Glycol Bldg Heat Sys | 3/31/2027
Hitchcock County Public School | 712 Arizona St | Culbertson | NE | 69024-2039 | Hitchcock | NE23628 | Scrapped/Junked | 241933 | 2012 | Lochinvar | WTSS - Watertube SS Steel | New Boiler Room | GLYC - Glycol Bldg Heat Sys | 3/31/2022
Hitchcock County Public School | 712 Arizona St | Culbertson | NE | 69024-2039 | Hitchcock | NE31707 | Scrapped/Junked | n/a | 1950 | Kewanee | FTFB - Firetube-Firebox Boiler | BOILER ROOM | STHT - Steam-Heat | 3/31/2013
Hitchcock County Public School | 712 Arizona St | Culbertson | NE | 69024-2039 | Hitchcock | NE41328 | Active | 528575 | 2021 | Sermeta | COBL - Coil Type Boiler | BOILER ROOM | HWHT - Hot Water Heat | 3/31/2027
St John's Lutheran Church-BMIC#394844 | 712 Colorado St | Culbertson | NE | 69024-2027 | Hitchcock | NE17997 | Active | 87852 | 2008 | Lochinvar | WT - Water Tube Boiler | Basement | HWHT - Hot Water Heat | 10/31/2025
Former El Dorado Manor | 71434 Highway 25 | Trenton | NE | 69044-1714 | Hitchcock | NE07798 | Exempt | 81965 | 1999 | RHEEM | CHWH - ASME/Fired Water Heater | MECHANICAL ROOM | HWSD - Hot Water Dom/Potable | 2/28/2027
Former El Dorado Manor | 71434 Highway 25 | Trenton | NE | 69044-1714 | Hitchcock | NE16310 | Scrapped/Junked | 73171 | 1989 | Raytherm | CI - Cast Iron | BOILER ROOM | HWHT - Hot Water Heat | 2/28/2016
Kugler Oil Company | 71748 Railroad Ave | Culbertson | NE | 69024-5100 | Hitchcock | NE12240 | Active | 14064 | 2007 | Hurst | FTSM - FTS Marine Dry Back | NEW BOILE ROOM | PROC - Process Steam | 3/31/2026
Kugler Oil Company | 71748 Railroad Ave | Culbertson | NE | 69024-5100 | Hitchcock | NE22806 | Active | 24147 | 2003 | CLAYTON | COBL - Coil Type Boiler | Production Building | PROC - Process Steam | 3/31/2026
Kugler Oil Company | 71748 Railroad Ave | Culbertson | NE | 69024-5100 | Hitchcock | NE23576 | Scrapped/Junked | 15010 | 1984 | BURN | FTSM - FTS Marine Dry Back | BOILER ROOM | PROC - Process Steam | 9/30/2007
HITCHCOCK CTY SENIOR CTR | BAILEY ST | STRATTON | NE | 69043 | HITCHCOCK | NE35185 | Inactive | 3368 | 1962 | RAY | FT - Firetube Boiler | BOILER ROOM | HWHT - Hot Water Heat | 6/30/1994
EL DORADO MANOR | E JCT HWY 25 & 34 | TRENTON | NE | 69044 | HITCHCOCK | NE05715 | Exempt 1999 LB-66 |  | 1997 | RHEEM MANUFACTURING CO | AHWH - ANSI/Fired Water Htr | BOILER ROOM | HWSD - Hot Water Dom/Potable | 6/30/2000
EL DORADO MANOR | E JCT HWY 25 & 34 | TRENTON | NE | 69044 | HITCHCOCK | NE05716 | Scrapped/Junked |  | 1986 | STATE INDUSTRIES | AHWH - ANSI/Fired Water Htr | MECH ROOM | HWSD - Hot Water Dom/Potable | 5/31/1999
EL DORADO MANOR | E JCT HWY 25 & 34 | TRENTON | NE | 69044 | HITCHCOCK | NE19376 | Exempt 1999 LB-66 |  | 1992 | VANGUARD | AHWH - ANSI/Fired Water Htr |  | HWSD - Hot Water Dom/Potable | 6/30/2000
Timber Creek Homes | One Timber Creek Trail | Stratton | NE | 69043 | Hitchcock | NE13906 | Inactive | 82796 | 2008 | HEAT TRANSFER PRODUCTS IN | WTSS - Watertube SS Steel | BOILER ROOM SOUTH BLDG | HWHT - Hot Water Heat | 2/28/2012
HAYEN OIL COMPANY | RR2 BOX 21 | TRENTON | NE | 69044 | HITCHCOCK | NE02267 | Inactive | 627 | 1962 | SUPERIOR BOILERWORKS | FTSM - FTS Marine Dry Back | BOILER ROOM | PROC - Process Steam | 4/30/1985
West Holt High School | 1000 N Main St | Atkinson | NE | 68713-4952 | Holt | NE17576 | Scrapped/Junked | 17295 | 2008 | Aldrich | FTVT - Firetube Vertical TB | Boiler Room | HWSD - Hot Water Dom/Potable | 2/28/2023
West Holt High School | 1000 N Main St | Atkinson | NE | 68713-4952 | Holt | NE17577 | Active | 17290 | 2008 | Aldrich | FTVT - Firetube Vertical TB | Boiler Room | HWHT - Hot Water Heat | 2/28/2027
West Holt High School | 1000 N Main St | Atkinson | NE | 68713-4952 | Holt | NE17578 | Out of Service | 17289 | 2008 | Aldrich | FTVT - Firetube Vertical TB | Boiler Room | HWHT - Hot Water Heat | 2/28/2023
West Holt High School | 1000 N Main St | Atkinson | NE | 68713-4952 | Holt | NE31281 | Scrapped/Junked | 39982 | 1967 | GROE | COOK - Fired Cooker | KITCHEN | 0021 - Steam Supp Cooker/Kettle | 8/31/2009
West Holt High School | 1000 N Main St | Atkinson | NE | 68713-4952 | Holt | NE34390 | Scrapped/Junked | 9794 | 1967 | Continental Boiler Works | FTSM - FTS Marine Dry Back | BOILER ROOM | HWHT - Hot Water Heat | 8/31/2009
West Holt High School | 1000 N Main St | Atkinson | NE | 68713-4952 | Holt | NE34391 | Scrapped/Junked | 9795 | 1967 | Continental Boiler Works | FTSM - FTS Marine Dry Back | BOILER ROOM | HWHT - Hot Water Heat | 8/31/2009
West Holt High School | 1000 N Main St | Atkinson | NE | 68713-4952 | Holt | NE42427 | Active | 560367 | 2022 | Lochinvar | WT - Water Tube Boiler | Boiler Room | HWHT - Hot Water Heat | 2/28/2027
West Holt High School | 1000 N Main St | Atkinson | NE | 68713-4952 | Holt | NE42428 | Active | 18725 | 2012 | Aldrich | FTVT - Firetube Vertical TB | Boiler Room | HWHT - Hot Water Heat | 2/28/2027
St Boniface Rectory | 102 E 4th St | Stuart | NE | 68780-1786 | Holt | NE28427 | Active | 193920 | 2011 | Lochinvar | COBL - Coil Type Boiler | Basement | HWHT - Hot Water Heat | 2/28/2027
St Boniface Church | 106 E 4th St | Stuart | NE | 68780-1786 | Holt | NE15289 | Active | n/a | 1986 | Bryan | CI - Cast Iron | BASEMENT | STHT - Steam-Heat | 2/28/2027
St Boniface School | 106 E 4th St | Stuart | NE | 68780-1786 | Holt | NE31947 | Active | n/a | 1961 | Kewanee | FTFB - Firetube-Firebox Boiler | SCHOOL BOILER ROOM | HWHT - Hot Water Heat | 2/28/2027
Stuart Water & Light Plant | 110 W 2nd St | Stuart | NE | 68780-1701 | Holt | NE02540 | Active | 5836 | 2003 | HTPI | COBL - Coil Type Boiler | BOILER ROOM | HWHT - Hot Water Heat | 2/28/2027
Valley Hope Treatment Center | 1221 N 10th St | O'Neill | NE | 68763-1465 | Holt | NE02539 | Inactive | 72475 | 2002 | AOSM | CHWH - ASME/Fired Water Heater | LAUNDRY ROOM | HWSD - Hot Water Dom/Potable | 6/30/2015
Valley Hope Treatment Center | 1221 N 10th St | O'Neill | NE | 68763-1465 | Holt | NE16670 | Scrapped/Junked | na | 1991 | AOSM | AHWH - ANSI/Fired Water Htr | LAUNDRY | HWSD - Hot Water Dom/Potable | 6/30/2013
VALLEY HOPE TRTMNT CTR | 1221 N 10th St | Oneill | NE | 68763-1465 | HOLT | NE03677 | Scrapped/Junked |  | 1976 | RHEEM MANUFACTURING CO | AHWH - ANSI/Fired Water Htr | LAUNDRY RM | HWSD - Hot Water Dom/Potable | 8/31/2003
VALLEY HOPE TRTMNT CTR | 1221 N 10th St | Oneill | NE | 68763-1465 | HOLT | NE20471 | Exempt 1999 LB-66 |  | 1989 | AO SMITH | AHWH - ANSI/Fired Water Htr | KITCHEN | HWSD - Hot Water Dom/Potable | 8/31/1999
St Anthony's Hospital | 123 E Adams St | O'Neill | NE | 68763-1531 | Holt | NE03575 | Active | 26170 | 1974 | Kewannee | FT - Firetube Boiler | Boiler Room | STHT - Steam-Heat | 10/31/2026
St Anthony's Hospital | 123 E Adams St | O'Neill | NE | 68763-1531 | Holt | NE03576 | Active | 26169 | 1974 | Kewanee | FT - Firetube Boiler | Boiler Room | STHT - Steam-Heat | 6/30/2026
St Anthony's Hospital | 123 E Adams St | O'Neill | NE | 68763-1531 | Holt | NE19227 | Active | 130836 | 2010 | PVI Industries | FTVT - Firetube Vertical TB | New Boiler Room | HWSD - Hot Water Dom/Potable | 10/31/2026
St Anthony's Hospital | 123 E Adams St | O'Neill | NE | 68763-1531 | Holt | NE19228 | Active | 130837 | 2010 | PVI Industries | FTVT - Firetube Vertical TB | New Boiler Room | HWSD - Hot Water Dom/Potable | 10/31/2026
St Anthony's Hospital | 123 E Adams St | O'Neill | NE | 68763-1531 | Holt | NE19229 | Active | 57743 | 2010 | Bryan | WT - Water Tube Boiler | Boiler Room | HWHT - Hot Water Heat | 10/31/2026
St Anthony's Hospital | 123 E Adams St | O'Neill | NE | 68763-1531 | Holt | NE19230 | Active | 57744 | 2010 | Bryan | WT - Water Tube Boiler | Boiler Room | HWHT - Hot Water Heat | 10/31/2026
HOLT COUNTY ANNEX | 128 N 6th St | O'Neill | NE | 68763-1676 | Holt | NE18524 | Scrapped/Junked |  | 1935 | AMERICAN STANDARD |  | BASEMENT | STHT - Steam-Heat | 9/30/2003
Golden Living Center | 131 N 4th St | O'Neill | NE | 68763-1504 | Holt | NE34859 | Scrapped/Junked | N/A | 1964 | Iron Fireman | FTFB - Firetube-Firebox Boiler | BOILER ROOM | HWHT - Hot Water Heat | 3/31/2014
O'Neill Elementary School | 1700 N 4th St | O'Neill | NE | 68763-1179 | Holt | NE21591 | Scrapped/Junked | 8633 | 1996 | ALES | FTVT - Firetube Vertical TB | BOILER ROOM | HWHT - Hot Water Heat | 2/28/2023
O'Neill Elementary School | 1700 N 4th St | O'Neill | NE | 68763-1179 | Holt | NE21592 | Scrapped/Junked | 6831 | 1996 | ALES | FTVT - Firetube Vertical TB | BOILER ROOM | HWSD - Hot Water Dom/Potable | 2/28/2020
O'Neill Elementary School | 1700 N 4th St | O'Neill | NE | 68763-1179 | Holt | NE21593 | Scrapped/Junked | 6542 | 1996 | VULCAN-HART | FT - Firetube Boiler | KITCHEN | 0021 - Steam Supp Cooker/Kettle | 8/31/2008
O'Neill Elementary School | 1700 N 4th St | O'Neill | NE | 68763-1179 | Holt | NE22594 | Active | 185066 | 2011 | Lochinvar | WTSS - Watertube SS Steel | New Mech. Room | HWHT - Hot Water Heat | 2/28/2026
O'Neill Elementary School | 1700 N 4th St | O'Neill | NE | 68763-1179 | Holt | NE22595 | Active | 185067 | 2011 | Lochinvar | WTSS - Watertube SS Steel | New Mech. Room | HWHT - Hot Water Heat | 2/28/2026
O'Neill Elementary School | 1700 N 4th St | O'Neill | NE | 68763-1179 | Holt | NE26759 | Active | 1958 | 2015 | Intellihot | WT - Water Tube Boiler | Mechanical Room | HWSD - Hot Water Dom/Potable | 2/28/2026
O'Neill Elementary School | 1700 N 4th St | O'Neill | NE | 68763-1179 | Holt | NE26760 | Active | 1946 | 2015 | Intellihot | WT - Water Tube Boiler | Mechanical Room | HWSD - Hot Water Dom/Potable | 2/28/2026
O'Neill Elementary School | 1700 N 4th St | O'Neill | NE | 68763-1179 | Holt | NE28250 | Active | 108759 | 2019 | Lochinvar | WTSS - Watertube SS Steel | Upstairs Mechanical room | HWHT - Hot Water Heat | 2/28/2026
O'Neill Elementary School | 1700 N 4th St | O'Neill | NE | 68763-1179 | Holt | NE28251 | Active | 108749 | 2019 | Lochinvar | WTSS - Watertube SS Steel | Upstairs Mechanical room | HWHT - Hot Water Heat | 2/28/2026
O'Neill Elementary School | 1700 N 4th St | O'Neill | NE | 68763-1179 | Holt | NE32475 | Scrapped/Junked |  | 1965 | Market Forge Industries | FT - Firetube Boiler | KITCHEN | 0021 - Steam Supp Cooker/Kettle | 8/31/1997
O'Neill Elementary School | 1700 N 4th St | O'Neill | NE | 68763-1179 | Holt | NE41601 | Active | 552531 | 2022 | Lochinvar | WTSS - Watertube SS Steel | Upstairs Boiler room | HWHT - Hot Water Heat | 2/28/2026
O'Neill Elementary School | 1700 N 4th St | O'Neill | NE | 68763-1179 | Holt | NE41602 | Active | 541090 | 2021 | Lochinvar | WTSS - Watertube SS Steel | Upstairs Boiler room | HWHT - Hot Water Heat | 2/28/2026
PM Millpro NE | 1703 N Harrison St | O'Neill | NE | 68763-2256 | Holt | NE07385 | Inactive | 693 | 2006 | SUSSMAN | ELBL - Electric Boiler | BOILER ROOM | HWHT - Hot Water Heat | 3/31/2026
PM Millpro NE | 1703 N Harrison St | O'Neill | NE | 68763-2256 | Holt | NE07386 | Inactive | 694 | 2006 | SUSSMAN | ELBL - Electric Boiler | BOILER ROOM | HWHT - Hot Water Heat | 3/31/2026
PM Millpro NE | 1703 N Harrison St | O'Neill | NE | 68763-2256 | Holt | NE12109 | Active | 236 | 2003 | Crone | FT - Firetube Boiler | BOILER ROOM | HWHT - Hot Water Heat | 3/31/2026
PM Millpro NE | 1703 N Harrison St | O'Neill | NE | 68763-2256 | Holt | NE12110 | Active | 235 | 2003 | Crone | FT - Firetube Boiler | BOILER ROOM | HWHT - Hot Water Heat | 3/31/2027
PM Millpro NE | 1703 N Harrison St | O'Neill | NE | 68763-2256 | Holt | NE19538 | Inactive | 54537 | 2008 | Lattner Boiler Co | ELBL - Electric Boiler | BOILER ROOM | HWHT - Hot Water Heat | 3/31/2026
PM Millpro NE | 1703 N Harrison St | O'Neill | NE | 68763-2256 | Holt | NE19539 | Inactive | 54813 | 2009 | Lattner Boiler Co | ELBL - Electric Boiler | BOILER ROOM | HWHT - Hot Water Heat | 3/31/2026
Burwell High School | 190 I St | Burwell | NE | 68823-4101 | Holt | NE18511 | Out of Service | 26923 | 1995 | Aerco International | FTVT - Firetube Vertical TB | boiler room | HWDP - Hotwater Heat & Dom Supply | 12/31/2020
Burwell High School | 190 I St | Burwell | NE | 68823-4101 | Holt | NE18512 | Scrapped/Junked | 26922 | 1995 | Aerco International | FTVT - Firetube Vertical TB | boiler room | HWHT - Hot Water Heat | 12/31/2022
Burwell High School | 190 I St | Burwell | NE | 68823-4101 | Holt | NE18513 | Scrapped/Junked | 26907 | 1995 | Aerco International | FT - Firetube Boiler | boiler room | HWHT - Hot Water Heat | 12/31/2022
Burwell High School | 190 I St | Burwell | NE | 68823-4101 | Holt | NE35140 | Active | 59656 | 1972 | GROE | COOK - Fired Cooker | Kitchen | 0021 - Steam Supp Cooker/Kettle | 12/31/2026
Burwell High School | 190 I St | Burwell | NE | 68823-4101 | Holt | NE41607 | Active | 8651 | 2019 | Riello | COBL - Coil Type Boiler | Boiler Room | HWHT - Hot Water Heat | 12/31/2026
Burwell High School | 190 I St | Burwell | NE | 68823-4101 | Holt | NE41608 | Active | 8698 | 2019 | Riello | COBL - Coil Type Boiler | Boiler Room | HWHT - Hot Water Heat | 12/31/2026
Burwell High School | 190 I St | Burwell | NE | 68823-4101 | Holt | NE41609 | Active | 7897 | 2019 | Riello | COBL - Coil Type Boiler | Boiler Room | HWHT - Hot Water Heat | 12/31/2026
Burwell High School | 190 I St | Burwell | NE | 68823-4101 | Holt | NE41610 | Active | 7891 | 2019 | Riello | COBL - Coil Type Boiler | Boiler Room | HWHT - Hot Water Heat | 12/31/2026
O'NEILL BODY & FRAME | 20 E St | Oneill | NE | 68763-2138 | HOLT | NE01586 | Scrapped/Junked | 28200 | 1982 | RAYPAK INC, CALIFORNIA | CPFT - Horiz Cpr Fin Boiler | MECH ROOM | HWSP - Hot Water Non Potable Supply | 6/30/2003
SUPER 8 MOTEL | 20 E St | Oneill | NE | 68763-2138 | HOLT | NE30946 | Exempt 1999 LB-66 |  | 1979 | BRADFORD-WHITE | ELWH - Electric Water Heater | STORAGE ROOM | HWSD - Hot Water Dom/Potable | 3/31/2000
SUPER 8 MOTEL | 20 E St | Oneill | NE | 68763-2138 | HOLT | NE30947 | Exempt 1999 LB-66 |  | 1993 | AO SMITH | ELWH - Electric Water Heater | STORAGE ROOM | HWSD - Hot Water Dom/Potable | 3/31/2000
Chambers Public Schools | 201 A St | Chambers | NE | 68725-5002 | Holt | NE07501 | Active | 15753 | 2006 | Les Inc/Aldrich Co | FTVT - Firetube Vertical TB | BOILER ROOM | HWHT - Hot Water Heat | 3/31/2026
Chambers Public Schools | 201 A St | Chambers | NE | 68725-5002 | Holt | NE07502 | Active | 15752 | 2006 | Les Inc/Aldrich Co | FTVT - Firetube Vertical TB | BOILER ROOM | HWHT - Hot Water Heat | 3/31/2026
Chambers Public Schools | 201 A St | Chambers | NE | 68725-5002 | Holt | NE16741 | Active | 12039 | 1991 | A O Smith | COBL - Coil Type Boiler | BOILER ROOM | HWSD - Hot Water Dom/Potable | 3/31/2026
CHAMBERS PUBLIC SCHOOLS | 201 S A ST | CHAMBERS | NE | 68725 | HOLT | NE31579 | Inactive |  | 1962 | KEWANEE | FTFB - Firetube-Firebox Boiler | BOILER ROOM | HWHT - Hot Water Heat | 8/31/2006
CHAMBERS PUBLIC SCHOOLS | 201 S A ST | CHAMBERS | NE | 68725 | HOLT | NE31580 | Inactive |  | 1962 | KEWANEE | FTFB - Firetube-Firebox Boiler | BOILER ROOM | HWHT - Hot Water Heat | 8/31/2006
HOLT COUNTY COURTHOUSE | 204 N 4th St | O'Neill | NE | 68763-1518 | Holt | NE18523 | Inactive |  | 1967 | KEWANEE | FTFB - Firetube-Firebox Boiler | BASEMENT | STHT - Steam-Heat | 9/30/2004
Keep-U-Neat Cleaners | 205 S 4th St | O'Neill | NE | 68763-1877 | Holt | NE01332 | Inactive | 29186 | 1971 | PM LATTNER MFR COMPANY | FT - Firetube Boiler | REAR OF PLANT | PROC - Process Steam | 4/30/1992
Keep-U-Neat Cleaners | 205 S 4th St | O'Neill | NE | 68763-1877 | Holt | NE21928 | Inactive | 46904 | 1996 | LATT | FTNF - Firetube Flueless | BOILER ROOM | PROC - Process Steam | 7/31/2010
Keep-U-Neat Cleaners | 205 S 4th St | O'Neill | NE | 68763-1877 | Holt | NE30421 | Scrapped/Junked | 31611 | 1974 | PM LATTNER MFR COMPANY | FT - Firetube Boiler | REAR OF PLANT | PROC - Process Steam | 7/31/2007
Keep-U-Neat Cleaners | 205 S 4th St | O'Neill | NE | 68763-1877 | Holt | NE30766 | Inactive | 27808 | 1992 | LOCHINVAR | CPFT - Horiz Cpr Fin Boiler |  | HWSD - Hot Water Dom/Potable | 9/30/1996
Keep-U-Neat Cleaners | 205 S 4th St | O'Neill | NE | 68763-1877 | Holt | NE40165 | Scrapped/Junked | 75559 | 1997 | LOCHINVAR | CPFT - Horiz Cpr Fin Boiler | REAR OF BLDG | HWSD - Hot Water Dom/Potable | 3/31/2005
O'Neill City Pool | 220 W Clay Street | O'Neill | NE | 68783 | Holt | NE24131 | Active | 1975 | 2009 | Raypak | CPFH - Copper Fin Water Heater | mech room | OPHT - Outdoor Pool Heater | 6/30/2023
STUART POWER PLANT | 2ND & PARNELL | STUART | NE | 68780 | HOLT | NE16533 | Scrapped/Junked |  | 1973 | PEERLESS HEATER COMPANY |  | BOILER ROOM | HWHT - Hot Water Heat | 8/31/2003
St Mary's High School | 300 N 4th St | O'Neill | NE | 68763-1520 | Holt | NE13930 | Active | 16842 | 2008 | ALDRICH/LES | FTVT - Firetube Vertical TB | BOILER ROOM | HWHT - Hot Water Heat | 2/28/2027
St Mary's High School | 300 N 4th St | O'Neill | NE | 68763-1520 | Holt | NE13931 | Active | 17880 | 2008 | ALDRICH/LES | FTVT - Firetube Vertical TB | BOILER ROOM | HWHT - Hot Water Heat | 2/28/2027
St Mary's High School | 300 N 4th St | O'Neill | NE | 68763-1520 | Holt | NE17462 | Active | n/a | 1979 | AOSM | COBL - Coil Type Boiler | BASEMENT | HWSD - Hot Water Dom/Potable | 2/28/2027
St Mary's High School | 300 N 4th St | O'Neill | NE | 68763-1520 | Holt | NE31495 | Scrapped/Junked |  | 1961 | PACIFIC | FTSM - FTS Marine Dry Back | BOILER ROOM | HWHT - Hot Water Heat | 7/31/2008
ST PATRICK'S CENTER | 301 E Adams St | Oneill | NE | 68763-1535 | HOLT | NE05989 | Scrapped/Junked | n/a | 1976 | Rite | WT - Water Tube Boiler | boiler room | HWSD - Hot Water Dom/Potable | 2/28/2011
ST PATRICK'S CENTER | 301 E Adams St | Oneill | NE | 68763-1535 | HOLT | NE17385 | Inactive |  | 1986 | WEIL MCLAIN |  | BASEMENT | HWHT - Hot Water Heat | 6/30/1996
ST PATRICK'S CENTER | 301 E Adams St | Oneill | NE | 68763-1535 | HOLT | NE17461 | Scrapped/Junked | n/a | 1976 | Rite | WT - Water Tube Boiler | BASEMENT | HWHT - Hot Water Heat | 2/28/2011
ST PATRICK'S CENTER | 301 E Adams St | Oneill | NE | 68763-1535 | HOLT | NE21579 | Exempt |  | 1996 | BURNHAM COMM/INDUST |  | BASEMENT | HWHT - Hot Water Heat | 7/31/2006
ST PATRICK'S CENTER | 301 E Adams St | Oneill | NE | 68763-1535 | HOLT | NE37579 | Inactive |  | 1975 | WEIL MCLAIN |  | BASEMENT | STHT - Steam-Heat | 7/31/2006
Atkinson Jr High School | 305 N Holt St | Atkinson | NE | 68713-4525 | Holt | NE21594 | Exempt 1999 LB-66 |  | 1968 | VULCAN | AHWH - ANSI/Fired Water Htr |  | HWSD - Hot Water Dom/Potable | 8/31/1998
Atkinson Jr High School | 305 N Holt St | Atkinson | NE | 68713-4525 | Holt | NE31603 | Scrapped/Junked |  | 1962 | CRAN | CI - Cast Iron | BOILER ROOM | STHT - Steam-Heat | 8/31/2009
St Joseph's Parish | 317 W State St | Atkinson | NE | 68713-4972 | Holt | NE05985 | Scrapped/Junked | n/a | 1960 | American Radiator | CI - Cast Iron | Junior High | HWHT - Hot Water Heat | 10/31/2010
St Joseph's Parish | 317 W State St | Atkinson | NE | 68713-4972 | Holt | NE10263 | Active | n/a | 2002 | Burnham | CI - Cast Iron | basement | STHT - Steam-Heat | 10/31/2026
St Joseph's Parish | 317 W State St | Atkinson | NE | 68713-4972 | Holt | NE10264 | Active | n/a | 2002 | Burnham | CI - Cast Iron | basement | STHT - Steam-Heat | 10/31/2026
St Joseph's Parish | 317 W State St | Atkinson | NE | 68713-4972 | Holt | NE19867 | Active | 26961 | 2009 | HTPI | WTSS - Watertube SS Steel | Junior High | HWHT - Hot Water Heat | 10/31/2026
St Joseph's Parish | 317 W State St | Atkinson | NE | 68713-4972 | Holt | NE37561 | Scrapped/Junked |  | 1960 | KEWANEE | FT - Firetube Boiler | BOILER ROOM | STHT - Steam-Heat | 6/30/2002
St Mary's Grade School | 326 E Benton St | O'Neill | NE | 68763-1555 | Holt | NE15292 | Scrapped/Junked | n/a | 1965 | Day & Night | CHWH - ASME/Fired Water Heater | BASEMENT | HWSD - Hot Water Dom/Potable | 2/28/2013
St Mary's Grade School | 326 E Benton St | O'Neill | NE | 68763-1555 | Holt | NE15293 | Scrapped/Junked | n/a | 1965 | Day & Night | CHWH - ASME/Fired Water Heater | BASEMENT | HWSD - Hot Water Dom/Potable | 2/28/2013
St Mary's Grade School | 326 E Benton St | O'Neill | NE | 68763-1555 | Holt | NE22835 | Active | 60850 | 2012 | Aerco | FTVT - Firetube Vertical TB | Basement | HWHT - Hot Water Heat | 2/28/2027
St Mary's Grade School | 326 E Benton St | O'Neill | NE | 68763-1555 | Holt | NE22836 | Active | 61391 | 2012 | Aerco | FTVT - Firetube Vertical TB | Basement | HWHT - Hot Water Heat | 2/28/2027
St Mary's Grade School | 326 E Benton St | O'Neill | NE | 68763-1555 | Holt | NE31539 | Scrapped/Junked | n/a | 1965 | Kewanee | FTFB - Firetube-Firebox Boiler | BASEMENT | HWHT - Hot Water Heat | 2/28/2013
St Mary's Grade School | 326 E Benton St | O'Neill | NE | 68763-1555 | Holt | NE31540 | Scrapped/Junked | n/a | 1965 | Kewanee | FTFB - Firetube-Firebox Boiler | BASEMENT | HWHT - Hot Water Heat | 2/28/2013
APARTMENT BUILDING | 3518 LINCOLN | EMMET | NE | 68734 | HOLT | NE18404 | Exempt |  | 1940 | PACIFIC | FT - Firetube Boiler |  | HWHT - Hot Water Heat | 6/30/1997
Stuart Public School | 404 E 2nd St | Stuart | NE | 68780-1704 | Holt | NE31987 | Inactive | n/a | 1958 | Kewanee | FTFB - Firetube-Firebox Boiler | boiler room | STHT - Steam-Heat | 1/31/2021
Stuart Public School | 404 E 2nd St | Stuart | NE | 68780-1704 | Holt | NE41169 | Active | NA | 2020 | Peerless | CI - Cast Iron | BOILER ROOM | STHT - Steam-Heat | 11/30/2026
Stuart Public School | 404 E 2nd St | Stuart | NE | 68780-1704 | Holt | NE41170 | Active | NA | 2020 | Peerless | CI - Cast Iron | BOILER ROOM | STHT - Steam-Heat | 11/30/2026
Stuart Public School | 404 E 2nd St | Stuart | NE | 68780-1704 | Holt | NE41171 | Active | NA | 2020 | Peerless | CI - Cast Iron | BOILER ROOM | STHT - Steam-Heat | 11/30/2026
Historic Golden Hotel | 406 E Douglas St | O'Neill | NE | 68763-1852 | Holt | NE21590 | Inactive | n/a | 1996 | Peerless | CI - Cast Iron | BASEMENT BOILER ROOM | STHT - Steam-Heat | 5/31/2014
Historic Golden Hotel | 406 E Douglas St | O'Neill | NE | 68763-1852 | Holt | NE35132 | Active | n/a | 1967 | Peerless | CI - Cast Iron | BASEMENT BOILER ROOM | STHT - Steam-Heat | 5/31/2027
West Holt Memorial Hospital | 406 W Neely St | Atkinson | NE | 68713-4801 | Holt | NE22593 | Inactive | 6496 | 2009 | Chromalox | ELBL - Electric Boiler | Sterile Room | STER - Sterilizer | 10/31/2026
West Holt Memorial Hospital | 406 W Neely St | Atkinson | NE | 68713-4801 | Holt | NE30645 | Scrapped/Junked |  | 1976 | ELEC | ELBL - Electric Boiler | STERILIZER RM | 0020 - Supp to Sterlizer/Autoclave | 8/31/2009
West Holt Memorial Hospital | 406 W Neely St | Atkinson | NE | 68713-4801 | Holt | NE37295 | Out of Service | 27720 | 1976 | Kewannee | FT - Firetube Boiler | Boiler Room | STHT - Steam-Heat | 10/31/2023
West Holt Memorial Hospital | 406 W Neely St | Atkinson | NE | 68713-4801 | Holt | NE37296 | Scrapped/Junked | 27713 | 1976 | Kewannee | FTFB - Firetube-Firebox Boiler | Boiler Room | STHT - Steam-Heat | 10/31/2023
West Holt Memorial Hospital | 406 W Neely St | Atkinson | NE | 68713-4801 | Holt | NE43178 | Active | 62909 | 2023 | Bryan | WT - Water Tube Boiler | Mechanical Room | STHT - Steam-Heat | 10/31/2026
West Holt Memorial Hospital | 406 W Neely St | Atkinson | NE | 68713-4801 | Holt | NE43179 | Active | 498936 | 2023 | Lochinvar | WTSS - Watertube SS Steel | Mechanical Room | HWHT - Hot Water Heat | 10/31/2026
West Holt Memorial Hospital | 406 W Neely St | Atkinson | NE | 68713-4801 | Holt | NE43180 | Active | 409279 | 2023 | Lochinvar | WTSS - Watertube SS Steel | Mechanical Room | HWHT - Hot Water Heat | 10/31/2026
West Holt Memorial Hospital | 406 W Neely St | Atkinson | NE | 68713-4801 | Holt | NE43949 | Active | 142480 | 2025 | TDC Manufacturing Co | ELBL - Electric Boiler | STERILE AREA | STER - Sterilizer | 10/31/2026
Christ Connection Center | 409 E Adams St | O'Neill | NE | 68763-1537 | Holt | NE22352 | Exempt | n/a | 1973 | Kewanee | FTFB - Firetube-Firebox Boiler | BOILER ROOM | STHT - Steam-Heat | 2/28/2021
Atkinson Good Sam Cntr | 409 Neely St | Atkinson | NE | 68713 | Holt | NE15986 | Active | n/a | 1988 | HYDR | WT - Water Tube Boiler | BOILER ROOM | HWHT - Hot Water Heat | 2/28/2027
Atkinson Good Sam Cntr | 409 Neely St | Atkinson | NE | 68713 | Holt | NE21296 | Active | n/a | 1997 | Weil-Mcclain | CI - Cast Iron | BOILER ROOM | HWHT - Hot Water Heat | 2/28/2027
ATKINSON GOOD SAM CNTR | 409 NEELY ST | ATKINSON | NE | 68713 | HOLT | NE21295 | Exempt 1999 LB-66 |  | 1997 | AO SMITH | AHWH - ANSI/Fired Water Htr |  | HWSD - Hot Water Dom/Potable | 2/29/2000
Ewing High School | 416 N Spruce St | Ewing | NE | 68735-5579 | Holt | NE17383 | Scrapped/Junked | 7258 | 1992 | Les Inc/Aldrich Co | FTVT - Firetube Vertical TB | BOILER ROOM | HWHT - Hot Water Heat | 1/31/2022
Ewing High School | 416 N Spruce St | Ewing | NE | 68735-5579 | Holt | NE17384 | Scrapped/Junked | 7257 | 1992 | Les Inc/Aldrich Co | FTVT - Firetube Vertical TB | BOILER ROOM | HWHT - Hot Water Heat | 1/31/2022
Ewing Elementary School | 416 N Spruce St | Ewing | NE | 68735-5579 | Holt | NE32476 | Scrapped/Junked | N/A | 1973 | American Standard | CI - Cast Iron | BOILER ROOM | STHT - Steam-Heat | 1/31/2022
Ewing Elementary School | 416 N Spruce St | Ewing | NE | 68735-5579 | Holt | NE32873 | Scrapped/Junked |  | 1957 | BRYANT |  | BOILER ROOM | HWHT - Hot Water Heat | 3/31/2008
MID AMERICA DAIRYMEN | 417 S 4th St | O'Neill | NE | 68763-1905 | Holt | NE11789 | Inactive | 6385 | 1956 | LEFFEL | FT - Firetube Boiler | BOILER ROOM | PROC - Process Steam | 11/30/1988
MID AMERICA DAIRYMEN | 417 S 4th St | O'Neill | NE | 68763-1905 | Holt | NE11797 | Inactive | 2931 | 1955 | MURRAY | FT - Firetube Boiler | BOILER ROOM | PROC - Process Steam | 10/31/1992
E Z Wash & Wax | 508 E 1st St | Stuart | NE | 68780 | Holt | NE01501 | Active | NA | 2000 | Weil-Mcclain | CI - Cast Iron | MECHANICAL ROOM | HWDP - Hotwater Heat & Dom Supply | 11/30/2026
O'Neill High School | 540 E Hynes St | O'Neill | NE | 68763-1304 | Holt | NE26761 | Active | 2038 | 2016 | Intellihot | WT - Water Tube Boiler | Boiler Room | HWSD - Hot Water Dom/Potable | 2/28/2026
O'Neill High School | 540 E Hynes St | O'Neill | NE | 68763-1304 | Holt | NE26762 | Active | 2211 | 2016 | Intellihot | WT - Water Tube Boiler | Boiler Room | HWSD - Hot Water Dom/Potable | 2/28/2026
O'Neill High School | 540 E Hynes St | O'Neill | NE | 68763-1304 | Holt | NE26763 | Active | 2208 | 2016 | Intellihot | WT - Water Tube Boiler | Boiler Room | HWSD - Hot Water Dom/Potable | 2/28/2026
O'Neill High School | 540 E Hynes St | O'Neill | NE | 68763-1304 | Holt | NE26764 | Active | 2147 | 2016 | Intellihot | WT - Water Tube Boiler | BOILER ROOM | HWSD - Hot Water Dom/Potable | 2/28/2026
O'Neill High School | 540 E Hynes St | O'Neill | NE | 68763-1304 | Holt | NE26765 | Active | 372214 | 2016 | Lochinvar | WT - Water Tube Boiler | Boiler Room | HWHT - Hot Water Heat | 2/28/2026
O'Neill High School | 540 E Hynes St | O'Neill | NE | 68763-1304 | Holt | NE26766 | Active | 372228 | 2016 | Lochinvar | WT - Water Tube Boiler | Boiler Room | HWHT - Hot Water Heat | 2/28/2026
O'Neill High School | 540 E Hynes St | O'Neill | NE | 68763-1304 | Holt | NE26767 | Active | 367002 | 2015 | Lochinvar | WT - Water Tube Boiler | Boiler Room | HWHT - Hot Water Heat | 2/28/2026
O'Neill High School | 540 E Hynes St | O'Neill | NE | 68763-1304 | Holt | NE31280 | Scrapped/Junked | n/a | 1964 | Day & Night | AHWH - ANSI/Fired Water Htr | BOILER ROOM | HWSD - Hot Water Dom/Potable | 2/28/2017
O'Neill High School | 540 E Hynes St | O'Neill | NE | 68763-1304 | Holt | NE31497 | Scrapped/Junked | n/a | 1964 | Spencer | FT - Firetube Boiler | BOILER ROOM | HWHT - Hot Water Heat | 2/28/2017
O'Neill High School | 540 E Hynes St | O'Neill | NE | 68763-1304 | Holt | NE31498 | Scrapped/Junked | n/a | 1964 | Spencer | FTFB - Firetube-Firebox Boiler | BOILER ROOM | HWHT - Hot Water Heat | 2/28/2017
O'Neill High School | 540 E Hynes St | O'Neill | NE | 68763-1304 | Holt | NE35131 | Scrapped/Junked | 50829 | 1986 | RHEEM | CHWH - ASME/Fired Water Heater | BOILER ROOM | HWSD - Hot Water Dom/Potable | 2/28/2017
Parkside Manor | 607 N Main St | Stuart | NE | 68780-1822 | Holt | NE05731 | Scrapped/Junked | 38575 | 1997 | AOSM | CHWH - ASME/Fired Water Heater | BOILER ROOM | HWSD - Hot Water Dom/Potable | 8/31/2018
Parkside Manor | 607 N Main St | Stuart | NE | 68780-1822 | Holt | NE05732 | Scrapped/Junked | 38378 | 1997 | AOSM | CHWH - ASME/Fired Water Heater | BOILER ROOM | HWSD - Hot Water Dom/Potable | 8/31/2010
Parkside Manor | 607 N Main St | Stuart | NE | 68780-1822 | Holt | NE22592 | Active | 155830 | 2011 | A O Smith | CHWH - ASME/Fired Water Heater | BOILER ROOM | HWSD - Hot Water Dom/Potable | 8/31/2026
United Church of Christ #X001600 | 657 H St | Burwell | NE | 68823-4127 | Holt | NE16246 | Active | N/A | 1987 | Peerless | CI - Cast Iron | Basement Boiler Room | STHT - Steam-Heat | 2/28/2026
United Church of Christ #X001600 | 657 H St | Burwell | NE | 68823-4127 | Holt | NE24672 | Active | 269566 | 2013 | Lochinvar | WTSS - Watertube SS Steel | Malmsten Boiler Room | HWHT - Hot Water Heat | 2/28/2026
United Church of Christ #X001600 | 657 H St | Burwell | NE | 68823-4127 | Holt | NE35104 | Scrapped/Junked | N/A | 1968 | American Standard | CI - Cast Iron | BASEMENT | HWHT - Hot Water Heat | 2/28/2014
United Church of Christ #X001600 | 657 H St | Burwell | NE | 68823-4127 | Holt | NE35106 | Active | N/A | 1972 | Bryant | CI - Cast Iron | BASEMENT | HWHT - Hot Water Heat | 2/28/2026
Elkhorn River Farms, LLC | 86943 498th Ave | O'Neill | NE | 68763-4663 | Holt | NE14444 | Inactive | 27720 | 1997 | Donlee | FTSM - FTS Marine Dry Back | BOILER ROOM | PROC - Process Steam | 2/28/2020
AZZ Galvanizing NE | 87561 477th Ave | Atkinson | NE | 68713-5006 | Holt | NE18538 | Scrapped/Junked | 11110 | 1996 | Rite Engineering Corp | WT - Water Tube Boiler | West Plant | 0031 - Hightemp Water Supply | 7/31/2018
AZZ Galvanizing NE | 87561 477th Ave | Atkinson | NE | 68713-5006 | Holt | NE18539 | Scrapped/Junked | 11111 | 1996 | Rite Engineering Corp | WT - Water Tube Boiler | Alpha Galvanizing | 0031 - Hightemp Water Supply | 7/31/2018
AZZ Galvanizing NE | 87561 477th Ave | Atkinson | NE | 68713-5006 | Holt | NE27828 | Active | 63831 | 2018 | Parker Boiler Company | WT - Water Tube Boiler | Boiler Room | PROW - Process Hot Water | 2/28/2027
AZZ Galvanizing NE | 87561 477th Ave | Atkinson | NE | 68713-5006 | Holt | NE27829 | Active | 63830 | 2018 | Parker Boiler Company | WT - Water Tube Boiler | Boiler Room | PROW - Process Hot Water | 2/28/2027
Sandhills Renewable Energy LLC | 87590 Hillcrest Rd | Atkinson | NE | 68713-5000 | Holt | NE13630 | Active | 16165 | 2007 | SUPERIOR BOILERWORKS | FTSM - FTS Marine Dry Back | BOILER HOUSE | PROC - Process Steam | 12/31/2026
Sandhills Renewable Energy LLC | 87590 Hillcrest Rd | Atkinson | NE | 68713-5000 | Holt | NE13631 | Active | 561 | 2007 | CAIN INDUSTRIES INC | ECON - Boiler Economizer | BOILER HOUSE | ECON - Boiler Economizer | 12/31/2026
Sandhills Renewable Energy LLC | 87590 Hillcrest Rd | Atkinson | NE | 68713-5000 | Holt | NE13632 | Active | 16173 | 2007 | SUPERIOR BOILERWORKS | FTSM - FTS Marine Dry Back | BOILER HOUSE | PROC - Process Steam | 12/31/2026
Sandhills Renewable Energy LLC | 87590 Hillcrest Rd | Atkinson | NE | 68713-5000 | Holt | NE13633 | Active | 560 | 2007 | CAIN INDUSTRIES INC | ECON - Boiler Economizer | BOILER HOUSE | ECON - Boiler Economizer | 12/31/2026
PAGE ELEMENTARY SCHOOL | MAIN ST | PAGE | NE | 68766 | HOLT | NE33824 | Inactive |  | 1950 | NATIONAL CRANE | FTFB - Firetube-Firebox Boiler | BOILER ROOM | STHT - Steam-Heat | 8/31/2008
Mullen Elementary School | 106 N E 2nd St | Mullen | NE | 69152-0127 | Hooker | NE33256 | Scrapped/Junked | n/a | 1939 | AMRA | CI - Cast Iron | basement | STHT - Steam-Heat | 9/30/2018
Mullen City Pool | 111 NW 1st St | Mullen | NE | 69152 | Hooker | NE17097 | Scrapped/Junked | 152980 | 2005 | Teledyne Laars | CPFT - Horiz Cpr Fin Boiler | Pool Mech Room | OPHT - Outdoor Pool Heater | 6/30/2018
Mullen City Pool | 111 NW 1st St | Mullen | NE | 69152 | Hooker | NE28158 | Active | 338519 | 2019 | Lochinvar | CPPH - Ansi Cpr Fin Pool Heater | Pool Mech Room | OPHT - Outdoor Pool Heater | 6/30/2026
Mullen City Pool | 111 NW 1st St | Mullen | NE | 69152 | Hooker | NE40577 | Scrapped/Junked | 63590 | 1996 | TELEDYNE LAARS | CPFT - Horiz Cpr Fin Boiler | POOL MECHANICAL ROOM | OPHT - Outdoor Pool Heater | 6/30/2005
(Vacant) Pioneer Memorial Nursing Home | 206 NW 4th St | Mullen | NE | 69152 | Hooker | NE02125 | Scrapped/Junked |  | 1983 | AO SMITH | AHWH - ANSI/Fired Water Htr | BOILER ROOM | HWSD - Hot Water Dom/Potable | 10/31/2002
(Vacant) Pioneer Memorial Nursing Home | 206 NW 4th St | Mullen | NE | 69152 | Hooker | NE02126 | Out of Service | n/a | 1978 | AOSM | COBL - Coil Type Boiler | Boiler Rm - Basement | HWSD - Hot Water Dom/Potable | 11/30/2025
(Vacant) Pioneer Memorial Nursing Home | 206 NW 4th St | Mullen | NE | 69152 | Hooker | NE06587 | Active | 16999 | 2005 | HTPI | COBL - Coil Type Boiler | Mechanical Room | HWHT - Hot Water Heat | 11/30/2026
(Vacant) Pioneer Memorial Nursing Home | 206 NW 4th St | Mullen | NE | 69152 | Hooker | NE06588 | Active | 16248 | 2005 | HTPI | COBL - Coil Type Boiler | Mechanical Room | HWHT - Hot Water Heat | 11/30/2026
(Vacant) Pioneer Memorial Nursing Home | 206 NW 4th St | Mullen | NE | 69152 | Hooker | NE06589 | Active | 16995 | 2005 | HTPI | COBL - Coil Type Boiler | Mechanical Room | HWHT - Hot Water Heat | 11/30/2026
(Vacant) Pioneer Memorial Nursing Home | 206 NW 4th St | Mullen | NE | 69152 | Hooker | NE08612 | Scrapped/Junked | 186904 | 2001 | RAYP | CPFH - Copper Fin Water Heater | MECH ROOM | HWSD - Hot Water Dom/Potable | 11/30/2009
(Vacant) Pioneer Memorial Nursing Home | 206 NW 4th St | Mullen | NE | 69152 | Hooker | NE17098 | Scrapped/Junked | 299950 | 2009 | Raypak | WTHW - Watertube Wtr Heater | West Mech. Rm. | HWSD - Hot Water Dom/Potable | 11/30/2018
(Vacant) Pioneer Memorial Nursing Home | 206 NW 4th St | Mullen | NE | 69152 | Hooker | NE17482 | Scrapped/Junked | n/a | 1958 | AMST | CI - Cast Iron | boiler room | HWHT - Hot Water Heat | 11/30/2010
(Vacant) Pioneer Memorial Nursing Home | 206 NW 4th St | Mullen | NE | 69152 | Hooker | NE17483 | Scrapped/Junked |  | 1963 | KEWANEE | FTFB - Firetube-Firebox Boiler | BOILER ROOM | HWHT - Hot Water Heat | 1/31/2006
(Vacant) Pioneer Memorial Nursing Home | 206 NW 4th St | Mullen | NE | 69152 | Hooker | NE19070 | Out of Service | 137064 | 2010 | CAMUS | WTSS - Watertube SS Steel | East Boiler Rm - Basement | HWHT - Hot Water Heat | 11/30/2025
(Vacant) Pioneer Memorial Nursing Home | 206 NW 4th St | Mullen | NE | 69152 | Hooker | NE19071 | Out of Service | 137065 | 2010 | CAMUS | WTSS - Watertube SS Steel | East Boiler Rm - Basement | HWHT - Hot Water Heat | 11/30/2025
Mullen High School | 404 N Blaine | Mullen | NE | 69152 | Hooker | NE33208 | Active | n/a | 1965 | AMST | CI - Cast Iron | boiler room | HWHT - Hot Water Heat | 9/30/2026
Mullen High School | 404 N Blaine | Mullen | NE | 69152 | Hooker | NE33282 | Active | n/a | 1965 | AMST | CI - Cast Iron | boiler room | HWHT - Hot Water Heat | 9/30/2026
Overland Ready Mix | 102 Grand St | St Paul | NE | 68873-2134 | Howard | NE17970 | Active | 3226 | 2009 | SIOUX | COBL - Coil Type Boiler | Mixing Room | HWSP - Hot Water Non Potable Supply | 6/30/2027
Howard County Medical Center | 1113 Sherman St | St Paul | NE | 68873-1546 | Howard | NE00088 | Active | 4292 | 1999 | Cleaver Brooks | WT - Water Tube Boiler | MECH ROOM EAST | HWHT - Hot Water Heat | 2/28/2027
Howard County Medical Center | 1113 Sherman St | St Paul | NE | 68873-1546 | Howard | NE03513 | Scrapped/Junked | 18010 | 1954 | KEWANEE | FTSM - FTS Marine Dry Back | BOILER ROOM | PROC - Process Steam | 9/30/2007
Howard County Medical Center | 1113 Sherman St | St Paul | NE | 68873-1546 | Howard | NE03514 | Scrapped/Junked | 18009 | 1954 | KEWANEE | FTSM - FTS Marine Dry Back | BOILER ROOM | PROC - Process Steam | 6/30/2007
Howard County Medical Center | 1113 Sherman St | St Paul | NE | 68873-1546 | Howard | NE08704 | Inactive |  | 1985 | RUUD | ELWH - Electric Water Heater | LAUNDRY ROOM | 0034 - Booster Htr Water Supply | 6/30/2003
Howard County Medical Center | 1113 Sherman St | St Paul | NE | 68873-1546 | Howard | NE10131 | Out of Service | 26351 | 2006 | Giannoni/Lochinvar | COBL - Coil Type Boiler | BOILER ROOM | HWHT - Hot Water Heat | 2/28/2017
Howard County Medical Center | 1113 Sherman St | St Paul | NE | 68873-1546 | Howard | NE10132 | Scrapped/Junked | 18442 | 2006 | Giannoni/Lochinvar | COBL - Coil Type Boiler | BOILER ROOM | HWHT - Hot Water Heat | 2/28/2016
Howard County Medical Center | 1113 Sherman St | St Paul | NE | 68873-1546 | Howard | NE10133 | Scrapped/Junked | 19576 | 2006 | Giannoni/Lochinvar | COBL - Coil Type Boiler | BOILER ROOM | HWHT - Hot Water Heat | 2/28/2015
Howard County Medical Center | 1113 Sherman St | St Paul | NE | 68873-1546 | Howard | NE10134 | Scrapped/Junked | 27748 | 2006 | Giannoni/Lochinvar | COBL - Coil Type Boiler | BOILER ROOM | HWHT - Hot Water Heat | 2/28/2013
Howard County Medical Center | 1113 Sherman St | St Paul | NE | 68873-1546 | Howard | NE10135 | Out of Service | 19575 | 2006 | GIANNONI | COBL - Coil Type Boiler | BOILER ROOM | HWHT - Hot Water Heat | 2/28/2017
Howard County Medical Center | 1113 Sherman St | St Paul | NE | 68873-1546 | Howard | NE10136 | Scrapped/Junked | 27674 | 2006 | Giannoni/Lochinvar | COBL - Coil Type Boiler | BOILER ROOM | HWHT - Hot Water Heat | 2/28/2014
Howard County Medical Center | 1113 Sherman St | St Paul | NE | 68873-1546 | Howard | NE10137 | Scrapped/Junked | 19583 | 2006 | Giannani/Lochinvar | COBL - Coil Type Boiler | BOILER ROOM | HWSD - Hot Water Dom/Potable | 2/28/2020
Howard County Medical Center | 1113 Sherman St | St Paul | NE | 68873-1546 | Howard | NE10138 | Scrapped/Junked | 17281 | 2006 | GIANNONI | COBL - Coil Type Boiler | BOILER ROOM | HWSD - Hot Water Dom/Potable | 2/28/2020
Howard County Medical Center | 1113 Sherman St | St Paul | NE | 68873-1546 | Howard | NE10147 | Out of Service | 54412 | 2007 | Bryan | WT - Water Tube Boiler | BASEMENT BOILER ROOM | PROC - Process Steam | 2/28/2025
Howard County Medical Center | 1113 Sherman St | St Paul | NE | 68873-1546 | Howard | NE23783 | Scrapped/Junked | 234420 | 2012 | Gianonni/Lochinvar | WTSS - Watertube SS Steel | BASEMENT BOILER ROOM | HWHT - Hot Water Heat | 2/28/2022
Howard County Medical Center | 1113 Sherman St | St Paul | NE | 68873-1546 | Howard | NE23784 | Scrapped/Junked | 234347 | 2012 | Gianonni/Lochinvar | WTSS - Watertube SS Steel | BASEMENT BOILER ROOM | HWHT - Hot Water Heat | 2/28/2021
Howard County Medical Center | 1113 Sherman St | St Paul | NE | 68873-1546 | Howard | NE24934 | Active | 103230 | 2013 | Lochinvar/AIC Tuchcom | FTSS - Firetube Stainless Steel | ER Mech Room | HWHS - Hotwater Heat Sidewalks | 2/28/2027
Howard County Medical Center | 1113 Sherman St | St Paul | NE | 68873-1546 | Howard | NE25828 | Inactive | 327521 | 2014 | Lochinvar | COBL - Coil Type Boiler | BASEMENT BOILER ROOM | HWHT - Hot Water Heat | 2/28/2025
Howard County Medical Center | 1113 Sherman St | St Paul | NE | 68873-1546 | Howard | NE26491 | Inactive | 372169 | 2016 | Lochinvar | COBL - Coil Type Boiler | BASEMENT BOILER ROOM | HWHT - Hot Water Heat | 2/28/2025
Howard County Medical Center | 1113 Sherman St | St Paul | NE | 68873-1546 | Howard | NE29172 | Active | 132467 | 2022 | SUSSMAN | ELBL - Electric Boiler | Surgery | 0020 - Supp to Sterlizer/Autoclave | 2/28/2027
Howard County Medical Center | 1113 Sherman St | St Paul | NE | 68873-1546 | Howard | NE41166 | Active | 502006 | 2020 | Lochinvar | COBL - Coil Type Boiler | BASEMENT BOILER ROOM | HWHT - Hot Water Heat | 2/28/2027
Howard County Medical Center | 1113 Sherman St | St Paul | NE | 68873-1546 | Howard | NE41176 | Active | 528273 | 2020 | Lochinvar | COBL - Coil Type Boiler | BASEMENT BOILER ROOM | HWHT - Hot Water Heat | 2/28/2027
Howard County Medical Center | 1113 Sherman St | St Paul | NE | 68873-1546 | Howard | NE41307 | Active | 531096 | 2021 | Lochinvar | COBL - Coil Type Boiler | BASEMENT BOILER ROOM | HWHT - Hot Water Heat | 2/28/2027
Howard County Medical Center | 1113 Sherman St | St Paul | NE | 68873-1546 | Howard | NE41308 | Inactive | 530526 | 2021 | Lochinvar | COBL - Coil Type Boiler | BASEMENT BOILER ROOM | HWHT - Hot Water Heat | 2/28/2025
Howard County Medical Center | 1113 Sherman St | St Paul | NE | 68873-1546 | Howard | NE43195 | Active | 619386 | 2024 | Lochinvar | COBL - Coil Type Boiler | BASEMENT BOILER ROOM | HWHT - Hot Water Heat | 2/28/2027
Howard County Medical Center | 1113 Sherman St | St Paul | NE | 68873-1546 | Howard | NE43196 | Active | 592716 | 2023 | Lochinvar | COBL - Coil Type Boiler | BASEMENT BOILER ROOM | HWHT - Hot Water Heat | 2/28/2027
Howard County Medical Center | 1113 Sherman St | St Paul | NE | 68873-1546 | Howard | NE43197 | Active | 545788 | 2024 | Lochinvar | COBL - Coil Type Boiler | BASEMENT BOILER ROOM | HWHT - Hot Water Heat | 2/28/2027
Howard County Medical Center | 1113 Sherman St | St Paul | NE | 68873-1546 | Howard | NE43860 | Active | 60630 | 2025 | Lattner Boiler Co | FT - Firetube Boiler | Mechanical Room | STMG - Steam Generator | 2/28/2027
SUPER 8 MOTEL | 116 Howard Ave | Saint Paul | NE | 68873-2102 | HOWARD | NE30780 | Exempt 1999 LB-66 |  | 1995 | RHEEM MANUFACTURING CO | AHWH - ANSI/Fired Water Htr | MECH ROOM | HWSD - Hot Water Dom/Potable | 7/31/2000
SUPER 8 MOTEL | 116 Howard Ave | Saint Paul | NE | 68873-2102 | HOWARD | NE30781 | Exempt 1999 LB-66 |  | 1995 | RHEEM MANUFACTURING CO | AHWH - ANSI/Fired Water Htr | MECH ROOM | HWSD - Hot Water Dom/Potable | 7/31/2000
St Paul Elementary | 1305 Howard Ave | St Paul | NE | 68873-1402 | Howard | NE20782 | Scrapped/Junked | 18340 | 2011 | Aldrich | FTVT - Firetube Vertical TB | Main Boiler Room | GLYC - Glycol Bldg Heat Sys | 1/31/2019
St Paul Elementary | 1305 Howard Ave | St Paul | NE | 68873-1402 | Howard | NE20783 | Scrapped/Junked | 18337 | 2011 | Aldrich | FTVT - Firetube Vertical TB | Main Boiler Room | GLYC - Glycol Bldg Heat Sys | 1/31/2019
St Paul Elementary | 1305 Howard Ave | St Paul | NE | 68873-1402 | Howard | NE20784 | Scrapped/Junked | 18339 | 2011 | Aldrich | FTVT - Firetube Vertical TB | Main Boiler Room | GLYC - Glycol Bldg Heat Sys | 1/31/2019
St Paul Elementary | 1305 Howard Ave | St Paul | NE | 68873-1402 | Howard | NE27830 | Scrapped/Junked | 295535 | 2018 | Lochinvar | FT - Firetube Boiler | Boiler Room | HWHT - Hot Water Heat | 12/31/2019
St Paul Elementary | 1305 Howard Ave | St Paul | NE | 68873-1402 | Howard | NE27831 | Active | 20183 | 2018 | Aldrich | FT - Firetube Boiler | Boiler Room | HWHT - Hot Water Heat | 12/31/2026
St Paul Elementary | 1305 Howard Ave | St Paul | NE | 68873-1402 | Howard | NE27832 | Active | 20182 | 2018 | Aldrich | FT - Firetube Boiler | Boiler Room | HWHT - Hot Water Heat | 12/31/2026
St Paul Elementary | 1305 Howard Ave | St Paul | NE | 68873-1402 | Howard | NE28236 | Active | 336160 | 2019 | Lochinvar | FT - Firetube Boiler | Boiler Room | HWHT - Hot Water Heat | 12/31/2026
St Paul Elementary | 1305 Howard Ave | St Paul | NE | 68873-1402 | Howard | NE31522 | Scrapped/Junked | n/a | 1951 | Burnham | FTFB - Firetube-Firebox Boiler | BOILER ROOM | STHT - Steam-Heat | 1/31/2012
St Paul Elementary | 1305 Howard Ave | St Paul | NE | 68873-1402 | Howard | NE31523 | Scrapped/Junked | n/a | 1951 | Burnham | FT - Firetube Boiler | BOILER ROOM | STHT - Steam-Heat | 1/31/2012
St Paul High School | 1305 Howard Ave | St Paul | NE | 68873-1402 | Howard | NE00078 | Active | 158088 | 1999 | Raypak | WT - Water Tube Boiler | MECH ROOM | HWHT - Hot Water Heat | 1/31/2027
St Paul High School | 1305 Howard Ave | St Paul | NE | 68873-1402 | Howard | NE00079 | Active | 158087 | 1999 | Raypak | WT - Water Tube Boiler | MECH ROOM | HWHT - Hot Water Heat | 1/31/2027
St Paul High School | 1305 Howard Ave | St Paul | NE | 68873-1402 | Howard | NE06607 | Scrapped/Junked | 101407 | 2004 | RHEEM | CHWH - ASME/Fired Water Heater | MECH ROOM | HWSD - Hot Water Dom/Potable | 1/31/2024
St Paul High School | 1305 Howard Ave | St Paul | NE | 68873-1402 | Howard | NE06608 | Scrapped/Junked | 103199 | 2004 | RHEEM | CHWH - ASME/Fired Water Heater | BOILER ROOM | HWSD - Hot Water Dom/Potable | 1/31/2019
St Paul High School | 1305 Howard Ave | St Paul | NE | 68873-1402 | Howard | NE20432 | Scrapped/Junked | 44195 | 1984 | AO SMITH | COBL - Coil Type Boiler | BOILER ROOM | HWSD - Hot Water Dom/Potable | 8/31/2005
St Paul High School | 1305 Howard Ave | St Paul | NE | 68873-1402 | Howard | NE22348 | Scrapped/Junked | 79293 | 2018 | Market Forge | FT - Firetube Boiler | kitchen | 0021 - Steam Supp Cooker/Kettle | 1/31/2026
St Paul High School | 1305 Howard Ave | St Paul | NE | 68873-1402 | Howard | NE31464 | Scrapped/Junked |  | 1961 | AMERICAN STANDARD |  | HIGH SCHOOL | STHT - Steam-Heat | 7/31/1999
St Paul High School | 1305 Howard Ave | St Paul | NE | 68873-1402 | Howard | NE32840 | Scrapped/Junked | 5920 | 1979 | MARKET FORGE INDUSTRIES | FT - Firetube Boiler | KITCHEN | 0021 - Steam Supp Cooker/Kettle | 7/31/1998
St Paul High School | 1305 Howard Ave | St Paul | NE | 68873-1402 | Howard | NE43885 | Active | 77844 | 2025 | Crown | FT - Firetube Boiler | kitchen | 0021 - Steam Supp Cooker/Kettle | 1/31/2026
Brookefield Park | 1405 Heritage Dr | St Paul | NE | 68873-3618 | Howard | NE23785 | Active | 226058 | 2012 | Camus/Gianonni | SSCH - SS Coil Water Heater | Mech. Room | HWSD - Hot Water Dom/Potable | 6/30/2026
Brookefield Park | 1405 Heritage Dr | St Paul | NE | 68873-3618 | Howard | NE23786 | Active | 226057 | 2012 | Camus/Gianonni | SSCH - SS Coil Water Heater | Mech. Room | HWSD - Hot Water Dom/Potable | 6/30/2026
JOE S SCHUDA ESTATE | 243 2nd Ave | Saint Libory | NE | 68872-2829 | HOWARD | NE01275 | Inactive |  | 1917 | CASE | FT - Firetube Boiler | LOUP CITY | 0024 - Antique Steam Tractor | 12/31/1999
END ZONE RESTAURANT BAR | 375 Valley Rd | Boelus | NE | 68820-2501 | HOWARD | NE30932 | Exempt 1999 LB-66 |  | 1987 | AO SMITH | AHWH - ANSI/Fired Water Htr |  | HWSD - Hot Water Dom/Potable | 7/31/2000
FARWELL PUBLIC SCHOOL | 400 RAMSEY ST | FARWELL | NE | 68838 | HOWARD | NE20450 | Exempt 1999 LB-66 |  | 1985 | AO SMITH | AHWH - ANSI/Fired Water Htr |  | HWSD - Hot Water Dom/Potable | 10/31/1999
FARWELL PUBLIC SCHOOL | 400 RAMSEY ST | FARWELL | NE | 68838 | HOWARD | NE32276 | Inactive |  | 1973 | AMERICAN STANDARD |  | BOILER ROOM | STHT - Steam-Heat | 10/31/2000
St Paul City Pool | 422 Indian St | St Paul | NE | 68873-1647 | Howard | NE09823 | Active | 187708 | 2001 | RayPak Inc, California | CPFH - Copper Fin Water Heater | Pool Mech Area | OPHT - Outdoor Pool Heater | 6/30/2027
St Paul City Pool | 422 Indian St | St Paul | NE | 68873-1647 | Howard | NE40915 | Inactive | 115024 | 1996 | RAYPAK INC, CALIFORNIA | CPFT - Horiz Cpr Fin Boiler | OUTSIDE | OPHT - Outdoor Pool Heater | 5/31/2002
St Libory School | 435 St Paul Rd | St Libory | NE | 68872-2817 | Howard | NE31598 | Active | 0 | 1970 | PEER | CI - Cast Iron | BOILER ROOM | HWHT - Hot Water Heat | 11/30/2026
Bubbles Car Wash | 503 2nd St | St Paul | NE | 68873-2105 | Howard | NE05947 | Scrapped/Junked | 985 | 2004 | Axeman-Anderson | FTHT - Firetube Horizontal | MECHANICAL ROOM | HWHP - Hot Water Heat & Nonpotable | 4/30/2020
Bubbles Car Wash | 503 2nd St | St Paul | NE | 68873-2105 | Howard | NE28406 | Active | 95220 | 2017 | Navien | SSCO - SS Coil Boiler | Mechanical room | HWBS - HWHT Building & Sidewalks | 2/28/2027
Bubbles Car Wash | 503 2nd St | St Paul | NE | 68873-2105 | Howard | NE28407 | Active | 51404 | 2017 | Navien | SSCO - SS Coil Boiler | Mechanical room | HWBS - HWHT Building & Sidewalks | 2/28/2027
St Libory Catholic Church | 505 Spruce St | St Libory | NE | 68872-3225 | Howard | NE38066 | Scrapped/Junked | n/a | 1975 | American Standard | CI - Cast Iron | RECTORY | HWHT - Hot Water Heat | 2/28/2011
St Libory Catholic Church | 505 Spruce St | St Libory | NE | 68872-3225 | Howard | NE38067 | Active | n/a | 1975 | Peerless | CI - Cast Iron | BOILER ROOM | STHT - Steam-Heat | 1/31/2027
Howard County Courthouse | 614 Indian St | St Paul | NE | 68873-1642 | Howard | NE03725 | Scrapped/Junked |  | 1914 | AMERICAN RADIATOR |  | BOILER ROOM | STHT - Steam-Heat | 2/28/2004
Howard County Courthouse | 614 Indian St | St Paul | NE | 68873-1642 | Howard | NE12442 | Scrapped/Junked | 12649 | 2003 | Les Inc/Aldrich Co | FTVT - Firetube Vertical TB | BOILER ROOM | HWHT - Hot Water Heat | 3/31/2024
Howard County Courthouse | 614 Indian St | St Paul | NE | 68873-1642 | Howard | NE12443 | Scrapped/Junked | 12648 | 2003 | Les Inc/Aldrich Co | FTVT - Firetube Vertical TB | BOILER ROOM | HWHT - Hot Water Heat | 3/31/2024
Howard County Courthouse | 614 Indian St | St Paul | NE | 68873-1642 | Howard | NE43193 | Active | 575750 | 2022 | Lochinvar | FTSS - Firetube Stainless Steel | Maintenance Shed Basement | HWHT - Hot Water Heat | 3/31/2027
Howard County Courthouse | 614 Indian St | St Paul | NE | 68873-1642 | Howard | NE43194 | Active | 575759 | 2022 | Lochinvar | FTSS - Firetube Stainless Steel | Maintenance Shed Basement | HWHT - Hot Water Heat | 3/31/2027
Elba Elementary School | 711 Caroline St | Elba | NE | 68835 | Howard | NE06818 | Active | N/A | 2005 | Weil-Mcclain | CI - Cast Iron | Boiler room | STHT - Steam-Heat | 1/31/2027
Elba Elementary School | 711 Caroline St | Elba | NE | 68835 | Howard | NE18301 | Scrapped/Junked |  | 1994 | Weil-Mcclain | CI - Cast Iron | BOILER ROOM | STHT - Steam-Heat | 8/31/2006
ST PAUL CLEANERS | 712 6th St | Saint Paul | NE | 68873-2015 | HOWARD | NE01075 | Inactive | 1705 | 1958 | KISCO | WT - Water Tube Boiler | BOILER ROOM | PROC - Process Steam | 9/30/2001
Sts Peter & Paul School | 713 Elm St | St Paul | NE | 68873-2068 | Howard | NE33248 | Scrapped/Junked | n/a | 1960 | Kewanee | FTFB - Firetube-Firebox Boiler | BASEMENT | HWHT - Hot Water Heat | 1/31/2017
TWIN LOUPS QUALITY MEATS | 805 Howard Ave | Saint Paul | NE | 68873-2062 | HOWARD | NE03178 | Inactive | 13198 | 1948 | KEWANEE | FT - Firetube Boiler | BACK BUILDING | PROC - Process Steam | 7/31/2003
TWIN LOUPS QUALITY MEATS | 805 Howard Ave | Saint Paul | NE | 68873-2062 | HOWARD | NE12724 | Inactive |  | 1967 | STEAMASTER | FT - Firetube Boiler | BOILER ROOM | PROC - Process Steam | 8/31/2003
Bunker Hill Cattle Co | 858 Eagle Rd | St Paul | NE | 68873-6916 | Howard | NE26172 | Out of Service | 17713 | 2014 | Superior Boiler Works | FTSM - FTS Marine Dry Back | Boiler house | PROC - Process Steam | 2/28/2024
Kid Academy | 920 Jackson St St 1 | St Paul | NE | 68873-1413 | Howard | NE05468 | Exempt 1999 LB-66 |  | 1987 | AO SMITH | AHWH - ANSI/Fired Water Htr | LAUNDRY | HWSD - Hot Water Dom/Potable | 8/31/1999
Kid Academy | 920 Jackson St St 1 | St Paul | NE | 68873-1413 | Howard | NE15135 | Scrapped/Junked | 107553 | 1988 | Teledyne Laars | CPFT - Horiz Cpr Fin Boiler | BOILER ROOM | HWSD - Hot Water Dom/Potable | 8/31/2018
ST LIBORY CATHOLIC SCHOOL | PO Box 7 | Saint Libory | NE | 68872-0007 | HOWARD | NE33293 | Inactive |  | 1954 | AMERICAN STANDARD |  | BOILER ROOM | STHT - Steam-Heat | 8/31/1988
PROTEIN PLUS INC | PO Box 83 | Saint Paul | NE | 68873-0083 | HOWARD | NE30492 | Inactive | 4706 | 1969 | SUPERIOR BOILERWORKS | FT - Firetube Boiler | BOILER ROOM | PROC - Process Steam | 10/31/1997
Pinecrest Apartments | 1011 K St | Fairbury | NE | 68352-1700 | Jefferson | NE14748 | Scrapped/Junked |  | 1982 | AO SMITH | AHWH - ANSI/Fired Water Htr | BOILER ROOM | HWSD - Hot Water Dom/Potable | 3/31/2000
Pinecrest Apartments | 1011 K St | Fairbury | NE | 68352-1700 | Jefferson | NE14749 | Scrapped/Junked |  | 1982 | AO SMITH | AHWH - ANSI/Fired Water Htr | BOILER ROOM | HWSD - Hot Water Dom/Potable | 3/31/2000
Pinecrest Apartments | 1011 K St | Fairbury | NE | 68352-1700 | Jefferson | NE14750 | Scrapped/Junked |  | 1982 | AO SMITH | AHWH - ANSI/Fired Water Htr | BOILER ROOM | HWSD - Hot Water Dom/Potable | 3/31/2000
Pinecrest Apartments | 1011 K St | Fairbury | NE | 68352-1700 | Jefferson | NE14751 | Scrapped/Junked |  | 1982 | AO SMITH | AHWH - ANSI/Fired Water Htr | BOILER ROOM | HWSD - Hot Water Dom/Potable | 3/31/2000
Pinecrest Apartments | 1011 K St | Fairbury | NE | 68352-1700 | Jefferson | NE33991 | Scrapped/Junked | M9526 | 1969 | Kewanee | FTFB - Firetube-Firebox Boiler | BOILER ROOM | HWHT - Hot Water Heat | 2/28/2023
Parkview Manor | 105 W 5th St | Fairbury | NE | 68352-2247 | JEFFERSON | NE13370 | Scrapped/Junked | 111587 | 2006 | RHEEM | CHWH - ASME/Fired Water Heater | BOILER ROOM | HWSD - Hot Water Dom/Potable | 5/31/2013
Parkview Manor | 105 W 5th St | Fairbury | NE | 68352-2247 | JEFFERSON | NE18454 | Scrapped/Junked | n/a | 1965 | Kewanee | FTFB - Firetube-Firebox Boiler | BOILER ROOM | HWHT - Hot Water Heat | 5/31/2015
Parkview Manor | 105 W 5th St | Fairbury | NE | 68352-2247 | JEFFERSON | NE18455 | Scrapped/Junked | n/a | 1965 | Kewanee | FTFB - Firetube-Firebox Boiler | BOILER ROOM | HWHT - Hot Water Heat | 5/31/2015
Parkview Manor | 105 W 5th St | Fairbury | NE | 68352-2247 | JEFFERSON | NE18456 | Scrapped/Junked |  | 1994 | AO SMITH | AHWH - ANSI/Fired Water Htr | BOILER ROOM | HWSD - Hot Water Dom/Potable | 5/31/2001
Parkview Manor | 105 W 5th St | Fairbury | NE | 68352-2247 | JEFFERSON | NE20535 | Scrapped/Junked | 54356 | 2000 | AO SMITH | CHWH - ASME/Fired Water Heater | BOILER ROOM | HWSD - Hot Water Dom/Potable | 5/31/2008
Parkview Manor | 105 W 5th St | Fairbury | NE | 68352-2247 | JEFFERSON | NE24548 | Active | 136194 | 2013 | RHEEM | CHWH - ASME/Fired Water Heater | boiler room | HWSD - Hot Water Dom/Potable | 5/31/2026
Parkview Manor | 105 W 5th St | Fairbury | NE | 68352-2247 | JEFFERSON | NE26055 | Active | 6851 | 2015 | CAMUS | FTVT - Firetube Vertical TB | Boiler Room | HWHT - Hot Water Heat | 5/31/2026
Parkview Manor | 105 W 5th St | Fairbury | NE | 68352-2247 | JEFFERSON | NE26056 | Active | 6852 | 2015 | CAMUS | FTVT - Firetube Vertical TB | Boiler Room | HWHT - Hot Water Heat | 5/31/2026
ELEMENTARY SCHOOL | 1121 8th St | Fairbury | NE | 68352-2121 | JEFFERSON | NE33685 | Scrapped/Junked |  | 1961 | KEWANEE | FT - Firetube Boiler | EAST ELEM. | HWHT - Hot Water Heat | 6/30/1997
ELEMENTARY SCHOOL | 1121 8th St | Fairbury | NE | 68352-2121 | JEFFERSON | NE33687 | Scrapped/Junked |  | 1961 | KEWANEE | FT - Firetube Boiler | WEST ELEM. | HWHT - Hot Water Heat | 6/30/1997
OLD HIGH SCHOOL | 1121 8th St | Fairbury | NE | 68352-2121 | JEFFERSON | NE33646 | Scrapped/Junked | 498 | 1963 | VULCAN-HART | FT - Firetube Boiler | H.S. KITCHEN | 0021 - Steam Supp Cooker/Kettle | 6/30/1990
OLD HIGH SCHOOL | 1121 8th St | Fairbury | NE | 68352-2121 | JEFFERSON | NE33688 | Scrapped/Junked |  | 1952 | FITZGIBBONS | FT - Firetube Boiler | JUNIOR HIGH | STHT - Steam-Heat | 6/30/1988
OLD HIGH SCHOOL | 1121 8th St | Fairbury | NE | 68352-2121 | JEFFERSON | NE33689 | Inactive |  | 1947 | PACIFIC | FT - Firetube Boiler | HIGH SCHOOL | STHT - Steam-Heat | 6/30/1989
OLD HIGH SCHOOL | 1121 8th St | Fairbury | NE | 68352-2121 | JEFFERSON | NE33690 | Inactive |  | 1947 | PACIFIC | FT - Firetube Boiler | HIGH SCHOOL | STHT - Steam-Heat | 6/30/1989
OLD HIGH SCHOOL | 1121 8th St | Fairbury | NE | 68352-2121 | JEFFERSON | NE33692 | Scrapped/Junked |  | 1929 | US RADIATOR |  | PARK SCHOOL | STHT - Steam-Heat | 3/31/1988
Fairbury Elec Utility | 121 W 3rd St | Fairbury | NE | 68352-2201 | Jefferson | NE05479 | Inactive | 16985 | 1964 | Erie City Iron Works | WT - Water Tube Boiler | BOILER ROOM | POWR - Power Generation | 5/31/2017
Fairbury Elec Utility | 121 W 3rd St | Fairbury | NE | 68352-2201 | Jefferson | NE05818 | Inactive | 472 | 1948 | EDGE | WT - Water Tube Boiler | BOILER ROOM | POWR - Power Generation | 5/31/2017
Westin Inc | 123 W 3rd St | Fairbury | NE | 68352-2201 | Jefferson | NE11850 | Inactive | 9418 | 1985 | Superior | FTSM - FTS Marine Dry Back | BOILER AREA | PROC - Process Steam | 4/30/2024
Fairbury Jr/Sr High School | 1501 9th St | Fairbury | NE | 68352-2164 | JEFFERSON | NE04647 | Scrapped/Junked | 69360 | 1988 | Raypak | COBL - Coil Type Boiler | BOILER ROOM | HWHT - Hot Water Heat | 2/28/2015
Fairbury Jr/Sr High School | 1501 9th St | Fairbury | NE | 68352-2164 | JEFFERSON | NE04648 | Scrapped/Junked | 69359 | 1988 | Raypak | COBL - Coil Type Boiler | BOILER ROOM | HWSD - Hot Water Dom/Potable | 2/28/2015
Fairbury Jr/Sr High School | 1501 9th St | Fairbury | NE | 68352-2164 | JEFFERSON | NE04650 | Scrapped/Junked | 31824 | 1989 | Unknown | FT - Firetube Boiler | KITCHEN | PROC - Process Steam | 6/30/1999
Fairbury Jr/Sr High School | 1501 9th St | Fairbury | NE | 68352-2164 | JEFFERSON | NE04651 | Scrapped/Junked | 69361 | 1988 | Raypak | COBL - Coil Type Boiler | BOILER ROOM | HWHT - Hot Water Heat | 2/28/2011
Fairbury Jr/Sr High School | 1501 9th St | Fairbury | NE | 68352-2164 | JEFFERSON | NE18698 | Active | 17957 | 2010 | Aldrich | FTVT - Firetube Vertical TB | Boiler Room | HWHT - Hot Water Heat | 2/28/2027
Fairbury Jr/Sr High School | 1501 9th St | Fairbury | NE | 68352-2164 | JEFFERSON | NE25236 | Active | 19222 | 2014 | Aldrich | FTVT - Firetube Vertical TB | boiler room | HWHT - Hot Water Heat | 2/28/2027
Fairbury Jr/Sr High School | 1501 9th St | Fairbury | NE | 68352-2164 | JEFFERSON | NE25237 | Active | 6093 | 2014 | CAMUS | CPFH - Copper Fin Water Heater | boiler room | HWSD - Hot Water Dom/Potable | 2/28/2027
ROODE PACKING COMPANY | 1ST & F ST | FAIRBURY | NE | 68352 | JEFFERSON | NE05492 | Inactive | 439 | 1959 | SUPERIOR BOILERWORKS | FTSM - FTS Marine Dry Back | BOILER ROOM-1 | PROC - Process Steam | 6/30/2008
ROODE PACKING COMPANY | 1ST & F ST | FAIRBURY | NE | 68352 | JEFFERSON | NE08976 | Inactive | 3838 | 2001 | RBI, DIV OF MESTEK CANADA | CPFT - Horiz Cpr Fin Boiler | MECHANICAL ROOM - 2 | HWSD - Hot Water Dom/Potable | 6/30/2008
ROODE PACKING COMPANY | 1ST & F ST | FAIRBURY | NE | 68352 | JEFFERSON | NE17682 | Inactive | 30718 | 1982 | AO SMITH | COBL - Coil Type Boiler | BOILER ROOM | HWSD - Hot Water Dom/Potable | 6/30/2008
ROODE PACKING COMPANY | 1ST & F ST | FAIRBURY | NE | 68352 | JEFFERSON | NE17683 | Scrapped/Junked | 62434 | 1987 | RAYPAK INC, CALIFORNIA | CHWH - ASME/Fired Water Heater | BOILER ROOM | HWSP - Hot Water Non Potable Supply | 2/28/2002
FARMERS COOP-DORCHESTER | 201 BROAD ST | JANSEN | NE | 68377 | JEFFERSON | NE02568 | Scrapped/Junked | 13331 | 1973 | YORK SHIPLEY | FTSM - FTS Marine Dry Back | BOILER ROOM | STHT - Steam-Heat | 10/31/2005
Jefferson Community Health Center | 2200 H St | Fairbury | NE | 68352-1119 | Jefferson | NE01491 | Scrapped/Junked | 56843 | 2000 | A. O. Smith | CHWH - ASME/Fired Water Heater | Blr Rm | HWSD - Hot Water Dom/Potable | 8/31/2008
Jefferson Community Health Center | 2200 H St | Fairbury | NE | 68352-1119 | Jefferson | NE06523 | Scrapped/Junked | 95859 | 2005 | AOSM | CHWH - ASME/Fired Water Heater | BOILER ROOM | HWSD - Hot Water Dom/Potable | 8/31/2010
Jefferson Community Health Center | 2200 H St | Fairbury | NE | 68352-1119 | Jefferson | NE10414 | Scrapped/Junked | 203818 | 2002 | Teledyne & Laars | WT - Water Tube Boiler | Swim Pool | HWHT - Hot Water Heat | 8/31/2006
Jefferson Community Health Center | 2200 H St | Fairbury | NE | 68352-1119 | Jefferson | NE18443 | Scrapped/Junked |  | 1963 | A. O. Smith | COBL - Coil Type Boiler | Blr Rm | HWSD - Hot Water Dom/Potable | 8/31/2008
Jefferson Community Health Center | 2200 H St | Fairbury | NE | 68352-1119 | Jefferson | NE18444 | Scrapped/Junked | 24956 | 1994 | A. O. Smith | FT - Firetube Boiler | Blr rm | HWDP - Hotwater Heat & Dom Supply | 8/31/2005
Jefferson Community Health Center | 2200 H St | Fairbury | NE | 68352-1119 | Jefferson | NE20521 | Scrapped/Junked | 26207 | 1994 | A. O. Smith | CHWH - ASME/Fired Water Heater | Blr Rm | HWSD - Hot Water Dom/Potable | 8/31/2008
Jefferson Community Health | 2200 H St | Fairbury | NE | 68352-1119 | Jefferson | NE01511 | Active | 16122 | 2000 | CHRO | ELBL - Electric Boiler | STERILIZER ROOM | 0020 - Supp to Sterlizer/Autoclave | 8/31/2026
Jefferson Community Health | 2200 H St | Fairbury | NE | 68352-1119 | Jefferson | NE10415 | Scrapped/Junked | n/a | 2000 | TELE | CPFT - Horiz Cpr Fin Boiler | WELLNESS CENTER | SPAJ - Spa/Jacuzzi Heater | 8/31/2018
Jefferson Community Health | 2200 H St | Fairbury | NE | 68352-1119 | Jefferson | NE11344 | Scrapped/Junked | 245279 | 2006 | Raypak | CPFH - Copper Fin Water Heater | WELLNESS CENTER | IPHT - Indoor Pool Heater | 8/31/2016
Jefferson Community Health | 2200 H St | Fairbury | NE | 68352-1119 | Jefferson | NE13365 | Active | 5659 | 2008 | CHRO | ELBL - Electric Boiler | STERIZER ROOM | STER - Sterilizer | 8/31/2026
Jefferson Community Health | 2200 H St | Fairbury | NE | 68352-1119 | Jefferson | NE13366 | Scrapped/Junked | 125067 | 2008 | AOSM | CHWH - ASME/Fired Water Heater | S BOILER ROOM | HWSD - Hot Water Dom/Potable | 8/31/2020
Jefferson Community Health | 2200 H St | Fairbury | NE | 68352-1119 | Jefferson | NE13367 | Scrapped/Junked | 125069 | 2008 | AOSM | CHWH - ASME/Fired Water Heater | S BOILER ROOM | HWSD - Hot Water Dom/Potable | 8/31/2023
Jefferson Community Health | 2200 H St | Fairbury | NE | 68352-1119 | Jefferson | NE13368 | Scrapped/Junked | 124586 | 2008 | AOSM | CHWH - ASME/Fired Water Heater | S BOILER ROOM | HWSD - Hot Water Dom/Potable | 8/31/2016
Jefferson Community Health | 2200 H St | Fairbury | NE | 68352-1119 | Jefferson | NE16566 | Scrapped/Junked | n/a | 1962 | Kewanee | FTFB - Firetube-Firebox Boiler | BOILER ROOM 1 | HWHT - Hot Water Heat | 8/31/2024
Jefferson Community Health | 2200 H St | Fairbury | NE | 68352-1119 | Jefferson | NE16567 | Scrapped/Junked | n/a | 1962 | Kewanee | FTFB - Firetube-Firebox Boiler | BOILER ROOM 1 | HWHT - Hot Water Heat | 8/31/2024
Jefferson Community Health | 2200 H St | Fairbury | NE | 68352-1119 | Jefferson | NE16568 | Scrapped/Junked | n/a | 1962 | Kewanee | FTFB - Firetube-Firebox Boiler | BOILER ROOM 1 | HWHT - Hot Water Heat | 8/31/2024
Jefferson Community Health | 2200 H St | Fairbury | NE | 68352-1119 | Jefferson | NE16569 | Scrapped/Junked | n/a | 1966 | Kewanee | FTFB - Firetube-Firebox Boiler | BOILER ROOM 2 | HWHT - Hot Water Heat | 8/31/2024
Jefferson Community Health | 2200 H St | Fairbury | NE | 68352-1119 | Jefferson | NE16570 | Scrapped/Junked | n/a | 1966 | Kewanee | FTFB - Firetube-Firebox Boiler | BOILER ROOM 2 | HWHT - Hot Water Heat | 8/31/2024
Jefferson Community Health | 2200 H St | Fairbury | NE | 68352-1119 | Jefferson | NE18445 | Inactive | 24590 | 1993 | AO SMITH | CHWH - ASME/Fired Water Heater | BOILER ROOM 1 | HWSD - Hot Water Dom/Potable | 8/31/2001
Jefferson Community Health | 2200 H St | Fairbury | NE | 68352-1119 | Jefferson | NE18446 | Scrapped/Junked | 22628 | 1995 | ELEC | ELBL - Electric Boiler | STERILIZER ROOM | 0020 - Supp to Sterlizer/Autoclave | 8/31/2009
Jefferson Community Health | 2200 H St | Fairbury | NE | 68352-1119 | Jefferson | NE19845 | Scrapped/Junked | 143721 | 2010 | AO SMITH | CHWH - ASME/Fired Water Heater | S BOILER ROOM | HWSD - Hot Water Dom/Potable | 8/31/2018
Jefferson Community Health | 2200 H St | Fairbury | NE | 68352-1119 | Jefferson | NE20518 | Scrapped/Junked |  | 1999 | LAARS HEATING SYSTEMS CO | COBL - Coil Type Boiler | WELLNESS | HWSD - Hot Water Dom/Potable | 8/31/2002
Jefferson Community Health | 2200 H St | Fairbury | NE | 68352-1119 | Jefferson | NE20519 | Scrapped/Junked | 126570 | 1992 | LAARS HEATING SYSTEMS CO | COBL - Coil Type Boiler | WELLNESS | HWSD - Hot Water Dom/Potable | 8/31/2002
Jefferson Community Health | 2200 H St | Fairbury | NE | 68352-1119 | Jefferson | NE26272 | Scrapped/Junked | 374292 | 2014 | Raypak | CPFH - Copper Fin Water Heater | WELLNESS CENTER | IPHT - Indoor Pool Heater | 8/31/2023
Jefferson Community Health | 2200 H St | Fairbury | NE | 68352-1119 | Jefferson | NE26542 | Active | 134558 | 2009 | AO SMITH | CHWH - ASME/Fired Water Heater | Gym Boiler Room | HWSD - Hot Water Dom/Potable | 8/31/2026
Jefferson Community Health | 2200 H St | Fairbury | NE | 68352-1119 | Jefferson | NE26972 | Scrapped/Junked | 223940 | 2016 | A O Smith | CHWH - ASME/Fired Water Heater | BOILER ROOM | HWSD - Hot Water Dom/Potable | 8/31/2025
Jefferson Community Health | 2200 H St | Fairbury | NE | 68352-1119 | Jefferson | NE29026 | Scrapped/Junked | 263588 | 2019 | AOSM | CHWH - ASME/Fired Water Heater | BOILER ROOM 1 | HWSD - Hot Water Dom/Potable | 8/31/2025
Jefferson Community Health | 2200 H St | Fairbury | NE | 68352-1119 | Jefferson | NE42320 | Scrapped/Junked | 552642 | 2022 | Raypak | CPPH - Ansi Cpr Fin Pool Heater | WELLNESS CENTER | IPHT - Indoor Pool Heater | 8/31/2025
Jefferson Community Health | 2200 H St | Fairbury | NE | 68352-1119 | Jefferson | NE42600 | Scrapped/Junked | 294969 | 2022 | AOSM | CHWH - ASME/Fired Water Heater | BOILER ROOM 1 | HWSD - Hot Water Dom/Potable | 8/31/2025
Jefferson Community Health | 2200 H St | Fairbury | NE | 68352-1119 | Jefferson | NE42911 | Active | 5608 | 2023 | Riello | FTSS - Firetube Stainless Steel | Mechanical Room | HWHT - Hot Water Heat | 8/31/2026
Jefferson Community Health | 2200 H St | Fairbury | NE | 68352-1119 | Jefferson | NE42912 | Active | 5668 | 2023 | Riello | FTSS - Firetube Stainless Steel | Mechanical Room | HWHT - Hot Water Heat | 8/31/2026
Jefferson Community Health | 2200 H St | Fairbury | NE | 68352-1119 | Jefferson | NE42913 | Active | 5121 | 2023 | Riello | FTSS - Firetube Stainless Steel | Mechanical Room | HWHT - Hot Water Heat | 8/31/2026
Jefferson Community Health | 2200 H St | Fairbury | NE | 68352-1119 | Jefferson | NE42914 | Active | 5126 | 2023 | Riello | FTSS - Firetube Stainless Steel | Mechanical Room | HWHT - Hot Water Heat | 8/31/2026
Jefferson Community Health | 2200 H St | Fairbury | NE | 68352-1119 | Jefferson | NE42915 | Active | 5654 | 2023 | Riello | FTSS - Firetube Stainless Steel | Mechanical Room | HWHT - Hot Water Heat | 8/31/2026
Jefferson Community Health | 2200 H St | Fairbury | NE | 68352-1119 | Jefferson | NE42916 | Active | 5652 | 2023 | Riello | FTSS - Firetube Stainless Steel | Mechanical Room | HWHT - Hot Water Heat | 8/31/2026
Jefferson Community Health | 2200 H St | Fairbury | NE | 68352-1119 | Jefferson | NE42917 | Active | 5655 | 2023 | Riello | FTSS - Firetube Stainless Steel | Mechanical Room | HWHT - Hot Water Heat | 8/31/2026
Jefferson Community Health | 2200 H St | Fairbury | NE | 68352-1119 | Jefferson | NE42918 | Active | 5645 | 2023 | Riello | FTSS - Firetube Stainless Steel | Mechanical Room | HWHT - Hot Water Heat | 8/31/2026
Jefferson Community Health | 2200 H St | Fairbury | NE | 68352-1119 | Jefferson | NE42919 | Active | 5490 | 2023 | Riello | FTSS - Firetube Stainless Steel | Mechanical Room | HWHT - Hot Water Heat | 8/31/2026
Jefferson Community Health | 2200 H St | Fairbury | NE | 68352-1119 | Jefferson | NE42920 | Active | 5489 | 2023 | Riello | FTSS - Firetube Stainless Steel | Mechanical Room | HWHT - Hot Water Heat | 8/31/2026
Jefferson Community Health | 2200 H St | Fairbury | NE | 68352-1119 | Jefferson | NE42921 | Active | 5498 | 2023 | Riello | FTSS - Firetube Stainless Steel | Mechanical Room | HWHT - Hot Water Heat | 8/31/2026
Jefferson Community Health | 2200 H St | Fairbury | NE | 68352-1119 | Jefferson | NE42922 | Active | 5536 | 2023 | Riello | FTSS - Firetube Stainless Steel | Mechanical Room | HWHT - Hot Water Heat | 8/31/2026
Jefferson Community Health | 2200 H St | Fairbury | NE | 68352-1119 | Jefferson | NE42923 | Active | 5535 | 2023 | Riello | FTSS - Firetube Stainless Steel | Mechanical Room | HWHT - Hot Water Heat | 8/31/2026
Jefferson Community Health | 2200 H St | Fairbury | NE | 68352-1119 | Jefferson | NE42924 | Active | 5473 | 2023 | Riello | FTSS - Firetube Stainless Steel | Mechanical Room | HWHT - Hot Water Heat | 8/31/2026
Jefferson Community Health | 2200 H St | Fairbury | NE | 68352-1119 | Jefferson | NE42925 | Active | 5482 | 2023 | Riello | FTSS - Firetube Stainless Steel | Mechanical Room | HWHT - Hot Water Heat | 8/31/2026
Jefferson Community Health | 2200 H St | Fairbury | NE | 68352-1119 | Jefferson | NE42926 | Active | 5537 | 2023 | Riello | FTSS - Firetube Stainless Steel | Mechanical Room | HWHT - Hot Water Heat | 8/31/2026
Jefferson Community Health | 2200 H St | Fairbury | NE | 68352-1119 | Jefferson | NE42927 | Active | 695 | 2022 | Riello | FTSS - Firetube Stainless Steel | Mechanical Room | HWHT - Hot Water Heat | 8/31/2026
Jefferson Community Health | 2200 H St | Fairbury | NE | 68352-1119 | Jefferson | NE42928 | Active | 974 | 2022 | Riello | FTSS - Firetube Stainless Steel | Mechanical Room | HWHT - Hot Water Heat | 8/31/2026
Jefferson Community Health | 2200 H St | Fairbury | NE | 68352-1119 | Jefferson | NE42929 | Active | 703 | 2022 | Riello | FTSS - Firetube Stainless Steel | Mechanical Room | HWHT - Hot Water Heat | 8/31/2026
Jefferson Community Health | 2200 H St | Fairbury | NE | 68352-1119 | Jefferson | NE42930 | Active | 973 | 2022 | Riello | FTSS - Firetube Stainless Steel | Mechanical Room | HWHT - Hot Water Heat | 8/31/2026
Jefferson Community Health | 2200 H St | Fairbury | NE | 68352-1119 | Jefferson | NE42931 | Active | 2802 | 2023 | Riello | FTSS - Firetube Stainless Steel | Mechanical Room | HWHT - Hot Water Heat | 8/31/2026
Jefferson Community Health | 2200 H St | Fairbury | NE | 68352-1119 | Jefferson | NE42932 | Active | 700 | 2022 | Riello | FTSS - Firetube Stainless Steel | Mechanical Room | HWHT - Hot Water Heat | 8/31/2026
Jefferson Community Health | 2200 H St | Fairbury | NE | 68352-1119 | Jefferson | NE42933 | Active | 699 | 2022 | Riello | FTSS - Firetube Stainless Steel | Mechanical Room | HWHT - Hot Water Heat | 8/31/2026
Jefferson Community Health | 2200 H St | Fairbury | NE | 68352-1119 | Jefferson | NE42934 | Active | 701 | 2022 | Riello | FTSS - Firetube Stainless Steel | Mechanical Room | HWHT - Hot Water Heat | 8/31/2026
Jefferson Community Health | 2200 H St | Fairbury | NE | 68352-1119 | Jefferson | NE44118 | Active | 12707 | 2025 | CHRO | ELBL - Electric Boiler | STERILIZER ROOM | 0020 - Supp to Sterlizer/Autoclave | 8/31/2026
Jefferson Community Health | 2200 H St | Fairbury | NE | 68352-1119 | Jefferson | NE44119 | Active | 12686 | 2025 | CHRO | ELBL - Electric Boiler | STERILIZER ROOM | 0020 - Supp to Sterlizer/Autoclave | 8/31/2026
School - Diller Odell Elementary | 315 Smith St | Diller | NE | 68342-4078 | Jefferson | NE07540 | Active | NA | 2005 | Peerless | CI - Cast Iron | Boiler Room | HWHT - Hot Water Heat | 3/31/2027
School - Diller Odell Elementary | 315 Smith St | Diller | NE | 68342-4078 | Jefferson | NE32860 | Out of Service | NA | 1984 | Peerless Heater Company | CI - Cast Iron | BOILER ROOM | HWHT - Hot Water Heat | 3/31/2017
School - Diller Odell Elementary | 315 Smith St | Diller | NE | 68342-4078 | Jefferson | NE32861 | Scrapped/Junked |  | 1984 | Peerless Heater Company | CI - Cast Iron | BOILER ROOM | HWHT - Hot Water Heat | 3/31/2006
DILLER-ODELL ELEMENTARY | 315 Smith St | Diller | NE | 68342-4078 | JEFFERSON | NE20514 | Scrapped/Junked |  | 1997 | AO SMITH | AHWH - ANSI/Fired Water Htr | BOILER ROOM | HWSD - Hot Water Dom/Potable | 1/31/2001
MID AMERICA DAIRYMEN | 355 W 2nd St | Superior | NE | 68978-1608 | JEFFERSON | NE11794 | Inactive | 1103 | 1959 | NEBRASKA BOILER | WT - Water Tube Boiler | BOILER ROOM | PROC - Process Steam | 10/31/1995
MID AMERICA DAIRYMEN | 355 W 2nd St | Superior | NE | 68978-1608 | JEFFERSON | NE11816 | Inactive |  | 1964 | NEBRASKA BOILER | WT - Water Tube Boiler | BOILER ROOM | PROC - Process Steam | 10/31/1995
Jefferson County Courthouse | 411 4th St | Fairbury | NE | 68352-2536 | Jefferson | NE05747 | Scrapped/Junked | n/a | 1995 | Peerless | CI - Cast Iron | BASEMENT | STHT - Steam-Heat | 3/31/2023
Jefferson County Courthouse | 411 4th St | Fairbury | NE | 68352-2536 | Jefferson | NE42256 | Active | N/A | 2020 | Peerless | CI - Cast Iron | Boiler Room | STHT - Steam-Heat | 2/28/2027
Pure Serenite Spa | 411 5th St | Fairbury | NE | 68352-2501 | Jefferson | NE05227 | Out of Service |  | 1970 | AMKW | CI - Cast Iron | BASEMENT | STHT - Steam-Heat | 4/30/2006
OREGON TRAIL DEV LLC | 510 E St | Fairbury | NE | 68352-2360 | JEFFERSON | NE30407 | Inactive |  | 1970 | AMERICAN STANDARD |  |  | STHT - Steam-Heat | 3/31/1995
DOLLAR GENERAL STORE | 520 E St | Fairbury | NE | 68352-2324 | JEFFERSON | NE04115 | Scrapped/Junked |  | 1956 | AMERICAN STANDARD |  | BASEMENT | STHT - Steam-Heat | 5/31/2004
DOLLAR GENERAL STORE | 520 E St | Fairbury | NE | 68352-2324 | JEFFERSON | NE09565 | Scrapped/Junked |  | 2003 | PEERLESS HEATER COMPANY |  | BASEMENT | STHT - Steam-Heat | 12/31/2006
Fairbury Elks Lodge | 525 G St | Fairbury | NE | 68352-2404 | Jefferson | NE18458 | Inactive |  | 1957 | CRAN | CI - Cast Iron | BOILER ROOM | HWHT - Hot Water Heat | 10/31/2006
Roode Feedyard | 57010 710th Rd | Fairbury | NE | 68352-5547 | Jefferson | NE26523 | Active | 18195 | 2016 | Superior Boiler Works | FTHT - Firetube Horizontal | Flaking Plant | PROC - Process Steam | 8/31/2025
STEVEN CULVER | 6002 162nd St | Valley Falls | NE | 66088-5142 | Jefferson | NE40441 | Exempt |  | 1964 | Unknown | FT - Firetube Boiler | PORTABLE | 0024 - Antique Steam Tractor | 4/30/1999
Westin Inc | 601 Bacon Rd | Fairbury | NE | 68352-2660 | Jefferson | NE03666 | Scrapped/Junked | 7663 | 1976 | SUPR | FTSM - FTS Marine Dry Back | BOILER ROOM | PROC - Process Steam | 4/30/2008
Westin Inc | 601 Bacon Rd | Fairbury | NE | 68352-2660 | Jefferson | NE03781 | Scrapped/Junked | 8107 | 1978 | SUPR | FTSM - FTS Marine Dry Back | BOILER ROOM | PROC - Process Steam | 4/30/2009
Westin Inc | 601 Bacon Rd | Fairbury | NE | 68352-2660 | Jefferson | NE09060 | Active | 13507 | 2007 | Hurst | FTSM - FTS Marine Dry Back | BOILER ROOM | PROC - Process Steam | 4/30/2027
Westin Inc | 601 Bacon Rd | Fairbury | NE | 68352-2660 | Jefferson | NE13371 | Active | 14264 | 2008 | Hurst | FTSM - FTS Marine Dry Back | BOILER ROOM | PROC - Process Steam | 4/30/2027
Westin Inc | 601 Bacon Rd | Fairbury | NE | 68352-2660 | Jefferson | NE16244 | Scrapped/Junked |  | 1962 | HYDROTHERM/ADV THER HYD |  | BACK ROOM | HWHT - Hot Water Heat | 4/30/2003
KLEAN KLOSE SHOP | 605 5th St | Fairbury | NE | 68352-2623 | JEFFERSON | NE01043 | Inactive | 18143 | 1956 | PM LATTNER MFR COMPANY | FT - Firetube Boiler | BOILER ROOM | PROC - Process Steam | 1/31/2005
Methodist Church | 605 E St | Fairbury | NE | 68352-2325 | Jefferson | NE01978 | Scrapped/Junked | n/a | 1989 | Peerless | CI - Cast Iron | BASEMENT | HWHT - Hot Water Heat | 3/31/2016
Methodist Church | 605 E St | Fairbury | NE | 68352-2325 | Jefferson | NE26961 | Scrapped/Junked | 242176 | 2012 | Trinity | WTSS - Watertube SS Steel | Basement | HWHT - Hot Water Heat | 3/31/2024
Methodist Church | 605 E St | Fairbury | NE | 68352-2325 | Jefferson | NE43302 | Active | 489779 | 2024 | NTI | WTSS - Watertube SS Steel | Basement mech room | HWHT - Hot Water Heat | 3/31/2027
JEFFERSON COUNTY LAW | 606 3rd St | Fairbury | NE | 68352-2651 | JEFFERSON | NE05142 | Scrapped/Junked | 30393 | 1978 | KEWANEE | FTFB - Firetube-Firebox Boiler | BOILER ROOM | HWHT - Hot Water Heat | 3/31/2007
JEFFERSON COUNTY LAW | 606 3rd St | Fairbury | NE | 68352-2651 | JEFFERSON | NE05575 | Exempt 1999 LB-66 |  | 1995 | RHEEM MANUFACTURING CO | AHWH - ANSI/Fired Water Htr |  | HWSD - Hot Water Dom/Potable | 7/31/1999
CENTRAL ELEMENTARY | 607 8TH ST | FAIRBURY | NE | 68352 | JEFFERSON | NE20517 | Exempt 1999 LB-66 |  | 1998 | AO SMITH | AHWH - ANSI/Fired Water Htr |  | HWSD - Hot Water Dom/Potable | 8/31/1999
CENTRAL ELEMENTARY | 607 8TH ST | FAIRBURY | NE | 68352 | JEFFERSON | NE33686 | Scrapped/Junked |  | 1961 | KEWANEE | FTSM - FTS Marine Dry Back | BOILER ROOM | HWHT - Hot Water Heat | 6/30/2000
CITY OF FAIRBURY/UTILITY | 612 D St | Fairbury | NE | 68352-2320 | JEFFERSON | NE05861 | Inactive | 1722 | 1938 | EDGEMOOR L W | WT - Water Tube Boiler | 121 E 3RD ST | POWR - Power Generation | 5/31/1998
FAIRBURY FIRE DEPARTMENT | 619 D St | Fairbury | NE | 68352-2319 | JEFFERSON | NE05226 | Scrapped/Junked |  | 1950 | US RADIATOR |  | GARAGE | STHT - Steam-Heat | 4/30/2004
FIRST CHURCH OF CHRIST | 622 7th St | Fairbury | NE | 68352-2417 | JEFFERSON | NE37200 | Inactive |  | 1960 | AMERICAN STANDARD |  | BOILER ROOM | STHT - Steam-Heat | 12/31/1991
School - Fairbury PS Admin Building | 703 K St | Fairbury | NE | 68352-2165 | JEFFERSON | NE01506 | Scrapped/Junked | 65943 | 2000 | Weben-Jarco | COBL - Coil Type Boiler | BOILER ROOM | HWHT - Hot Water Heat | 2/28/2015
School - Fairbury PS Admin Building | 703 K St | Fairbury | NE | 68352-2165 | JEFFERSON | NE01513 | Scrapped/Junked | 65942 | 2000 | Weben-Jarco | COBL - Coil Type Boiler | BOILER ROOM | HWHT - Hot Water Heat | 2/28/2015
School - Fairbury PS Admin Building | 703 K St | Fairbury | NE | 68352-2165 | JEFFERSON | NE25238 | Active | 19221 | 2014 | Aldrich | FTVT - Firetube Vertical TB | boiler room | HWHT - Hot Water Heat | 2/28/2027
School - Fairbury PS Admin Building | 703 K St | Fairbury | NE | 68352-2165 | JEFFERSON | NE25239 | Active | 19220 | 2014 | Aldrich | FTVT - Firetube Vertical TB | boiler room | HWHT - Hot Water Heat | 2/28/2027
School - Fairbury PS Admin Building | 703 K St | Fairbury | NE | 68352-2165 | JEFFERSON | NE33691 | Scrapped/Junked |  | 1948 | KEWANEE | FTFB - Firetube-Firebox Boiler | BOILER ROOM | STHT - Steam-Heat | 6/30/2000
Agrium, Inc. "Tetra Micronutrients" Advanced Techn | 71025 569th Ave | Fairbury | NE | 68352-5519 | Jefferson | NE05576 | Scrapped/Junked | 88221 | 1996 | Pvi | CHWH - ASME/Fired Water Heater | PRODUCTION PLANT | HWSD - Hot Water Dom/Potable | 2/28/2008
ST MICHAEL'S SCHOOL | 807 F St | Fairbury | NE | 68352-2010 | JEFFERSON | NE34587 | Scrapped/Junked |  | 1960 | AMERICAN STANDARD |  | BOILER ROOM | STHT - Steam-Heat | 4/30/2003
Central Elementary | 808 F St | Fairbury | NE | 68352-2011 | Jefferson | NE01507 | Scrapped/Junked | 65940 | 2000 | WEBJ | COBL - Coil Type Boiler | BOILER ROOM | HWHT - Hot Water Heat | 2/28/2012
Central Elementary | 808 F St | Fairbury | NE | 68352-2011 | Jefferson | NE01508 | Scrapped/Junked | 63621 | 2000 | WEBJ | COBL - Coil Type Boiler | BOILER ROOM | HWHT - Hot Water Heat | 2/28/2012
Central Elementary | 808 F St | Fairbury | NE | 68352-2011 | Jefferson | NE22822 | Active | 18414 | 2011 | Aldrich | FTVT - Firetube Vertical TB | Boiler Room | HWHT - Hot Water Heat | 2/28/2027
Central Elementary | 808 F St | Fairbury | NE | 68352-2011 | Jefferson | NE22823 | Active | 18413 | 2011 | Aldrich | FTVT - Firetube Vertical TB | Boiler Room | HWHT - Hot Water Heat | 2/28/2027
Beatrice Concrete Co | 901 Arcade St | Fairbury | NE | 68352-2322 | Jefferson | NE01413 | Active | 59315 | 2000 | AOSM | CPFT - Horiz Cpr Fin Boiler | BOILER ROOM | HWSD - Hot Water Dom/Potable | 4/30/2026
Heritage Care Center | 909 17th St | Fairbury | NE | 68352-1215 | Jefferson | NE07664 | Scrapped/Junked | 71787 | 2005 | WEBJ | COBL - Coil Type Boiler | BOILER ROOM | HWSD - Hot Water Dom/Potable | 4/30/2019
Heritage Care Center | 909 17th St | Fairbury | NE | 68352-1215 | Jefferson | NE11478 | Scrapped/Junked | 11393 | 1989 | WEBEN JARCO | COBL - Coil Type Boiler | BOILER ROOM | HWSD - Hot Water Dom/Potable | 6/30/2006
Heritage Care Center | 909 17th St | Fairbury | NE | 68352-1215 | Jefferson | NE13369 | Scrapped/Junked | 72834 | 2007 | WEBJ | SSCO - SS Coil Boiler | BOILER ROOM | HWHP - Hot Water Heat & Nonpotable | 4/30/2015
Heritage Care Center | 909 17th St | Fairbury | NE | 68352-1215 | Jefferson | NE25654 | Active | 287956 | 2013 | CAMUS | WTSS - Watertube SS Steel | mech room | HWSD - Hot Water Dom/Potable | 4/30/2027
Heritage Care Center | 909 17th St | Fairbury | NE | 68352-1215 | Jefferson | NE27514 | Active | 329998 | 2014 | CAMUS | WTSS - Watertube SS Steel | Boiler Room | HWSD - Hot Water Dom/Potable | 4/30/2027
Heritage Care Center | 909 17th St | Fairbury | NE | 68352-1215 | Jefferson | NE34520 | Scrapped/Junked | na | 1968 | Kewanee | FTFB - Firetube-Firebox Boiler | BOILER ROOM | HWHT - Hot Water Heat | 6/30/2011
Heritage Care Center | 909 17th St | Fairbury | NE | 68352-1215 | Jefferson | NE34521 | Scrapped/Junked | na | 1968 | KEWA | FTFB - Firetube-Firebox Boiler | BOILER ROOM | HWHT - Hot Water Heat | 6/30/2011
Heritage Care Center | 909 17th St | Fairbury | NE | 68352-1215 | Jefferson | NE39190 | Scrapped/Junked | 345209897 | 1978 | WEBEN JARCO | COBL - Coil Type Boiler | BOILER ROOM | HWSD - Hot Water Dom/Potable | 6/30/2007
PRESTON MILLING | 920 Circle Dr | Fairbury | NE | 68352-1226 | JEFFERSON | NE05559 | Inactive | 5858 | 1971 | SUPERIOR BOILERWORKS | FT - Firetube Boiler | BOILER ROOM | PROC - Process Steam | 9/30/1988
Splash & Dash | 921 14th St | Fairbury | NE | 68352-1603 | Jefferson | NE13158 | Inactive | 114912 | 2007 | Ruud-Rheem | CHWH - ASME/Fired Water Heater | MECH ROOM | HWHP - Hot Water Heat & Nonpotable | 3/31/2024
Splash & Dash | 921 14th St | Fairbury | NE | 68352-1603 | Jefferson | NE15079 | Scrapped/Junked |  | 1994 | VANGUARD | AHWH - ANSI/Fired Water Htr | MECH ROOM | HWSP - Hot Water Non Potable Supply | 3/31/2008
Splash & Dash | 921 14th St | Fairbury | NE | 68352-1603 | Jefferson | NE15080 | Scrapped/Junked |  | 1994 | VANGUARD | AHWH - ANSI/Fired Water Htr | MECH ROOM | HWSP - Hot Water Non Potable Supply | 2/28/2008
Splash & Dash | 921 14th St | Fairbury | NE | 68352-1603 | Jefferson | NE15081 | Active | 852-80 | 1992 | Peerless | CI - Cast Iron | MECH ROOM | HWFG - Hotwater Heat Floor-Glycl | 3/31/2027
Jefferson Intermediate | 924 K St | Fairbury | NE | 68352-1735 | Jefferson | NE01509 | Scrapped/Junked | 66279 | 2000 | Weben-Jarco | COBL - Coil Type Boiler | BOILER ROOM | HWHT - Hot Water Heat | 2/28/2017
Jefferson Intermediate | 924 K St | Fairbury | NE | 68352-1735 | Jefferson | NE01510 | Scrapped/Junked | 66280 | 2000 | Weben-Jarco | COBL - Coil Type Boiler | BOILER ROOM | HWHT - Hot Water Heat | 2/28/2017
Jefferson Intermediate | 924 K St | Fairbury | NE | 68352-1735 | Jefferson | NE33905 | Scrapped/Junked |  | 1965 | KEWANEE | FTFB - Firetube-Firebox Boiler | BOILER ROOM | HWHT - Hot Water Heat | 6/30/2000
TABITHA HEALTHCARE SERVICES | 924 K St | Fairbury | NE | 68352-1735 | JEFFERSON | NE33922 | Inactive | 1757 | 1969 | MARKET FORGE INDUSTRIES | FT - Firetube Boiler | KITCHEN | 0021 - Steam Supp Cooker/Kettle | 8/31/1988
SWINGSTER JACKET COMPANY | PO Box 646 | Fairbury | NE | 68352-0646 | JEFFERSON | NE33987 | Inactive | 31382 | 1974 | PM LATTNER MFR COMPANY | FT - Firetube Boiler | BOILER ROOM | PROC - Process Steam | 9/30/1995
Merdian Public School | W Hwy 4 | Daykin | NE | 68338 | Jefferson | NE22420 | Exempt 1999 LB-66 |  | 1982 | STATE INDUSTRIES | ELWH - Electric Water Heater |  | HWSD - Hot Water Dom/Potable | 6/30/2000
Merdian Public School | W Hwy 4 | Daykin | NE | 68338 | Jefferson | NE22421 | Exempt 1999 LB-66 |  | 1982 | STATE INDUSTRIES | ELWH - Electric Water Heater |  | HWSD - Hot Water Dom/Potable | 6/30/2000
Merdian Public School | W Hwy 4 | Daykin | NE | 68338 | Jefferson | NE22422 | Exempt 1999 LB-66 |  | 1982 | STATE INDUSTRIES | ELWH - Electric Water Heater |  | HWSD - Hot Water Dom/Potable | 6/30/2000
BOYD SILSBY | RR 1 Box 101 | Mankato | NE | 66956-9515 | Jewell | NE00464 | Inactive |  | 1923 | AULTMAN-TAYLOR | FT - Firetube Boiler |  | 0024 - Antique Steam Tractor | 9/30/2002
Belle Terrace | 1133 N 3rd St | Tecumseh | NE | 68450-2069 | Johnson | NE11953 | Scrapped/Junked | 53578 | 1973 | NATIONAL CRANE | AHWH - ANSI/Fired Water Htr | LAUNDRY RM | HWSD - Hot Water Dom/Potable | 11/30/2019
Belle Terrace | 1133 N 3rd St | Tecumseh | NE | 68450-2069 | Johnson | NE11954 | Scrapped/Junked | 53579 | 1973 | NATIONAL CRANE | AHWH - ANSI/Fired Water Htr | LAUNDRY RM | HWSD - Hot Water Dom/Potable | 11/30/2019
Belle Terrace | 1133 N 3rd St | Tecumseh | NE | 68450-2069 | Johnson | NE15652 | Scrapped/Junked | 49740 | 1995 | STAT | CHWH - ASME/Fired Water Heater | MECH ROOM | HWSD - Hot Water Dom/Potable | 11/30/2015
Belle Terrace | 1133 N 3rd St | Tecumseh | NE | 68450-2069 | Johnson | NE26042 | Out of Service | 193341 | 2014 | A O Smith | CHWH - ASME/Fired Water Heater | Mech. Room | HWSD - Hot Water Dom/Potable | 11/30/2020
Belle Terrace | 1133 N 3rd St | Tecumseh | NE | 68450-2069 | Johnson | NE28777 | Out of Service | 484294 | 2019 | Lochinvar | COBL - Coil Type Boiler | Mechanical Room | HWSD - Hot Water Dom/Potable | 11/30/2020
BAIRD CLEANERS | 135 N 3rd St | Tecumseh | NE | 68450-2491 | JOHNSON | NE05858 | Inactive | 32911 | 1948 | KISCO | FT - Firetube Boiler | BOILER ROOM | PROC - Process Steam | 7/31/2002
Tecumseh Aquatic Center | 169 S 8th St | Tecumseh | NE | 68450 | Johnson | NE41044 | Active | 502296 | 2020 | Raypak | CPPH - Ansi Cpr Fin Pool Heater | Poolhouse Mechanical Room | OPHT - Outdoor Pool Heater | 6/30/2026
St Andrew School | 179 N 6th St | Tecumseh | NE | 68450-2242 | Johnson | NE33243 | Active | n/a | 1962 | Kewanee | FTFB - Firetube-Firebox Boiler | BOILER ROOM | HWHT - Hot Water Heat | 10/31/2026
St Andrew Church | 186 N 5th St | Tecumseh | NE | 68450 | Johnson | NE19706 | Exempt 1999 LB-66 |  | 1988 | STATE INDUSTRIES | AHWH - ANSI/Fired Water Htr |  | HWSD - Hot Water Dom/Potable | 11/30/1998
St Andrew Church | 186 N 5th St | Tecumseh | NE | 68450 | Johnson | NE24684 | Active | 66950 | 2014 | Aerco | FTVT - Firetube Vertical TB | basement | HWHT - Hot Water Heat | 10/31/2026
St Andrew Church | 186 N 5th St | Tecumseh | NE | 68450 | Johnson | NE39133 | Scrapped/Junked | 37721 | 1984 | Kewanee | FTFB - Firetube-Firebox Boiler | BASEMENT | HWHT - Hot Water Heat | 10/31/2014
St Andrew Church | 186 N 5th St | Tecumseh | NE | 68450 | Johnson | NE39134 | Exempt |  | 1984 | PEERLESS HEATER COMPANY |  | BASEMENT | HWHT - Hot Water Heat | 10/31/2005
Johnson County Hospital | 202 High St | Tecumseh | NE | 68450-2443 | Johnson | NE01535 | Scrapped/Junked | 45436 | 2000 | BRYA | WT - Water Tube Boiler | BOILER ROOM | HWHT - Hot Water Heat | 7/31/2021
Johnson County Hospital | 202 High St | Tecumseh | NE | 68450-2443 | Johnson | NE07269 | Scrapped/Junked | 16527 | 2007 | ALES | FTVT - Firetube Vertical TB | BOILER ROOM | HWHT - Hot Water Heat | 7/31/2023
Johnson County Hospital | 202 High St | Tecumseh | NE | 68450-2443 | Johnson | NE12147 | Scrapped/Junked | 13948 | 1998 | EMER | ELBL - Electric Boiler | CENTRAL SUPPLY | 0020 - Supp to Sterlizer/Autoclave | 7/31/2018
Johnson County Hospital | 202 High St | Tecumseh | NE | 68450-2443 | Johnson | NE12148 | Scrapped/Junked |  | 1982 | AMSCO | ELBL - Electric Boiler | CLEAN ROOM | 0020 - Supp to Sterlizer/Autoclave | 7/31/2005
Johnson County Hospital | 202 High St | Tecumseh | NE | 68450-2443 | Johnson | NE16349 | Scrapped/Junked |  | 1988 | STATE INDUSTRIES | AHWH - ANSI/Fired Water Htr | BOILER ROOM | HWSD - Hot Water Dom/Potable | 5/31/2001
Johnson County Hospital | 202 High St | Tecumseh | NE | 68450-2443 | Johnson | NE16350 | Scrapped/Junked | 7245 | 1957 | CYCLOTHERM | FT - Firetube Boiler | BOILER ROOM | HWHT - Hot Water Heat | 7/31/2007
Johnson County Hospital | 202 High St | Tecumseh | NE | 68450-2443 | Johnson | NE16351 | Scrapped/Junked | 7239 | 1957 | CYCLOTHERM | FT - Firetube Boiler | BOILER ROOM | HWHT - Hot Water Heat | 7/31/2007
Johnson County Hospital | 202 High St | Tecumseh | NE | 68450-2443 | Johnson | NE21301 | Exempt 1999 LB-66 |  | 1990 | AO SMITH | AHWH - ANSI/Fired Water Htr |  | HWSD - Hot Water Dom/Potable | 5/31/2000
Johnson County Hospital | 202 High St | Tecumseh | NE | 68450-2443 | Johnson | NE21302 | Exempt 1999 LB-66 |  | 1990 | AO SMITH | AHWH - ANSI/Fired Water Htr |  | HWSD - Hot Water Dom/Potable | 5/31/2000
Johnson County Hospital | 202 High St | Tecumseh | NE | 68450-2443 | Johnson | NE22776 | Scrapped/Junked | 18581 | 2012 | Aldrich | FTVT - Firetube Vertical TB | BOILER ROOM | HWHT - Hot Water Heat | 7/31/2022
Johnson County Hospital | 202 High St | Tecumseh | NE | 68450-2443 | Johnson | NE27277 | Active | 9052 | 2017 | Steris Corp | ELBL - Electric Boiler | Sterilizer Area | 0020 - Supp to Sterlizer/Autoclave | 7/31/2026
Johnson County Hospital | 202 High St | Tecumseh | NE | 68450-2443 | Johnson | NE27446 | Active | 9325 | 2017 | Steris Corp | ELBL - Electric Boiler | Sterilizer Area | 0020 - Supp to Sterlizer/Autoclave | 7/31/2026
Johnson County Hospital | 202 High St | Tecumseh | NE | 68450-2443 | Johnson | NE29213 | Active | 7338 | 2020 | Fulton | WTSS - Watertube SS Steel | Boiler Room | HWHT - Hot Water Heat | 7/31/2026
Johnson County Hospital | 202 High St | Tecumseh | NE | 68450-2443 | Johnson | NE41899 | Active | 8014 | 2021 | Fulton | WTSS - Watertube SS Steel | Boiler Room | HWHT - Hot Water Heat | 7/31/2026
Johnson County Hospital | 202 High St | Tecumseh | NE | 68450-2443 | Johnson | NE42551 | Active | 9795 | 2023 | Fulton | FTVT - Firetube Vertical TB | Boiler Room | HWHT - Hot Water Heat | 7/31/2026
Sterling Public School | 250 Main St | Sterling | NE | 68443-6009 | Johnson | NE06524 | Inactive | 65272 | 2005 | Ajax | WT - Water Tube Boiler | Boiler Room | HWHT - Hot Water Heat | 9/30/2011
Sterling Public School | 250 Main St | Sterling | NE | 68443-6009 | Johnson | NE20958 | Active | 182465 | 2011 | CAMUS | WTSS - Watertube SS Steel | High School Boiler Room | HWHT - Hot Water Heat | 3/31/2026
Sterling Public School | 250 Main St | Sterling | NE | 68443-6009 | Johnson | NE25217 | Active | 297934 | 2014 | Laars | WTSS - Watertube SS Steel | Elementary Boiler Room | GLYC - Glycol Bldg Heat Sys | 3/31/2026
Sterling Public School | 250 Main St | Sterling | NE | 68443-6009 | Johnson | NE25218 | Active | 297928 | 2014 | Laars | WTSS - Watertube SS Steel | Elementary Boiler Room | GLYC - Glycol Bldg Heat Sys | 3/31/2026
Sterling Public School | 250 Main St | Sterling | NE | 68443-6009 | Johnson | NE32449 | Scrapped/Junked | 30566 | 1978 | Kewanee | FTFB - Firetube-Firebox Boiler | Boiler Room | HWHT - Hot Water Heat | 3/31/2015
Sterling Public School | 250 Main St | Sterling | NE | 68443-6009 | Johnson | NE32997 | Scrapped/Junked | 38681 | 1985 | KEWANEE | FTFB - Firetube-Firebox Boiler | BOILER ROOM | STHT - Steam-Heat | 9/30/2005
Tecumseh State Corr Inst | 2725 N Highway 50 | Tecumseh | NE | 68450-9589 | Johnson | NE01415 | Scrapped/Junked | 473 | 2000 | UNIVERSAL BOILER WORKS | WT - Water Tube Boiler | BOILER PLANT B-1A | 0031 - Hightemp Water Supply | 5/31/2004
Tecumseh State Corr Inst | 2725 N Highway 50 | Tecumseh | NE | 68450-9589 | Johnson | NE01416 | Scrapped/Junked | 472 | 2000 | UNIVERSAL BOILER WORKS | WT - Water Tube Boiler | BOILER PLANT B-1B | 0031 - Hightemp Water Supply | 4/30/2005
Tecumseh State Corr Inst | 2725 N Highway 50 | Tecumseh | NE | 68450-9589 | Johnson | NE01417 | Scrapped/Junked | 474 | 2000 | Universal Boiler Works Inc | WT - Water Tube Boiler | BOILER PLANT B-1C | 0031 - Hightemp Water Supply | 6/30/2016
Tecumseh State Corr Inst | 2725 N Highway 50 | Tecumseh | NE | 68450-9589 | Johnson | NE06059 | Scrapped/Junked | 14842 | 2004 | Precision | WT - Water Tube Boiler | BOILER ROOM/B-1B | 0031 - Hightemp Water Supply | 6/30/2018
Tecumseh State Corr Inst | 2725 N Highway 50 | Tecumseh | NE | 68450-9589 | Johnson | NE06060 | Active | 14843 | 2004 | Precision | WT - Water Tube Boiler | Boiler Room/B-1A | 0031 - Hightemp Water Supply | 6/30/2026
Tecumseh State Corr Inst | 2725 N Highway 50 | Tecumseh | NE | 68450-9589 | Johnson | NE26750 | Active | 21868 | 2016 | Hurst | FTHT - Firetube Horizontal | Boiler Room/B-1C | HWSP - Hot Water Non Potable Supply | 6/30/2026
Tecumseh State Corr Inst | 2725 N Highway 50 | Tecumseh | NE | 68450-9589 | Johnson | NE27483 | Active | 22599 | 2017 | Hurst | FTWB - FTS Marine Wet Back | Boiler Plant | HWSP - Hot Water Non Potable Supply | 6/30/2026
Tyson - Tecumseh Poultry | 333 S 3rd St | Tecumseh | NE | 68450-2307 | Johnson | NE03365 | Inactive | 5644 | 1971 | Johnston Boiler Co. | FTWB - FTS Marine Wet Back | Boiler Rm #3 Blr | PROC - Process Steam | 5/31/2026
Tyson - Tecumseh Poultry | 333 S 3rd St | Tecumseh | NE | 68450-2307 | Johnson | NE13108 | Scrapped/Junked | 6936 | 1964 | LEFFEL | FTSM - FTS Marine Dry Back | BOILER #2 | PROC - Process Steam | 3/31/2001
Tyson - Tecumseh Poultry | 333 S 3rd St | Tecumseh | NE | 68450-2307 | Johnson | NE14091 | Inactive | 7096 | 1974 | Leffel | FTSM - FTS Marine Dry Back | Boiler Rm - Boiler #1 | PROC - Process Steam | 11/30/2024
Tyson - Tecumseh Poultry | 333 S 3rd St | Tecumseh | NE | 68450-2307 | Johnson | NE26581 | Active | 21714 | 2016 | Hurst | FTHT - Firetube Horizontal | Boiler room | PROC - Process Steam | 11/30/2026
Tyson - Tecumseh Poultry | 333 S 3rd St | Tecumseh | NE | 68450-2307 | Johnson | NE26591 | Active | 1835 | 2016 | Super Radiator | ECON - Boiler Economizer | Boiler room | ECON - Boiler Economizer | 11/30/2026
Tyson - Tecumseh Poultry | 333 S 3rd St | Tecumseh | NE | 68450-2307 | Johnson | NE42623 | Inactive | 29476 | 2008 | York Shipley AESYS | FTSM - FTS Marine Dry Back | Portable Trailer | PROC - Process Steam | 3/31/2025
Tyson - Tecumseh Poultry | 333 S 3rd St | Tecumseh | NE | 68450-2307 | Johnson | NE43480 | Active | 2345 | 2025 | Calderas Powermaster | FTHT - Firetube Horizontal | Boiler Room | PROC - Process Steam | 11/30/2026
Tyson - Tecumseh Poultry | 333 S 3rd St | Tecumseh | NE | 68450-2307 | Johnson | NE43481 | Active | 2340 | 2025 | Calderas Powermaster | ECON - Boiler Economizer | Boiler room | ECON - Boiler Economizer | 11/30/2026
Tyson - Tecumseh Poultry | 333 S 3rd St | Tecumseh | NE | 68450-2307 | Johnson | NE43691 | Inactive | 2341 | 2025 | Fabricada | FTSM - FTS Marine Dry Back | Portable Trailer | PROC - Process Steam | 9/30/2026
School - Johnson County Central HS | 358 N 6th St | Tecumseh | NE | 68450-2297 | Johnson | NE16373 | Scrapped/Junked |  | 1990 | DAYTON | CHWH - ASME/Fired Water Heater | BOILER ROOM | HWSD - Hot Water Dom/Potable | 7/31/2008
School - Johnson County Central HS | 358 N 6th St | Tecumseh | NE | 68450-2297 | Johnson | NE19309 | Scrapped/Junked | 30760 | 1995 | AO SMITH | CHWH - ASME/Fired Water Heater | BOILER ROOM | HWSD - Hot Water Dom/Potable | 7/31/2008
School - Johnson County Central HS | 358 N 6th St | Tecumseh | NE | 68450-2297 | Johnson | NE28490 | Active | 20300 | 2019 | Aldrich | FTHT - Firetube Horizontal | Boiler Room | STHT - Steam-Heat | 11/30/2026
School - Johnson County Central HS | 358 N 6th St | Tecumseh | NE | 68450-2297 | Johnson | NE28491 | Active | 20298 | 2019 | Aldrich | FTHT - Firetube Horizontal | Boiler Room | STHT - Steam-Heat | 11/30/2026
School - Johnson County Central HS | 358 N 6th St | Tecumseh | NE | 68450-2297 | Johnson | NE33328 | Scrapped/Junked | 32560 | 1979 | Kewanee | FTFB - Firetube-Firebox Boiler | BOILER ROOM | STHT - Steam-Heat | 7/31/2019
School - Johnson County Central HS | 358 N 6th St | Tecumseh | NE | 68450-2297 | Johnson | NE33329 | Scrapped/Junked | 32929 | 1979 | Kewanee | FTFB - Firetube-Firebox Boiler | BOILER ROOM | STHT - Steam-Heat | 7/31/2019
Johnson County Central Middle School | 401 N 1st St | Cook | NE | 68329-7729 | Johnson | NE40950 | Scrapped/Junked | 48728 | 1999 | A O Smith | CHWH - ASME/Fired Water Heater | BOILER ROOM | HWSD - Hot Water Dom/Potable | 9/30/2011
Johnson County Central Middle School | 401 N 1st St | Cook | NE | 68329-7729 | Johnson | NE40951 | Active | 10070 | 1999 | Aldrich | FTVT - Firetube Vertical TB | BOILER ROOM | HWHT - Hot Water Heat | 9/30/2026
Johnson County Central Middle School | 401 N 1st St | Cook | NE | 68329-7729 | Johnson | NE40952 | Active | 10068 | 1999 | Aldrich | FTVT - Firetube Vertical TB | BOILER ROOM | HWHT - Hot Water Heat | 9/30/2026
Johnson County Central Middle School | 401 N 1st St | Cook | NE | 68329-7729 | Johnson | NE40953 | Active | 10069 | 1999 | Aldrich | FTVT - Firetube Vertical TB | BOILER ROOM | HWHT - Hot Water Heat | 9/30/2024
Elk Creek Public Schools | 475 Jefferson | Elk Creek | NE | 68348 | Johnson | NE33681 | Inactive |  | 1930 | KEWA |  | BOILER ROOM | STHT - Steam-Heat | 7/31/2003
JOHNSON COUNTY COURTHOUSE | 4TH & BROADWAY | TECUMSEH | NE | 68450 | JOHNSON | NE11952 | Scrapped/Junked |  | 1971 | KEWANEE | FT - Firetube Boiler | BOILER ROOM | STHT - Steam-Heat | 9/30/2002
Tecumseh City Power Plant | 609 Clay | Tecumseh | NE | 68450 | Johnson | NE05059 | Active | N/A | 1970 | Peerless | CI - Cast Iron | Boiler Room | HWHT - Hot Water Heat | 11/30/2026
JCO Ready Mixed | 62086 730 Rd | Tecumseh | NE | 68450-8036 | Johnson | NE00365 | Scrapped/Junked | 1566 | 1999 | Sioux Steam Cleaner | COBL - Coil Type Boiler | Inside building | HWSP - Hot Water Non Potable Supply | 12/31/2024
JCO Ready Mixed | 62086 730 Rd | Tecumseh | NE | 68450-8036 | Johnson | NE42909 | Active | 6177 | 2024 | Sioux Steam Cleaner | FTHT - Firetube Horizontal | Plant | HWHT - Hot Water Heat | 10/31/2025
Soapatopia - U-Stop | 775 N 13th St | Tecumseh | NE | 68450 | Johnson | NE42910 | Active | 308724 | 2022 | Lochinvar | WTSS - Watertube SS Steel | Car wash mechanical | HWFG - Hotwater Heat Floor-Glycl | 10/31/2026
HUGHES MACHINERY COMPANY | 8820 Bond St | Overland Park | NE | 66214-1706 | Johnson | NE06582 | Inactive | 25315 | 1990 | YORK SHIPLEY | FTSM - FTS Marine Dry Back | PORTABLE | PHPS - Portable High PSI Steam | 12/31/2005
HUGHES MACHINERY COMPANY | 8820 Bond St | Overland Park | NE | 66214-1706 | Johnson | NE06583 | Inactive | 25319 | 1990 | YORK SHIPLEY | FTSM - FTS Marine Dry Back | PORTABLE | PHPS - Portable High PSI Steam | 12/31/2005
JAY CARPENTER | PO Box 68 | Sterling | NE | 68443-0068 | JOHNSON | NE30169 | Inactive | 112 | 1964 | TROUDT | FT - Firetube Boiler | PORTABLE | 0024 - Antique Steam Tractor | 5/31/1991
MOSAIC | 1 N MISSION RD | AXTELL | NE | 68924 | KEARNEY | NE13049 | Scrapped/Junked | 18678 | 1955 | KEWANEE | FTSM - FTS Marine Dry Back | BOILER HOUSE | STHT - Steam-Heat | 8/31/2002
MOSAIC | 1 N MISSION RD | AXTELL | NE | 68924 | KEARNEY | NE13068 | Scrapped/Junked | 20608 | 1960 | KEWANEE | FTSM - FTS Marine Dry Back | BOILER HOUSE | STHT - Steam-Heat | 7/31/2002
MOSAIC | 1 N MISSION RD | AXTELL | NE | 68924 | KEARNEY | NE19195 | Exempt 1999 LB-66 |  | 1994 | RHEEM MANUFACTURING CO | AHWH - ANSI/Fired Water Htr |  | HWSD - Hot Water Dom/Potable | 7/31/1999
MOSAIC | 1 N MISSION RD | AXTELL | NE | 68924 | KEARNEY | NE19196 | Exempt 1999 LB-66 |  | 1995 | RHEEM MANUFACTURING CO | AHWH - ANSI/Fired Water Htr | EMAUS HOME | HWSD - Hot Water Dom/Potable | 7/31/1999
MOSAIC | 1 N MISSION RD | AXTELL | NE | 68924 | KEARNEY | NE19197 | Exempt 1999 LB-66 |  | 1992 | RHEEM MANUFACTURING CO | AHWH - ANSI/Fired Water Htr |  | HWSD - Hot Water Dom/Potable | 7/31/1999
MOSAIC | 1 N MISSION RD | AXTELL | NE | 68924 | KEARNEY | NE19198 | Scrapped/Junked |  | 1993 | RHEEM MANUFACTURING CO | AHWH - ANSI/Fired Water Htr |  | HWSD - Hot Water Dom/Potable | 7/31/1999
MOSAIC | 1 N MISSION RD | AXTELL | NE | 68924 | KEARNEY | NE19199 | Exempt 1999 LB-66 |  | 1993 | RHEEM MANUFACTURING CO | AHWH - ANSI/Fired Water Htr | MIZAH HOME | HWSD - Hot Water Dom/Potable | 7/31/1999
MOSAIC | 1 N MISSION RD | AXTELL | NE | 68924 | KEARNEY | NE19200 | Exempt 1999 LB-66 |  | 1993 | RHEEM MANUFACTURING CO | AHWH - ANSI/Fired Water Htr |  | HWSD - Hot Water Dom/Potable | 7/31/1999
MOSAIC | 1 N MISSION RD | AXTELL | NE | 68924 | KEARNEY | NE20401 | Exempt 1999 LB-66 |  | 1992 | RHEEM MANUFACTURING CO | AHWH - ANSI/Fired Water Htr |  | HWSD - Hot Water Dom/Potable | 7/31/1999
MOSAIC | 1 N MISSION RD | AXTELL | NE | 68924 | KEARNEY | NE20402 | Exempt 1999 LB-66 |  | 1989 | RHEEM MANUFACTURING CO | AHWH - ANSI/Fired Water Htr |  | HWSD - Hot Water Dom/Potable | 7/31/1999
MOSAIC | 1 N MISSION RD | AXTELL | NE | 68924 | KEARNEY | NE20403 | Exempt 1999 LB-66 |  | 1993 | RHEEM MANUFACTURING CO | AHWH - ANSI/Fired Water Htr |  | HWSD - Hot Water Dom/Potable | 7/31/1999
MOSAIC | 1 N MISSION RD | AXTELL | NE | 68924 | KEARNEY | NE35483 | Inactive |  | 1955 | PACIFIC | FT - Firetube Boiler |  | HWHT - Hot Water Heat | 7/31/1990
Whippet Wash | 1011 N Brown Ave | Minden | NE | 68959-2564 | Kearney | NE29171 | Active | n/a | 2018 | WEIL MCLAIN | CALU - Cast Aluminum | Mechanical room | GLFH - Glycol Floor Heat System | 5/31/2027
Mosaic Bethpage Village | 1044 23 Rd | Axtell | NE | 68924-3679 | Kearney | NE10336 | Scrapped/Junked | 12297 | 2002 | ALES | FTVT - Firetube Vertical TB | MECH ROOM | HWHT - Hot Water Heat | 1/31/2012
Mosaic Bethpage Village | 1044 23 Rd | Axtell | NE | 68924-3679 | Kearney | NE10337 | Scrapped/Junked | 12296 | 2002 | ALES | FTVT - Firetube Vertical TB | MECH ROOM | HWHT - Hot Water Heat | 1/31/2011
Mosaic Bethpage Village | 1044 23 Rd | Axtell | NE | 68924-3679 | Kearney | NE10338 | Scrapped/Junked | 12295 | 2002 | ALES | FTVT - Firetube Vertical TB | MECH ROOM | HWHT - Hot Water Heat | 1/31/2011
Mosaic Bethpage Village | 1044 23 Rd | Axtell | NE | 68924-3679 | Kearney | NE10339 | Scrapped/Junked | 75964 | 2002 | STAT | CHWH - ASME/Fired Water Heater | OLD BOILER ROOM | HWSD - Hot Water Dom/Potable | 1/31/2018
Mosaic Bethpage Village | 1044 23 Rd | Axtell | NE | 68924-3679 | Kearney | NE10340 | Scrapped/Junked | 75960 | 2002 | STAT | CHWH - ASME/Fired Water Heater | OLD BOILER ROOM | HWSD - Hot Water Dom/Potable | 1/31/2018
Mosaic Bethpage Village | 1044 23 Rd | Axtell | NE | 68924-3679 | Kearney | NE10341 | Scrapped/Junked | 12299 | 2002 | ALES | FTVT - Firetube Vertical TB | MECH ROOM | HWHT - Hot Water Heat | 1/31/2018
Mosaic Bethpage Village | 1044 23 Rd | Axtell | NE | 68924-3679 | Kearney | NE10342 | Inactive | 11882 | 2002 | ALES | FTVT - Firetube Vertical TB | MECH ROOM | HWSD - Hot Water Dom/Potable | 1/31/2016
Mosaic Bethpage Village | 1044 23 Rd | Axtell | NE | 68924-3679 | Kearney | NE10412 | Scrapped/Junked | 12304 | 2002 | ALES | FTVT - Firetube Vertical TB | MECH ROOM | HWHT - Hot Water Heat | 1/31/2010
Mosaic Bethpage Village | 1044 23 Rd | Axtell | NE | 68924-3679 | Kearney | NE10413 | Scrapped/Junked | 11915 | 2002 | ALES | FTVT - Firetube Vertical TB | MECH ROOM | HWHT - Hot Water Heat | 1/31/2010
Mosaic Bethpage Village | 1044 23 Rd | Axtell | NE | 68924-3679 | Kearney | NE19563 | Scrapped/Junked | 224735 | 2008 | Raypak | CPPH - Ansi Cpr Fin Pool Heater | Pool Mech. Room | IPHT - Indoor Pool Heater | 1/31/2018
Mosaic Bethpage Village | 1044 23 Rd | Axtell | NE | 68924-3679 | Kearney | NE19834 | Active | 98937 | 2009 | Lochinvar | WTSS - Watertube SS Steel | Maint/HU | HWHT - Hot Water Heat | 1/31/2026
Mosaic Bethpage Village | 1044 23 Rd | Axtell | NE | 68924-3679 | Kearney | NE19835 | Scrapped/Junked | 96690 | 2009 | Lochinvar | WTSS - Watertube SS Steel | Maint/HU | HWHT - Hot Water Heat | 1/31/2024
Mosaic Bethpage Village | 1044 23 Rd | Axtell | NE | 68924-3679 | Kearney | NE19836 | Inactive | 100366 | 2009 | Lochinvar | WTSS - Watertube SS Steel | Maint/HU | HWHT - Hot Water Heat | 1/31/2025
Mosaic Bethpage Village | 1044 23 Rd | Axtell | NE | 68924-3679 | Kearney | NE22039 | Active | 99782 | 2011 | Lochinvar | WTSS - Watertube SS Steel | MECH ROOM | HWHT - Hot Water Heat | 1/31/2026
Mosaic Bethpage Village | 1044 23 Rd | Axtell | NE | 68924-3679 | Kearney | NE22040 | Active | 99403 | 2011 | Lochinvar | WTSS - Watertube SS Steel | MECH ROOM | HWHT - Hot Water Heat | 1/31/2026
Mosaic Bethpage Village | 1044 23 Rd | Axtell | NE | 68924-3679 | Kearney | NE22041 | Active | 99240 | 2011 | Lochinvar | WTSS - Watertube SS Steel | MECH ROOM | HWHP - Hot Water Heat & Nonpotable | 1/31/2026
Mosaic Bethpage Village | 1044 23 Rd | Axtell | NE | 68924-3679 | Kearney | NE27070 | Scrapped/Junked | 449938 | 2008 | Raypak | CPPH - Ansi Cpr Fin Pool Heater | Pool Mech. Room | IPHT - Indoor Pool Heater | 1/31/2022
Mosaic Bethpage Village | 1044 23 Rd | Axtell | NE | 68924-3679 | Kearney | NE35484 | Scrapped/Junked |  | 1977 | PEER | CI - Cast Iron | BOILER ROOM | HWHT - Hot Water Heat | 1/31/2010
Mosaic Bethpage Village | 1044 23 Rd | Axtell | NE | 68924-3679 | Kearney | NE41323 | Scrapped/Junked | 510433 | 2020 | Raypak | COBL - Coil Type Boiler | Pool Mechanical room | IPHT - Indoor Pool Heater | 1/31/2026
Mosaic Bethpage Village | 1044 23 Rd | Axtell | NE | 68924-3679 | Kearney | NE42975 | Active | 261908 | 2021 | Lochinvar | WTSS - Watertube SS Steel | MECH ROOM | HWHT - Hot Water Heat | 1/31/2024
East Elementary School | 123 N Minden Ave | Minden | NE | 68959-1624 | Kearney | NE09684 | Scrapped/Junked | 11761 | 2001 | ALES | FTVT - Firetube Vertical TB | BASEMENT | HWHT - Hot Water Heat | 2/28/2019
East Elementary School | 123 N Minden Ave | Minden | NE | 68959-1624 | Kearney | NE19174 | Scrapped/Junked | 83333 | 1995 | ALES | FTVT - Firetube Vertical TB | BOILER ROOM | GLYC - Glycol Bldg Heat Sys | 2/28/2018
East Elementary School | 123 N Minden Ave | Minden | NE | 68959-1624 | Kearney | NE19175 | Inactive | 8334 | 1995 | ALDRICH | FT - Firetube Boiler | BOILER ROOM | HWHT - Hot Water Heat | 6/30/2002
East Elementary School | 123 N Minden Ave | Minden | NE | 68959-1624 | Kearney | NE22841 | Active | 193500 | 2011 | CAMUS | WTSS - Watertube SS Steel | Boiler room | HWHT - Hot Water Heat | 2/28/2027
East Elementary School | 123 N Minden Ave | Minden | NE | 68959-1624 | Kearney | NE27350 | Active | 390548 | 2017 | Peerless | FTSS - Firetube Stainless Steel | Basement | HWHT - Hot Water Heat | 2/28/2027
East Elementary School | 123 N Minden Ave | Minden | NE | 68959-1624 | Kearney | NE27515 | Active | 9287 | 2018 | CAMUS | FT - Firetube Boiler | Basement boiler room | HWSD - Hot Water Dom/Potable | 2/28/2027
East Elementary School | 123 N Minden Ave | Minden | NE | 68959-1624 | Kearney | NE32627 | Inactive |  | 1946 | KEWANEE | FT - Firetube Boiler | EAST ELEM. | STHT - Steam-Heat | 6/30/1995
East Elementary School | 123 N Minden Ave | Minden | NE | 68959-1624 | Kearney | NE32918 | Scrapped/Junked | n/a | 1988 | Peerless | CI - Cast Iron | BOILER ROOM | HWHT - Hot Water Heat | 2/28/2019
HAROLD WARP PIONEER VILLAGE | 138 E US Highway 6 | Minden | NE | 68959-2500 | KEARNEY | NE01343 | Inactive | 4584 | 1955 | HAMBURG | FTVT - Firetube Vertical TB | CAROUSEL | 0026 - Steam Merry-Go-Round | 1/31/2006
Vacant Care Center | 148 Broad St | Campbell | NE | 68932-2610 | Kearney | NE08350 | Scrapped/Junked | 55350 | 2000 | AOSM | CHWH - ASME/Fired Water Heater | BOILER ROOM | HWSD - Hot Water Dom/Potable | 4/30/2011
Vacant Care Center | 148 Broad St | Campbell | NE | 68932-2610 | Kearney | NE23497 | Inactive | 120717 | 2010 | RHEEM | FPV - Fired Pressure Vessel | Boiler rm | HWSD - Hot Water Dom/Potable | 4/30/2020
Vacant Care Center | 148 Broad St | Campbell | NE | 68932-2610 | Kearney | NE24282 | Scrapped/Junked | 79218 | 1998 | RHEEM | CHWH - ASME/Fired Water Heater | BOILER ROOM | HWSD - Hot Water Dom/Potable | 4/30/2012
Vacant Care Center | 148 Broad St | Campbell | NE | 68932-2610 | Kearney | NE37397 | Scrapped/Junked |  | 1990 | RHEEM MANUFACTURING CO | AHWH - ANSI/Fired Water Htr | BOILER ROOM | HWSD - Hot Water Dom/Potable | 4/30/2001
Vacant Care Center | 148 Broad St | Campbell | NE | 68932-2610 | Kearney | NE37398 | Scrapped/Junked |  | 1986 | RHEEM MANUFACTURING CO | AHWH - ANSI/Fired Water Htr | BOILER ROOM | HWSD - Hot Water Dom/Potable | 4/30/1999
Vacant Care Center | 148 Broad St | Campbell | NE | 68932-2610 | Kearney | NE37399 | Inactive | na | 1985 | Peerless | CI - Cast Iron | BOILER ROOM | HWHT - Hot Water Heat | 4/30/2019
Vacant Care Center | 148 Broad St | Campbell | NE | 68932-2610 | Kearney | NE37400 | Inactive | na | 1985 | Peerless | CI - Cast Iron | BOILER ROOM | HWHT - Hot Water Heat | 4/30/2019
Vacant Care Center | 148 Broad St | Campbell | NE | 68932-2610 | Kearney | NE38397 | Scrapped/Junked |  | 1990 | RHEEM MANUFACTURING CO | AHWH - ANSI/Fired Water Htr | BOILER ROOM | HWSD - Hot Water Dom/Potable | 4/30/2000
Fort Kearny Consolidated | 1818 32nd Rd | Minden | NE | 68959-7012 | Kearney | NE15374 | Scrapped/Junked | 15377 | 2009 | Hurst | FTWB - FTS Marine Wet Back | Boiler House | PROC - Process Steam | 10/31/2020
Fort Kearny Consolidated | 1818 32nd Rd | Minden | NE | 68959-7012 | Kearney | NE22879 | Active | 18472 | 2012 | Hurst | FTSM - FTS Marine Dry Back | Boiler House | PROC - Process Steam | 10/31/2025
Fort Kearny Consolidated | 1818 32nd Rd | Minden | NE | 68959-7012 | Kearney | NE41043 | Inactive | 18254 | 2016 | Superior Boiler Works | FTHT - Firetube Horizontal | PORTABLE | 0030 - Portable HPS Boiler | 6/30/2022
Fort Kearny Consolidated | 1818 32nd Rd | Minden | NE | 68959-7012 | Kearney | NE41319 | Active | 19791 | 2021 | Superior Boiler Works | FT - Firetube Boiler | NORTH BOILER ROOM | PROC - Process Steam | 6/30/2025
Thunderhead Brewing Company | 201 Ave F | Axtell | NE | 68924 | Kearney | NE28423 | Active | NA | 2010 | Weil-McLain | CI - Cast Iron | West end of facility | PROC - Process Steam | 9/30/2026
Axtell Rural Fire Department | 202 E 6th St | Axtell | NE | 68924-3419 | Kearney | NE41324 | Active | 96707 | 2008 | Lochinvar | COBL - Coil Type Boiler | MECHANICAL ROOM | GLFH - Glycol Floor Heat System | 1/31/2027
EVANGELICAL FREE CHURCH | 220 E 6th St | Minden | NE | 68959-1219 | KEARNEY | NE16255 | Exempt |  | 1975 | BURNHAM COMM/INDUST |  | BASEMENT | STHT - Steam-Heat | 4/30/2000
Harold Warp Pioneer Village Motel (Vacant Building | 224 E US Highway 6 | Minden | NE | 68959-2556 | Kearney | NE30825 | Inactive | 9999 | 1972 | AOSM | WT - Water Tube Boiler | Boiler Room | HWHT - Hot Water Heat | 10/31/2016
Harold Warp Pioneer Village Motel (Vacant Building | 224 E US Highway 6 | Minden | NE | 68959-2556 | Kearney | NE30828 | Out of Service | N/A | 1930 | Richmond | CI - Cast Iron | Laundry Room | HWHT - Hot Water Heat | 10/31/2021
Harold Warp Pioneer Village Motel (Vacant Building | 224 E US Highway 6 | Minden | NE | 68959-2556 | Kearney | NE30829 | Inactive | N/A | 1935 | AMST | CI - Cast Iron | Apt Bldg | HWHT - Hot Water Heat | 10/31/2016
United Methodist Church-BMIC#532268 | 340 N Newell Ave | Minden | NE | 68959-2415 | Kearney | NE06441 | Active | N/A | 2003 | Burnham | CI - Cast Iron | BASEMENT | HWHT - Hot Water Heat | 10/31/2024
United Methodist Church-BMIC#532268 | 340 N Newell Ave | Minden | NE | 68959-2415 | Kearney | NE06442 | Active | N/A | 2003 | Burnham | CI - Cast Iron | BASEMENT | HWHT - Hot Water Heat | 10/31/2024
United Methodist Church-BMIC#532268 | 340 N Newell Ave | Minden | NE | 68959-2415 | Kearney | NE20428 | Exempt 1999 LB-66 |  | 1994 | RHEEM MANUFACTURING CO | AHWH - ANSI/Fired Water Htr |  | HWSD - Hot Water Dom/Potable | 12/31/1999
United Methodist Church-BMIC#532268 | 340 N Newell Ave | Minden | NE | 68959-2415 | Kearney | NE20429 | Scrapped/Junked |  | 1969 | AMERICAN STANDARD |  | BOILER ROOM | HWHT - Hot Water Heat | 12/31/2003
Wilcox Public School | 404 E Sapp St | Wilcox | NE | 68982-3040 | Kearney | NE00681 | Active | 3426 | 2001 | Rbi | WT - Water Tube Boiler | Pool Equipment Room | IPHT - Indoor Pool Heater | 1/31/2027
Wilcox Public School | 404 E Sapp St | Wilcox | NE | 68982-3040 | Kearney | NE09017 | Scrapped/Junked |  | 1973 | TELEDYNE LAARS | CPFT - Horiz Cpr Fin Boiler |  | IPHT - Indoor Pool Heater | 8/31/2000
Wilcox Public School | 404 E Sapp St | Wilcox | NE | 68982-3040 | Kearney | NE20421 | Active | 131543 | 1996 | Raypak | CPFH - Copper Fin Water Heater | BOILER ROOM | HWSD - Hot Water Dom/Potable | 1/31/2027
Wilcox Public School | 404 E Sapp St | Wilcox | NE | 68982-3040 | Kearney | NE20422 | Inactive | 131563 | 1996 | Raypak | CPFT - Horiz Cpr Fin Boiler | BOILER ROOM | HWHT - Hot Water Heat | 1/31/2018
Wilcox Public School | 404 E Sapp St | Wilcox | NE | 68982-3040 | Kearney | NE20423 | Inactive | 131564 | 1996 | Raypak | CPFT - Horiz Cpr Fin Boiler | BOILER ROOM | HWHT - Hot Water Heat | 1/31/2018
Wilcox Public School | 404 E Sapp St | Wilcox | NE | 68982-3040 | Kearney | NE20424 | Inactive | 131565 | 1996 | Raypak | CPFT - Horiz Cpr Fin Boiler | BOILER ROOM | HWHT - Hot Water Heat | 1/31/2018
Minden Post Office | 410 N Minden Ave | Minden | NE | 68959-1659 | Kearney | NE43115 | Active | 20219 | 2023 | Superior Boiler Works | FTHT - Firetube Horizontal | Basement | STHT - Steam-Heat | 12/31/2025
Kearney County Building | 424 N Colorado Ave | Minden | NE | 68959-1662 | Kearney | NE08620 | Active | n/a | 2001 | Dunkirk | CI - Cast Iron | basement boiler room | HWHT - Hot Water Heat | 12/31/2026
Kearney County Building | 424 N Colorado Ave | Minden | NE | 68959-1662 | Kearney | NE08621 | Active | n/a | 2001 | Dunkirk | CI - Cast Iron | basement boiler room | HWHT - Hot Water Heat | 12/31/2026
Kearney County Building | 424 N Colorado Ave | Minden | NE | 68959-1662 | Kearney | NE09434 | Scrapped/Junked |  | 1980 | BRYANT |  | BOILER ROOM | HWHT - Hot Water Heat | 3/31/2002
Bethany Lutheran Church | 437 E 4th St | Minden | NE | 68959-1667 | Kearney | NE10255 | Active | 0 | 2002 | Burnham America | CI - Cast Iron | Mechanical Room | HWHT - Hot Water Heat | 2/28/2027
Bethany Lutheran Church | 437 E 4th St | Minden | NE | 68959-1667 | Kearney | NE10256 | Active | 0 | 2002 | Burnham America | CI - Cast Iron | Mechanical Room | HWHT - Hot Water Heat | 2/28/2027
Bethany Lutheran Church | 437 E 4th St | Minden | NE | 68959-1667 | Kearney | NE14535 | Scrapped/Junked |  | 1970 | Weil-Mcclain | CI - Cast Iron | BASEMENT |  | 10/31/2002
MASONIC LODGE | 444 E 5th St | Minden | NE | 68959-1678 | KEARNEY | NE04188 | Inactive |  | 1960 | BRYANT |  | BOILER ROOM | STHT - Steam-Heat | 12/31/2001
Axtell Community Schools | 500 Main St | Axtell | NE | 68924-2431 | Kearney | NE25084 | Active | 11408 | 2001 | Les Inc/Aldrich Co | FTVT - Firetube Vertical TB | BOILER ROOM | GLYC - Glycol Bldg Heat Sys | 4/30/2027
Axtell Community Schools | 500 Main St | Axtell | NE | 68924-2431 | Kearney | NE25085 | Active | 11409 | 2001 | Les Inc/Aldrich Co | FTVT - Firetube Vertical TB | BOILER ROOM | GLYC - Glycol Bldg Heat Sys | 4/30/2027
Axtell Community Schools | 500 Main St | Axtell | NE | 68924-2431 | Kearney | NE25086 | Active | 11406 | 2001 | Les Inc/Aldrich Co | FTVT - Firetube Vertical TB | BOILER ROOM | GLYC - Glycol Bldg Heat Sys | 4/30/2027
AXTELL COMMUNITY SCHOOLS | 500 MAIN ST | AXTELL | NE | 68924-2431 | KEARNEY | NE16265 | Scrapped/Junked | 9051 | 1990 | AO SMITH | COBL - Coil Type Boiler | BOILER ROOM | HWSD - Hot Water Dom/Potable | 6/30/2001
AXTELL COMMUNITY SCHOOLS | 500 MAIN ST | AXTELL | NE | 68924-2431 | KEARNEY | NE19109 | Scrapped/Junked | 13577 | 1991 | AO SMITH | CHWH - ASME/Fired Water Heater | BOILER ROOM | HWSD - Hot Water Dom/Potable | 6/30/2001
AXTELL COMMUNITY SCHOOLS | 500 MAIN ST | AXTELL | NE | 68924-2431 | KEARNEY | NE33227 | Scrapped/Junked |  | 1940 | KEWANEE | FTFB - Firetube-Firebox Boiler | BOILER ROOM | STHT - Steam-Heat | 6/30/2000
AXTELL COMMUNITY SCHOOLS | 500 MAIN ST | AXTELL | NE | 68924-2431 | KEARNEY | NE33228 | Scrapped/Junked |  | 1954 | TITUSVILLE | FT - Firetube Boiler | BOILER ROOM | STHT - Steam-Heat | 6/30/2001
Bethany Home Inc | 515 W 1st St | Minden | NE | 68959-1404 | Kearney | NE07378 | Scrapped/Junked | 67479 | 1996 | Trianco | COWH - Coil Type Water Heater | EAST BOILER ROOM | HWHT - Hot Water Heat | 2/28/2011
Bethany Home Inc | 515 W 1st St | Minden | NE | 68959-1404 | Kearney | NE07379 | Scrapped/Junked | 67582 | 1996 | Trianco | COWH - Coil Type Water Heater | EAST BOILER ROOM | HWHT - Hot Water Heat | 2/28/2011
Bethany Home Inc | 515 W 1st St | Minden | NE | 68959-1404 | Kearney | NE07380 | Scrapped/Junked | 69277 | 1996 | Trianco | COWH - Coil Type Water Heater | EAST BOILER ROOM | HWHT - Hot Water Heat | 2/28/2011
Bethany Home Inc | 515 W 1st St | Minden | NE | 68959-1404 | Kearney | NE07381 | Scrapped/Junked | 69118 | 1996 | Trianco | COWH - Coil Type Water Heater | EAST BOILER | HWHT - Hot Water Heat | 2/28/2011
Bethany Home Inc | 515 W 1st St | Minden | NE | 68959-1404 | Kearney | NE18126 | Active | 105201 | 1994 | Raypak | CPFT - Horiz Cpr Fin Boiler | WEST WING | HWHT - Hot Water Heat | 2/28/2026
Bethany Home Inc | 515 W 1st St | Minden | NE | 68959-1404 | Kearney | NE18127 | Active | 105200 | 1994 | Raypak | CPFT - Horiz Cpr Fin Boiler | WEST WING | HWHT - Hot Water Heat | 2/28/2027
Bethany Home Inc | 515 W 1st St | Minden | NE | 68959-1404 | Kearney | NE18141 | Scrapped/Junked | 47073 | 1994 | AOSM | CHWH - ASME/Fired Water Heater | WEST WING | HWSD - Hot Water Dom/Potable | 8/31/2008
Bethany Home Inc | 515 W 1st St | Minden | NE | 68959-1404 | Kearney | NE20425 | Exempt 1999 LB-66 |  | 1994 | RHEEM MANUFACTURING CO | AHWH - ANSI/Fired Water Htr | WEST BOILER ROOM | HWSD - Hot Water Dom/Potable | 8/31/1999
Bethany Home Inc | 515 W 1st St | Minden | NE | 68959-1404 | Kearney | NE20426 | Exempt 1999 LB-66 |  | 1994 | RHEEM MANUFACTURING CO | AHWH - ANSI/Fired Water Htr | WEST BOILER ROOM | HWSD - Hot Water Dom/Potable | 8/31/1999
Bethany Home Inc | 515 W 1st St | Minden | NE | 68959-1404 | Kearney | NE20427 | Exempt 1999 LB-66 |  | 1987 | RHEEM MANUFACTURING CO | AHWH - ANSI/Fired Water Htr | WEST BOILER ROOM | HWSD - Hot Water Dom/Potable | 8/31/1999
Bethany Home Inc | 515 W 1st St | Minden | NE | 68959-1404 | Kearney | NE21471 | Active | 156447 | 2010 | Lochinvar | WTSS - Watertube SS Steel | Boiler Room | HWHT - Hot Water Heat | 2/28/2027
Bethany Home Inc | 515 W 1st St | Minden | NE | 68959-1404 | Kearney | NE21472 | Active | 152124 | 2010 | Lochinvar | WTSS - Watertube SS Steel | Boiler Room | HWHT - Hot Water Heat | 2/28/2027
Bethany Home Inc | 515 W 1st St | Minden | NE | 68959-1404 | Kearney | NE21473 | Active | 152125 | 2010 | Lochinvar | WTSS - Watertube SS Steel | Boiler Room | HWHT - Hot Water Heat | 2/28/2027
Bethany Home Inc | 515 W 1st St | Minden | NE | 68959-1404 | Kearney | NE21474 | Active | 160801 | 2010 | Lochinvar | WTSS - Watertube SS Steel | Boiler Room | HWHT - Hot Water Heat | 2/28/2027
Cl Jones Middle School | 520 W 3rd St | Minden | NE | 68959-1426 | Kearney | NE18306 | Scrapped/Junked | 7914 | 1994 | ALES | FTVT - Firetube Vertical TB | BOILER ROOM | GLYC - Glycol Bldg Heat Sys | 2/28/2026
Cl Jones Middle School | 520 W 3rd St | Minden | NE | 68959-1426 | Kearney | NE18307 | Scrapped/Junked | 7915 | 1994 | ALES | FTVT - Firetube Vertical TB | BOILER ROOM | GLYC - Glycol Bldg Heat Sys | 2/28/2026
Cl Jones Middle School | 520 W 3rd St | Minden | NE | 68959-1426 | Kearney | NE18308 | Scrapped/Junked | 7916 | 1994 | ALES | FTVT - Firetube Vertical TB | BOILER ROOM | GLYC - Glycol Bldg Heat Sys | 2/28/2026
Cl Jones Middle School | 520 W 3rd St | Minden | NE | 68959-1426 | Kearney | NE18319 | Active | n/a | 1993 | RHEEM | COWH - Coil Type Water Heater | ACTIVITIES BLDG | HWSD - Hot Water Dom/Potable | 2/28/2027
Cl Jones Middle School | 520 W 3rd St | Minden | NE | 68959-1426 | Kearney | NE19104 | Active | 8225 | 1995 | ALES | FTVT - Firetube Vertical TB | BOILER ROOM | GLYC - Glycol Bldg Heat Sys | 2/28/2027
Cl Jones Middle School | 520 W 3rd St | Minden | NE | 68959-1426 | Kearney | NE19105 | Active | 8221 | 1995 | ALES | FTVT - Firetube Vertical TB | BOILER ROOM | GLYC - Glycol Bldg Heat Sys | 2/28/2027
Cl Jones Middle School | 520 W 3rd St | Minden | NE | 68959-1426 | Kearney | NE22425 | Exempt 1999 LB-66 |  | 1994 | RHEEM MANUFACTURING CO | AHWH - ANSI/Fired Water Htr |  | HWSD - Hot Water Dom/Potable | 6/30/1999
Cl Jones Middle School | 520 W 3rd St | Minden | NE | 68959-1426 | Kearney | NE44122 | Active | 628783 | 2024 | Lochinvar | FTSS - Firetube Stainless Steel | Boiler Room | GLYC - Glycol Bldg Heat Sys | 2/28/2027
Cl Jones Middle School | 520 W 3rd St | Minden | NE | 68959-1426 | Kearney | NE44123 | Active | 569885 | 2022 | Lochinvar | FTSS - Firetube Stainless Steel | Boiler Room | GLYC - Glycol Bldg Heat Sys | 2/28/2027
Cl Jones Middle School | 520 W 3rd St | Minden | NE | 68959-1426 | Kearney | NE44124 | Active | 628788 | 2024 | Lochinvar | FTSS - Firetube Stainless Steel | Boiler Room | GLYC - Glycol Bldg Heat Sys | 2/28/2027
Cl Jones Middle School | 520 W 3rd St | Minden | NE | 68959-1426 | Kearney | NE44125 | Active | 628795 | 2024 | Lochinvar | FTSS - Firetube Stainless Steel | Boiler Room | GLYC - Glycol Bldg Heat Sys | 2/28/2027
Minden High School | 520 W 3rd St | Minden | NE | 68959-1426 | Kearney | NE22438 | Scrapped/Junked | 9842 | 1998 | ALES | FTVT - Firetube Vertical TB | BOILER ROOM | GLYC - Glycol Bldg Heat Sys | 2/28/2019
Minden High School | 520 W 3rd St | Minden | NE | 68959-1426 | Kearney | NE22439 | Scrapped/Junked | 9841 | 1998 | ALES | FTVT - Firetube Vertical TB | BOILER ROOM | GLYC - Glycol Bldg Heat Sys | 2/28/2019
Minden High School | 520 W 3rd St | Minden | NE | 68959-1426 | Kearney | NE26872 | Active | 216439 | 2016 | A O Smith | CHWH - ASME/Fired Water Heater | Mechanical Room | HWSD - Hot Water Dom/Potable | 2/28/2027
Minden High School | 520 W 3rd St | Minden | NE | 68959-1426 | Kearney | NE26873 | Active | 216517 | 2016 | A O Smith | CHWH - ASME/Fired Water Heater | Mechanical Room | HWSD - Hot Water Dom/Potable | 2/28/2027
Minden High School | 520 W 3rd St | Minden | NE | 68959-1426 | Kearney | NE26874 | Active | 75356 | 2016 | Aerco | FT - Firetube Boiler | Mechanical Room | HWHT - Hot Water Heat | 2/28/2027
Minden High School | 520 W 3rd St | Minden | NE | 68959-1426 | Kearney | NE26875 | Active | 75358 | 2016 | Aerco | FT - Firetube Boiler | Mechanical Room | HWHT - Hot Water Heat | 2/28/2027
Minden High School | 520 W 3rd St | Minden | NE | 68959-1426 | Kearney | NE26876 | Active | 75355 | 2016 | Aerco | FT - Firetube Boiler | Mechanical Room | HWHT - Hot Water Heat | 2/28/2027
Minden High School | 520 W 3rd St | Minden | NE | 68959-1426 | Kearney | NE32862 | Scrapped/Junked | 15563 | 1984 | IND COMBUSTION | FT - Firetube Boiler | HIGH SCHOOL | STHT - Steam-Heat | 6/30/1999
Minden High School | 520 W 3rd St | Minden | NE | 68959-1426 | Kearney | NE32863 | Scrapped/Junked |  | 1984 | IND COMBUSTION | FT - Firetube Boiler | HIGH SCHOOL | STHT - Steam-Heat | 6/30/1999
Village Cleaners | 624 N Minden Ave | Minden | NE | 68959-1352 | Kearney | NE10124 | Scrapped/Junked | 164492 | 2004 | Lochinvar | CPFH - Copper Fin Water Heater | BOILER ROOM | HWSD - Hot Water Dom/Potable | 1/31/2018
Village Cleaners | 624 N Minden Ave | Minden | NE | 68959-1352 | Kearney | NE10125 | Scrapped/Junked | 157827 | 2003 | Lochinvar | CPFH - Copper Fin Water Heater | BOILER ROOM | HWSD - Hot Water Dom/Potable | 1/31/2018
Village Cleaners | 624 N Minden Ave | Minden | NE | 68959-1352 | Kearney | NE10126 | Active | 53248 | 2006 | Lattner Boiler Co | FTVT - Firetube Vertical TB | BOILER ROOM | PROC - Process Steam | 10/31/2026
Village Cleaners | 624 N Minden Ave | Minden | NE | 68959-1352 | Kearney | NE27324 | Active | 75378 | 2017 | PVI Industries | CHWH - ASME/Fired Water Heater | Boiler Room | HWSD - Hot Water Dom/Potable | 10/31/2026
Village Cleaners | 624 N Minden Ave | Minden | NE | 68959-1352 | Kearney | NE27325 | Active | 70038 | 2017 | PVI Industries | CHWH - ASME/Fired Water Heater | Boiler Room | HWSD - Hot Water Dom/Potable | 10/31/2026
Village Cleaners | 624 N Minden Ave | Minden | NE | 68959-1352 | Kearney | NE27326 | Active | 78680 | 2017 | PVI Industries | CHWH - ASME/Fired Water Heater | Boiler Room | HWSD - Hot Water Dom/Potable | 10/31/2026
Kearney County Hospital | 727 E First St | Minden | NE | 68959-1705 | Kearney | NE02614 | Scrapped/Junked | 16522 | 1952 | KEWA | FTSM - FTS Marine Dry Back | BOILER ROOM | BSUP - Bldg Heat & Process | 6/30/2009
Kearney County Hospital | 727 E First St | Minden | NE | 68959-1705 | Kearney | NE02615 | Scrapped/Junked | 16519 | 1952 | KEWA | FT - Firetube Boiler | BOILER ROOM | PROC - Process Steam | 6/30/2009
Kearney County Hospital | 727 E First St | Minden | NE | 68959-1705 | Kearney | NE15371 | Scrapped/Junked | 128066 | 2009 | PVI Industries | CHWH - ASME/Fired Water Heater | Boiler Room | HWSD - Hot Water Dom/Potable | 4/30/2015
Kearney County Hospital | 727 E First St | Minden | NE | 68959-1705 | Kearney | NE15372 | Out of Service | 128064 | 2009 | PVI Industries | CHWH - ASME/Fired Water Heater | Boiler room | HWSD - Hot Water Dom/Potable | 4/30/2019
Kearney County Hospital | 727 E First St | Minden | NE | 68959-1705 | Kearney | NE15373 | Scrapped/Junked | 71505 | 2009 | TDC Manufacturing Co | ELBL - Electric Boiler | Sterile Storge Room | STER - Sterilizer | 4/30/2022
Kearney County Hospital | 727 E First St | Minden | NE | 68959-1705 | Kearney | NE16089 | Active | 17689 | 2009 | Aldrich | FTHT - Firetube Horizontal | Boiler Room | HWHT - Hot Water Heat | 4/30/2027
Kearney County Hospital | 727 E First St | Minden | NE | 68959-1705 | Kearney | NE16090 | Active | 17690 | 2009 | ALDRICH COMPANY | FTHT - Firetube Horizontal | Boiler Room | HWHT - Hot Water Heat | 4/30/2027
Kearney County Hospital | 727 E First St | Minden | NE | 68959-1705 | Kearney | NE16091 | Active | 17692 | 2009 | ALDRICH COMPANY | FTHT - Firetube Horizontal | Boiler Room | HWHT - Hot Water Heat | 4/30/2027
Kearney County Hospital | 727 E First St | Minden | NE | 68959-1705 | Kearney | NE16092 | Active | 17691 | 2009 | ALDRICH COMPANY | FTHT - Firetube Horizontal | Boiler Room | HWHT - Hot Water Heat | 4/30/2027
Kearney County Hospital | 727 E First St | Minden | NE | 68959-1705 | Kearney | NE16093 | Active | 128067 | 2009 | PVI Industries | CHWH - ASME/Fired Water Heater | Boiler Room | HWSD - Hot Water Dom/Potable | 4/30/2027
Kearney County Hospital | 727 E First St | Minden | NE | 68959-1705 | Kearney | NE21440 | Scrapped/Junked | 128065 | 2009 | PVI Industries | CHWH - ASME/Fired Water Heater | Boiler Room | HWSD - Hot Water Dom/Potable | 4/30/2025
Kearney County Hospital | 727 E First St | Minden | NE | 68959-1705 | Kearney | NE23632 | Scrapped/Junked | 134719 | 2012 | PVI Industries | CHWH - ASME/Fired Water Heater | New Addtion Boiler Room | HWSD - Hot Water Dom/Potable | 4/30/2021
Kearney County Hospital | 727 E First St | Minden | NE | 68959-1705 | Kearney | NE25849 | Active | 49744 | 2012 | PVI Industries | CHWH - ASME/Fired Water Heater | Boiler Room | HWSD - Hot Water Dom/Potable | 4/30/2027
Kearney County Hospital | 727 E First St | Minden | NE | 68959-1705 | Kearney | NE28220 | Active | 148246 | 2019 | PVI Industries | CHWH - ASME/Fired Water Heater | Boiler Room | HWSD - Hot Water Dom/Potable | 4/30/2027
Kearney County Hospital | 727 E First St | Minden | NE | 68959-1705 | Kearney | NE29158 | Active | 152382 | 2021 | PVI Industries | CHWH - ASME/Fired Water Heater | Mechanical Room | HWSD - Hot Water Dom/Potable | 4/30/2027
Kearney County Hospital | 727 E First St | Minden | NE | 68959-1705 | Kearney | NE29174 | Active | 132461 | 2022 | SUSSMAN | ELBL - Electric Boiler | Surgery | STER - Sterilizer | 3/31/2027
Kearney County Hospital | 727 E First St | Minden | NE | 68959-1705 | Kearney | NE35112 | Scrapped/Junked |  | 1969 | KEWA | FTFB - Firetube-Firebox Boiler | BOILER ROOM | GLYC - Glycol Bldg Heat Sys | 6/30/2009
The Wash Inc | 736 N Brown Ave | Minden | NE | 68959-1234 | Kearney | NE24389 | Scrapped/Junked | 15198 | 1979 | Raypak | CPFT - Horiz Cpr Fin Boiler | BOILER ROOM | GLYC - Glycol Bldg Heat Sys | 1/31/2016
The Wash Inc | 736 N Brown Ave | Minden | NE | 68959-1234 | Kearney | NE24390 | Scrapped/Junked | N/A | 1993 | Lochinvar | CPFT - Horiz Cpr Fin Boiler | BOILER ROOM | HWSP - Hot Water Non Potable Supply | 1/31/2014
The Wash Inc | 736 N Brown Ave | Minden | NE | 68959-1234 | Kearney | NE26179 | Out of Service | 408229 | 2015 | Raypak | CPFT - Horiz Cpr Fin Boiler | BOILER ROOM | GLYC - Glycol Bldg Heat Sys | 3/31/2018
Cooperative Producers | 815 N Brown Ve | Minden | NE | 68959-2525 | Kearney | NE02767 | Inactive | 1290 | 1965 | SUPR | FTSM - FTS Marine Dry Back | BOILER ROOM | PROC - Process Steam | 8/31/2006
Kaapa Ethanol Plant | 8450 Kaapa Ln | Minden | NE | 68959-2717 | Kearney | NE12294 | Active | 28778 | 2003 | AESY | FTSM - FTS Marine Dry Back | Boiler Room | PROC - Process Steam | 10/31/2026
Kaapa Ethanol Plant | 8450 Kaapa Ln | Minden | NE | 68959-2717 | Kearney | NE12295 | Active | 28784 | 2003 | AESY | FTSM - FTS Marine Dry Back | BOILER ROOM | PROC - Process Steam | 10/31/2026
Kaapa Ethanol Plant | 8450 Kaapa Ln | Minden | NE | 68959-2717 | Kearney | NE12296 | Active | 28786 | 2003 | AESY | FTSM - FTS Marine Dry Back | Boiler Room | PROC - Process Steam | 10/31/2026
Kaapa Ethanol Plant | 8450 Kaapa Ln | Minden | NE | 68959-2717 | Kearney | NE12297 | Active | 5532 | 2003 | KENT | ECON - Boiler Economizer | Boiler Room | ECON - Boiler Economizer | 10/31/2026
Kaapa Ethanol Plant | 8450 Kaapa Ln | Minden | NE | 68959-2717 | Kearney | NE12298 | Active | 5533 | 2003 | KENT | ECON - Boiler Economizer | Boiler Room | ECON - Boiler Economizer | 10/31/2026
Kaapa Ethanol Plant | 8450 Kaapa Ln | Minden | NE | 68959-2717 | Kearney | NE12299 | Active | 5531 | 2003 | KENT | ECON - Boiler Economizer | BOILER ROOM | ECON - Boiler Economizer | 10/31/2026
HEARTWELL PUBLIC SCHOOL | DISTRICT R 4 | HEARTWELL | NE | 68945 | KEARNEY | NE15150 | Inactive |  | 1978 | PEERLESS HEATER COMPANY |  | BOILER ROOM | STHT - Steam-Heat | 4/30/1992
PLAINS PRODUCE | E HWY 6 | MINDEN | NE | 68959 | KEARNEY | NE09679 | Inactive | 9945 | 2001 | JOHNSTON BOILER COMP | FTSM - FTS Marine Dry Back | BOILER ROOM | HWHT - Hot Water Heat | 7/31/2003
PLAINS PRODUCE | E HWY 6 | MINDEN | NE | 68959 | KEARNEY | NE09680 | Inactive | 9944 | 2001 | JOHNSTON BOILER COMP | FTSM - FTS Marine Dry Back | BOILER ROOM | HWHT - Hot Water Heat | 7/31/2003
Pioneer Village | Hwy 6 & 34 | Minden | NE | 68959-0068 | Kearney | NE30824 | Inactive |  | 1972 | AOSM |  |  |  | 5/31/2004
Pioneer Village | Hwy 6 & 34 | Minden | NE | 68959-0068 | Kearney | NE30827 | Scrapped/Junked |  | 1994 | Ruud-Rheem | AHWH - ANSI/Fired Water Htr | Laundry Room | HWSD - Hot Water Dom/Potable | 1/31/2007
MINDEN BEEF COMPANY | UNKNOWN | MINDEN | NE | 68959 | KEARNEY | NE13188 | Inactive |  | 1965 | NEBRASKA BOILER | WT - Water Tube Boiler | BOILER ROOM | PROC - Process Steam | 5/31/1988
MINDEN BEEF COMPANY | UNKNOWN | MINDEN | NE | 68959 | KEARNEY | NE13231 | Inactive |  | 1978 | KEWANEE | FT - Firetube Boiler | BOILER ROOM | PROC - Process Steam | 5/31/1988
HELMUTH'S CLEANERS | 1010 W 1st St | Ogallala | NE | 69153-1903 | KEITH | NE05478 | Scrapped/Junked | 25102 | 1965 | PM LATTNER MFR COMPANY | FT - Firetube Boiler |  | PROC - Process Steam | 8/31/1999
Keith County Jail | 103 E 5th St | Ogallala | NE | 69153-2102 | Keith | NE13379 | Active | 208833 | 2005 | Lochinvar | CPFT - Horiz Cpr Fin Boiler | boiler room | HWHT - Hot Water Heat | 11/30/2026
Keith County Jail | 103 E 5th St | Ogallala | NE | 69153-2102 | Keith | NE35264 | Scrapped/Junked |  | 1950 | AMERICAN STANDARD |  | BOILER ROOM | HWHT - Hot Water Heat | 2/28/2008
OGALLALA COMFORT INN | 110 Pony Express Ln | Ogallala | NE | 69153-3106 | KEITH | NE21184 | Exempt 1999 LB-66 |  | 1996 | AO SMITH | AHWH - ANSI/Fired Water Htr | LAUNDRY | HWSD - Hot Water Dom/Potable | 3/31/2000
OGALLALA COMFORT INN | 110 Pony Express Ln | Ogallala | NE | 69153-3106 | KEITH | NE21185 | Exempt 1999 LB-66 |  | 1991 | AO SMITH | AHWH - ANSI/Fired Water Htr | LAUNDRY | HWSD - Hot Water Dom/Potable | 3/31/2000
TIP-TOP CLEANERS | 116 W 5th St | Ogallala | NE | 69153-2107 | KEITH | NE05627 | Inactive | 988 | 1962 | NEBRASKA BOILER | WT - Water Tube Boiler | REAR OF PLANT | PROC - Process Steam | 12/31/2006
New Hope Ministry Center-BMIC#412406 | 118 E B St | Ogallala | NE | 69153-2626 | Keith | NE05998 | Scrapped/Junked | 8880 | 2004 | Heat Transfer Products Inc. | COBL - Coil Type Boiler | BASEMENT | HWHT - Hot Water Heat | 1/31/2013
New Hope Ministry Center-BMIC#412406 | 118 E B St | Ogallala | NE | 69153-2626 | Keith | NE28265 | Active | 93306 | 2018 | Lochinvar | COBL - Coil Type Boiler | Basement boiler room | HWHT - Hot Water Heat | 1/31/2027
New Hope Ministry Center-BMIC#412406 | 118 E B St | Ogallala | NE | 69153-2626 | Keith | NE35165 | Scrapped/Junked |  | 1972 | AMERICAN STANDARD |  | BASEMENT | HWHT - Hot Water Heat | 3/31/2005
WEL-Life at Ogallala | 1610 N Spruce St | Ogallala | NE | 69153-3321 | Keith | NE10637 | Scrapped/Junked | 47480 | 1998 | AOSM | COBL - Coil Type Boiler | Boiler Room Behind Kitchen | HWSD - Hot Water Dom/Potable | 1/31/2024
Indian Hills Manor | 1720 N Spruce St | Ogallala | NE | 69153-3307 | Keith | NE34246 | Scrapped/Junked | on/1 | 1972 | Weil-Mcclain | CI - Cast Iron | Boiler Room | HWHT - Hot Water Heat | 3/31/2020
Indian Hills Manor | 1720 N Spruce St | Ogallala | NE | 69153-3307 | Keith | NE19368 | Scrapped/Junked |  | 1994 | BRADFORD-WHITE | AHWH - ANSI/Fired Water Htr |  | HWSD - Hot Water Dom/Potable | 3/31/2000
Indian Hills Manor | 1720 N Spruce St | Ogallala | NE | 69153-3307 | Keith | NE19369 | Exempt 1999 LB-66 |  | 1994 | BRADFORD-WHITE | AHWH - ANSI/Fired Water Htr |  | HWSD - Hot Water Dom/Potable | 3/31/2000
Indian Hills Manor | 1720 N Spruce St | Ogallala | NE | 69153-3307 | Keith | NE21117 | Exempt 1999 LB-66 |  | 1996 | AO SMITH | AHWH - ANSI/Fired Water Htr | BOILER ROOM | HWSD - Hot Water Dom/Potable | 3/31/2000
Indian Hills Manor | 1720 N Spruce St | Ogallala | NE | 69153-3307 | Keith | NE28212 | Active | 101083 | 2019 | Lochinvar | AHWH - ANSI/Fired Water Htr | Boiler room | HWHT - Hot Water Heat | 3/31/2027
Indian Hills Manor | 1720 N Spruce St | Ogallala | NE | 69153-3307 | Keith | NE28213 | Active | 101798 | 2019 | Lochinvar | AHWH - ANSI/Fired Water Htr | Boiler room | HWHT - Hot Water Heat | 3/31/2027
Indian Hills Manor | 1720 N Spruce St | Ogallala | NE | 69153-3307 | Keith | NE28214 | Active | 101080 | 2019 | Lochinvar | AHWH - ANSI/Fired Water Htr | Boiler room | HWHT - Hot Water Heat | 3/31/2027
Quality Inn | 201 Chuckwagon Rd | Ogallala | NE | 69153-3104 | Keith | NE12221 | Scrapped/Junked | 244515 | 2000 | JAND | CPFT - Horiz Cpr Fin Boiler | 2ND FL MECH ROOM | OPHT - Outdoor Pool Heater | 6/30/2009
Quality Inn | 201 Chuckwagon Rd | Ogallala | NE | 69153-3104 | Keith | NE16327 | Scrapped/Junked | 46185 | 1984 | TELE | CPFT - Horiz Cpr Fin Boiler | MECH ROOM | IPHT - Indoor Pool Heater | 1/31/2008
Quality Inn | 201 Chuckwagon Rd | Ogallala | NE | 69153-3104 | Keith | NE16328 | Out of Service | N/A | 1967 | Ace-Buehler | AHWH - ANSI/Fired Water Htr | 2ND FLOOR MECH ROOM | HWSD - Hot Water Dom/Potable | 1/31/2010
Quality Inn | 201 Chuckwagon Rd | Ogallala | NE | 69153-3104 | Keith | NE16329 | Out of Service | N/A | 1967 | Ace-Buehler | AHWH - ANSI/Fired Water Htr | 2ND FLOOR MECH ROOM | HWSD - Hot Water Dom/Potable | 2/28/2013
Quality Inn | 201 Chuckwagon Rd | Ogallala | NE | 69153-3104 | Keith | NE17049 | Scrapped/Junked | 244585 | 2007 | Jandy | CPFT - Horiz Cpr Fin Boiler | 2nd Floor Mech. Room | OPHT - Outdoor Pool Heater | 8/31/2014
Quality Inn | 201 Chuckwagon Rd | Ogallala | NE | 69153-3104 | Keith | NE17050 | Scrapped/Junked | 74255 | 2002 | A O Smith | CHWH - ASME/Fired Water Heater | Kitchen Mech. Room | HWSD - Hot Water Dom/Potable | 8/31/2014
Quality Inn | 201 Chuckwagon Rd | Ogallala | NE | 69153-3104 | Keith | NE18199 | Scrapped/Junked | 22857 | 1993 | AOSM | CHWH - ASME/Fired Water Heater | COUNTRY KITCHEN | HWSD - Hot Water Dom/Potable | 1/31/2010
WILD WEST INC | 201 Chuckwagon Rd | Ogallala | NE | 69153-3104 | KEITH | NE19377 | Exempt 1999 LB-66 |  | 1992 | AO SMITH | AHWH - ANSI/Fired Water Htr | LAUNDRY | HWSD - Hot Water Dom/Potable | 6/30/2000
WILD WEST INC | 201 Chuckwagon Rd | Ogallala | NE | 69153-3104 | KEITH | NE19378 | Exempt 1999 LB-66 |  | 1994 | AO SMITH | AHWH - ANSI/Fired Water Htr | LAUNDRY | HWSD - Hot Water Dom/Potable | 6/30/2000
Pinnacle Bank | 201 E 2nd St | Ogallala | NE | 69153-2669 | Keith | NE17488 | Active | 33540 | 1980 | Kewanee | FTFB - Firetube-Firebox Boiler | 2nd Floor Mechanical Room | HWHT - Hot Water Heat | 10/31/2026
Stagecoach Inn | 201 Stagecoach Trl | Ogallala | NE | 69153-3110 | Keith | NE00792 | Scrapped/Junked | 54111 | 2000 | AOSM | CHWH - ASME/Fired Water Heater | BOILER ROOM | HWSD - Hot Water Dom/Potable | 8/31/2009
Stagecoach Inn | 201 Stagecoach Trl | Ogallala | NE | 69153-3110 | Keith | NE05997 | Active | N/A | 2003 | jandy | COBL - Coil Type Boiler | POOL ROOM | IPHT - Indoor Pool Heater | 8/31/2022
Stagecoach Inn | 201 Stagecoach Trl | Ogallala | NE | 69153-3110 | Keith | NE08584 | Scrapped/Junked | 60001 | 2001 | AOSM | CHWH - ASME/Fired Water Heater | BOILER ROOM | HWSD - Hot Water Dom/Potable | 8/31/2011
Stagecoach Inn | 201 Stagecoach Trl | Ogallala | NE | 69153-3110 | Keith | NE08585 | Scrapped/Junked | 63182 | 2001 | AO SMITH | COBL - Coil Type Boiler | POOL ROOM | HWSD - Hot Water Dom/Potable | 8/31/2004
Stagecoach Inn | 201 Stagecoach Trl | Ogallala | NE | 69153-3110 | Keith | NE10841 | Scrapped/Junked | 70501 | 2002 | AOSM | CHWH - ASME/Fired Water Heater | BOILER ROOM | HWSD - Hot Water Dom/Potable | 8/31/2015
Stagecoach Inn | 201 Stagecoach Trl | Ogallala | NE | 69153-3110 | Keith | NE17051 | Inactive | 118950 | 2009 | A O Smith | CHWH - ASME/Fired Water Heater | Boiler Room | HWSD - Hot Water Dom/Potable | 8/31/2020
Stagecoach Inn | 201 Stagecoach Trl | Ogallala | NE | 69153-3110 | Keith | NE20599 | Inactive | 150585 | 2010 | A O Smith | CHWH - ASME/Fired Water Heater | Boiler Room | HWSD - Hot Water Dom/Potable | 8/31/2023
Stagecoach Inn | 201 Stagecoach Trl | Ogallala | NE | 69153-3110 | Keith | NE26919 | Inactive | N/A | 2010 | A O Smith | CHWH - ASME/Fired Water Heater | Boiler Room | HWSP - Hot Water Non Potable Supply | 8/31/2017
Stagecoach Inn | 201 Stagecoach Trl | Ogallala | NE | 69153-3110 | Keith | NE27080 | Active | 231054 | 2017 | A O Smith | CHWH - ASME/Fired Water Heater | Boiler Room | HWSP - Hot Water Non Potable Supply | 8/31/2023
Stagecoach Inn | 201 Stagecoach Trl | Ogallala | NE | 69153-3110 | Keith | NE30922 | Scrapped/Junked | 20956 | 1993 | AO SMITH | CHWH - ASME/Fired Water Heater | BOILER ROOM | HWSD - Hot Water Dom/Potable | 2/28/2003
Stagecoach Inn | 201 Stagecoach Trl | Ogallala | NE | 69153-3110 | Keith | NE30923 | Scrapped/Junked |  | 1990 | AO SMITH | CHWH - ASME/Fired Water Heater | BOILER ROOM | HWSD - Hot Water Dom/Potable | 2/28/2001
Stagecoach Inn | 201 Stagecoach Trl | Ogallala | NE | 69153-3110 | Keith | NE30924 | Inactive |  | 1991 | AO SMITH | CHWH - ASME/Fired Water Heater | BOILER ROOM | HWSD - Hot Water Dom/Potable | 2/28/2001
Stagecoach Inn | 201 Stagecoach Trl | Ogallala | NE | 69153-3110 | Keith | NE30925 | Scrapped/Junked |  | 1989 | RAYPAK INC, CALIFORNIA | CPFT - Horiz Cpr Fin Boiler | POOL ROOM | IPHT - Indoor Pool Heater | 2/28/2000
Stagecoach Inn | 201 Stagecoach Trl | Ogallala | NE | 69153-3110 | Keith | NE30926 | Scrapped/Junked |  | 1992 | RAYPAK INC, CALIFORNIA | CPFT - Horiz Cpr Fin Boiler | POOL ROOM | IPHT - Indoor Pool Heater | 2/28/2002
Vacant Building | 203 W A St | Ogallala | NE | 69153-2540 | Keith | NE35149 | Scrapped/Junked | N/A | 1970 | AMST | CI - Cast Iron | BOILER ROOM | STHT - Steam-Heat | 10/31/2021
WINDS APARTMENTS | 217 W A St | Ogallala | NE | 69153-2569 | KEITH | NE04385 | Inactive |  | 1945 | AMERICAN RADIATOR |  |  | STHT - Steam-Heat | 1/31/1994
City of Ogallala - Sewer Treatment Plant | 2200 E Riverdale Dr | Ogallala | NE | 69153-3033 | Keith | NE04254 | Scrapped/Junked | n/a | 1984 | IRON | FT - Firetube Boiler | BOILER ROOM | HWHT - Hot Water Heat | 1/31/2024
City of Ogallala - Sewer Treatment Plant | 2200 E Riverdale Dr | Ogallala | NE | 69153-3033 | Keith | NE04255 | Scrapped/Junked | N/A | 1984 | IRON | FT - Firetube Boiler | BOILER ROOM | HWHT - Hot Water Heat | 1/31/2023
City of Ogallala - Sewer Treatment Plant | 2200 E Riverdale Dr | Ogallala | NE | 69153-3033 | Keith | NE41655 | Active | 21210 | 2023 | Aldrich | FT - Firetube Boiler | Digester bldg 2nd floor | HWHT - Hot Water Heat | 1/31/2027
City of Ogallala - Sewer Treatment Plant | 2200 E Riverdale Dr | Ogallala | NE | 69153-3033 | Keith | NE41656 | Active | 21211 | 2023 | Aldrich | FT - Firetube Boiler | Digester bldg 2nd floor | HWHT - Hot Water Heat | 1/31/2027
Ogallala Community Hosp | 2601 N Spruce St | Ogallala | NE | 69153-2465 | Keith | NE00221 | Active | 14435 | 2000 | Superior Boilerworks | FTWB - FTS Marine Wet Back | Boiler Room | BSUP - Bldg Heat & Process | 6/30/2026
Ogallala Community Hosp | 2601 N Spruce St | Ogallala | NE | 69153-2465 | Keith | NE00222 | Active | 14434 | 2000 | Superior Boilerworks | FTWB - FTS Marine Wet Back | Boiler Room | BSUP - Bldg Heat & Process | 6/30/2026
Ogallala Ready Mix | 2800 E Riverdale Dr | Ogallala | NE | 69153 | Keith | NE13992 | Out of Service | 695 | 1961 | Superior Boilerworks | FTSM - FTS Marine Dry Back | Boiler Area | PROC - Process Steam | 11/24/2015
Ogallala Ready Mix | 2800 E Riverdale Dr | Ogallala | NE | 69153 | Keith | NE26428 | Active | 4407 | 2016 | SIOUX | COWH - Coil Type Water Heater | Boiler Room | HWSP - Hot Water Non Potable Supply | 9/30/2025
Wild West Car Wash | 288 Pony Express Ln | Ogallala | NE | 69153-3109 | Keith | NE41615 | Active | 305262 | 2022 | Lochinvar | COBL - Coil Type Boiler | Mechanical Room | HWFG - Hotwater Heat Floor-Glycl | 12/31/2026
ASC Capacitors | 301 W O St | Ogallala | NE | 69153-1844 | Keith | NE20986 | Out of Service | 128414 | 2005 | Laars | CPFT - Horiz Cpr Fin Boiler | Building A | HWHT - Hot Water Heat | 11/30/2020
ASC Capacitors | 301 W O St | Ogallala | NE | 69153-1844 | Keith | NE41320 | Active | 309076 | 2021 | Laars | CPFT - Horiz Cpr Fin Boiler | Building A | HWHT - Hot Water Heat | 2/28/2027
Paxton Municipal Pool | 305 N Ash St | Paxton | NE | 69155-1139 | Keith | NE09870 | Scrapped/Junked | 123360 | 2002 | TELE | CPFT - Horiz Cpr Fin Boiler | NORTH BLDG | OPHT - Outdoor Pool Heater | 6/30/2017
Paxton Municipal Pool | 305 N Ash St | Paxton | NE | 69155-1139 | Keith | NE26896 | Active | 405454 | 2015 | Raypak | WT - Water Tube Boiler | Boiler House | OPHT - Outdoor Pool Heater | 6/30/2026
Paxton Municipal Pool | 305 N Ash St | Paxton | NE | 69155-1139 | Keith | NE26897 | Active | 406344 | 2015 | Raypak | CPPH - Ansi Cpr Fin Pool Heater | Boiler House | OPHT - Outdoor Pool Heater | 6/30/2026
Paxton Municipal Pool | 305 N Ash St | Paxton | NE | 69155-1139 | Keith | NE26898 | Active | 431516 | 2015 | Raypak | CPPH - Ansi Cpr Fin Pool Heater | Boiler House | OPHT - Outdoor Pool Heater | 6/30/2026
City Of Ogallala Pool | 307 W 7th St | Ogallala | NE | 69153-2190 | Keith | NE12220 | Scrapped/Junked | 209012 | 2008 | Lochinvar | CPFT - Horiz Cpr Fin Boiler | POOL MECH ROOM | OPHT - Outdoor Pool Heater | 6/30/2020
City Of Ogallala Pool | 307 W 7th St | Ogallala | NE | 69153-2190 | Keith | NE28397 | Active | 356120 | 2020 | Lochinvar | CPFT - Horiz Cpr Fin Boiler | POOL MECH ROOM | OPHT - Outdoor Pool Heater | 6/30/2026
City Of Ogallala Pool | 307 W 7th St | Ogallala | NE | 69153-2190 | Keith | NE40602 | Scrapped/Junked | 23416 | 1991 | LOCHINVAR | CPFT - Horiz Cpr Fin Boiler | OUTDOOR POOL | OPHT - Outdoor Pool Heater | 6/30/2008
Paxton Schools | 308 Elm St | Paxton | NE | 69155-1538 | Keith | NE18046 | Scrapped/Junked | 19008 | 1992 | AO SMITH | CHWH - ASME/Fired Water Heater | SCHOOL | HWSD - Hot Water Dom/Potable | 7/31/2000
Paxton Schools | 308 Elm St | Paxton | NE | 69155-1538 | Keith | NE20295 | Scrapped/Junked | n/a | 1996 | SLAN | CIMD - Cast Iron/Modular Ins | BOILER ROOM | HWHT - Hot Water Heat | 7/31/2011
Paxton Schools | 308 Elm St | Paxton | NE | 69155-1538 | Keith | NE20590 | Out of Service | 121406 | 2011 | Laars | WTSS - Watertube SS Steel | Mech. Room | HWHT - Hot Water Heat | 9/30/2022
Paxton Schools | 308 Elm St | Paxton | NE | 69155-1538 | Keith | NE20591 | Active | 121397 | 2011 | Laars | WTSS - Watertube SS Steel | Mech. Room | HWHT - Hot Water Heat | 9/30/2026
Paxton Schools | 308 Elm St | Paxton | NE | 69155-1538 | Keith | NE20592 | Active | 181111 | 2011 | Laars | WTSS - Watertube SS Steel | Mech. Room | HWHT - Hot Water Heat | 9/30/2026
Paxton Schools | 308 Elm St | Paxton | NE | 69155-1538 | Keith | NE20593 | Active | 181102 | 2011 | Laars | WTSS - Watertube SS Steel | Mech. Room | HWHT - Hot Water Heat | 9/30/2026
Paxton Schools | 308 Elm St | Paxton | NE | 69155-1538 | Keith | NE23590 | Scrapped/Junked | 54863 | 2000 | AOSM | CHWH - ASME/Fired Water Heater | BOILER ROOM | HWSD - Hot Water Dom/Potable | 7/31/2011
Paxton Schools | 308 Elm St | Paxton | NE | 69155-1538 | Keith | NE43857 | Active | 539336 | 2021 | Laars | WTSS - Watertube SS Steel | Boiler Room | HWHT - Hot Water Heat | 9/30/2025
PLAZA INN | 311 E 1st St | Ogallala | NE | 69153-2616 | KEITH | NE16603 | Inactive |  | 1950 | AMERICAN STANDARD |  |  | HWHT - Hot Water Heat | 10/31/2000
PLAZA INN | 311 E 1st St | Ogallala | NE | 69153-2616 | KEITH | NE16604 | Inactive |  | 1983 | TELEDYNE LAARS | CPFT - Horiz Cpr Fin Boiler |  | HWHT - Hot Water Heat | 10/31/2000
PLAZA INN | 311 E 1st St | Ogallala | NE | 69153-2616 | KEITH | NE16605 | Inactive |  | 1950 | AMERICAN STANDARD |  |  | HWHT - Hot Water Heat | 10/31/2000
PLAZA INN | 311 E 1st St | Ogallala | NE | 69153-2616 | KEITH | NE18168 | Scrapped/Junked |  | 1981 | AO SMITH | CHWH - ASME/Fired Water Heater | BOILER ROOM | HWSD - Hot Water Dom/Potable | 1/31/2004
PLAZA INN | 311 E 1st St | Ogallala | NE | 69153-2616 | KEITH | NE40485 | Exempt 1999 LB-66 |  | 1995 | AO SMITH | AHWH - ANSI/Fired Water Htr | LAUNDRY | HWSD - Hot Water Dom/Potable | 10/31/1999
ST PAUL LUTHERAN SCHOOL | 312 W 3rd St | Ogallala | NE | 69153-2522 | KEITH | NE04905 | Inactive |  | 1948 | US RADIATOR |  | BASEMENT | HWHT - Hot Water Heat | 1/31/2002
Adams Bank & Trust | 315 N Spruce St | Ogallala | NE | 69153-2517 | Keith | NE04386 | Scrapped/Junked | n/a | 1987 | Hydrotherm | CI - Cast Iron | BASEMENT | HWHT - Hot Water Heat | 1/31/2015
Adams Bank & Trust | 315 N Spruce St | Ogallala | NE | 69153-2517 | Keith | NE25846 | Active | N/A | 2015 | Slant Fin | CIMD - Cast Iron/Modular Ins | Basement Boiler Room | HWHT - Hot Water Heat | 6/30/2026
P.A.K.S DEVELOPMENT SERV | 315 W 5th St | Ogallala | NE | 69153-2110 | KEITH | NE00377 | Exempt |  | 1955 | IDEAL |  | BOILER ROOM | HWHT - Hot Water Heat | 2/28/2003
New Hope Church | 319 E O St | Ogallala | NE | 69153-2910 | Keith | NE18500 | Scrapped/Junked | n/a | 1977 | Weil-Mcclain | CI - Cast Iron | BOILER ROOM | HWHT - Hot Water Heat | 1/31/2013
Tri-state GNT Ogallala Field Facility | 3205 W H St | Ogallala | NE | 69153-6310 | Keith | NE24580 | Scrapped/Junked | 61006 | 2012 | Triangle Tube | FTVT - Firetube Vertical TB | boiler room | HWHF - Hot Water Heat-Floor | 3/31/2026
Tri-state GNT Ogallala Field Facility | 3205 W H St | Ogallala | NE | 69153-6310 | Keith | NE24581 | Active | 64943 | 2012 | Triangle Tube | FTVT - Firetube Vertical TB | boiler room | HWHF - Hot Water Heat-Floor | 3/31/2027
Tri-state GNT Ogallala Field Facility | 3205 W H St | Ogallala | NE | 69153-6310 | Keith | NE43662 | Active | 453349 | 2024 | Triangle Tube | FTVT - Firetube Vertical TB | boiler room | HWHF - Hot Water Heat-Floor | 3/31/2027
St Luke's Catholic School | 406 E 3rd St | Ogallala | NE | 69153-2637 | Keith | NE07364 | Active | n/a | 2006 | Burnham | CI - Cast Iron | School | STHT - Steam-Heat | 12/31/2026
St Luke's Catholic School | 406 E 3rd St | Ogallala | NE | 69153-2637 | Keith | NE07365 | Active | n/a | 2006 | Burnham | CI - Cast Iron | School | STHT - Steam-Heat | 12/31/2026
St Luke's Catholic School | 406 E 3rd St | Ogallala | NE | 69153-2637 | Keith | NE37506 | Scrapped/Junked | n/a | 1984 | Peerless | CI - Cast Iron | School | STHT - Steam-Heat | 12/31/2015
OGALLALA POLICE STATION | 411 E 2nd St | Ogallala | NE | 69153-2631 | KEITH | NE04487 | Scrapped/Junked |  | 1979 | KEWANEE | FT - Firetube Boiler | BASEMENT | HWHT - Hot Water Heat | 1/31/2005
St Luke's Catholic Church | 417 E 3rd St | Ogallala | NE | 69153-2636 | Keith | NE17052 | Active | N/A | 2009 | Burnham | CI - Cast Iron | Boiler Room | HWHT - Hot Water Heat | 12/31/2026
St Luke's Catholic Church | 417 E 3rd St | Ogallala | NE | 69153-2636 | Keith | NE17053 | Active | N/A | 2009 | Burnham | CI - Cast Iron | Boiler Room | HWHT - Hot Water Heat | 12/31/2026
St Luke's Catholic Church | 417 E 3rd St | Ogallala | NE | 69153-2636 | Keith | NE37581 | Scrapped/Junked |  | 1965 | Fitzgibbons | FT - Firetube Boiler | BOILER ROOM | HWHT - Hot Water Heat | 8/31/2009
First United Methodist Church | 421 N Spruce St | Ogallala | NE | 69153-2150 | Keith | NE16410 | Scrapped/Junked | NA | 1953 | Fitzgibbons | FT - Firetube Boiler | Basement | STHT - Steam-Heat | 2/28/2021
First United Methodist Church | 421 N Spruce St | Ogallala | NE | 69153-2150 | Keith | NE28445 | Active | 152660 | 2019 | Lochinvar | FT - Firetube Boiler | Basement | HWDP - Hotwater Heat & Dom Supply | 11/30/2026
First United Methodist Church | 421 N Spruce St | Ogallala | NE | 69153-2150 | Keith | NE28446 | Active | 109160 | 2019 | Lochinvar | FT - Firetube Boiler | Basement | HWDP - Hotwater Heat & Dom Supply | 11/30/2026
Super 8 Motel | 500 E A St | Ogallala | NE | 69153-3111 | Keith | NE30758 | Scrapped/Junked | 71264 | 1996 | Rheem Manufacturing Co | CHWH - ASME/Fired Water Heater | UTILITY ROOM | HWSD - Hot Water Dom/Potable | 8/31/2003
Peterson Lodging "Super 8 Motel" | 500 E A St S | Ogallala | NE | 69153-3111 | Keith | NE10446 | Scrapped/Junked | 98429 | 2003 | RHEEM | CHWH - ASME/Fired Water Heater | UTILITY ROOM | HWSD - Hot Water Dom/Potable | 2/28/2016
Peterson Lodging "Super 8 Motel" | 500 E A St S | Ogallala | NE | 69153-3111 | Keith | NE21199 | Scrapped/Junked | 39230 | 1997 | AO SMITH | CHWH - ASME/Fired Water Heater | LAUNDRY | HWSD - Hot Water Dom/Potable | 2/28/2007
West 5th Elementary | 500 W H St | Ogallala | NE | 69153-2010 | Keith | NE32998 | Inactive | 39117 | 1985 | Kewanee | FTFB - Firetube-Firebox Boiler | BOILER ROOM | STHT - Steam-Heat | 12/31/2014
HOLIDAY INN EXPRESS | 501 Stagecoach Trl | Ogallala | NE | 69153-3118 | KEITH | NE30919 | Exempt 1999 LB-66 |  | 1996 | RHEEM MANUFACTURING CO | AHWH - ANSI/Fired Water Htr | BOILER ROOM | HWSD - Hot Water Dom/Potable | 2/29/2000
HOLIDAY INN EXPRESS | 501 Stagecoach Trl | Ogallala | NE | 69153-3118 | KEITH | NE30920 | Exempt 1999 LB-66 |  | 1996 | RHEEM MANUFACTURING CO | AHWH - ANSI/Fired Water Htr | BOILER ROOM | HWSD - Hot Water Dom/Potable | 2/29/2000
HOLIDAY INN EXPRESS | 501 Stagecoach Trl | Ogallala | NE | 69153-3118 | KEITH | NE30921 | Exempt 1999 LB-66 |  | 1996 | RHEEM MANUFACTURING CO | AHWH - ANSI/Fired Water Htr | BOILER ROOM | HWSD - Hot Water Dom/Potable | 2/29/2000
Goodall Recreation Center | 505 E G St | Ogallala | NE | 69153-2242 | Keith | NE08623 | Scrapped/Junked | 127330 | 2001 | Lochinvar | CPFT - Horiz Cpr Fin Boiler | BOILER ROOM | IPHT - Indoor Pool Heater | 1/31/2013
Goodall Recreation Center | 505 E G St | Ogallala | NE | 69153-2242 | Keith | NE08624 | Scrapped/Junked | 129604 | 2001 | Lochinvar | CHWH - ASME/Fired Water Heater | BOILER ROOM | HWSD - Hot Water Dom/Potable | 1/31/2017
Goodall Recreation Center | 505 E G St | Ogallala | NE | 69153-2242 | Keith | NE08625 | Scrapped/Junked | 131438 | 2001 | Lochinvar | CPFT - Horiz Cpr Fin Boiler | BOILER ROOM | HWHT - Hot Water Heat | 1/31/2015
Goodall Recreation Center | 505 E G St | Ogallala | NE | 69153-2242 | Keith | NE24112 | Scrapped/Junked | 233924 | 2012 | Lochinvar | WTSS - Watertube SS Steel | Pool Mech. Room | IPHT - Indoor Pool Heater | 1/31/2023
Goodall Recreation Center | 505 E G St | Ogallala | NE | 69153-2242 | Keith | NE42205 | Active | 546143 | 2022 | Trinity | WTSS - Watertube SS Steel | POOL MECH ROOM | IPHT - Indoor Pool Heater | 12/31/2026
GOODALL RECREATION CENTER | 506 E G ST | OGALLALA | NE | 69153 | KEITH | NE04253 | Scrapped/Junked | 4910 | 1975 | SELLERS | FT - Firetube Boiler | BOILER ROOM | HWHT - Hot Water Heat | 6/30/2002
Keith County Courthouse | 511 N Spruce St | Ogallala | NE | 69153-2146 | Keith | NE35263 | Active | na | 1962 | Kewanee | FTFB - Firetube-Firebox Boiler | BOILER ROOM | HWHT - Hot Water Heat | 11/30/2026
Public School Auditorium | 516 W B St | Ogallala | NE | 69153-2134 | Keith | NE16606 | Inactive | n/a | 1991 | Peerless | CI - Cast Iron | AUDTRM 516 E B | STHT - Steam-Heat | 12/31/2014
Public School Auditorium | 516 W B St | Ogallala | NE | 69153-2134 | Keith | NE20216 | Exempt 1999 LB-66 |  | 1982 | RHEEM MANUFACTURING CO | AHWH - ANSI/Fired Water Htr |  | HWSD - Hot Water Dom/Potable | 7/31/2000
Public School Auditorium | 516 W B St | Ogallala | NE | 69153-2134 | Keith | NE31334 | Inactive |  | 1941 | KEWANEE | FT - Firetube Boiler | AUDITORIUM | STHT - Steam-Heat | 7/31/1990
Public School Auditorium | 516 W B St | Ogallala | NE | 69153-2134 | Keith | NE31335 | Inactive |  | 1952 | FITZGIBBONS | FT - Firetube Boiler | BOILER ROOM | STHT - Steam-Heat | 7/31/2005
Days Inn | 601 Stagecoach Trl | Ogallala | NE | 69153-3116 | Keith | NE30917 | Exempt 1999 LB-66 |  | 1992 | Rheem Manufacturing Co | AHWH - ANSI/Fired Water Htr | LAUNDRY ROOM | HWSD - Hot Water Dom/Potable | 2/29/2000
Days Inn | 601 Stagecoach Trl | Ogallala | NE | 69153-3116 | Keith | NE30918 | Exempt 1999 LB-66 |  | 1992 | RHEEM MANUFACTURING CO | AHWH - ANSI/Fired Water Htr | LAUNDRY ROOM | HWSD - Hot Water Dom/Potable | 2/29/2000
Progress Elementary | 601 W B St | Ogallala | NE | 69153-2162 | Keith | NE20222 | Exempt 1999 LB-66 |  | 1969 | RUUD | AHWH - ANSI/Fired Water Htr |  | HWSD - Hot Water Dom/Potable | 7/31/2000
Progress Elementary | 601 W B St | Ogallala | NE | 69153-2162 | Keith | NE21264 | Exempt 1999 LB-66 |  | 1997 | AO SMITH | AHWH - ANSI/Fired Water Htr | BOILER ROOM | HWSD - Hot Water Dom/Potable | 7/31/2000
Progress Elementary | 601 W B St | Ogallala | NE | 69153-2162 | Keith | NE23585 | Scrapped/Junked | n/a | 1999 | Peerless | CI - Cast Iron | BOILER ROOM | STHT - Steam-Heat | 12/31/2014
Progress Elementary | 601 W B St | Ogallala | NE | 69153-2162 | Keith | NE31778 | Scrapped/Junked | n/a | 1969 | Kewanee | FTFB - Firetube-Firebox Boiler | BOILER ROOM | HWHT - Hot Water Heat | 12/31/2014
Progress Elementary | 601 W B St | Ogallala | NE | 69153-2162 | Keith | NE33627 | Scrapped/Junked |  | 1983 | PEERLESS HEATER COMPANY |  | 610 W A PRG SC | STHT - Steam-Heat | 7/31/2000
Ogallala High School | 602 E G St | Ogallala | NE | 69153-2245 | Keith | NE07674 | Active | 85397 | 2006 | Patterson Kelley | CPFT - Horiz Cpr Fin Boiler | BOILER ROOM | HWHT - Hot Water Heat | 12/31/2026
Ogallala High School | 602 E G St | Ogallala | NE | 69153-2245 | Keith | NE07675 | Active | 85398 | 2006 | Patterson Kelley | CPFT - Horiz Cpr Fin Boiler | BOILER ROOM | HWHT - Hot Water Heat | 12/31/2026
Ogallala High School | 602 E G St | Ogallala | NE | 69153-2245 | Keith | NE07676 | Active | 85346 | 2006 | Patterson Kelley | CPFT - Horiz Cpr Fin Boiler | BOILER ROOM | HWHT - Hot Water Heat | 12/31/2026
Ogallala High School | 602 E G St | Ogallala | NE | 69153-2245 | Keith | NE20214 | Exempt 1999 LB-66 |  | 1983 | AO SMITH | AHWH - ANSI/Fired Water Htr | BOILER ROOM | HWSD - Hot Water Dom/Potable | 7/31/2000
Ogallala High School | 602 E G St | Ogallala | NE | 69153-2245 | Keith | NE20215 | Exempt 1999 LB-66 |  | 1982 | AO SMITH | AHWH - ANSI/Fired Water Htr | BOILER ROOM | HWSD - Hot Water Dom/Potable | 7/31/2000
Ogallala High School | 602 E G St | Ogallala | NE | 69153-2245 | Keith | NE31339 | Scrapped/Junked |  | 1962 | TITUS | FT - Firetube Boiler | BOILER ROOM | HWHT - Hot Water Heat | 7/31/2008
Ogallala High School | 602 E G St | Ogallala | NE | 69153-2245 | Keith | NE33628 | Scrapped/Junked | 4219 | 1982 | Rite | WT - Water Tube Boiler | BOILER ROOM | HWHT - Hot Water Heat | 12/31/2011
Power Wash | 703 W 1st St | Ogallala | NE | 69153-2418 | Keith | NE24292 | Inactive | 58514 | 1985 | Raytherm/Raypak | CPFT - Horiz Cpr Fin Boiler | Mechanical Room | HWSP - Hot Water Non Potable Supply | 3/31/2018
South Platte Public Schl | 714 State St | Brule | NE | 69127-3670 | Keith | NE30713 | Exempt 1999 LB-66 |  | 1988 | A. O. Smith | AHWH - ANSI/Fired Water Htr |  | HWSD - Hot Water Dom/Potable | 1/31/2000
South Platte Public Schl | 714 State St | Brule | NE | 69127-3670 | Keith | NE33445 | Scrapped/Junked |  | 1955 | Bryant Boiler | CI - Cast Iron | BOILER ROOM | STHT - Steam-Heat | 8/31/2003
RETAIL STORE | 798 ROAD WEST A SOUTH | OGALLALA | NE | 69153-4528 | KEITH | NE34893 | Inactive |  | 1960 | AMERICAN STANDARD |  | WORKSHOP | HWHT - Hot Water Heat | 5/31/1993
Prariview | 801 E O St | Ogallala | NE | 69153-1755 | Keith | NE20220 | Exempt 1999 LB-66 |  | 1970 | RHEEM MANUFACTURING CO | AHWH - ANSI/Fired Water Htr | BOILER ROOM | HWSD - Hot Water Dom/Potable | 7/31/2000
Prairie View School | 801 East O St | Ogallala | NE | 69153-1755 | Keith | NE04252 | Scrapped/Junked |  | 1982 | AO SMITH | CHWH - ASME/Fired Water Heater | BOILER ROOM | HWSD - Hot Water Dom/Potable | 7/31/2004
Prairie View School | 801 East O St | Ogallala | NE | 69153-1755 | Keith | NE20217 | Scrapped/Junked | n/a | 1995 | Weil-Mcclain | CI - Cast Iron | BOILER ROOM | STHT - Steam-Heat | 12/31/2014
Prairie View School | 801 East O St | Ogallala | NE | 69153-1755 | Keith | NE20218 | Scrapped/Junked | n/a | 1995 | Weil-Mcclain | CI - Cast Iron | BOILER ROOM | STHT - Steam-Heat | 12/31/2014
Prairie View School | 801 East O St | Ogallala | NE | 69153-1755 | Keith | NE20219 | Scrapped/Junked | n/a | 1995 | Weil-Mcclain | CI - Cast Iron | BOILER ROOM | STHT - Steam-Heat | 12/31/2014
Prairie View School | 801 East O St | Ogallala | NE | 69153-1755 | Keith | NE21265 | Scrapped/Junked | 60622 | 1996 | AO SMITH | CHWH - ASME/Fired Water Heater | BOILER ROOM | HWSD - Hot Water Dom/Potable | 7/31/2003
Prairie View School | 801 East O St | Ogallala | NE | 69153-1755 | Keith | NE25346 | Active | 256476 | 2014 | Lochinvar | WTHW - Watertube Wtr Heater | Boiler room | HWHT - Hot Water Heat | 12/31/2026
Prairie View School | 801 East O St | Ogallala | NE | 69153-1755 | Keith | NE25347 | Active | 256485 | 2014 | Lochinvar | WTHW - Watertube Wtr Heater | Boiler room | HWHT - Hot Water Heat | 12/31/2026
Prairie View School | 801 East O St | Ogallala | NE | 69153-1755 | Keith | NE25348 | Active | 66872 | 2013 | Aerco | FTHT - Firetube Horizontal | Boiler room | HWHT - Hot Water Heat | 12/31/2026
Prairie View School | 801 East O St | Ogallala | NE | 69153-1755 | Keith | NE25349 | Active | 66871 | 2013 | Aerco | FTHT - Firetube Horizontal | Boiler room | HWHT - Hot Water Heat | 12/31/2026
Prairie View School | 801 East O St | Ogallala | NE | 69153-1755 | Keith | NE33629 | Scrapped/Junked | 4218 | 1982 | Rite | WT - Water Tube Boiler | BOILER ROOM | HWHT - Hot Water Heat | 12/31/2014
Duckwall Alco Stores Inc | 820 E 1st St | Ogallala | NE | 69153-2721 | Keith | NE21166 | Out of Service | N/A | 1998 | PEER | CI - Cast Iron | BOILER ROOM | HWHT - Hot Water Heat | 1/31/2010
Oles Praire Ridge Lodge | 851 I-80 & Paxton Rd | Paxton | NE |  | Keith | NE40074 | Exempt 1999 LB-66 |  | 1995 | A. O. Smith | AHWH - ANSI/Fired Water Htr | LAUNDRY ROOM | HWSD - Hot Water Dom/Potable | 2/29/2000
Ole's Lodge Inc | 851 I-80 & Paxton/Elsie Rd | Paxton | NE | 69155 | Keith | NE40072 | Inactive | 125462 | 1995 | Raypak | CPFT - Horiz Cpr Fin Boiler | MECH ROOM | GLFH - Glycol Floor Heat System | 3/31/2017
OLE'S LODGE INC | 851 I-80 & PAXTON/ELSIE RD | PAXTON | NE | 69155 | KEITH | NE40073 | Exempt 1999 LB-66 |  | 1995 | AO SMITH | AHWH - ANSI/Fired Water Htr | LAUNDRY ROOM | HWSD - Hot Water Dom/Potable | 2/29/2000
OLE'S LODGE INC | 851 I-80 & PAXTON/ELSIE RD | PAXTON | NE | 69155 | KEITH | NE40293 | Exempt 1999 LB-66 |  | 1995 | PALOMA | AHWH - ANSI/Fired Water Htr | PUMP ROOM | HWSD - Hot Water Dom/Potable | 2/29/2000
OLE'S LODGE INC | 851 I-80 & PAXTON/ELSIE RD | PAXTON | NE | 69155 | KEITH | NE40294 | Exempt 1999 LB-66 |  | 1995 | PALOMA | AHWH - ANSI/Fired Water Htr | PUMP ROOM | HWSD - Hot Water Dom/Potable | 2/29/2000
Keya Paha Co High School | 101 Football Ave | Springview | NE | 68778 | Keya Paha | NE17573 | Scrapped/Junked | N/A | 2007 | Aerco | CALU - Cast Aluminum | Boiler Room | HWHT - Hot Water Heat | 7/31/2015
Keya Paha Co High School | 101 Football Ave | Springview | NE | 68778 | Keya Paha | NE17574 | Scrapped/Junked | N/A | 2007 | Aerco | CALU - Cast Aluminum | Boiler Room | HWHT - Hot Water Heat | 7/31/2015
Keya Paha Co High School | 101 Football Ave | Springview | NE | 68778 | Keya Paha | NE25894 | Active | 19506 | 2015 | Aldrich | FT - Firetube Boiler | Boiler Room | HWHT - Hot Water Heat | 11/30/2026
Keya Paha Co High School | 101 Football Ave | Springview | NE | 68778 | Keya Paha | NE25895 | Active | 19507 | 2015 | Aldrich | FT - Firetube Boiler | Boiler Room | HWHT - Hot Water Heat | 11/30/2026
Keya Paha Co High School | 101 Football Ave | Springview | NE | 68778 | Keya Paha | NE31389 | Scrapped/Junked |  | 1964 | AMST | CI - Cast Iron | BOILER ROOM | HWHT - Hot Water Heat | 7/31/2008
Keya Paha Co High School | 101 Football Ave | Springview | NE | 68778 | Keya Paha | NE34840 | Scrapped/Junked | n/a | 1964 | DAYN | AHWH - ANSI/Fired Water Htr | boiler room | HWSD - Hot Water Dom/Potable | 11/30/2017
Keya Paha Co High School | 101 Football Ave | Springview | NE | 68778 | Keya Paha | NE34846 | Scrapped/Junked | n/a | 1964 | DAYN | AHWH - ANSI/Fired Water Htr | boiler room | HWSD - Hot Water Dom/Potable | 11/30/2017
Keya Paha Co High School | 101 Football Ave | Springview | NE | 68778 | Keya Paha | NE34847 | Scrapped/Junked | n/a | 1965 | DAYN | AHWH - ANSI/Fired Water Htr | boiler room | HWSD - Hot Water Dom/Potable | 11/30/2017
vacant bldg | 276 Main St | Newport | NE | 68759-5608 | Keya Paha | NE30386 | Out of Service | N/A | 1979 | Bryan | CI - Cast Iron | BASEMENT | STHT - Steam-Heat | 3/31/2011
Keya Paha Courthouse | 310 Courthouse Dr | Springview | NE | 68778-9608 | Keya Paha | NE16139 | Scrapped/Junked | n/a | 1920 | AMST | CI - Cast Iron | BOILER ROOM | STHT - Steam-Heat | 1/31/2016
SCHOOL DISTRICT 56 | PO Box 70 | Springview | NE | 68778-0070 | KEYA PAHA | NE31332 | Inactive |  | 1954 | KOHLER |  | BOILER ROOM | HWHT - Hot Water Heat | 10/31/1992
Vince's Corner | 100 E 3rd St | Kimball | NE | 69145-1401 | Kimball | NE40614 | Out of Service | 32587 | 1983 | RAYP | WT - Water Tube Boiler | BOILER ROOM | HWHT - Hot Water Heat | 3/31/2011
Vince's Corner | 100 E 3rd St | Kimball | NE | 69145-1401 | Kimball | NE40615 | Scrapped/Junked | 29494 | 1982 | Raypak | WT - Water Tube Boiler | BOILER ROOM | HWSP - Hot Water Non Potable Supply | 3/31/2024
Power Plant | 100 S Howard St | Kimball | NE | 69145-1259 | Kimball | NE16396 | Scrapped/Junked |  | 1978 | KEWA | FTFB - Firetube-Firebox Boiler | BOILER ROOM | HWHT - Hot Water Heat | 3/31/2009
Power Plant | 100 S Howard St | Kimball | NE | 69145-1259 | Kimball | NE18679 | Exempt | 91981 | 2010 | Patterson Kelley | FTVT - Firetube Vertical TB | Power Gen. Rm | PHTR - Pre-Heater | 10/31/2021
MARY LYNCH ELEMENTARY | 1000 E 6th St | Kimball | NE | 69145-1705 | KIMBALL | NE23401 | Exempt 1999 LB-66 |  | 1997 | STATE INDUSTRIES | AHWH - ANSI/Fired Water Htr | BASEMENT | HWSD - Hot Water Dom/Potable | 6/30/2000
Kimball City Pool | 1111 E 6th St | Kimball | NE | 69145-1461 | Kimball | NE08345 | Scrapped/Junked | 185392 | 2001 | TELE | CPFT - Horiz Cpr Fin Boiler | OUTSIDE NORTH | OPHT - Outdoor Pool Heater | 5/31/2008
Kimball City Pool | 1111 E 6th St | Kimball | NE | 69145-1461 | Kimball | NE08346 | Scrapped/Junked | 185157 | 2001 | TELE | CPFT - Horiz Cpr Fin Boiler | OUTSIDE NORTH | OPHT - Outdoor Pool Heater | 5/31/2008
Kimball City Pool | 1111 E 6th St | Kimball | NE | 69145-1461 | Kimball | NE17095 | Scrapped/Junked | 243865 | 2007 | Teledyne Laars | CPFT - Horiz Cpr Fin Boiler | Outside North | OPHT - Outdoor Pool Heater | 5/31/2011
Kimball City Pool | 1111 E 6th St | Kimball | NE | 69145-1461 | Kimball | NE17096 | Scrapped/Junked | 243876 | 2007 | Teledyne Laars | CPFT - Horiz Cpr Fin Boiler | Outside North | OPHT - Outdoor Pool Heater | 5/31/2016
Kimball City Pool | 1111 E 6th St | Kimball | NE | 69145-1461 | Kimball | NE22149 | Scrapped/Junked | 249676 | 2011 | Jandy - Zodiac | CPFH - Copper Fin Water Heater | Outside North | OPHT - Outdoor Pool Heater | 5/31/2023
Kimball City Pool | 1111 E 6th St | Kimball | NE | 69145-1461 | Kimball | NE25853 | Scrapped/Junked | 381594 | 2015 | Raypak | CPFT - Horiz Cpr Fin Boiler | Outside | OPHT - Outdoor Pool Heater | 5/31/2024
Kimball City Pool | 1111 E 6th St | Kimball | NE | 69145-1461 | Kimball | NE40606 | Scrapped/Junked | 136635 | 1996 | RAYPAK INC, CALIFORNIA | WT - Water Tube Boiler | 6TH & HIGH SCH | HWHT - Hot Water Heat | 6/30/2001
Kimball City Pool | 1111 E 6th St | Kimball | NE | 69145-1461 | Kimball | NE40607 | Scrapped/Junked | N/A | 1981 | 0001 | AHWH - ANSI/Fired Water Htr | OUTSIDE NORTH | HWSD - Hot Water Dom/Potable | 5/31/2019
Kimball County Courthouse | 114 E 3rd St | Kimball | NE | 69145-1456 | Kimball | NE15263 | Scrapped/Junked | n/a | 1989 | Peerless | CI - Cast Iron | COURTHOUSE | HWHT - Hot Water Heat | 10/31/2023
Kimball County Courthouse | 114 E 3rd St | Kimball | NE | 69145-1456 | Kimball | NE42498 | Active | 540202 | 2021 | Lochinvar | WT - Water Tube Boiler | Basement Boiler Room | HWHT - Hot Water Heat | 12/31/2026
Kimball County Courthouse | 114 E 3rd St | Kimball | NE | 69145-1456 | Kimball | NE42499 | Active | 540194 | 2021 | Lochinvar | WT - Water Tube Boiler | Basement Boiler Room | HWHT - Hot Water Heat | 12/31/2026
Park Terrace | 1401 E 4Th St | Kimball | NE | 69145-1740 | Kimball | NE40478 | Scrapped/Junked |  | 1979 | PEER | CI - Cast Iron | OFFICE | HWHT - Hot Water Heat | 4/30/2010
Park Terrace | 1401 E 4Th St | Kimball | NE | 69145-1740 | Kimball | NE40479 | Exempt |  | 1979 | PEERLESS HEATER COMPANY |  | BLDG #1 | HWHT - Hot Water Heat | 5/31/2000
Park Terrace | 1401 E 4Th St | Kimball | NE | 69145-1740 | Kimball | NE40480 | Exempt |  | 1979 | PEERLESS HEATER COMPANY |  | BLDG #2 | HWHT - Hot Water Heat | 5/31/2000
Park Terrace | 1401 E 4Th St | Kimball | NE | 69145-1740 | Kimball | NE40481 | Exempt |  | 1979 | PEERLESS HEATER COMPANY |  | BLDG #3 | HWHT - Hot Water Heat | 5/31/2000
Park Terrace | 1401 E 4Th St | Kimball | NE | 69145-1740 | Kimball | NE40482 | Exempt |  | 1979 | PEERLESS HEATER COMPANY |  | BLDG #4 | HWHT - Hot Water Heat | 5/31/2000
Park Terrace | 1401 E 4Th St | Kimball | NE | 69145-1740 | Kimball | NE40483 | Exempt |  | 1979 | PEERLESS HEATER COMPANY |  | BLDG #4 | HWHT - Hot Water Heat | 5/31/2000
Park Terrace | 1401 E 4Th St | Kimball | NE | 69145-1740 | Kimball | NE40484 | Exempt |  | 1979 | PEERLESS HEATER COMPANY |  | BLDG #6 | HWHT - Hot Water Heat | 5/31/2000
Super 8 Motel | 1701 S Hwy 71 | Kimball | NE | 69145-2086 | Kimball | NE24167 | Active | 131323 | 2012 | RHEEM | CHWH - ASME/Fired Water Heater | mech room | HWSD - Hot Water Dom/Potable | 6/30/2027
Super 8 Motel | 1701 S Hwy 71 | Kimball | NE | 69145-2086 | Kimball | NE40431 | Out of Service | n/a | 1989 | AOSM | CHWH - ASME/Fired Water Heater | LAUNDRY | HWSD - Hot Water Dom/Potable | 6/30/2019
Super 8 Motel | 1701 S Hwy 71 | Kimball | NE | 69145-2086 | Kimball | NE40432 | Scrapped/Junked | N/A | 1989 | AOSM | CHWH - ASME/Fired Water Heater | LAUNDRY | HWSD - Hot Water Dom/Potable | 6/30/2012
Out of business | 205 E 3rd St | Kimball | NE | 69145-1433 | KIMBALL | NE01377 | Scrapped/Junked | 28632 | 1969 | PM LATTNER MFR COMPANY | FT - Firetube Boiler | BOILER ROOM | PROC - Process Steam | 10/31/2004
Out of business | 205 E 3rd St | Kimball | NE | 69145-1433 | KIMBALL | NE02349 | Inactive | 52113 | 2003 | Lattner Boiler Co | FTNT - FT Vertical Tubeless | BOILER ROOM | PROC - Process Steam | 10/31/2014
BUSHNELL SCHOOL | 218 ELM ST | BUSHNELL | NE | 69128 | KIMBALL | NE33029 | Inactive |  | 1967 | KEWANEE | FTFB - Firetube-Firebox Boiler | NEW ADDITION | HWHT - Hot Water Heat | 6/30/2003
BUSHNELL SCHOOL | 218 ELM ST | BUSHNELL | NE | 69128 | KIMBALL | NE35157 | Inactive |  | 1984 | PEERLESS HEATER COMPANY |  | BOILER ROOM | HWHT - Hot Water Heat | 6/30/2003
Clean Harbors | 2247 S Highway 71 | Kimball | NE | 69145-9727 | Kimball | NE30469 | Active | 6345 | 1993 | Cleaver & Brooks | FTHT - Firetube Horizontal | Boiler House | PROC - Process Steam | 8/31/2026
Clean Harbors | 2247 S Highway 71 | Kimball | NE | 69145-9727 | Kimball | NE42850 | Active | 167 | 2022 | Thermogenics | FFSG - Force Flow Steam Generator | New Plant Boiler House | PROC - Process Steam | 11/30/2026
Kimball Health Services | 255 W 4th St | Kimball | NE | 69145 | Kimball | NE42493 | Active | 93488 | 2022 | Aerco | FTVT - Firetube Vertical TB | Boiler Room | HWHT - Hot Water Heat | 12/31/2026
Kimball Health Services | 255 W 4th St | Kimball | NE | 69145 | Kimball | NE42494 | Active | 93489 | 2022 | Aerco | FTVT - Firetube Vertical TB | Boiler Room | HWHT - Hot Water Heat | 12/31/2026
Kimball Health Services | 255 W 4th St | Kimball | NE | 69145 | Kimball | NE42495 | Active | 93490 | 2022 | Aerco | FTVT - Firetube Vertical TB | Boiler Room | HWHT - Hot Water Heat | 12/31/2026
Kimball Health Services | 255 W 4th St | Kimball | NE | 69145 | Kimball | NE42496 | Active | 33721 | 2023 | Steris Corp | ELBL - Electric Boiler | Sterile Area | STER - Sterilizer | 12/31/2026
Kimball Health Services | 255 W 4th St | Kimball | NE | 69145 | Kimball | NE42497 | Active | 34196 | 2023 | Steris Corp | ELBL - Electric Boiler | Sterile Area | STER - Sterilizer | 12/31/2026
Kimball Health Services | 301 S Howard St | Kimball | NE | 69145-1329 | Kimball | NE20244 | Exempt 1999 LB-66 |  | 1972 | VULCRAFT | AHWH - ANSI/Fired Water Htr | BOILER ROOM | HWSD - Hot Water Dom/Potable | 6/30/2000
Kimball Health Services | 301 S Howard St | Kimball | NE | 69145-1329 | Kimball | NE31303 | Scrapped/Junked | n/a | 1950 | NATS | FTFB - Firetube-Firebox Boiler | BOILER ROOM | STHT - Steam-Heat | 6/30/2023
Potter-Dix Elementary School | 304 Horrum St | Dix | NE | 69133-8960 | Kimball | NE33211 | Out of Service | NA | 1959 | Kewanee | FT - Firetube Boiler | Boiler Room | STHT - Steam-Heat | 2/28/2016
POTTER DIX PUBLIC SCHOOL | 304 Horrum St | Dix | NE | 69133-8960 | KIMBALL | NE20247 | Inactive |  | 1994 | RUUD | AHWH - ANSI/Fired Water Htr |  | HWSD - Hot Water Dom/Potable | 6/30/2000
POTTER DIX PUBLIC SCHOOL | 304 Horrum St | Dix | NE | 69133-8960 | KIMBALL | NE20248 | Exempt 1999 LB-66 |  | 1984 | RUUD | AHWH - ANSI/Fired Water Htr |  | HWSD - Hot Water Dom/Potable | 6/30/2000
POTTER DIX PUBLIC SCHOOL | 304 Horrum St | Dix | NE | 69133-8960 | KIMBALL | NE20249 | Exempt 1999 LB-66 |  | 1984 | RUUD | AHWH - ANSI/Fired Water Htr |  | HWSD - Hot Water Dom/Potable | 6/30/2000
Trinity United Methodist Church | 305 E 4th St | Kimball | NE | 69145-1504 | Kimball | NE05999 | Active | n/a | 2006 | Peerless | CI - Cast Iron | MECH ROOM | HWHT - Hot Water Heat | 10/31/2026
Trinity United Methodist Church | 305 E 4th St | Kimball | NE | 69145-1504 | Kimball | NE06446 | Active | n/a | 2005 | Peerless | CI - Cast Iron | BOILER ROOM | HWHT - Hot Water Heat | 10/31/2026
Trinity United Methodist Church | 305 E 4th St | Kimball | NE | 69145-1504 | Kimball | NE16977 | Scrapped/Junked |  | 1950 | KEWANEE | FTFB - Firetube-Firebox Boiler | BOILER ROOM | HWHT - Hot Water Heat | 8/31/2005
Trinity United Methodist Church | 305 E 4th St | Kimball | NE | 69145-1504 | Kimball | NE16978 | Scrapped/Junked |  | 1947 | US RADIATOR |  | NORTH MECH ROOM | HWHT - Hot Water Heat | 8/31/2006
LINN APARTMENTS | 316 S Chestnut St | Kimball | NE | 69145-1418 | KIMBALL | NE03902 | Inactive |  | 1940 | AMERICAN RADIATOR |  | BASEMENT | STHT - Steam-Heat | 6/30/1994
Kimball County Owned | 505 S Burg St | Kimball | NE | 69145-1313 | Kimball | NE02049 | Inactive | 3381 | 1955 | Cleaver Brooks | FTSM - FTS Marine Dry Back | BASEMENT | STHT - Steam-Heat | 5/31/2024
Kimball County Owned | 505 S Burg St | Kimball | NE | 69145-1313 | Kimball | NE02101 | Inactive | 7085 | 1959 | Cleaver Brooks | FTSM - FTS Marine Dry Back | BASEMENT | STHT - Steam-Heat | 5/31/2024
Kimball County Owned | 505 S Burg St | Kimball | NE | 69145-1313 | Kimball | NE06000 | Out of Service | 55064 | 2004 | SUSSMAN | ELBL - Electric Boiler | SURGERY | 0020 - Supp to Sterlizer/Autoclave | 5/31/2024
Kimball County Owned | 505 S Burg St | Kimball | NE | 69145-1313 | Kimball | NE08601 | Inactive | 90170 | 2001 | AOSM | CHWH - ASME/Fired Water Heater | BASEMENT | HWSD - Hot Water Dom/Potable | 5/31/2026
Kimball County Owned | 505 S Burg St | Kimball | NE | 69145-1313 | Kimball | NE18198 | Scrapped/Junked | 55215 | 1994 | A. O. Smith | CHWH - ASME/Fired Water Heater | BOILER ROOM | HWSD - Hot Water Dom/Potable | 5/31/2003
Kimball Baptist Fellowship - BMIC #450816 | 507 S Oak St | Kimball | NE | 69145-1546 | Kimball | NE23540 | Scrapped/Junked | N/A | 1959 | Triad Boiler | FT - Firetube Boiler | STORAGE ROOM | HWHT - Hot Water Heat | 3/31/2013
Kimball Baptist Fellowship - BMIC #450816 | 507 S Oak St | Kimball | NE | 69145-1546 | Kimball | NE23541 | Scrapped/Junked | N/A | 1959 | Triad Boiler | FT - Firetube Boiler | PASTOR`S STUDY | HWHT - Hot Water Heat | 3/31/2013
Kimball Baptist Fellowship - BMIC #450816 | 507 S Oak St | Kimball | NE | 69145-1546 | Kimball | NE24585 | Active | n/a | 2013 | Dunkirk | CI - Cast Iron | pastor study | HWHT - Hot Water Heat | 3/31/2027
Kimball Baptist Fellowship - BMIC #450816 | 507 S Oak St | Kimball | NE | 69145-1546 | Kimball | NE24586 | Active | n/a | 2013 | Dunkirk | CI - Cast Iron | north classroom | HWHT - Hot Water Heat | 3/31/2027
DAYS INN | 611 E 3rd St | Kimball | NE | 69145-1609 | KIMBALL | NE40416 | Scrapped/Junked |  | 1987 | AO SMITH | CHWH - ASME/Fired Water Heater | BASEMENT | HWSD - Hot Water Dom/Potable | 3/31/2003
Vista Villa | 720 Vista Dr | Kimball | NE | 69145-1676 | Kimball | NE01603 | Active | 69707 | 2002 | AOSM | CHWH - ASME/Fired Water Heater | Boiler Room | HWSD - Hot Water Dom/Potable | 4/30/2027
Vista Villa | 720 Vista Dr | Kimball | NE | 69145-1676 | Kimball | NE01604 | Active | 69708 | 2002 | AOSM | CHWH - ASME/Fired Water Heater | Boiler Room | HWSD - Hot Water Dom/Potable | 4/30/2027
Vista Villa | 720 Vista Dr | Kimball | NE | 69145-1676 | Kimball | NE21024 | Active | 68572 | 1998 | Patterson Kelley | WT - Water Tube Boiler | Boiler Room | HWHT - Hot Water Heat | 4/30/2027
Vista Villa | 720 Vista Dr | Kimball | NE | 69145-1676 | Kimball | NE21025 | Scrapped/Junked | 75003 | 1999 | AO SMITH | CHWH - ASME/Fired Water Heater | BOILER ROOM | HWSD - Hot Water Dom/Potable | 4/30/2003
Vista Villa | 720 Vista Dr | Kimball | NE | 69145-1676 | Kimball | NE21026 | Active | 68928 | 1998 | Patterson Kelley | WT - Water Tube Boiler | Boiler Room | HWHT - Hot Water Heat | 4/30/2027
Kimball County Manor | 810 E 7th St | Kimball | NE | 69145-1615 | Kimball | NE04715 | Scrapped/Junked | n/a | 1976 | Peerless | CI - Cast Iron | SOUTH BOILER ROOM | HWHT - Hot Water Heat | 5/31/2024
Kimball County Manor | 810 E 7th St | Kimball | NE | 69145-1615 | Kimball | NE05187 | Scrapped/Junked | n/a | 1976 | Peerless | CI - Cast Iron | WEST BOILER ROOM | HWHT - Hot Water Heat | 5/31/2022
Kimball County Manor | 810 E 7th St | Kimball | NE | 69145-1615 | Kimball | NE13918 | Active | 115112 | 2007 | RHEEM | CHWH - ASME/Fired Water Heater | BOILER ROOM | HWSD - Hot Water Dom/Potable | 5/31/2027
Kimball County Manor | 810 E 7th St | Kimball | NE | 69145-1615 | Kimball | NE16614 | Scrapped/Junked | 95576 | 1991 | Raypak | CPFT - Horiz Cpr Fin Boiler | BOILER ROOM | HWHT - Hot Water Heat | 5/31/2022
Kimball County Manor | 810 E 7th St | Kimball | NE | 69145-1615 | Kimball | NE16615 | Scrapped/Junked | 13218 | 1991 | AOSM | CHWH - ASME/Fired Water Heater | BOILER ROOM | HWSD - Hot Water Dom/Potable | 5/31/2009
Kimball County Manor | 810 E 7th St | Kimball | NE | 69145-1615 | Kimball | NE17094 | Active | 120723 | 2009 | RHEEM | CHWH - ASME/Fired Water Heater | Boiler Room | HWSD - Hot Water Dom/Potable | 5/31/2027
Kimball County Manor | 810 E 7th St | Kimball | NE | 69145-1615 | Kimball | NE17489 | Scrapped/Junked | 20746 | 1993 | AOSM | CHWH - ASME/Fired Water Heater | BOILER ROOM | HWSD - Hot Water Dom/Potable | 5/31/2010
Kimball County Manor | 810 E 7th St | Kimball | NE | 69145-1615 | Kimball | NE25838 | Active | 284332 | 2013 | Burnham | CPFT - Horiz Cpr Fin Boiler | East Wing Boiler Room | HWHT - Hot Water Heat | 5/31/2027
Kimball County Manor | 810 E 7th St | Kimball | NE | 69145-1615 | Kimball | NE29170 | Active | Na | 2020 | US Boiler | CI - Cast Iron | South boiler room | HWHT - Hot Water Heat | 5/31/2026
Kimball County Manor | 810 E 7th St | Kimball | NE | 69145-1615 | Kimball | NE41199 | Active | 531142 | 2021 | Raypak | CPFT - Horiz Cpr Fin Boiler | BOILER ROOM | HWHT - Hot Water Heat | 5/31/2027
Kimball Jr/Sr High School | 901 S Nadine St | Kimball | NE | 69145-1632 | Kimball | NE06426 | Active | C06298 | 2005 | AOSM | COBL - Coil Type Boiler | BOILER ROOM | HWSD - Hot Water Dom/Potable | 6/30/2026
Kimball Jr/Sr High School | 901 S Nadine St | Kimball | NE | 69145-1632 | Kimball | NE15748 | Active | 128704 | 2008 | A O Smith | CHWH - ASME/Fired Water Heater | Janitorial Closet | HWSD - Hot Water Dom/Potable | 6/30/2026
Kimball Jr/Sr High School | 901 S Nadine St | Kimball | NE | 69145-1632 | Kimball | NE15749 | Active | 128703 | 2008 | A O Smith | FTVT - Firetube Vertical TB | Janitorial Closet | HWSD - Hot Water Dom/Potable | 6/30/2026
Kimball Jr/Sr High School | 901 S Nadine St | Kimball | NE | 69145-1632 | Kimball | NE20246 | Exempt 1999 LB-66 | 325 | 1988 | AO SMITH | AHWH - ANSI/Fired Water Htr | BOILER ROOM | HWSD - Hot Water Dom/Potable | 6/30/2000
Kimball Jr/Sr High School | 901 S Nadine St | Kimball | NE | 69145-1632 | Kimball | NE31301 | Inactive |  | 1963 | AMERICAN STANDARD |  | BOILER ROOM | STHT - Steam-Heat | 6/30/2003
Kimball Jr/Sr High School | 901 S Nadine St | Kimball | NE | 69145-1632 | Kimball | NE31347 | Out of Service | n/a | 1963 | Kewanee | FTSM - FTS Marine Dry Back | BOILER ROOM | HWHT - Hot Water Heat | 6/30/2022
Kimball Jr/Sr High School | 901 S Nadine St | Kimball | NE | 69145-1632 | Kimball | NE31348 | Out of Service | n/a | 1963 | Kewanee | FTSM - FTS Marine Dry Back | BOILER ROOM | HWHT - Hot Water Heat | 6/30/2022
Kimball Jr/Sr High School | 901 S Nadine St | Kimball | NE | 69145-1632 | Kimball | NE31915 | Scrapped/Junked | 38609 | 1976 | A. O. Smith | COBL - Coil Type Boiler | BOILER ROOM | HWSD - Hot Water Dom/Potable | 6/30/2005
Kimball Jr/Sr High School | 901 S Nadine St | Kimball | NE | 69145-1632 | Kimball | NE31916 | Active | 31720 | 1975 | AOSM | COBL - Coil Type Boiler | BOILER ROOM | HWSD - Hot Water Dom/Potable | 6/30/2026
Kimball Jr/Sr High School | 901 S Nadine St | Kimball | NE | 69145-1632 | Kimball | NE33030 | Inactive |  | 1967 | KEWANEE | FT - Firetube Boiler | GRADE SCHOOL | STHT - Steam-Heat | 6/30/1996
BLOOMFIELD PHARMACY | 102 N Broadway St | Bloomfield | NE | 68718-4406 | KNOX | NE23029 | Inactive |  | 1988 | WEIL MCLAIN |  | BASEMENT | STHT - Steam-Heat | 2/28/2001
Creighton City Pool | 1104 Jacobs Ave | Creighton | NE | 68729-3965 | Knox | NE09863 | Active | 192122 | 2002 | Raypak | CPFH - Copper Fin Water Heater | OUTSIDE | OPHT - Outdoor Pool Heater | 6/30/2026
Bruce Park Terrace | 1106 Millard Ave | Creighton | NE | 68729-3910 | Knox | NE00089 | Scrapped/Junked | n/a | 1994 | Peerless | CI - Cast Iron | bldg E-7 | HWHT - Hot Water Heat | 3/31/2024
Bruce Park Terrace | 1106 Millard Ave | Creighton | NE | 68729-3910 | Knox | NE00090 | Scrapped/Junked | n/a | 1992 | Peerless | CI - Cast Iron | Bldg D-6 | HWHT - Hot Water Heat | 3/31/2024
Bruce Park Terrace | 1106 Millard Ave | Creighton | NE | 68729-3910 | Knox | NE00091 | Scrapped/Junked | n/a | 1993 | Peerless | CI - Cast Iron | Bldg C-5 | HWHT - Hot Water Heat | 3/31/2016
Bruce Park Terrace | 1106 Millard Ave | Creighton | NE | 68729-3910 | Knox | NE00092 | Exempt | n/a | 1993 | Peerless | CI - Cast Iron | bldg A-3 | HWHT - Hot Water Heat | 3/31/2017
Bruce Park Terrace | 1106 Millard Ave | Creighton | NE | 68729-3910 | Knox | NE00093 | Scrapped/Junked | n/a | 1993 | Peerless | CI - Cast Iron | Bldg A-2 | HWHT - Hot Water Heat | 3/31/2024
Bruce Park Terrace | 1106 Millard Ave | Creighton | NE | 68729-3910 | Knox | NE00094 | Scrapped/Junked | n/a | 1994 | Peerless | CI - Cast Iron | bldg A-1 | HWHT - Hot Water Heat | 3/31/2024
Bruce Park Terrace | 1106 Millard Ave | Creighton | NE | 68729-3910 | Knox | NE26253 | Active | 159965 | 2015 | NTI | FTSS - Firetube Stainless Steel | Bldg C-5 (8 Units) | HWHT - Hot Water Heat | 3/31/2027
Bruce Park Terrace | 1106 Millard Ave | Creighton | NE | 68729-3910 | Knox | NE43926 | Active | 342163 | 2022 | AIC GDYNIA | FTVT - Firetube Vertical TB | BLDG E-7 | HWHT - Hot Water Heat | 3/31/2027
Bruce Park Terrace | 1106 Millard Ave | Creighton | NE | 68729-3910 | Knox | NE43927 | Active | 278802 | 2021 | AIC | FTVT - Firetube Vertical TB | BLDG D-6 (6 Units) | HWHT - Hot Water Heat | 3/31/2027
Bruce Park Terrace | 1106 Millard Ave | Creighton | NE | 68729-3910 | Knox | NE43928 | Exempt | 3399491 | 2022 | AIC | FTVT - Firetube Vertical TB | A-3 (3 units) | HWHT - Hot Water Heat | 3/31/2026
Bruce Park Terrace | 1106 Millard Ave | Creighton | NE | 68729-3910 | Knox | NE43929 | Exempt | 339493 | 2022 | AIC | FTVT - Firetube Vertical TB | F-8 (3 units) | HWHT - Hot Water Heat | 3/31/2026
Bruce Park Terrace | 1106 Millard Ave | Creighton | NE | 68729-3910 | Knox | NE43930 | Active | 339489 | 2022 | NTI | FTVT - Firetube Vertical TB | BLDG A-2 (6 units) | HWHT - Hot Water Heat | 3/31/2027
Bruce Park Terrace | 1106 Millard Ave | Creighton | NE | 68729-3910 | Knox | NE43931 | Active | 325453 | 2022 | AIC | FTVT - Firetube Vertical TB | BLDG A-1 (5 Units) | HWHT - Hot Water Heat | 3/31/2027
Bruce Park Terrace | 1106 Millard Ave | Creighton | NE | 68729-3910 | Knox | NE43932 | Exempt | 324058 | 2022 | AIC | FTVT - Firetube Vertical TB | B-4 (2 UNITS) | HWHT - Hot Water Heat | 3/31/2026
Bloomfield City Pool | 111 E Park St | Bloomfield | NE | 68718-0157 | Knox | NE00325 | Scrapped/Junked | 32493 | 1993 | Loch | CPFT - Horiz Cpr Fin Boiler | MECHANICAL ROOM | OPHT - Outdoor Pool Heater | 6/30/2012
Bloomfield City Pool | 111 E Park St | Bloomfield | NE | 68718-0157 | Knox | NE22599 | Active | 337521 | 2012 | Raypak | CPPH - Ansi Cpr Fin Pool Heater | Mech. Room | OPHT - Outdoor Pool Heater | 6/30/2027
Crofton Elementary | 1301 W 5th St | Crofton | NE | 68730-4120 | Knox | NE18537 | Exempt 1999 LB-66 |  | 1989 | AO SMITH | AHWH - ANSI/Fired Water Htr | BOILER ROOM | HWSD - Hot Water Dom/Potable | 8/31/2001
Crofton Elementary | 1301 W 5th St | Crofton | NE | 68730-4120 | Knox | NE26237 | Active | 352536 | 2015 | Lochinvar | WTSS - Watertube SS Steel | Boiler Room | HWHT - Hot Water Heat | 1/31/2027
Crofton Elementary | 1301 W 5th St | Crofton | NE | 68730-4120 | Knox | NE26238 | Active | 352533 | 2015 | Lochinvar | WTSS - Watertube SS Steel | Boiler Room | HWHT - Hot Water Heat | 1/31/2027
Crofton Elementary | 1301 W 5th St | Crofton | NE | 68730-4120 | Knox | NE31939 | Scrapped/Junked | n/a | 1961 | Kewanee | FTFB - Firetube-Firebox Boiler | BOILER ROOM | HWHT - Hot Water Heat | 1/31/2016
St Rose Of Lima Parish | 1316 W 5th St | Crofton | NE | 68730-4120 | Knox | NE17456 | Inactive |  | 1992 | DUNKIRK |  | CHURCH BASEMENT | STHT - Steam-Heat | 2/28/2002
St Rose Of Lima Parish | 1316 W 5th St | Crofton | NE | 68730-4120 | Knox | NE31937 | Out of Service |  | 1946 | NATR | CI - Cast Iron | BOILER ROOM | STHT - Steam-Heat | 3/31/2010
Avera Health Creighton Hospital | 1503 Main St | Creighton | NE | 68729-3007 | Knox | NE06362 | Active | 2944 | 2005 | Hurst Boiler & Welding | FTFB - Firetube-Firebox Boiler | NEW ADDITION BLR ROOM | GLYC - Glycol Bldg Heat Sys | 3/31/2027
Avera Health Creighton Hospital | 1503 Main St | Creighton | NE | 68729-3007 | Knox | NE06363 | Active | 2943 | 2005 | Hurst Boiler & Welding | FTFB - Firetube-Firebox Boiler | Hosp Blr Rm | GLYC - Glycol Bldg Heat Sys | 3/31/2027
Avera Health Creighton Hospital | 1503 Main St | Creighton | NE | 68729-3007 | Knox | NE13932 | Active | 4797 | 2007 | CHROMALOX PRECISION HEAT | ELBL - Electric Boiler | BOILER ROOM | STER - Sterilizer | 3/31/2027
Avera Health Creighton Nursing Home | 1603 Main St | Creighton | NE | 68729-2999 | Knox | NE02179 | Scrapped/Junked | o/n 1 | 1965 | Thermo-Pak | WT - Water Tube Boiler | Assisted Lvg Blr Rm | HWHT - Hot Water Heat | 4/30/2022
Avera Health Creighton Nursing Home | 1603 Main St | Creighton | NE | 68729-2999 | Knox | NE18536 | Exempt 1999 LB-66 |  | 1984 | AO SMITH | AHWH - ANSI/Fired Water Htr |  | HWSD - Hot Water Dom/Potable | 8/31/1999
Avera Health Creighton Nursing Home | 1603 Main St | Creighton | NE | 68729-2999 | Knox | NE21577 | Scrapped/Junked | 8917 | 1996 | Aldrich | FTVT - Firetube Vertical TB | Assisted Lvg Blr Rm | HWHT - Hot Water Heat | 4/30/2021
Avera Health Creighton Nursing Home | 1603 Main St | Creighton | NE | 68729-2999 | Knox | NE21578 | Exempt 1999 LB-66 |  | 1996 | AO SMITH | AHWH - ANSI/Fired Water Htr | BOILER ROOM | HWSD - Hot Water Dom/Potable | 8/31/1999
Avera Health Creighton Nursing Home | 1603 Main St | Creighton | NE | 68729-2999 | Knox | NE42180 | Active | 121507 | 2019 | WEIL MCLAIN | FTVT - Firetube Vertical TB | Boiler Room | HWHT - Hot Water Heat | 3/31/2027
Avera Health Creighton Nursing Home | 1603 Main St | Creighton | NE | 68729-2999 | Knox | NE42181 | Active | 121506 | 2019 | WEIL MCLAIN | FTVT - Firetube Vertical TB | Boiler Room | HWHT - Hot Water Heat | 3/31/2027
LUNDBERG MEMORIAL HOSP | 1603 Main St | Creighton | NE | 68729-2999 | KNOX | NE13041 | Inactive | 16213 | 1958 | KEWANEE | FTSM - FTS Marine Dry Back | BOILER ROOM | BSUP - Bldg Heat & Process | 3/31/2007
LUNDBERG MEMORIAL HOSP | 1603 Main St | Creighton | NE | 68729-2999 | KNOX | NE13042 | Scrapped/Junked | 16213 | 1958 | KEWANEE | FTSM - FTS Marine Dry Back | BOILER ROOM | BSUP - Bldg Heat & Process | 4/30/2005
Creighton Elementary School | 1609 Redick Ave | Creighton | NE | 68729-2967 | Knox | NE17269 | Scrapped/Junked | 8465 | 1991 | Rite | FT - Firetube Boiler | boiler room | HWHT - Hot Water Heat | 10/31/2024
Creighton Elementary School | 1609 Redick Ave | Creighton | NE | 68729-2967 | Knox | NE27059 | Active | 382344 | 2016 | Lochinvar | SSCO - SS Coil Boiler | Mechanicla Room | HWHT - Hot Water Heat | 10/31/2026
Creighton Elementary School | 1609 Redick Ave | Creighton | NE | 68729-2967 | Knox | NE27060 | Active | 367967 | 2016 | Lochinvar | SSCO - SS Coil Boiler | Mechanicla Room | HWHT - Hot Water Heat | 10/31/2026
Creighton Elementary School | 1609 Redick Ave | Creighton | NE | 68729-2967 | Knox | NE27061 | Active | 382340 | 2016 | Lochinvar | SSCO - SS Coil Boiler | Mechanicla Room | HWHT - Hot Water Heat | 10/31/2026
Creighton Elementary School | 1609 Redick Ave | Creighton | NE | 68729-2967 | Knox | NE43285 | Active | 589164 | 2023 | Lochinvar | SSCO - SS Coil Boiler | Boiler Room | HWHT - Hot Water Heat | 10/31/2026
Creighton Elementary School | 1609 Redick Ave | Creighton | NE | 68729-2967 | Knox | NE43286 | Active | 593865 | 2023 | Lochinvar | SSCO - SS Coil Boiler | Boiler Room | HWHT - Hot Water Heat | 10/31/2026
Verdigre Public School | 201 S 3rd St | Verdigre | NE | 68783-6186 | Knox | NE22596 | Active | 147659 | 2010 | State Industries | CHWH - ASME/Fired Water Heater | Mech. Room | HWSD - Hot Water Dom/Potable | 11/30/2026
Verdigre Public School | 201 S 3rd St | Verdigre | NE | 68783-6186 | Knox | NE22597 | Active | N/A | 2010 | Aerco | CALU - Cast Aluminum | Roof Mech. | HWHT - Hot Water Heat | 11/30/2026
Verdigre Public School | 201 S 3rd St | Verdigre | NE | 68783-6186 | Knox | NE22598 | Active | N/A | 2010 | Aerco | CALU - Cast Aluminum | Roof Mech. | HWHT - Hot Water Heat | 11/30/2026
Verdigre Public School | 201 S 3rd St | Verdigre | NE | 68783-6186 | Knox | NE31278 | Scrapped/Junked | 37879 | 1984 | Kewanee | FT - Firetube Boiler | BOILER ROOM | STHT - Steam-Heat | 11/30/2012
Verdigre Public School | 201 S 3rd St | Verdigre | NE | 68783-6186 | Knox | NE32880 | Scrapped/Junked | 37962 | 1984 | Kewanee | FT - Firetube Boiler | BOILER ROOM | STHT - Steam-Heat | 11/30/2012
St Mark's Lutheran Church-BMIC #418196 | 202 S 1st St | Bloomfield | NE | 68718-4119 | Knox | NE02196 | Scrapped/Junked | n/a | 1989 | Peerless | CI - Cast Iron | BOILER ROOM | HWHT - Hot Water Heat | 4/30/2012
St Mark's Lutheran Church-BMIC #418196 | 202 S 1st St | Bloomfield | NE | 68718-4119 | Knox | NE22026 | Active | 187360 | 2011 | Burnham | WTSS - Watertube SS Steel | Basement | HWHT - Hot Water Heat | 4/30/2026
St Mark's Lutheran Church-BMIC #418196 | 202 S 1st St | Bloomfield | NE | 68718-4119 | Knox | NE22027 | Active | 183215 | 2011 | Burnham | WTSS - Watertube SS Steel | Basement | HWHT - Hot Water Heat | 4/30/2026
Wausa City Pool | 203 E Clark St | Wausa | NE | 68786-1564 | Knox | NE41595 | Active | 507793 | 2020 | Raypak | CPPH - Ansi Cpr Fin Pool Heater | Outside | OPHT - Outdoor Pool Heater | 6/30/2026
Knox County Courthouse | 206 Main St | Center | NE | 68724-9705 | Knox | NE16971 | Scrapped/Junked |  | 1957 | Weil-Mcclain | CI - Cast Iron | BOILER ROOM | STHT - Steam-Heat | 3/31/2007
Brockhaus Funeral Home | 220 E Main St | Bloomfield | NE | 68718-4403 | Knox | NE23098 | Active | n/a | 1995 | Peerless | CI - Cast Iron | basement | HWHT - Hot Water Heat | 10/31/2026
Niobrara High School | 247 N HWY 12 | Niobrara | NE | 68760-7070 | Knox | NE02178 | Scrapped/Junked |  | 1985 | AOSM | AHWH - ANSI/Fired Water Htr | GYM | HWSD - Hot Water Dom/Potable | 7/31/2010
Niobrara High School | 247 N HWY 12 | Niobrara | NE | 68760-7070 | Knox | NE02199 | Scrapped/Junked | 7844 | 1989 | Burnham | FT - Firetube Boiler | BOILER ROOM | STHT - Steam-Heat | 1/31/2015
Niobrara High School | 247 N HWY 12 | Niobrara | NE | 68760-7070 | Knox | NE19526 | Active | 124383 | 2010 | RHEEM | FTVT - Firetube Vertical TB | Gym Boiler Room | HWSD - Hot Water Dom/Potable | 11/30/2026
Niobrara High School | 247 N HWY 12 | Niobrara | NE | 68760-7070 | Knox | NE25664 | Active | 263308 | 2014 | Lochinvar | FTFB - Firetube-Firebox Boiler | boiler room | HWHT - Hot Water Heat | 11/30/2026
Niobrara High School | 247 N HWY 12 | Niobrara | NE | 68760-7070 | Knox | NE25665 | Active | 263307 | 2014 | Lochinvar | FTFB - Firetube-Firebox Boiler | boiler room | HWHT - Hot Water Heat | 11/30/2026
Niobrara High School | 247 N HWY 12 | Niobrara | NE | 68760-7070 | Knox | NE25666 | Active | 283919 | 2014 | Lochinvar | WTSS - Watertube SS Steel | boiler room | HWSD - Hot Water Dom/Potable | 11/30/2026
Niobrara High School | 247 N HWY 12 | Niobrara | NE | 68760-7070 | Knox | NE27317 | Active | 300428 | 2014 | Lochinvar | WTSS - Watertube SS Steel | Gym Boiler Room | HWSD - Hot Water Dom/Potable | 11/30/2026
Niobrara High School | 247 N HWY 12 | Niobrara | NE | 68760-7070 | Knox | NE32464 | Scrapped/Junked | N/A | 1968 | Kewanee | FTFB - Firetube-Firebox Boiler | GYM | HWHT - Hot Water Heat | 1/31/2015
Niobrara High School | 247 N HWY 12 | Niobrara | NE | 68760-7070 | Knox | NE33583 | Scrapped/Junked | N/A | 1963 | Kewanee | FTFB - Firetube-Firebox Boiler | ELEM BOILER ROOM | STHT - Steam-Heat | 1/31/2015
Moody Motor Company | 251 Spruce Ave | Niobrara | NE | 68760-6102 | Knox | NE14415 | Inactive | 24076 | 1992 | Teledyne & Laars | CPFT - Horiz Cpr Fin Boiler | EQUIP RM | HWHT - Hot Water Heat | 1/31/2000
Thabor Lutheran Church | 300 E Norris St | Wausa | NE | 68786-1570 | Knox | NE07394 | Scrapped/Junked | n/a | 1987 | American Standard | CI - Cast Iron | boiler room | HWHT - Hot Water Heat | 4/30/2022
Thabor Lutheran Church | 300 E Norris St | Wausa | NE | 68786-1570 | Knox | NE43558 | Active | 352854 | 2022 | Lochinvar | WTSS - Watertube SS Steel | Boiler Room | HWHT - Hot Water Heat | 7/31/2026
Thabor Lutheran Church | 300 E Norris St | Wausa | NE | 68786-1570 | Knox | NE43559 | Active | 360742 | 2022 | Lochinvar | WTSS - Watertube SS Steel | Boiler Room | HWHT - Hot Water Heat | 7/31/2026
Bloomfield Good Sam Cnt | 300 N 2nd St | Bloomfield | NE | 68718-3151 | Knox | NE05001 | Scrapped/Junked | 16040 | 1992 | AO SMITH | CHWH - ASME/Fired Water Heater | BOILER ROOM | HWSD - Hot Water Dom/Potable | 4/30/2003
Bloomfield Good Sam Cnt | 300 N 2nd St | Bloomfield | NE | 68718-3151 | Knox | NE10194 | Scrapped/Junked | 112811 | 2007 | AOSM | CHWH - ASME/Fired Water Heater | BASEMENT | HWSD - Hot Water Dom/Potable | 4/30/2016
Bloomfield Good Sam Cnt | 300 N 2nd St | Bloomfield | NE | 68718-3151 | Knox | NE15091 | Scrapped/Junked | 82143 | 2003 | AOSM | CHWH - ASME/Fired Water Heater | NORTH MECH RM | WHRP - Whirlpool Supply | 4/30/2009
Bloomfield Good Sam Cnt | 300 N 2nd St | Bloomfield | NE | 68718-3151 | Knox | NE15982 | Scrapped/Junked | n/a | 1986 | Peerless | CI - Cast Iron | BOILER ROOM | HWSD - Hot Water Dom/Potable | 4/30/2021
Bloomfield Good Sam Cnt | 300 N 2nd St | Bloomfield | NE | 68718-3151 | Knox | NE15983 | Scrapped/Junked | n/a | 1986 | Peerless | CI - Cast Iron | BOILER ROOM | HWHT - Hot Water Heat | 4/30/2021
Bloomfield Good Sam Cnt | 300 N 2nd St | Bloomfield | NE | 68718-3151 | Knox | NE17579 | Scrapped/Junked | 116709 | 2008 | RHEEM | CHWH - ASME/Fired Water Heater | N. Mech. Room | HWSD - Hot Water Dom/Potable | 4/30/2016
Bloomfield Good Sam Cnt | 300 N 2nd St | Bloomfield | NE | 68718-3151 | Knox | NE18984 | Exempt 1999 LB-66 |  | 1994 | AO SMITH | AHWH - ANSI/Fired Water Htr |  | HWSD - Hot Water Dom/Potable | 4/30/2000
Bloomfield Good Sam Cnt | 300 N 2nd St | Bloomfield | NE | 68718-3151 | Knox | NE18985 | Exempt 1999 LB-66 |  | 1988 | AO SMITH | AHWH - ANSI/Fired Water Htr |  | HWSD - Hot Water Dom/Potable | 4/30/2000
Bloomfield Good Sam Cnt | 300 N 2nd St | Bloomfield | NE | 68718-3151 | Knox | NE18986 | Exempt 1999 LB-66 |  | 1988 | AO SMITH | AHWH - ANSI/Fired Water Htr |  | HWSD - Hot Water Dom/Potable | 4/30/1999
Bloomfield Good Sam Cnt | 300 N 2nd St | Bloomfield | NE | 68718-3151 | Knox | NE23034 | Scrapped/Junked | 44431 | 1998 | AO SMITH | CHWH - ASME/Fired Water Heater | N MAINT | HWSD - Hot Water Dom/Potable | 4/30/2004
Bloomfield Good Sam Cnt | 300 N 2nd St | Bloomfield | NE | 68718-3151 | Knox | NE23096 | Scrapped/Junked | 73508 | 2002 | AO SMITH | CHWH - ASME/Fired Water Heater | BOILER ROOM | HWSD - Hot Water Dom/Potable | 4/30/2008
Bloomfield Good Sam Cnt | 300 N 2nd St | Bloomfield | NE | 68718-3151 | Knox | NE29040 | Active | 361210 | 2020 | Lochinvar | CPFT - Horiz Cpr Fin Boiler | Boiler Room | HWHT - Hot Water Heat | 11/30/2026
Bloomfield Good Sam Cnt | 300 N 2nd St | Bloomfield | NE | 68718-3151 | Knox | NE29041 | Active | 359732 | 2020 | Lochinvar | CPFT - Horiz Cpr Fin Boiler | Boiler Room | HWHT - Hot Water Heat | 11/30/2026
Wausa Public Schools | 300 S Bismark St | Wausa | NE | 68786-2038 | Knox | NE16276 | Scrapped/Junked |  | 1990 | AOSM | AHWH - ANSI/Fired Water Htr | LOCKER ROOM | HWSD - Hot Water Dom/Potable | 7/31/2009
Wausa Public Schools | 300 S Bismark St | Wausa | NE | 68786-2038 | Knox | NE17935 | Active | 92800 | 2009 | Lochinvar | WTSS - Watertube SS Steel | HS Boiler Room | HWHT - Hot Water Heat | 12/31/2026
Wausa Public Schools | 300 S Bismark St | Wausa | NE | 68786-2038 | Knox | NE17936 | Active | 92866 | 2009 | Lochinvar | WTSS - Watertube SS Steel | HS Boiler Room | HWHT - Hot Water Heat | 12/31/2026
Wausa Public Schools | 300 S Bismark St | Wausa | NE | 68786-2038 | Knox | NE17937 | Active | 92830 | 2009 | Lochinvar | WTSS - Watertube SS Steel | Elem. Boiler Room | HWHT - Hot Water Heat | 12/31/2026
Wausa Public Schools | 300 S Bismark St | Wausa | NE | 68786-2038 | Knox | NE17938 | Active | 92829 | 2009 | Lochinvar | WTSS - Watertube SS Steel | Elem. Boiler Room | HWHT - Hot Water Heat | 12/31/2026
Wausa Public Schools | 300 S Bismark St | Wausa | NE | 68786-2038 | Knox | NE26706 | Scrapped/Junked | 19681 | 2016 | Aldrich | FTHT - Firetube Horizontal | BOILER ROOM | STHT - Steam-Heat | 12/31/2019
Wausa Public Schools | 300 S Bismark St | Wausa | NE | 68786-2038 | Knox | NE26707 | Scrapped/Junked | 19682 | 2016 | Aldrich | FTHT - Firetube Horizontal | BOILER ROOM | STHT - Steam-Heat | 12/31/2019
Wausa Public Schools | 300 S Bismark St | Wausa | NE | 68786-2038 | Knox | NE32486 | Scrapped/Junked | N/A | 1981 | Kewanee | FTFB - Firetube-Firebox Boiler | BOILER ROOM | STHT - Steam-Heat | 12/31/2016
Wausa Public Schools | 300 S Bismark St | Wausa | NE | 68786-2038 | Knox | NE33808 | Scrapped/Junked |  | 1960 | KEWA | FTFB - Firetube-Firebox Boiler | BOILER ROOM | HWHT - Hot Water Heat | 7/31/2009
ST ANDREWS PARISH | 304 S McNamara St | Bloomfield | NE | 68718-3002 | KNOX | NE23100 | Exempt |  | 1991 | SLANT FIN |  | BASEMENT | HWHT - Hot Water Heat | 10/31/2007
Bloomfield Community High School | 311 E Benton | Bloomfield | NE | 68718 | Knox | NE19094 | Active | 137882 | 2010 | Lochinvar | WTSS - Watertube SS Steel | Room 25 | GLYC - Glycol Bldg Heat Sys | 11/30/2026
Bloomfield Community High School | 311 E Benton | Bloomfield | NE | 68718 | Knox | NE19095 | Active | 133722 | 2010 | Lochinvar | WTSS - Watertube SS Steel | Gym Mech. Room | GLYC - Glycol Bldg Heat Sys | 11/30/2026
Bloomfield Community High School | 311 E Benton | Bloomfield | NE | 68718 | Knox | NE19096 | Active | 137894 | 2010 | Lochinvar | WTSS - Watertube SS Steel | Boiler room #2 | HWHP - Hot Water Heat & Nonpotable | 11/30/2026
Bloomfield Community High School | 311 E Benton | Bloomfield | NE | 68718 | Knox | NE19097 | Active | 133723 | 2010 | Lochinvar | WTSS - Watertube SS Steel | Boiler room | HWHP - Hot Water Heat & Nonpotable | 11/30/2026
Bloomfield Community High School | 311 E Benton | Bloomfield | NE | 68718 | Knox | NE20941 | Active | 194053 | 2011 | Lochinvar | WTSS - Watertube SS Steel | Boiler Room #1 | HWHT - Hot Water Heat | 11/30/2026
Bloomfield Community High School | 311 E Benton | Bloomfield | NE | 68718 | Knox | NE20942 | Active | 194054 | 2011 | Lochinvar | WTSS - Watertube SS Steel | Boiler Room #1 | HWHT - Hot Water Heat | 11/30/2026
Bloomfield Community High School | 311 E Benton | Bloomfield | NE | 68718 | Knox | NE20943 | Active | 194023 | 2011 | Lochinvar | WTSS - Watertube SS Steel | Boiler Room #1 | HWHT - Hot Water Heat | 11/30/2026
Bloomfield Community High School | 311 E Benton | Bloomfield | NE | 68718 | Knox | NE23010 | Scrapped/Junked | N/A | 1997 | Peerless | CI - Cast Iron | BOILER ROOM | STHT - Steam-Heat | 1/31/2017
Bloomfield Community High School | 311 E Benton | Bloomfield | NE | 68718 | Knox | NE26992 | Active | 373528 | 2016 | Lochinvar | WTSS - Watertube SS Steel | SHOP AREA | HWSD - Hot Water Dom/Potable | 11/30/2026
Bloomfield Community High School | 311 E Benton | Bloomfield | NE | 68718 | Knox | NE33648 | Scrapped/Junked | N/A | 1961 | KEWA | FT - Firetube Boiler | BOILER ROOM | STHT - Steam-Heat | 1/31/2011
Bloomfield Community High School | 311 E Benton | Bloomfield | NE | 68718 | Knox | NE33649 | Scrapped/Junked | N/A | 1961 | KEWA | FT - Firetube Boiler | BOILER ROOM | STHT - Steam-Heat | 1/31/2011
Bloomfield Community High School | 311 E Benton | Bloomfield | NE | 68718 | Knox | NE42182 | Active | 253048 | 2021 | PVI Industries | CHWH - ASME/Fired Water Heater | New Boiler Room | HWSD - Hot Water Dom/Potable | 11/30/2026
Bloomfield Community High School | 311 E Benton | Bloomfield | NE | 68718 | Knox | NE42183 | Active | 234657 | 2021 | PVI Industries | CHWH - ASME/Fired Water Heater | New Boiler Room | HWSD - Hot Water Dom/Potable | 11/30/2026
BLOOMFIELD COMMUNITY SCHOOL | 311 E BENTON | BLOOMFIELD | NE | 68718 | KNOX | NE32456 | Scrapped/Junked |  | 1961 | MARKET FORGE INDUSTRIES | FTNF - Firetube Flueless | KITCHEN | 0021 - Steam Supp Cooker/Kettle | 8/31/2000
Springs Motel | 407 W Main St | Bloomfield | NE | 68718-4140 | KNOX | NE23061 | Exempt |  | 1976 | AMERICAN STANDARD |  | BOILER ROOM | HWHT - Hot Water Heat | 4/30/2008
Springs Motel | 407 W Main St | Bloomfield | NE | 68718-4140 | KNOX | NE23062 | Out of Service | n/a | 1976 | AOSM | COBL - Coil Type Boiler | BOILER ROOM | HWHT - Hot Water Heat | 4/30/2014
Michael Foods | 54080 Highway 84 | Bloomfield | NE | 68718-3097 | Knox | NE08839 | Scrapped/Junked | 98155 | 1991 | Frick | UFPV - Unfired Pressure Vessel | COMPRESSOR ROOM | SEPR - Separator | 7/31/2021
Michael Foods | 54080 Highway 84 | Bloomfield | NE | 68718-3097 | Knox | NE08840 | Scrapped/Junked | 98157 | 1991 | Frick | UFPV - Unfired Pressure Vessel | COMPRESSOR ROOM | SEPR - Separator | 7/31/2021
Michael Foods | 54080 Highway 84 | Bloomfield | NE | 68718-3097 | Knox | NE16826 | Active | n/a | 1990 | Burnham | FTFB - Firetube-Firebox Boiler | BOILER ROOM | HWHT - Hot Water Heat | 7/31/2026
Michael Foods | 54080 Highway 84 | Bloomfield | NE | 68718-3097 | Knox | NE16827 | Active | n/a | 1990 | Burnham | FTFB - Firetube-Firebox Boiler | BOILER ROOM | HWHT - Hot Water Heat | 7/31/2026
Michael Foods | 54080 Highway 84 | Bloomfield | NE | 68718-3097 | Knox | NE16828 | Active | n/a | 1990 | Burnham | FTFB - Firetube-Firebox Boiler | BOILER ROOM | HWHT - Hot Water Heat | 7/31/2026
Michael Foods | 54080 Highway 84 | Bloomfield | NE | 68718-3097 | Knox | NE16841 | Active | 8379 | 1991 | Johnston Boiler Co. | FTSM - FTS Marine Dry Back | BOILER ROOM | PROC - Process Steam | 7/31/2026
ADH Grain Processors | 54308 887 Road | Bloomfield | NE | 68718 | Knox | NE42115 | Active | 10890 | 2022 | Williams & Davis | FTSM - FTS Marine Dry Back | Boiler Plant | PROC - Process Steam | 1/31/2027
ALPINE RETIREMENT CENTER | 702 James St | Verdigre | NE | 68783-6022 | KNOX | NE05667 | Exempt 1999 LB-66 |  | 1984 | AO SMITH | AHWH - ANSI/Fired Water Htr | FURNACE ROOM | HWSD - Hot Water Dom/Potable | 10/31/1999
ALPINE RETIREMENT CENTER | 702 James St | Verdigre | NE | 68783-6022 | KNOX | NE39171 | Scrapped/Junked |  | 1986 | AMERICAN APPLIANCE | AHWH - ANSI/Fired Water Htr | MACHINERY RM | HWSD - Hot Water Dom/Potable | 10/31/2006
ALPINE RETIREMENT CENTER | 702 James St | Verdigre | NE | 68783-6022 | KNOX | NE39172 | Scrapped/Junked |  | 1978 | AO SMITH | AHWH - ANSI/Fired Water Htr | MACHINERY RM | HWSD - Hot Water Dom/Potable | 10/31/2006
Vacant Building | 703 S Vivian St | Wausa | NE | 68786-2036 | Knox | NE10195 | Exempt | 969 | 2007 | RIVERSIDE HYDRONICS | CPFH - Copper Fin Water Heater | BOILER ROON | HWHT - Hot Water Heat | 4/30/2019
Vacant Building | 703 S Vivian St | Wausa | NE | 68786-2036 | Knox | NE10196 | Exempt | 968 | 2007 | RIVERSIDE HYDRONICS | COBL - Coil Type Boiler | BOILER ROOM | HWHT - Hot Water Heat | 4/30/2019
Vacant Building | 703 S Vivian St | Wausa | NE | 68786-2036 | Knox | NE34863 | Scrapped/Junked | 39248 | 1983 | KEWANEE | FTFB - Firetube-Firebox Boiler | BOILER ROOM | HWHT - Hot Water Heat | 4/30/2007
Vacant Building | 703 S Vivian St | Wausa | NE | 68786-2036 | Knox | NE34864 | Scrapped/Junked |  | 1964 | KEWANEE | FTFB - Firetube-Firebox Boiler | BOILER ROOM | HWHT - Hot Water Heat | 4/30/2007
BOB FUCHTMAN | 706 Main St | Creighton | NE | 68729-4002 | KNOX | NE00833 | Inactive | 1832 | 1948 | BRYAN STEAM LLC | WT - Water Tube Boiler |  | PROC - Process Steam | 4/30/1991
BUILDING | 715 Main St | Creighton | NE | 68729-4002 | KNOX | NE10683 | Scrapped/Junked | 45130 | 1995 | PARKER BOILER CO | WT - Water Tube Boiler | REAR OF PLANT | PROC - Process Steam | 7/31/2006
BROCKHAUS FUNERAL HOME | 824 Main St | Creighton | NE | 68729-4003 | KNOX | NE18507 | Inactive |  | 1982 | DUNKIRK |  | BASEMENT | HWHT - Hot Water Heat | 10/31/2003
Crofton High School | 89048 Hwy 121 | Crofton | NE | 68730-3256 | Knox | NE17263 | Active | 7103 | 1991 | ALES | FTVT - Firetube Vertical TB | MECH ROOM | HWHT - Hot Water Heat | 1/31/2027
Crofton High School | 89048 Hwy 121 | Crofton | NE | 68730-3256 | Knox | NE17264 | Active | 7106 | 1991 | ALES | FTVT - Firetube Vertical TB | MECH ROOM | HWHT - Hot Water Heat | 1/31/2027
Crofton High School | 89048 Hwy 121 | Crofton | NE | 68730-3256 | Knox | NE17265 | Active | 7104 | 1991 | ALES | FTVT - Firetube Vertical TB | BOILER ROOM | HWHT - Hot Water Heat | 1/31/2027
Crofton High School | 89048 Hwy 121 | Crofton | NE | 68730-3256 | Knox | NE17266 | Active | 7105 | 1991 | ALES | FTVT - Firetube Vertical TB | MECH ROOM | HWHT - Hot Water Heat | 1/31/2027
Crofton High School | 89048 Hwy 121 | Crofton | NE | 68730-3256 | Knox | NE17267 | Active | n/a | 1989 | AOSM | AHWH - ANSI/Fired Water Htr | BOILER ROOM | HWSD - Hot Water Dom/Potable | 1/31/2027
Crofton High School | 89048 Hwy 121 | Crofton | NE | 68730-3256 | Knox | NE17268 | Active | n/a | 1989 | AOSM | AHWH - ANSI/Fired Water Htr | BOILER ROOM | HWSD - Hot Water Dom/Potable | 1/31/2027
Crofton High School | 89048 Hwy 121 | Crofton | NE | 68730-3256 | Knox | NE18532 | Exempt 1999 LB-66 |  | 1991 | AO SMITH | AHWH - ANSI/Fired Water Htr | MECH ROOM | HWSD - Hot Water Dom/Potable | 8/31/2000
Crofton High School | 89048 Hwy 121 | Crofton | NE | 68730-3256 | Knox | NE31938 | Inactive |  | 1950 | WEIL MCLAIN |  |  | STHT - Steam-Heat | 8/31/1992
Niobrara State Park Pool | Hwy 12 | Niobrara | NE | 68760 | Knox | NE00306 | Out of Service | 70578 | 1996 | Teledyne Laars | CPFT - Horiz Cpr Fin Boiler | OUTSIDE | OPHT - Outdoor Pool Heater | 5/31/2014
CREIGHTON LOCKER | MAIN ST | CREIGHTON | NE | 68279 | KNOX | NE16529 | Exempt 1999 LB-66 |  | 1977 | VULCAN | AHWH - ANSI/Fired Water Htr | SAUSAGE RM | HWSP - Hot Water Non Potable Supply | 4/30/2000
NORCO MILL OF BLOOMFIELD | PO Box 148 | Bloomfield | NE | 68718-0148 | KNOX | NE03545 | Inactive | 2806 | 1968 | SUPERIOR BOILERWORKS | FT - Firetube Boiler | BOILER ROOM | PROC - Process Steam | 8/31/1994
VIKING ALFALFA PRODUCTS | PO Box 219 | Wausa | NE | 68786-0219 | KNOX | NE03369 | Inactive | 97 | 1962 | HIGHLANDER | FT - Firetube Boiler | BOILER ROOM | PROC - Process Steam | 4/30/1988
LEWIS AND CLARK NRD | PO Box 518 | Hartington | NE | 68739-0518 | KNOX | NE02198 | Inactive |  | 1971 | KEWANEE | FT - Firetube Boiler | CROFTON | PROC - Process Steam | 10/31/1992
WAUSA LOCKERS | UNKNOWN | WAUSA | NE | 68786 | KNOX | NE16528 | Inactive |  | 1958 | HOMEMADE | FT - Firetube Boiler | SAUSAGE RM | HWSP - Hot Water Non Potable Supply | 10/31/1992
VERDIGRE MEAT & LOCKER | UNKNOWN | VERDIGRE | NE | 68783 | KNOX | NE13051 | Inactive | 17038 | 1974 | PM LATTNER MFR COMPANY | FT - Firetube Boiler | BOILER ROOM | PROC - Process Steam | 8/31/1986
Wildwood Acres Park Pool | Wildwood Acres | Verdigre | NE | 68783 | Knox | NE00098 | Scrapped/Junked | 82116 | 1998 | Teledyne & Laars | CPFT - Horiz Cpr Fin Boiler | Filter Room | OPHT - Outdoor Pool Heater | 6/30/2015
Wildwood Acres Park Pool | Wildwood Acres | Verdigre | NE | 68783 | Knox | NE06620 | Inactive | 152886 | 2005 | WTRP | CPFT - Horiz Cpr Fin Boiler | HEATER ROOM | OPHT - Outdoor Pool Heater | 8/31/2015
BISHOPS BUFFET | #80, GATEWAY SHOP CNTR | LINCOLN | NE | 68505 | LANCASTER | NE11640 | Scrapped/Junked |  | 1974 | SELLERS | FT - Firetube Boiler | BOILER ROOM | PROC - Process Steam | 11/30/1996
Talent Plus | 1 Talent Plus Way | Lincoln | NE | 68506-5987 | Lancaster | NE02518 | Out of Service | 13288 | 2004 | Aldrich Co./L.E.S., Inc. | FTVT - Firetube Vertical TB | 3rd Floor BLRM | HHHP - Hotwater Heat & Heat Pump | 3/31/2023
Talent Plus | 1 Talent Plus Way | Lincoln | NE | 68506-5987 | Lancaster | NE02519 | Out of Service | 13289 | 2004 | Aldrich Co./L.E.S., Inc. | FTVT - Firetube Vertical TB | 3rd Floor BLRM | HHHP - Hotwater Heat & Heat Pump | 3/31/2025
Talent Plus | 1 Talent Plus Way | Lincoln | NE | 68506-5987 | Lancaster | NE43864 | Active | 631719 | 2025 | Lochinvar | FTSS - Firetube Stainless Steel | 3rd floor mechanical room | HWHT - Hot Water Heat | 12/31/2025
Talent Plus | 1 Talent Plus Way | Lincoln | NE | 68506-5987 | Lancaster | NE43865 | Active | 630767 | 2024 | Lochinvar | FTSS - Firetube Stainless Steel | 3rd floor mechanical room | HWHT - Hot Water Heat | 12/31/2025
Talent Plus | 1 Talent Plus Way | Lincoln | NE | 68506-5987 | Lancaster | NE43866 | Active | 630773 | 2024 | Lochinvar | FTSS - Firetube Stainless Steel | 3rd floor mechanical room | HWHT - Hot Water Heat | 12/31/2025
Talent Plus | 1 Talent Plus Way | Lincoln | NE | 68506-5987 | Lancaster | NE43867 | Active | 631720 | 2025 | Lochinvar | FTSS - Firetube Stainless Steel | 3rd floor mechanical room | HWHT - Hot Water Heat | 12/31/2025
Centerstone Condominiums | 100 N 12th St | Lincoln | NE | 68508-1410 | Lancaster | NE04145 | Out of Service | n/a | 1984 | Burnham | CI - Cast Iron | BASEMENT | STHX - Steam to HWSD Heat Exchanger | 2/28/2026
Centerstone Condominiums | 100 N 12th St | Lincoln | NE | 68508-1410 | Lancaster | NE04146 | Active | n/a | 1984 | Burnham | CI - Cast Iron | BASEMENT | STHT - Steam-Heat | 2/28/2027
US Bank - Lincoln 56th | 100 N 56th St | Lincoln | NE | 68504-3581 | Lancaster | NE35275 | Active | n/a | 1974 | Kewanee | FTFB - Firetube-Firebox Boiler | Blr Rm | HWHT - Hot Water Heat | 5/31/2026
RYDER SYSTEMS | 100 P St | Lincoln | NE | 68508-2327 | LANCASTER | NE04135 | Inactive | 1305 | 1986 | KELCO | FT - Firetube Boiler | WASH ROOM | PROC - Process Steam | 9/30/1995
The Crossroads House | 1000 O St | Lincoln | NE | 68508-3664 | Lancaster | NE30579 | Scrapped/Junked | 7912 | 1994 | ALES | FTVT - Firetube Vertical TB | BASEMENT BOILER ROOM | HWHT - Hot Water Heat | 12/31/2022
The Crossroads House | 1000 O St | Lincoln | NE | 68508-3664 | Lancaster | NE30580 | Scrapped/Junked | 7901 | 1994 | ALES | FTVT - Firetube Vertical TB | BASEMENT BOILER ROOM | HWSD - Hot Water Dom/Potable | 12/31/2023
The Crossroads House | 1000 O St | Lincoln | NE | 68508-3664 | Lancaster | NE37655 | Inactive |  | 1973 | KEWANEE | FT - Firetube Boiler | BOILER ROOM 2 | STHT - Steam-Heat | 5/31/1992
The Crossroads House | 1000 O St | Lincoln | NE | 68508-3664 | Lancaster | NE42066 | Active | 16716 | 2021 | Riello | WT - Water Tube Boiler | Basement | HWHT - Hot Water Heat | 12/31/2026
The Crossroads House | 1000 O St | Lincoln | NE | 68508-3664 | Lancaster | NE42067 | Active | 16708 | 2021 | Riello | WT - Water Tube Boiler | Basement | HWHT - Hot Water Heat | 12/31/2026
The Crossroads House | 1000 O St | Lincoln | NE | 68508-3664 | Lancaster | NE42068 | Active | 16687 | 2021 | Riello | WT - Water Tube Boiler | Basement | HWHT - Hot Water Heat | 12/31/2026
The Crossroads House | 1000 O St | Lincoln | NE | 68508-3664 | Lancaster | NE42111 | Active | 111282 | 2020 | PVI Industries | CHWH - ASME/Fired Water Heater | Boiler Room | HWSD - Hot Water Dom/Potable | 12/31/2026
The Crossroads House | 1000 O St | Lincoln | NE | 68508-3664 | Lancaster | NE42112 | Active | 105618 | 2020 | PVI Industries | CHWH - ASME/Fired Water Heater | Boiler Room | HWSD - Hot Water Dom/Potable | 12/31/2026
Centerpointe Inc | 1000 S 13th St | Lincoln | NE | 68508-3533 | Lancaster | NE19603 | Out of Service | N/A | 1970 | American Standard | CI - Cast Iron | BASEMENT | STHT - Steam-Heat | 3/31/2023
East High School | 1000 S 70th St | Lincoln | NE | 68510-4217 | Lancaster | NE05823 | Active | 8636 | 1996 | Les Inc/Aldrich Co | FTVT - Firetube Vertical TB | LOWER LEVEL BOILER ROOM | GLYC - Glycol Bldg Heat Sys | 11/30/2026
East High School | 1000 S 70th St | Lincoln | NE | 68510-4217 | Lancaster | NE05824 | Active | 8634 | 1996 | Les Inc/Aldrich Co | FTVT - Firetube Vertical TB | LOWER LEVEL BOILER ROOM | GLYC - Glycol Bldg Heat Sys | 11/30/2026
East High School | 1000 S 70th St | Lincoln | NE | 68510-4217 | Lancaster | NE15384 | Active | 17407 | 2008 | Aldrich | FTVT - Firetube Vertical TB | Boiler Room | GLYC - Glycol Bldg Heat Sys | 11/30/2026
East High School | 1000 S 70th St | Lincoln | NE | 68510-4217 | Lancaster | NE15385 | Active | 17408 | 2008 | Aldrich | FTVT - Firetube Vertical TB | Boiler Room | GLYC - Glycol Bldg Heat Sys | 11/30/2026
East High School | 1000 S 70th St | Lincoln | NE | 68510-4217 | Lancaster | NE15386 | Active | 17409 | 2008 | Aldrich | FTVT - Firetube Vertical TB | Boiler Room | GLYC - Glycol Bldg Heat Sys | 11/30/2026
East High School | 1000 S 70th St | Lincoln | NE | 68510-4217 | Lancaster | NE15387 | Active | 17410 | 2008 | Aldrich | FTVT - Firetube Vertical TB | Boiler Room | GLYC - Glycol Bldg Heat Sys | 11/30/2026
East High School | 1000 S 70th St | Lincoln | NE | 68510-4217 | Lancaster | NE32359 | Scrapped/Junked | N/A | 1969 | Kewanee | FTFB - Firetube-Firebox Boiler | BOILER ROOM | STHT - Steam-Heat | 2/28/2010
East High School | 1000 S 70th St | Lincoln | NE | 68510-4217 | Lancaster | NE33590 | Scrapped/Junked | N/A | 1967 | KEWANEE | FTFB - Firetube-Firebox Boiler | BOILER ROOM | STHT - Steam-Heat | 2/28/2009
East High School | 1000 S 70th St | Lincoln | NE | 68510-4217 | Lancaster | NE33591 | Scrapped/Junked | N/A | 1967 | KEWA | FTFB - Firetube-Firebox Boiler | BOILER ROOM | STHT - Steam-Heat | 2/28/2010
East High School | 1000 S 70th St | Lincoln | NE | 68510-4217 | Lancaster | NE37740 | Scrapped/Junked | 19354 | 1977 | MARKET FORGE INDUSTRIES | FT - Firetube Boiler | BOILER ROOM | 0021 - Steam Supp Cooker/Kettle | 3/31/2002
Pinnacle Fitness | 1000 W O St | Lincoln | NE | 68528-1300 | Lancaster | NE14948 | Scrapped/Junked | n/a | 1950 | USRA | CI - Cast Iron | BASEMENT | HWHT - Hot Water Heat | 9/30/2019
Westfall Elementary School | 10000 NW 112th St | Malcolm | NE | 68402-9561 | Lancaster | NE23849 | Scrapped/Junked | 56728 | 1998 | Market Forge | ELBL - Electric Boiler | KITCHEN | 0021 - Steam Supp Cooker/Kettle | 3/31/2015
Westfall Elementary School | 10000 NW 112th St | Malcolm | NE | 68402-9561 | Lancaster | NE34510 | Active | 363 | 1980 | AOSM | ELWH - Electric Water Heater | BOILER ROOM | HWSD - Hot Water Dom/Potable | 3/31/2027
Malcolm High School | 10002 NW 112th St | Malcolm | NE | 68402-9561 | Lancaster | NE09540 | Active | 9695 | 1998 | Precision | ELWH - Electric Water Heater | PENTHOUSE | HWSD - Hot Water Dom/Potable | 3/31/2027
Malcolm High School | 10002 NW 112th St | Malcolm | NE | 68402-9561 | Lancaster | NE09541 | Active | 9812 | 1998 | ALES | FTVT - Firetube Vertical TB | PENTHOUSE | HWHT - Hot Water Heat | 3/31/2027
Malcolm High School | 10002 NW 112th St | Malcolm | NE | 68402-9561 | Lancaster | NE09542 | Active | 9813 | 1998 | ALES | FTVT - Firetube Vertical TB | PENTHOUSE | HWHT - Hot Water Heat | 3/31/2027
OFFICE BUILDING | 1001 O St | Lincoln | NE | 68508-3631 | LANCASTER | NE11493 | Inactive | 2508 | 1975 | HYDRO STEAM IND INC | ELBL - Electric Boiler | BASEMENT MECH RM | STHT - Steam-Heat | 8/31/1992
Emerald Nursing and Rehab Lancaster | 1001 South St | Lincoln | NE | 68502-2251 | LANCASTER | NE03682 | Inactive | 20663 | 1986 | BRYAN STEAM LLC | WT - Water Tube Boiler | BOILER ROOM | PROC - Process Steam | 6/30/1994
Emerald Nursing and Rehab Lancaster | 1001 South St | Lincoln | NE | 68502-2251 | LANCASTER | NE04105 | Active | 39152 | 1986 | Kewanee | FTSM - FTS Marine Dry Back | BOILER ROOM | STHT - Steam-Heat | 12/31/2026
Emerald Nursing and Rehab Lancaster | 1001 South St | Lincoln | NE | 68502-2251 | LANCASTER | NE37244 | Active | 38515 | 1986 | Kewanee | FTSM - FTS Marine Dry Back | BOILER ROOM | STHT - Steam-Heat | 12/31/2026
Emerald Nursing and Rehab Lancaster | 1001 South St | Lincoln | NE | 68502-2251 | LANCASTER | NE37489 | Inactive | 38758 | 1986 | CLEVELAND RANGE | ELBL - Electric Boiler |  | 0021 - Steam Supp Cooker/Kettle | 6/30/1994
City of Lincoln, Nebraska Senior Center | 1005 O St | Lincoln | NE | 68508-3611 | Lancaster | NE01412 | Scrapped/Junked | 26392 | 1989 | Bryan | ELBL - Electric Boiler | Penthouse | HWHT - Hot Water Heat | 11/30/2024
DOWNTOWN SENIOR CENTER | 1005 O St | Lincoln | NE | 68508-3611 | LANCASTER | NE04878 | Scrapped/Junked | 136437 | 1989 | GROEN/DIV OF DOVER IND | COOK - Fired Cooker | CTR KITCHEN | COOK - Cooker/Kettle | 8/31/1999
1 Landmark Centre | 1010 Lincoln Mall | Lincoln | NE | 68508-2818 | Lancaster | NE10380 | Scrapped/Junked | 12037 | 2002 | Aldrich | FTVT - Firetube Vertical TB | PENTHOUSE - B3 | HWHT - Hot Water Heat | 2/28/2022
1 Landmark Centre | 1010 Lincoln Mall | Lincoln | NE | 68508-2818 | Lancaster | NE10381 | Scrapped/Junked | 12041 | 2002 | Aldrich | FTVT - Firetube Vertical TB | PENTHOUSE - B2 | HWHT - Hot Water Heat | 2/28/2022
1 Landmark Centre | 1010 Lincoln Mall | Lincoln | NE | 68508-2818 | Lancaster | NE10382 | Scrapped/Junked | 12038 | 2002 | Aldrich | FTVT - Firetube Vertical TB | PENTHOUSE - B1 | HWHT - Hot Water Heat | 2/28/2022
1 Landmark Centre | 1010 Lincoln Mall | Lincoln | NE | 68508-2818 | Lancaster | NE41435 | Active | 473537 | 2019 | Peerless | WTSS - Watertube SS Steel | Boiler Room | HWHT - Hot Water Heat | 11/30/2026
1 Landmark Centre | 1010 Lincoln Mall | Lincoln | NE | 68508-2818 | Lancaster | NE41436 | Active | 473538 | 2019 | Peerless | WTSS - Watertube SS Steel | Boiler Room | HWHT - Hot Water Heat | 11/30/2026
1 Landmark Centre | 1010 Lincoln Mall | Lincoln | NE | 68508-2818 | Lancaster | NE41437 | Active | 485118 | 2019 | Peerless | WTSS - Watertube SS Steel | Boiler Room | HWHT - Hot Water Heat | 11/30/2026
1 Landmark Centre | 1010 Lincoln Mall | Lincoln | NE | 68508-2818 | Lancaster | NE41438 | Active | 485117 | 2019 | Peerless | WTSS - Watertube SS Steel | Boiler Room | HWHT - Hot Water Heat | 11/30/2026
HOLIDAY INN | 1010 W Bond St | Lincoln | NE | 68521-3629 | LANCASTER | NE40021 | Exempt 1999 LB-66 |  | 1997 | AO SMITH | AHWH - ANSI/Fired Water Htr | BOILER ROOM | HWSD - Hot Water Dom/Potable | 12/31/1999
HOLIDAY INN | 1010 W Bond St | Lincoln | NE | 68521-3629 | LANCASTER | NE40022 | Exempt 1999 LB-66 |  | 1997 | AO SMITH | AHWH - ANSI/Fired Water Htr | BOILER ROOM | HWSD - Hot Water Dom/Potable | 12/31/1999
RIS Apartments | 1013 A St | Lincoln | NE | 68502-1596 | Lancaster | NE08857 | Active | N/A | 1967 | American-Standard | CI - Cast Iron | Basement - Laundry Room | HWHT - Hot Water Heat | 2/28/2021
St Andrews Lutheran Church | 1015 Lancaster Ln | Lincoln | NE | 68505-2117 | Lancaster | NE04137 | Scrapped/Junked | 6922 | 1963 | KEWANEE | FTFB - Firetube-Firebox Boiler | BOILER ROOM | HWHT - Hot Water Heat | 10/31/2006
St Andrews Lutheran Church | 1015 Lancaster Ln | Lincoln | NE | 68505-2117 | Lancaster | NE07538 | Active | 22129 | 2005 | HTPI | WT - Water Tube Boiler | BOILER ROOM | HWHT - Hot Water Heat | 12/31/2026
St Andrews Lutheran Church | 1015 Lancaster Ln | Lincoln | NE | 68505-2117 | Lancaster | NE07539 | Active | 21522 | 2005 | HTPI | WT - Water Tube Boiler | BOILER ROOM | HWHT - Hot Water Heat | 12/31/2026
Burden Enterprises (Surplus Center) | 1015 W O St | Lincoln | NE | 68528-1322 | Lancaster | NE26520 | Active | N/A | 2008 | Peerless | CI - Cast Iron | Mech. Room | HWHT - Hot Water Heat | 9/30/2026
Randolph Elementary | 1024 S 37th St | Lincoln | NE | 68510-3508 | Lancaster | NE05445 | Scrapped/Junked |  | 1988 | AO SMITH | AHWH - ANSI/Fired Water Htr | RANDOLPH | HWSD - Hot Water Dom/Potable | 6/30/2000
Randolph Elementary | 1024 S 37th St | Lincoln | NE | 68510-3508 | Lancaster | NE05446 | Scrapped/Junked |  | 1988 | AO SMITH | AHWH - ANSI/Fired Water Htr | RANDOLPH | HWSD - Hot Water Dom/Potable | 6/30/2000
Randolph Elementary | 1024 S 37th St | Lincoln | NE | 68510-3508 | Lancaster | NE05447 | Scrapped/Junked |  | 1988 | AO SMITH | AHWH - ANSI/Fired Water Htr | RANDOLPH | HWSD - Hot Water Dom/Potable | 6/30/2000
Randolph Elementary | 1024 S 37th St | Lincoln | NE | 68510-3508 | Lancaster | NE06512 | Active | 13705 | 2004 | Les Inc/Aldrich Co | FTVT - Firetube Vertical TB | BOILER ROOM | GLYC - Glycol Bldg Heat Sys | 11/30/2026
Randolph Elementary | 1024 S 37th St | Lincoln | NE | 68510-3508 | Lancaster | NE06513 | Active | 13708 | 2004 | Les Inc/Aldrich Co | FTVT - Firetube Vertical TB | BOILER ROOM | GLYC - Glycol Bldg Heat Sys | 11/30/2026
Randolph Elementary | 1024 S 37th St | Lincoln | NE | 68510-3508 | Lancaster | NE06514 | Scrapped/Junked | 48077 | 2005 | Crown | COOK - Fired Cooker | KITCHEN | COOK - Cooker/Kettle | 2/28/2013
Randolph Elementary | 1024 S 37th St | Lincoln | NE | 68510-3508 | Lancaster | NE30248 | Scrapped/Junked |  | 1963 | KEWANEE | FT - Firetube Boiler | BOILER ROOM | STHT - Steam-Heat | 2/28/2005
Randolph Elementary | 1024 S 37th St | Lincoln | NE | 68510-3508 | Lancaster | NE30877 | Scrapped/Junked | 40475 | 1987 | KEWANEE | FT - Firetube Boiler | BOILER ROOM | STHT - Steam-Heat | 2/28/2005
Kenl Inn Inc | 10241 Old Cheney Rd | Lincoln | NE | 68526-9423 | Lancaster | NE12168 | Active | 149626 | 2002 | Lochinvar | CPFT - Horiz Cpr Fin Boiler | WEST BUILDING | HWHF - Hot Water Heat-Floor | 1/31/2027
Apartment Building | 1025 C St | Lincoln | NE | 68502-1253 | Lancaster | NE08520 | Inactive | N/A | 1989 | Peerless | CI - Cast Iron | BASEMENT LAUNDRY RM | HWHT - Hot Water Heat | 2/28/2019
Chateau Lafleur Apartments | 1025 N 63rd St | Lincoln | NE | 68505-2294 | Lancaster | NE27675 | Active | 88975 | 2012 | TDC Manufacturing Co | ELBL - Electric Boiler | MECH ROOM | HWHS - Hotwater Heat Sidewalks | 1/31/2027
Nieto Apartments | 1029 C St | Lincoln | NE | 68502-1254 | Lancaster | NE08521 | Inactive |  | 1967 | CRAN | CI - Cast Iron | BASEMENT LAUNDRY RM | HWHT - Hot Water Heat | 3/31/2006
Waverly City Pool | 10311 Holly Dr | Waverly | NE | 68462 | Lancaster | NE06940 | Inactive | 165738 | 2006 | Teledyne & Laars | CPFT - Horiz Cpr Fin Boiler | BOILER ROOM | OPHT - Outdoor Pool Heater | 6/30/2015
Waverly City Pool | 10311 Holly Dr | Waverly | NE | 68462 | Lancaster | NE21552 | Scrapped/Junked | 64872 | 1996 | TELEDYNE LAARS | CPFT - Horiz Cpr Fin Boiler | BOILER ROOM | OPHT - Outdoor Pool Heater | 6/30/2006
CITY OF WAVERLY | 10322 HOLLY DR | WAVERLY | NE | 68462 | LANCASTER | NE18114 | Scrapped/Junked |  | 1981 | AO SMITH | AHWH - ANSI/Fired Water Htr |  | HWSD - Hot Water Dom/Potable | 5/31/1996
CITY OF WAVERLY | 10322 HOLLY DR | WAVERLY | NE | 68462 | LANCASTER | NE18115 | Scrapped/Junked | 3039 | 1975 | TELEDYNE LAARS | CPFT - Horiz Cpr Fin Boiler |  | HWHT - Hot Water Heat | 5/31/1996
The Gold's Building | 1033 O St | Lincoln | NE | 68508-3636 | LANCASTER | NE00770 | Scrapped/Junked | 11004 | 2000 | ALES | FTFB - Firetube-Firebox Boiler | BASEMENT | STHT - Steam-Heat | 12/31/2020
The Gold's Building | 1033 O St | Lincoln | NE | 68508-3636 | LANCASTER | NE03658 | Scrapped/Junked | 10794 | 1975 | CAM INDUSTRIES | ELBL - Electric Boiler | BASEMENT BOILER ROOM | STHT - Steam-Heat | 6/30/2006
The Gold's Building | 1033 O St | Lincoln | NE | 68508-3636 | LANCASTER | NE03659 | Scrapped/Junked | 10793 | 1975 | CAM INDUSTRIES | ELBL - Electric Boiler | BASEMENT | STHT - Steam-Heat | 6/30/2000
The Gold's Building | 1033 O St | Lincoln | NE | 68508-3636 | LANCASTER | NE06919 | Scrapped/Junked | 16086 | 2006 | Precision | ELBL - Electric Boiler | BASEMENT BOILER ROOM | STHT - Steam-Heat | 12/31/2020
Palisades Apartments | 1035 S 17th St | Lincoln | NE | 68508-3433 | Lancaster | NE15618 | Out of Service | n/a | 1993 | Peerless | CI - Cast Iron | BASEMENT | STHT - Steam-Heat | 12/31/2017
Palisades Apartments | 1035 S 17th St | Lincoln | NE | 68508-3433 | Lancaster | NE15619 | Out of Service | n/a | 1993 | Peerless | CI - Cast Iron | BASEMENT | STHT - Steam-Heat | 12/31/2017
Palisades Apartments | 1035 S 17th St | Lincoln | NE | 68508-3433 | Lancaster | NE24259 | Scrapped/Junked |  | 1994 | AO SMITH | AHWH - ANSI/Fired Water Htr | BASEMENT | HWSD - Hot Water Dom/Potable | 1/1/1900
Downtown YMCA Vacant | 1039 P St | Lincoln | NE | 68508-3618 | LANCASTER | NE06077 | Inactive | n/a | 2000 | Peerless | CI - Cast Iron | BSMT BOILER ROOM | STHT - Steam-Heat | 1/31/2022
Downtown YMCA Vacant | 1039 P St | Lincoln | NE | 68508-3618 | LANCASTER | NE16341 | Scrapped/Junked |  | 1975 | PEER | CI - Cast Iron | BASEMENT | STHT - Steam-Heat | 1/31/2009
Downtown YMCA Vacant | 1039 P St | Lincoln | NE | 68508-3618 | LANCASTER | NE16342 | Inactive |  | 1975 | PEERLESS HEATER COMPANY |  | BASEMENT | STHT - Steam-Heat | 5/31/2005
Ten 40 Condos | 1040 O St | Lincoln | NE | 68508-3609 | Lancaster | NE00903 | Active | 3985 | 1987 | Precision | ELBL - Electric Boiler | Basement | HWHT - Hot Water Heat | 3/31/2027
Embassy Suites | 1040 P St | Lincoln | NE | 68508-3617 | Lancaster | NE22876 | Scrapped/Junked | 236169 | 2011 | Lochinvar | CPFH - Copper Fin Water Heater | pool mech room | IPHT - Indoor Pool Heater | 1/31/2021
Embassy Suites | 1040 P St | Lincoln | NE | 68508-3617 | Lancaster | NE23275 | Scrapped/Junked | 239573 | 2012 | Lochinvar | CPFT - Horiz Cpr Fin Boiler | BOILER ROOM | HWSD - Hot Water Dom/Potable | 1/31/2019
Embassy Suites | 1040 P St | Lincoln | NE | 68508-3617 | Lancaster | NE23276 | Active | 101811 | 1999 | Lochinvar | CPFT - Horiz Cpr Fin Boiler | BOILER ROOM | HWSD - Hot Water Dom/Potable | 1/31/2026
Embassy Suites | 1040 P St | Lincoln | NE | 68508-3617 | Lancaster | NE23277 | Scrapped/Junked | 237987 | 2012 | Lochinvar | CPFT - Horiz Cpr Fin Boiler | BOILER ROOM | HWSD - Hot Water Dom/Potable | 1/31/2016
Embassy Suites | 1040 P St | Lincoln | NE | 68508-3617 | Lancaster | NE23278 | Out of Service | 101819 | 1999 | Lochinvar | CPFT - Horiz Cpr Fin Boiler | BOILER ROOM | HWHT - Hot Water Heat | 1/31/2026
Embassy Suites | 1040 P St | Lincoln | NE | 68508-3617 | Lancaster | NE23279 | Scrapped/Junked | 121312 | 1999 | Lochinvar | CPFT - Horiz Cpr Fin Boiler | BOILER ROOM | HWHT - Hot Water Heat | 1/31/2020
Embassy Suites | 1040 P St | Lincoln | NE | 68508-3617 | Lancaster | NE23280 | Active | 101817 | 1999 | Lochinvar | CPFT - Horiz Cpr Fin Boiler | BOILER ROOM | HWHT - Hot Water Heat | 1/31/2027
Embassy Suites | 1040 P St | Lincoln | NE | 68508-3617 | Lancaster | NE23295 | Scrapped/Junked | 173703 | 1999 | Lochinvar | CPFT - Horiz Cpr Fin Boiler | POOL | SPAJ - Spa/Jacuzzi Heater | 1/31/2012
Embassy Suites | 1040 P St | Lincoln | NE | 68508-3617 | Lancaster | NE23296 | Scrapped/Junked | 00173701 | 1999 | Lochinvar | CPFT - Horiz Cpr Fin Boiler | SPA | HWHT - Hot Water Heat | 1/31/2019
Embassy Suites | 1040 P St | Lincoln | NE | 68508-3617 | Lancaster | NE26248 | Active | 360928 | 2020 | Lochinvar | CPFT - Horiz Cpr Fin Boiler | BOILER ROOM | HWSD - Hot Water Dom/Potable | 1/31/2027
Embassy Suites | 1040 P St | Lincoln | NE | 68508-3617 | Lancaster | NE27918 | Scrapped/Junked | 322765 | 2018 | Lochinvar | CPPH - Ansi Cpr Fin Pool Heater | Pool Mech Room | SPAJ - Spa/Jacuzzi Heater | 1/31/2023
Embassy Suites | 1040 P St | Lincoln | NE | 68508-3617 | Lancaster | NE27919 | Inactive | 330196 | 2018 | Lochinvar | CPFT - Horiz Cpr Fin Boiler | BOILER ROOM | HWSD - Hot Water Dom/Potable | 1/31/2024
Embassy Suites | 1040 P St | Lincoln | NE | 68508-3617 | Lancaster | NE28508 | Active | 343431 | 2019 | Lochinvar | CPFT - Horiz Cpr Fin Boiler | BOILER ROOM | HWHT - Hot Water Heat | 1/31/2027
Embassy Suites | 1040 P St | Lincoln | NE | 68508-3617 | Lancaster | NE42144 | Active | 533739 | 2021 | Lochinvar | CPPH - Ansi Cpr Fin Pool Heater | Pool Mech Room | SPAJ - Spa/Jacuzzi Heater | 1/31/2026
Embassy Suites | 1040 P St | Lincoln | NE | 68508-3617 | Lancaster | NE42650 | Active | 407235 | 2023 | Lochinvar | CPFT - Horiz Cpr Fin Boiler | BOILER ROOM | HWSD - Hot Water Dom/Potable | 1/31/2027
Embassy Suites | 1040 P St | Lincoln | NE | 68508-3617 | Lancaster | NE42651 | Active | 406581 | 2023 | Lochinvar | CPPH - Ansi Cpr Fin Pool Heater | pool mech room | IPHT - Indoor Pool Heater | 1/31/2027
Embassy Suites | 1040 P St | Lincoln | NE | 68508-3617 | Lancaster | NE43686 | Active | 437306 | 2025 | Lochinvar | CPFT - Horiz Cpr Fin Boiler | BOILER ROOM | HWHT - Hot Water Heat | 1/31/2026
Christ the King Church/Adoration Sisters | 1040 S Cotner Blvd | Lincoln | NE | 68510-4928 | Lancaster | NE15279 | Scrapped/Junked | N/A | 1980 | Peerless | CI - Cast Iron | Convent | STHT - Steam-Heat | 10/31/2015
Christ the King Church/Adoration Sisters | 1040 S Cotner Blvd | Lincoln | NE | 68510-4928 | Lancaster | NE15280 | Active | N/A | 1980 | Peerless | CI - Cast Iron | Chapel | HWHT - Hot Water Heat | 10/31/2026
Christ the King Church/Adoration Sisters | 1040 S Cotner Blvd | Lincoln | NE | 68510-4928 | Lancaster | NE25673 | Active | n/a | 2014 | Peerless | CI - Cast Iron | basement | STHT - Steam-Heat | 10/31/2026
Haleon -GSK Consumer Health Inc | 10401 Hwy 6 | Lincoln | NE | 68507-9626 | Lancaster | NE09999 | Out of Service | 47774 | 2002 | Sussman-Automatic | ELBL - Electric Boiler | Basement | PROC - Process Steam | 12/31/2018
Haleon -GSK Consumer Health Inc | 10401 Hwy 6 | Lincoln | NE | 68507-9626 | Lancaster | NE11731 | Inactive | 1226 | 1962 | NEBRASKA BOILER | WT - Water Tube Boiler |  | POWR - Power Generation | 10/31/1996
Haleon -GSK Consumer Health Inc | 10401 Hwy 6 | Lincoln | NE | 68507-9626 | Lancaster | NE17607 | Scrapped/Junked |  | 1981 | AMSCO | ELBL - Electric Boiler | LAB | 0020 - Supp to Sterlizer/Autoclave | 10/31/2003
Haleon -GSK Consumer Health Inc | 10401 Hwy 6 | Lincoln | NE | 68507-9626 | Lancaster | NE17655 | Active | 47645 | 1996 | Kewanee | FT - Firetube Boiler | New Boiler Room | HWHT - Hot Water Heat | 12/31/2026
Haleon -GSK Consumer Health Inc | 10401 Hwy 6 | Lincoln | NE | 68507-9626 | Lancaster | NE17656 | Active | 47643 | 1996 | Kewanee | FT - Firetube Boiler | New Boiler House | HWHT - Hot Water Heat | 12/31/2026
Haleon -GSK Consumer Health Inc | 10401 Hwy 6 | Lincoln | NE | 68507-9626 | Lancaster | NE18808 | Active | 48061 | 1996 | Kewanee | FT - Firetube Boiler | Boiler House | HWHT - Hot Water Heat | 12/31/2026
Haleon -GSK Consumer Health Inc | 10401 Hwy 6 | Lincoln | NE | 68507-9626 | Lancaster | NE23256 | Scrapped/Junked | 14528 | 1999 | AMSC |  | BASEMENT | PROC - Process Steam | 10/31/2002
Liquid Force Wash | 10430 N 140th St | Waverly | NE | 68462 | Lancaster | NE41490 | Active | 239125 | 2021 | Lochinvar | FTVT - Firetube Vertical TB | Mechanical Room | GLFH - Glycol Floor Heat System | 1/31/2027
Hampton Inn | 1055 W Bond St | Lincoln | NE | 68521-3630 | Lancaster | NE25298 | Active | 201049 | 2015 | AO SMITH | CHWH - ASME/Fired Water Heater | Mech Room | HWSD - Hot Water Dom/Potable | 6/30/2027
Hampton Inn | 1055 W Bond St | Lincoln | NE | 68521-3630 | Lancaster | NE25299 | Active | 201302 | 2015 | AO SMITH | CHWH - ASME/Fired Water Heater | Mech Room | HWSD - Hot Water Dom/Potable | 6/30/2027
Hampton Inn | 1055 W Bond St | Lincoln | NE | 68521-3630 | Lancaster | NE25300 | Active | 385561 | 2014 | Raypak | CPFH - Copper Fin Water Heater | Pool Mech Room | IPHT - Indoor Pool Heater | 6/30/2027
Wayne Miller/Camp Creek Threshers | 10677 N 176th St | Waverly | NE | 68462-2556 | Lancaster | NE30008 | Active | 10562 | 1988 | Superior Boiler Works | FT - Firetube Boiler | Boiler Room | PROC - Process Steam | 5/31/2026
Wayne Miller/Camp Creek Threshers | 10677 N 176th St | Waverly | NE | 68462-2556 | Lancaster | NE30445 | Out of Service | N/A | 1916 | Minneapolis | FT - Firetube Boiler | PORTABLE | 0024 - Antique Steam Tractor | 5/31/2018
Camp Creek Threshers | 10677 N 176th St | Waverly | NE | 68462-2556 | Lancaster | NE09494 | Active | 398 | 1949 | Browning | FTVT - Firetube Vertical TB | PORTABLE | 0025 - Antique Steam Crane | 8/31/2027
Eakes Office Plus | 110 N 35th St | Lincoln | NE | 68503-3311 | Lancaster | NE04874 | Scrapped/Junked | N/A | 1968 | Peerless | CI - Cast Iron | BOILER ROOM | HWHT - Hot Water Heat | 3/31/2020
CLASS ONE MACHINING | 110 N East St | Malcolm | NE | 68402-9621 | LANCASTER | NE20195 | Inactive |  | 1980 | VANGUARD | AHWH - ANSI/Fired Water Htr |  | HWSD - Hot Water Dom/Potable | 5/31/2000
CLASS ONE MACHINING | 110 N East St | Malcolm | NE | 68402-9621 | LANCASTER | NE22522 | Inactive |  | 1996 | VANGUARD | AHWH - ANSI/Fired Water Htr |  | HWSD - Hot Water Dom/Potable | 5/31/2000
CLASS ONE MACHINING | 110 N East St | Malcolm | NE | 68402-9621 | LANCASTER | NE34509 | Scrapped/Junked |  | 1980 | MARKET FORGE INDUSTRIES | FT - Firetube Boiler |  | 0021 - Steam Supp Cooker/Kettle | 8/31/1998
Indian Center | 1100 Military Rd | Lincoln | NE | 68508-1047 | Lancaster | NE14755 | Active | 32335 | 1981 | Kewanee | FTFB - Firetube-Firebox Boiler | Basement Boiler Room | HWHT - Hot Water Heat | 11/30/2025
Lincoln Lutheran School-427978 | 1100 N 56th St | Lincoln | NE | 68504-3251 | LANCASTER | NE20888 | Active | 8685 | 1996 | Aldrich | FTFB - Firetube-Firebox Boiler | BOILER ROOM | GLYC - Glycol Bldg Heat Sys | 11/30/2026
Lincoln Lutheran School-427978 | 1100 N 56th St | Lincoln | NE | 68504-3251 | LANCASTER | NE20889 | Active | 8686 | 1996 | Aldrich | FTFB - Firetube-Firebox Boiler | BOILER ROOM | GLYC - Glycol Bldg Heat Sys | 11/30/2026
Lincoln Lutheran School-427978 | 1100 N 56th St | Lincoln | NE | 68504-3251 | LANCASTER | NE23831 | Exempt 1999 LB-66 |  | 1998 | AO SMITH | AHWH - ANSI/Fired Water Htr | BOILER ROOM | HWSD - Hot Water Dom/Potable | 7/31/1999
Lefler Middle School | 1100 S 48th St | Lincoln | NE | 68510-4812 | LANCASTER | NE05437 | Exempt 1999 LB-66 |  | 1990 | AO SMITH | AHWH - ANSI/Fired Water Htr | LEFLER | HWSD - Hot Water Dom/Potable | 6/30/2000
Lefler Middle School | 1100 S 48th St | Lincoln | NE | 68510-4812 | LANCASTER | NE05820 | Scrapped/Junked | 26332 | 1994 | AO SMITH | CHWH - ASME/Fired Water Heater | BOILER ROOM | HWSD - Hot Water Dom/Potable | 6/30/2002
Lefler Middle School | 1100 S 48th St | Lincoln | NE | 68510-4812 | LANCASTER | NE05847 | Scrapped/Junked | 86680 | 1998 | CLEVELAND | FT - Firetube Boiler | BOILER ROOM | PROC - Process Steam | 6/30/2002
Lefler Middle School | 1100 S 48th St | Lincoln | NE | 68510-4812 | LANCASTER | NE09408 | Scrapped/Junked |  | 1985 | AO SMITH | CHWH - ASME/Fired Water Heater | BOILER ROOM | HWSD - Hot Water Dom/Potable | 6/30/2002
Lefler Middle School | 1100 S 48th St | Lincoln | NE | 68510-4812 | LANCASTER | NE12133 | Active | 12363 | 2002 | Les Inc/Aldrich Co | FTVT - Firetube Vertical TB | BASEMENT MECH RM | GLYC - Glycol Bldg Heat Sys | 11/30/2026
Lefler Middle School | 1100 S 48th St | Lincoln | NE | 68510-4812 | LANCASTER | NE12134 | Active | 11828 | 2001 | Les Inc/Aldrich Co | FTVT - Firetube Vertical TB | BASEMENT MECH RM | GLYC - Glycol Bldg Heat Sys | 11/30/2026
Lefler Middle School | 1100 S 48th St | Lincoln | NE | 68510-4812 | LANCASTER | NE12135 | Active | 11827 | 2002 | Les Inc/Aldrich Co | FTVT - Firetube Vertical TB | BASEMENT MECH RM | GLYC - Glycol Bldg Heat Sys | 11/30/2026
Lefler Middle School | 1100 S 48th St | Lincoln | NE | 68510-4812 | LANCASTER | NE30053 | Scrapped/Junked |  | 1955 | KEWANEE | FT - Firetube Boiler | BOILER ROOM | STHT - Steam-Heat | 6/30/2002
Lefler Middle School | 1100 S 48th St | Lincoln | NE | 68510-4812 | LANCASTER | NE30054 | Scrapped/Junked |  | 1955 | KEWANEE | FT - Firetube Boiler | BOILER ROOM | STHT - Steam-Heat | 6/30/2003
GLOBAL INVESTMENTS | 1100-1106 O ST | LINCOLN | NE | 68508-3612 | LANCASTER | NE16333 | Inactive |  | 1973 | WEIL MCLAIN |  | 1100-1106 O ST | STHT - Steam-Heat | 4/30/1995
Orleans Square Apartments | 1101 D St | Lincoln | NE | 68502-1267 | Lancaster | NE09787 | Scrapped/Junked | 22555 | 1993 | AO SMITH | CHWH - ASME/Fired Water Heater | LAUNDRY ROOM | HWSD - Hot Water Dom/Potable | 4/30/2003
Orleans Square Apartments | 1101 D St | Lincoln | NE | 68502-1267 | Lancaster | NE09796 | Scrapped/Junked | 67145 | 2002 | A O Smith | CHWH - ASME/Fired Water Heater | LAUNDRY | HWSD - Hot Water Dom/Potable | 1/31/2011
Orleans Square Apartments | 1101 D St | Lincoln | NE | 68502-1267 | Lancaster | NE19585 | Scrapped/Junked | 150587 | 2010 | A O Smith | CHWH - ASME/Fired Water Heater | Laundry Room | HWSD - Hot Water Dom/Potable | 1/31/2019
Orleans Square Apartments | 1101 D St | Lincoln | NE | 68502-1267 | Lancaster | NE27920 | Scrapped/Junked | 245505 | 2018 | A O Smith | CHWH - ASME/Fired Water Heater | Laundry Room | HWSD - Hot Water Dom/Potable | 12/31/2022
North American Martyrs School | 1101 Isaac Dr | Lincoln | NE | 68521-5312 | Lancaster | NE22131 | Scrapped/Junked | 8390 | 1995 | Les Inc/Aldrich Co | FTVT - Firetube Vertical TB | SW Mechanical Room | HWDP - Hotwater Heat & Dom Supply | 11/30/2019
North American Martyrs School | 1101 Isaac Dr | Lincoln | NE | 68521-5312 | Lancaster | NE29086 | Active | 134583 | 2019 | Lochinvar | FTVT - Firetube Vertical TB | Mechanical Room | GLYC - Glycol Bldg Heat Sys | 1/31/2027
North American Martyrs School | 1101 Isaac Dr | Lincoln | NE | 68521-5312 | Lancaster | NE43152 | Active | 342768 | 2018 | Lochinvar | FTSS - Firetube Stainless Steel | Rectory Basement | HWFP - Floor Heat & Nonpotable | 2/28/2027
Lincoln Federal Savings Vacant | 1101 N St | Lincoln | NE | 68508-2128 | Lancaster | NE04733 | Out of Service | N/A | 1972 | Kewanee | FTFB - Firetube-Firebox Boiler | BASEMENT BOILER RM | HWHT - Hot Water Heat | 10/31/2022
Fat Dawgs Gulf Station. | 1101 W Bond St | Lincoln | NE | 68521-3632 | Lancaster | NE05109 | Inactive | 99668 | 1983 | TELE |  | POOL PUMP ROOM |  | 4/30/2002
Fat Dawgs Gulf Station. | 1101 W Bond St | Lincoln | NE | 68521-3632 | Lancaster | NE16363 | Scrapped/Junked | 45311 | 1983 | Teledyne Laars | CPFT - Horiz Cpr Fin Boiler | 2ND FL MAINT RM | HWSD - Hot Water Dom/Potable | 1/31/2013
Fat Dawgs Gulf Station. | 1101 W Bond St | Lincoln | NE | 68521-3632 | Lancaster | NE24502 | Scrapped/Junked | 174916 | 2012 | AO SMITH | CHWH - ASME/Fired Water Heater | 2nd Fl mech room | HWSD - Hot Water Dom/Potable | 10/31/2023
Fat Dawgs Gulf Station. | 1101 W Bond St | Lincoln | NE | 68521-3632 | Lancaster | NE24503 | Scrapped/Junked | 174918 | 2012 | AO SMITH | CHWH - ASME/Fired Water Heater | 2nd Fl mech room | HWSD - Hot Water Dom/Potable | 10/31/2023
Fat Dawgs Gulf Station. | 1101 W Bond St | Lincoln | NE | 68521-3632 | Lancaster | NE40402 | Inactive | 48446 | 1998 | A. O. Smith |  | 2nd Floor Boiler Room | HWSD - Hot Water Dom/Potable | 1/31/2007
Davidson Plumbing & Welding, Inc | 11031 N 141st St | Waverly | NE | 68462-1028 | Lancaster | NE20786 | Scrapped/Junked | 3188 | 2003 | Heat Transfer Products Inc. | WTSS - Watertube SS Steel | Mezzanine | HWHF - Hot Water Heat-Floor | 3/31/2020
Davidson Plumbing & Welding, Inc | 11031 N 141st St | Waverly | NE | 68462-1028 | Lancaster | NE28524 | Active | 341751 | 2018 | Lochinvar | FTVT - Firetube Vertical TB | Mezzanine | HWHF - Hot Water Heat-Floor | 12/31/2026
Adept of Waverly | 11041 N 137th St | Waverly | NE | 68462-1022 | Lancaster | NE06931 | Scrapped/Junked | 102011 | 2006 | AOSC | CHWH - ASME/Fired Water Heater | BOILER ROOM | HWSD - Hot Water Dom/Potable | 10/31/2016
Adept of Waverly | 11041 N 137th St | Waverly | NE | 68462-1022 | Lancaster | NE06932 | Scrapped/Junked | 75903 | 2003 | AOSC | CHWH - ASME/Fired Water Heater | BOILER ROOM | HWSD - Hot Water Dom/Potable | 10/31/2008
Adept of Waverly | 11041 N 137th St | Waverly | NE | 68462-1022 | Lancaster | NE14147 | Scrapped/Junked | 128642 | 2008 | AO SMITH | CHWH - ASME/Fired Water Heater | NE MECH ROOM | HWSD - Hot Water Dom/Potable | 10/31/2012
Adept of Waverly | 11041 N 137th St | Waverly | NE | 68462-1022 | Lancaster | NE16211 | Scrapped/Junked |  | 1989 | AO SMITH | AHWH - ANSI/Fired Water Htr | BOILER ROOM | HWSD - Hot Water Dom/Potable | 10/31/2006
Adept of Waverly | 11041 N 137th St | Waverly | NE | 68462-1022 | Lancaster | NE21434 | Scrapped/Junked | 129232 | 2011 | RHEEM | CHWH - ASME/Fired Water Heater | Mech. Room | HWSD - Hot Water Dom/Potable | 10/31/2021
Adept of Waverly | 11041 N 137th St | Waverly | NE | 68462-1022 | Lancaster | NE23832 | Scrapped/Junked | 45572 | 1998 | AO SMITH | CHWH - ASME/Fired Water Heater | BOILER ROOM | HWSD - Hot Water Dom/Potable | 10/31/2006
Adept of Waverly | 11041 N 137th St | Waverly | NE | 68462-1022 | Lancaster | NE26580 | Active | 146337 | 2016 | RHEEM | CHWH - ASME/Fired Water Heater | Mech. Room | HWSD - Hot Water Dom/Potable | 10/31/2025
Adept of Waverly | 11041 N 137th St | Waverly | NE | 68462-1022 | Lancaster | NE41079 | Active | 160375 | 2020 | RHEEM | CHWH - ASME/Fired Water Heater | Mech. Room | HWSD - Hot Water Dom/Potable | 10/31/2025
Apartment Building - LC Properties | 1107 L St | Lincoln | NE | 68508-2119 | Lancaster | NE08311 | Active | N/A | 1930 | AMRA | CI - Cast Iron | BASEMENT | HWHT - Hot Water Heat | 3/31/2027
Nebraska Textile | 111 Oakcreek Dr | Lincoln | NE | 68528-1568 | Lancaster | NE41587 | Active | 337 | 1997 | Lattner Boiler Co | FTHT - Firetube Horizontal | Production Area | PROC - Process Steam | 8/31/2026
Vacant building | 111 S 29th St | Lincoln | NE | 68510-1404 | LANCASTER | NE08769 | Scrapped/Junked | 71882 | 2001 | STAT | CHWH - ASME/Fired Water Heater | SW CORNER | HWSD - Hot Water Dom/Potable | 10/31/2008
Vacant building | 111 S 29th St | Lincoln | NE | 68510-1404 | LANCASTER | NE40803 | Scrapped/Junked |  | 1994 | STATE INDUSTRIES | AHWH - ANSI/Fired Water Htr | SW CORNER OF BLDG | HWSP - Hot Water Non Potable Supply | 10/31/2001
Standing Bear High School | 11100 S 70th St | Lincoln | NE | 68516 | Lancaster | NE42464 | Active | 398591 | 2023 | Lochinvar | VTTB - Vertical Tube Bundle | Pool Mech Room | IPHT - Indoor Pool Heater | 11/30/2026
Standing Bear High School | 11100 S 70th St | Lincoln | NE | 68516 | Lancaster | NE42465 | Active | 8171 | 2022 | Fulton | FTVT - Firetube Vertical TB | Pool Mech Room | HWHT - Hot Water Heat | 11/30/2026
Standing Bear High School | 11100 S 70th St | Lincoln | NE | 68516 | Lancaster | NE42466 | Active | 8422 | 2022 | Fulton | FTVT - Firetube Vertical TB | Heat Pump Room | HWHT - Hot Water Heat | 11/30/2026
Apartment Building - Woods | 1115 H St | Lincoln | NE | 68508-3256 | Lancaster | NE09777 | Scrapped/Junked | N/A | 1975 | Peerless | CI - Cast Iron | BASEMENT | HWHT - Hot Water Heat | 2/28/2019
Apartment Building - Woods | 1115 H St | Lincoln | NE | 68508-3256 | Lancaster | NE09778 | Scrapped/Junked |  | 1990 | STATE INDUSTRIES | AHWH - ANSI/Fired Water Htr | BASEMENT | HWSD - Hot Water Dom/Potable | 4/30/2004
Apartment Building - Woods | 1115 H St | Lincoln | NE | 68508-3256 | Lancaster | NE27979 | Active | 91768 | 2018 | Lochinvar | FTVT - Firetube Vertical TB | Basement | HWHT - Hot Water Heat | 2/28/2027
Apartment Building - Woods | 1115 H St | Lincoln | NE | 68508-3256 | Lancaster | NE27980 | Active | 268400 | 2017 | Lochinvar | FTVT - Firetube Vertical TB | Basement | HWHT - Hot Water Heat | 2/28/2027
A1 Automotive | 1117 L St | Lincoln | NE | 68508-2118 | LANCASTER | NE06735 | Active | n/a | 2005 | Dunkirk | CALU - Cast Aluminum | BEHIND OFFICE | HWHT - Hot Water Heat | 12/31/2026
A1 Automotive | 1117 L St | Lincoln | NE | 68508-2118 | LANCASTER | NE24331 | Inactive |  | 1964 | PEERLESS HEATER COMPANY |  | BEHIND OFFICE | HWHT - Hot Water Heat | 10/31/2005
Saint Paul United Methodist | 1118 M St # 1144 | Lincoln | NE | 68508-2123 | Lancaster | NE05238 | Scrapped/Junked |  | 1971 | Peerless | CI - Cast Iron | Lower Boiler Room | STHT - Steam-Heat | 3/31/2007
RETAIL BUILDING | 1118 O St | Lincoln | NE | 68508-3612 | LANCASTER | NE14790 | Scrapped/Junked |  | 1980 | PEERLESS HEATER COMPANY |  | 1118 O ST | STHT - Steam-Heat | 12/31/1997
NEBCO Landmark Center | 1121 Lincoln Mall | Lincoln | NE | 68508-2815 | Lancaster | NE42451 | Active | 383891 | 2022 | Lochinvar | FTVT - Firetube Vertical TB | Mezzanine Boiler Room | HWHT - Hot Water Heat | 10/31/2026
NEBCO Landmark Center | 1121 Lincoln Mall | Lincoln | NE | 68508-2815 | Lancaster | NE42452 | Active | 383027 | 2022 | Lochinvar | FTVT - Firetube Vertical TB | Mezzanine Boiler Room | HWHT - Hot Water Heat | 10/31/2026
NEBCO Landmark Center | 1121 Lincoln Mall | Lincoln | NE | 68508-2815 | Lancaster | NE42453 | Active | 382112 | 2022 | Lochinvar | FTVT - Firetube Vertical TB | Mezzanine Boiler Room | HWHT - Hot Water Heat | 10/31/2026
NEBCO Landmark Center | 1121 Lincoln Mall | Lincoln | NE | 68508-2815 | Lancaster | NE42454 | Active | 394849 | 2022 | Lochinvar | FTVT - Firetube Vertical TB | Mezzanine Boiler Room | HWHT - Hot Water Heat | 10/31/2026
NEBCO Landmark Center | 1121 Lincoln Mall | Lincoln | NE | 68508-2815 | Lancaster | NE42455 | Active | 395083 | 2022 | Lochinvar | FTVT - Firetube Vertical TB | Mezzanine Boiler Room | HWHT - Hot Water Heat | 10/31/2026
Double T Apartments | 1121 N 28th St | Lincoln | NE | 68503-1817 | Lancaster | NE27999 | Active | 253793 | 2019 | A O Smith | CHWH - ASME/Fired Water Heater | Off Laundry room | HWSD - Hot Water Dom/Potable | 5/31/2027
Apartment Building - Century | 1122 F St | Lincoln | NE | 68508-3184 | Lancaster | NE10521 | Scrapped/Junked | 74245 | 2002 | A O Smith | CHWH - ASME/Fired Water Heater | LAUNDRY ROOM | HWSD - Hot Water Dom/Potable | 3/31/2017
Apartment Building - Century | 1122 F St | Lincoln | NE | 68508-3184 | Lancaster | NE26927 | Active | 219175 | 2016 | A O Smith | CHWH - ASME/Fired Water Heater | LAUNDRY ROOM | HWSD - Hot Water Dom/Potable | 6/30/2026
Apartment Building - Chinda | 1123 F St | Lincoln | NE | 68508-3186 | LANCASTER | NE01752 | Scrapped/Junked |  | 2003 | AO SMITH | AHWH - ANSI/Fired Water Htr | 3RD FLOOR | HWDP - Hotwater Heat & Dom Supply | 1/1/1900
Apartment Building - Chinda | 1123 F St | Lincoln | NE | 68508-3186 | LANCASTER | NE03382 | Scrapped/Junked |  | 1988 | RUDD | AHWH - ANSI/Fired Water Htr | 3RD FLOOR | HWSD - Hot Water Dom/Potable | 6/30/2000
Apartment Building - Chinda | 1123 F St | Lincoln | NE | 68508-3186 | LANCASTER | NE17985 | Active | 50528 | 2007 | Lochinvar | WTSS - Watertube SS Steel | 3rd Floor | HWDP - Hotwater Heat & Dom Supply | 1/31/2025
Apartment Building - 1124 Garfield - Lehmann | 1124 Garfield St | Lincoln | NE | 68502-2236 | Lancaster | NE09670 | Active | N/A | 1962 | Peerless | CI - Cast Iron | BASEMENT | HWHT - Hot Water Heat | 3/31/2027
Latsch Building | 1124 O St | Lincoln | NE | 68508-3612 | Lancaster | NE15643 | Scrapped/Junked |  | 1994 | DUNK | CI - Cast Iron | BASEMENT | STHT - Steam-Heat | 10/31/2003
Everett Elementary School | 1125 C St | Lincoln | NE | 68502-1256 | Lancaster | NE17307 | Scrapped/Junked | 43556 | 1991 | Kewanee | FTFB - Firetube-Firebox Boiler | BOILER ROOM | HWHT - Hot Water Heat | 4/30/2023
Everett Elementary School | 1125 C St | Lincoln | NE | 68502-1256 | Lancaster | NE17308 | Scrapped/Junked | 43555 | 1991 | Kewanee | FTFB - Firetube-Firebox Boiler | BOILER ROOM | HWHT - Hot Water Heat | 4/30/2023
Everett Elementary School | 1125 C St | Lincoln | NE | 68502-1256 | Lancaster | NE17309 | Scrapped/Junked | 74080 | 1991 | PVI INDUSTRIES | CHWH - ASME/Fired Water Heater | BOILER ROOM | HWSD - Hot Water Dom/Potable | 6/30/2003
Everett Elementary School | 1125 C St | Lincoln | NE | 68502-1256 | Lancaster | NE17310 | Scrapped/Junked | 74081 | 1991 | PVI INDUSTRIES | CHWH - ASME/Fired Water Heater | BOILER ROOM | HWSD - Hot Water Dom/Potable | 6/30/2003
Wells Fargo Center | 1125 P St | Lincoln | NE | 68508-3620 | Lancaster | NE14714 | Inactive |  | 1970 | Bryant Boiler | CI - Cast Iron | MAIN FLOOR | STHT - Steam-Heat | 2/29/2000
1126 Apartments | 1126 F St | Lincoln | NE | 68508-3187 | Lancaster | NE09732 | Scrapped/Junked | 31979 | 1996 | AOSM | COBL - Coil Type Boiler | LAUNDRY ROOM | HWSD - Hot Water Dom/Potable | 3/31/2010
1126 Apartments | 1126 F St | Lincoln | NE | 68508-3187 | Lancaster | NE09733 | Scrapped/Junked | 22205 | 1993 | AO SMITH | CHWH - ASME/Fired Water Heater | LAUNDRY ROOM | HWSD - Hot Water Dom/Potable | 3/31/2004
Apartment Building | 1127 Washington St | Lincoln | NE | 68502-2264 | Lancaster | NE10393 | Active | n/a | 1964 | Peerless | CI - Cast Iron | BASEMENT LAUNDRY RM | HWHT - Hot Water Heat | 12/31/2025
Landmark III | 1128 Lincoln Mall | Lincoln | NE | 68508-2824 | Lancaster | NE24965 | Active | 258278 | 2013 | Lochinvar | FTVT - Firetube Vertical TB | 4th Floor BR | HWHT - Hot Water Heat | 11/30/2026
Landmark III | 1128 Lincoln Mall | Lincoln | NE | 68508-2824 | Lancaster | NE24966 | Active | 258090 | 2013 | Lochinvar | FTVT - Firetube Vertical TB | 4th Floor BR | HWHT - Hot Water Heat | 11/30/2026
Landmark III | 1128 Lincoln Mall | Lincoln | NE | 68508-2824 | Lancaster | NE24967 | Active | 258524 | 2013 | Lochinvar | FTVT - Firetube Vertical TB | 4th Floor BR | HWHT - Hot Water Heat | 11/30/2026
Landmark III | 1128 Lincoln Mall | Lincoln | NE | 68508-2824 | Lancaster | NE25693 | Active | 258281 | 2014 | Lochinvar | FTFB - Firetube-Firebox Boiler | 4th Floor BR | HWHT - Hot Water Heat | 11/30/2026
Landmark III | 1128 Lincoln Mall | Lincoln | NE | 68508-2824 | Lancaster | NE25694 | Active | 258092 | 2014 | Lochinvar | FTFB - Firetube-Firebox Boiler | 4th Floor BR | HWHT - Hot Water Heat | 11/30/2026
EDLA APARTMENTS | 1129 Plum St | Lincoln | NE | 68502-2245 | LANCASTER | NE09791 | Inactive |  | 1950 | AMERICAN STANDARD |  | BASEMENT | HWHT - Hot Water Heat | 4/30/2005
Pioneer House | 1130 H St | Lincoln | NE | 68508-3274 | Lancaster | NE02591 | Scrapped/Junked | 114853 | 2007 | AOSM | CHWH - ASME/Fired Water Heater | BASEMENT | HWSD - Hot Water Dom/Potable | 8/31/2013
Pioneer House | 1130 H St | Lincoln | NE | 68508-3274 | Lancaster | NE16562 | Scrapped/Junked | n/a | 1963 | Kewanee | FTFB - Firetube-Firebox Boiler | BASEMENT BOILER ROOM | STHT - Steam-Heat | 8/31/2016
Pioneer House | 1130 H St | Lincoln | NE | 68508-3274 | Lancaster | NE16563 | Out of Service | n/a | 1963 | Kewanee | FTFB - Firetube-Firebox Boiler | BASEMENT BOILER ROOM | STHT - Steam-Heat | 11/30/2021
Pioneer House | 1130 H St | Lincoln | NE | 68508-3274 | Lancaster | NE16564 | Scrapped/Junked | 47533 | 1983 | STATE INDUSTRIES | CHWH - ASME/Fired Water Heater | BASEMENT BOILER ROOM | HWSD - Hot Water Dom/Potable | 8/31/2007
Pioneer House | 1130 H St | Lincoln | NE | 68508-3274 | Lancaster | NE24175 | Scrapped/Junked | 119098 | 2007 | AO SMITH | CHWH - ASME/Fired Water Heater | basement | HWSD - Hot Water Dom/Potable | 11/30/2022
Pioneer House | 1130 H St | Lincoln | NE | 68508-3274 | Lancaster | NE26526 | Active | 221 | 2016 | Les Inc/Aldrich Co | FTFB - Firetube-Firebox Boiler | Boiler Room | STHT - Steam-Heat | 11/30/2026
Pioneer House | 1130 H St | Lincoln | NE | 68508-3274 | Lancaster | NE26527 | Active | 220 | 2016 | Les Inc/Aldrich Co | FTFB - Firetube-Firebox Boiler | Boiler Room | STHT - Steam-Heat | 11/30/2026
Pioneer House | 1130 H St | Lincoln | NE | 68508-3274 | Lancaster | NE41483 | Active | 278393 | 2021 | AO SMITH | CHWH - ASME/Fired Water Heater | basement | HWSD - Hot Water Dom/Potable | 11/30/2026
Baymont Inn & Suites | 1133 Belmont Ave | Lincoln | NE | 68521-2239 | LANCASTER | NE09669 | Scrapped/Junked | 55727 | 2000 | AO SMITH | CHWH - ASME/Fired Water Heater | LAUNDRY ROOM | HWSD - Hot Water Dom/Potable | 2/29/2008
Baymont Inn & Suites | 1133 Belmont Ave | Lincoln | NE | 68521-2239 | LANCASTER | NE10213 | Scrapped/Junked | 109160 | 2008 | AOSM | CHWH - ASME/Fired Water Heater | LAUNDRY ROOM | HWSD - Hot Water Dom/Potable | 3/31/2014
Baymont Inn & Suites | 1133 Belmont Ave | Lincoln | NE | 68521-2239 | LANCASTER | NE40342 | Scrapped/Junked | 28625 | 1995 | AO SMITH | CHWH - ASME/Fired Water Heater | BY LAUNDRY ROOM | HWSD - Hot Water Dom/Potable | 2/28/2002
Baymont Inn & Suites | 1133 Belmont Ave | Lincoln | NE | 68521-2239 | LANCASTER | NE40343 | Scrapped/Junked | 27538 | 1994 | AO SMITH | CHWH - ASME/Fired Water Heater | BY LAUNDRY ROOM | HWSD - Hot Water Dom/Potable | 2/28/2002
Apartment Building - Concorde | 1133 G St | Lincoln | NE | 68508-3253 | Lancaster | NE08322 | Active | na | 1974 | AMST | CI - Cast Iron | LAUNDRY ROOM | HWHT - Hot Water Heat | 3/31/2027
TYRRELLS FLOWERS INC | 1133 N Cotner Blvd | Lincoln | NE | 68505-1835 | LANCASTER | NE37202 | Scrapped/Junked | 58956 | 1955 | AMES | FTSM - FTS Marine Dry Back | BACK BOILER ROOM | STHT - Steam-Heat | 6/30/2001
Applebee's Bar & Grill | 1133 Q St | Lincoln | NE | 68508-1427 | Lancaster | NE00270 | Scrapped/Junked | 106447 | 1999 | LOCHINVAR | CPFT - Horiz Cpr Fin Boiler | KITCHEN | HWSD - Hot Water Dom/Potable | 7/31/2006
Applebee's Bar & Grill | 1133 Q St | Lincoln | NE | 68508-1427 | Lancaster | NE07090 | Inactive | n/a | 2005 | RHEEM | AHWH - ANSI/Fired Water Htr | KITCHEN | HWSP - Hot Water Non Potable Supply | 1/31/2014
WELLS & FROST CO | 1134-38 O ST | LINCOLN | NE | 68508-3612 | LANCASTER | NE37596 | Scrapped/Junked |  | 1987 | WEIL MCLAIN |  | BASEMENT | STHT - Steam-Heat | 4/30/2003
Apartment Building - Concorde | 1136 G St | Lincoln | NE | 68508-3266 | Lancaster | NE08323 | Scrapped/Junked | n/a | 1978 | Weil-Mcclain | CI - Cast Iron | LAUNDRY ROOM | HWHT - Hot Water Heat | 3/31/2021
Apartment Building - Concorde | 1136 G St | Lincoln | NE | 68508-3266 | Lancaster | NE29044 | Active | 143129 | 2019 | Lochinvar | FTVT - Firetube Vertical TB | Laundry Room | HWHT - Hot Water Heat | 3/31/2027
Days Inn South | 1140 Calvert St | Lincoln | NE | 68502-4433 | Lancaster | NE40536 | Scrapped/Junked | 70233 | 1995 | Ace-Buehler | COBL - Coil Type Boiler | LAUNDRY RM | HWSD - Hot Water Dom/Potable | 12/31/2017
Econolodge | 1140 W Cornhusker Hwy | Lincoln | NE | 68521-3407 | Lancaster | NE08508 | Scrapped/Junked | 63894 | 1999 | STAT | CHWH - ASME/Fired Water Heater | LAUNDRY ROOM | HWSD - Hot Water Dom/Potable | 4/30/2009
Econolodge | 1140 W Cornhusker Hwy | Lincoln | NE | 68521-3407 | Lancaster | NE30904 | Scrapped/Junked |  | 1992 | AO SMITH | AHWH - ANSI/Fired Water Htr | LAUNDRY ROOM | HWSD - Hot Water Dom/Potable | 6/30/2001
Econolodge | 1140 W Cornhusker Hwy | Lincoln | NE | 68521-3407 | Lancaster | NE30905 | Exempt 1999 LB-66 |  | 1996 | AO SMITH | AHWH - ANSI/Fired Water Htr | EAST EDITION LAUND | HWSD - Hot Water Dom/Potable | 6/30/2000
Kabredlos Properties | 1141 D St | Lincoln | NE | 68502-1287 | Lancaster | NE24255 | Inactive | N/A | 1930 | CAPI | CI - Cast Iron | BASEMENT | STHT - Steam-Heat | 10/31/2017
City Laundry | 1142 Cornhusker Hwy | Lincoln | NE | 68521-2336 | LANCASTER | NE06178 | Scrapped/Junked | 71550 | 2005 | WEBEN JARCO | COBL - Coil Type Boiler | MECH ROOM | HWSP - Hot Water Non Potable Supply | 3/31/2011
City Laundry | 1142 Cornhusker Hwy | Lincoln | NE | 68521-2336 | LANCASTER | NE08387 | Scrapped/Junked | 64096 | 1999 | WEBEN JARCO | COBL - Coil Type Boiler | MECH ROOM | HWSP - Hot Water Non Potable Supply | 4/30/2005
St Paul United Methodist Church-BMIC#460282 | 1144 M St | Lincoln | NE | 68508-2123 | Lancaster | NE05240 | Scrapped/Junked |  | 1985 | RHEEM MANUFACTURING CO | AHWH - ANSI/Fired Water Htr | UTILITY ROOM | HWSD - Hot Water Dom/Potable | 10/31/1999
St Paul United Methodist Church-BMIC#460282 | 1144 M St | Lincoln | NE | 68508-2123 | Lancaster | NE07698 | Out of Service | na | 2006 | Burnham | CI - Cast Iron | BASEMENT BOILER ROOM | STHT - Steam-Heat | 3/31/2026
St Paul United Methodist Church-BMIC#460282 | 1144 M St | Lincoln | NE | 68508-2123 | Lancaster | NE24120 | Active | 211511 | 2012 | Laars | WTSS - Watertube SS Steel | new boiler room | HWHT - Hot Water Heat | 3/31/2027
St Paul United Methodist Church-BMIC#460282 | 1144 M St | Lincoln | NE | 68508-2123 | Lancaster | NE40663 | Active | 9555 | 1997 | ALES | FTVT - Firetube Vertical TB | NEW ADD/UPSTAIRS | HWHT - Hot Water Heat | 3/31/2027
St Paul United Methodist Church-BMIC#460282 | 1144 M St | Lincoln | NE | 68508-2123 | Lancaster | NE40664 | Active | 9550 | 1997 | ALES | FTVT - Firetube Vertical TB | NEW ADDITION / UPSTRS | HWHT - Hot Water Heat | 3/31/2027
Holley Apartments | 1144 S 11th St | Lincoln | NE | 68502-1231 | LANCASTER | NE40534 | Out of Service | N/A | 1945 | IDEL | CI - Cast Iron | BOILER ROOM | HWHT - Hot Water Heat | 3/31/2019
Holley Apartments | 1144 S 11th St | Lincoln | NE | 68502-1231 | LANCASTER | NE40535 | Exempt 1999 LB-66 |  | 1995 | AO SMITH | AHWH - ANSI/Fired Water Htr |  | HWSD - Hot Water Dom/Potable | 5/31/2000
SABAH Inc | 1145 Furnas Ave | Lincoln | NE | 68521-2259 | Lancaster | NE00054 | Scrapped/Junked | N/A | 1977 | American Standard | CI - Cast Iron | BASEMENT | HWHT - Hot Water Heat | 11/30/2018
Apartment Building | 1145 S 11th St | Lincoln | NE | 68502-1215 | Lancaster | NE10379 | Inactive | N/A | 1964 | Peerless | CI - Cast Iron | BASEMENT LAUNDRY | HWHT - Hot Water Heat | 2/28/2011
St Francis Of Assisi Church | 1145 South St | Lincoln | NE | 68502-2253 | Lancaster | NE09208 | Active | N/A | 2007 | Lochinvar | WTSS - Watertube SS Steel | MECH ROOM | HWHT - Hot Water Heat | 6/30/2026
Apartment Building | 1149 E St | Lincoln | NE | 68508-3586 | Lancaster | NE21066 | Scrapped/Junked | 151928 | 2011 | State Industries | CHWH - ASME/Fired Water Heater | Laundry Area | HWSD - Hot Water Dom/Potable | 12/31/2023
ARAPAHOE VILLAGE APT | 1200 Arapahoe St | Lincoln | NE | 68502-4581 | LANCASTER | NE10525 | Scrapped/Junked | 38561 | 1997 | AO SMITH | CHWH - ASME/Fired Water Heater | EAST BSMT MECH ROOM | HWSD - Hot Water Dom/Potable | 4/30/2005
Trinity Lutheran School-BMIC#416706 | 1200 N 56th St | Lincoln | NE | 68504-3253 | Lancaster | NE25580 | Active | 133625 | 2015 | Lochinvar | WTSS - Watertube SS Steel | Boiler Room | HWHT - Hot Water Heat | 1/31/2027
Trinity Lutheran School-BMIC#416706 | 1200 N 56th St | Lincoln | NE | 68504-3253 | Lancaster | NE25581 | Active | 133645 | 2015 | Lochinvar | WTSS - Watertube SS Steel | Boiler Room | HWHT - Hot Water Heat | 1/31/2027
Trinity Lutheran School-BMIC#416706 | 1200 N 56th St | Lincoln | NE | 68504-3253 | Lancaster | NE32653 | Scrapped/Junked | n/a | 1962 | Kewanee | FTFB - Firetube-Firebox Boiler | BOILER ROOM | HWHT - Hot Water Heat | 10/31/2015
The Atrium Building | 1200 N St | Lincoln | NE | 68508-2006 | Lancaster | NE15426 | Inactive | 4360 | 1976 | FERRO METAL | FT - Firetube Boiler |  | STHT - Steam-Heat | 10/31/1997
The Atrium Building | 1200 N St | Lincoln | NE | 68508-2006 | Lancaster | NE18811 | Active | 9083 | 1996 | Aldrich | FTFB - Firetube-Firebox Boiler | 7TH FLOOR | STHT - Steam-Heat | 12/31/2026
The Atrium Building | 1200 N St | Lincoln | NE | 68508-2006 | Lancaster | NE18812 | Active | 9081 | 1996 | Aldrich | FTFB - Firetube-Firebox Boiler | 7TH FLR | STHT - Steam-Heat | 12/31/2026
The Atrium Building | 1200 N St | Lincoln | NE | 68508-2006 | Lancaster | NE42088 | Active | 365617 | 2021 | Lochinvar | FTVT - Firetube Vertical TB | 7th floor | HWHT - Hot Water Heat | 1/31/2026
The Atrium Building | 1200 N St | Lincoln | NE | 68508-2006 | Lancaster | NE42089 | Active | 365618 | 2021 | Lochinvar | FTVT - Firetube Vertical TB | 7th floor | HWHT - Hot Water Heat | 1/31/2026
The Atrium Building | 1200 N St | Lincoln | NE | 68508-2006 | Lancaster | NE42090 | Active | 365955 | 2021 | Lochinvar | FTVT - Firetube Vertical TB | 7th floor | HWHT - Hot Water Heat | 1/31/2026
LINCOLN ELECTRIC SYSTEM | 1200 N St | Lincoln | NE | 68508-2006 | LANCASTER | NE03667 | Scrapped/Junked | 29798 | 1977 | KEWANEE | FT - Firetube Boiler | MAIN FLOOR | STHT - Steam-Heat | 9/30/1986
Lancaster County Juvenile | 1200 Radcliff St | Lincoln | NE | 68512-2506 | Lancaster | NE08726 | Active | 10863 | 2000 | ALES | FTVT - Firetube Vertical TB | BASEMENT MECH ROOM | HWHT - Hot Water Heat | 9/30/2026
Lancaster County Juvenile | 1200 Radcliff St | Lincoln | NE | 68512-2506 | Lancaster | NE08727 | Active | 10865 | 2000 | ALES | FTVT - Firetube Vertical TB | BASEMENT MECH ROOM | GLYC - Glycol Bldg Heat Sys | 9/30/2026
Lancaster County Juvenile | 1200 Radcliff St | Lincoln | NE | 68512-2506 | Lancaster | NE08728 | Active | 10866 | 2000 | ALES | FTVT - Firetube Vertical TB | BASEMENT MECH ROOM | GLYC - Glycol Bldg Heat Sys | 9/30/2026
Lancaster County Juvenile | 1200 Radcliff St | Lincoln | NE | 68512-2506 | Lancaster | NE08729 | Active | 10867 | 2000 | ALES | FTVT - Firetube Vertical TB | BASEMENT MECH ROOM | GLYC - Glycol Bldg Heat Sys | 9/30/2026
Lancaster County Juvenile | 1200 Radcliff St | Lincoln | NE | 68512-2506 | Lancaster | NE08730 | Active | 171318 | 2000 | Raypak | CPFH - Copper Fin Water Heater | BASEMENT MECH ROOM | HWSD - Hot Water Dom/Potable | 9/30/2026
Lancaster County Juvenile | 1200 Radcliff St | Lincoln | NE | 68512-2506 | Lancaster | NE08731 | Active | 170235 | 2000 | Raypak | CPFH - Copper Fin Water Heater | BASEMENT MECH ROOM | HWSD - Hot Water Dom/Potable | 9/30/2026
LEE DAVIDSON | 1200 SW 128TH ST | DENTON | NE | 68339 | LANCASTER | NE00269 | Inactive |  | 1916 | NICHOLS-SHEPARD | HOBB - Hobby/Antique Boiler | PORTABLE | 0024 - Antique Steam Tractor | 1/1/1900
JANTZEN INC | 1200 W Commerce Way | Lincoln | NE | 68521-3645 | LANCASTER | NE13883 | Inactive | 7531 | 1973 | COATES | ELBL - Electric Boiler | HEMMING DEPT | PROC - Process Steam | 11/30/1990
BEST WESTERN AIRPORT | 1200 W CORNHUSKER HWY | LINCOLN | NE | 68521 | LANCASTER | NE16397 | Inactive |  | 1988 | RUUD | AHWH - ANSI/Fired Water Htr | 5TH FLOOR | HWSD - Hot Water Dom/Potable | 6/30/1999
Century House | 1201 Lincoln Mall | Lincoln | NE | 68508-2822 | Lancaster | NE15736 | Active | 17683 | 2009 | Aldrich | FTVT - Firetube Vertical TB | Basement | HWHT - Hot Water Heat | 10/31/2026
Century House | 1201 Lincoln Mall | Lincoln | NE | 68508-2822 | Lancaster | NE15737 | Active | 17684 | 2009 | Aldrich | FTVT - Firetube Vertical TB | Basement | HWHT - Hot Water Heat | 10/31/2026
Century House | 1201 Lincoln Mall | Lincoln | NE | 68508-2822 | Lancaster | NE37631 | Scrapped/Junked |  | 1964 | KEWA | FTFB - Firetube-Firebox Boiler | BOILER ROOM | HWHT - Hot Water Heat | 9/30/2009
Century House | 1201 Lincoln Mall | Lincoln | NE | 68508-2822 | Lancaster | NE37633 | Scrapped/Junked |  | 1988 | AO SMITH | AHWH - ANSI/Fired Water Htr | BOILER ROOM | HWSD - Hot Water Dom/Potable | 7/31/1998
City Of Lincoln, Belmont Pool | 1201 Manatt St | Lincoln | NE | 68521-2100 | Lancaster | NE18005 | Inactive | 4484 | 1976 | Teledyne & Laars | WT - Water Tube Boiler | Boiler Room | OPHT - Outdoor Pool Heater | 5/31/2008
City Of Lincoln, Belmont Pool | 1201 Manatt St | Lincoln | NE | 68521-2100 | Lancaster | NE18006 | Scrapped/Junked |  | 1983 | Ruud-Rheem | AHWH - ANSI/Fired Water Htr | Boiler Room | HWSD - Hot Water Dom/Potable | 5/31/2007
City Of Lincoln, Belmont Pool | 1201 Manatt St | Lincoln | NE | 68521-2100 | Lancaster | NE44159 | Active | 445539 | 2025 | Lochinvar | AHWH - ANSI/Fired Water Htr | Outdoor | OPHT - Outdoor Pool Heater | 6/30/2026
1221 Tower LLC | 1201 N St | Lincoln | NE | 68508-2008 | Lancaster | NE24974 | Active | 6407 | 2014 | CAMUS | VTWT - Vert Watertube | 7th Floor | HWHT - Hot Water Heat | 1/31/2027
1221 Tower LLC | 1201 N St | Lincoln | NE | 68508-2008 | Lancaster | NE24975 | Active | 6408 | 2014 | CAMUS | VTWT - Vert Watertube | 7th Floor | HWHT - Hot Water Heat | 1/31/2027
1221 Tower LLC | 1201 N St | Lincoln | NE | 68508-2008 | Lancaster | NE25292 | Active | 6614 | 2015 | CAMUS | FTVT - Firetube Vertical TB | 7th Floor | HWHT - Hot Water Heat | 1/31/2027
1221 Tower LLC | 1201 N St | Lincoln | NE | 68508-2008 | Lancaster | NE30615 | Scrapped/Junked | N/A | 1970 | Kewanee | FTFB - Firetube-Firebox Boiler | 7TH FLR | STHT - Steam-Heat | 1/31/2015
1221 Tower LLC | 1201 N St | Lincoln | NE | 68508-2008 | Lancaster | NE37221 | Scrapped/Junked | N/A | 1970 | Kewanee | FTFB - Firetube-Firebox Boiler | 7TH FLR | STHT - Steam-Heat | 1/31/2015
MAGEES DEVELOPMENT | 1201 O St | Lincoln | NE | 68508-1420 | LANCASTER | NE05151 | Inactive | 34596 | 1980 | PM LATTNER MFR COMPANY | FT - Firetube Boiler | 1200 O ST | PROC - Process Steam | 10/31/1992
MAGEES DEVELOPMENT | 1201 O St | Lincoln | NE | 68508-1420 | LANCASTER | NE10005 | Inactive | 14251 | 1946 | KISCO | FT - Firetube Boiler | BOILER ROOM | PROC - Process Steam | 10/31/1990
MAGEES DEVELOPMENT | 1201 O St | Lincoln | NE | 68508-1420 | LANCASTER | NE30616 | Scrapped/Junked |  | 1993 | PEERLESS HEATER COMPANY |  | BASEMENT | STHT - Steam-Heat | 4/30/2003
Romjue Apartments | 1202 F St | Lincoln | NE | 68508-3239 | Lancaster | NE08389 | Out of Service |  | 1950 | AMST | CI - Cast Iron | BOILER ROOM | HWHT - Hot Water Heat | 10/31/2007
Swanson Russell Associates | 1202 P St | Lincoln | NE | 68508-1425 | Lancaster | NE01476 | Active | 9602 | 1998 | ALES | FTVT - Firetube Vertical TB | Basement Store Room | HWSD - Hot Water Dom/Potable | 4/30/2027
Swanson Russell Associates | 1202 P St | Lincoln | NE | 68508-1425 | Lancaster | NE01477 | Active | 9603 | 1998 | ALES | FTVT - Firetube Vertical TB | Basement Store room | HWSD - Hot Water Dom/Potable | 4/30/2027
Swanson Russell Associates | 1202 P St | Lincoln | NE | 68508-1425 | Lancaster | NE26967 | Active | 357786 | 2016 | Laars | WTSS - Watertube SS Steel | New Mech. Room | HWHT - Hot Water Heat | 4/30/2027
Keichall Art Gallery | 1208 O St | Lincoln | NE | 68508-1423 | Lancaster | NE16367 | Inactive | N/A | 1976 | Peerless | CI - Cast Iron | BASEMENT | STHT - Steam-Heat | 5/31/2014
JACOB NORTH PRINTING CO | 120TH & A ST | WALTON | NE | 68461 | LANCASTER | NE16348 | Inactive |  | 1989 | PEERLESS HEATER COMPANY |  | BOILER ROOM | STHT - Steam-Heat | 9/30/2001
Lincoln Square/Nelnet | 121 S 13th St | Lincoln | NE | 68508-1904 | Lancaster | NE18712 | Active | 9164 | 1997 | ALDR | FTVT - Firetube Vertical TB | BOILER ROOM | HWHT - Hot Water Heat | 8/31/2026
NELNET, INC | 121 S 13th St | Lincoln | NE | 68508-1904 | LANCASTER | NE03324 | Inactive | 35448 | 1982 | PM LATTNER MFR COMPANY | FT - Firetube Boiler | 13TH & O | PROC - Process Steam | 12/31/1988
NELNET, INC | 121 S 13th St | Lincoln | NE | 68508-1904 | LANCASTER | NE17121 | Scrapped/Junked |  | 1975 | KEWANEE | FT - Firetube Boiler |  | STHT - Steam-Heat | 6/30/2000
NELNET, INC | 121 S 13th St | Lincoln | NE | 68508-1904 | LANCASTER | NE37218 | Inactive |  | 1975 | KEWANEE | FT - Firetube Boiler |  | STHT - Steam-Heat | 4/30/1996
Town & Garden Apartment | 1210 F St | Lincoln | NE | 68508-3200 | Lancaster | NE09661 | Scrapped/Junked | N/A | 1965 | Peerless | CI - Cast Iron | BASEMENT | HWHT - Hot Water Heat | 2/28/2014
Town & Garden Apartment | 1210 F St | Lincoln | NE | 68508-3200 | Lancaster | NE09662 | Scrapped/Junked | 19199 | 1993 | A O Smith | COBL - Coil Type Boiler | BASEMENT | HWSD - Hot Water Dom/Potable | 2/28/2021
Town & Garden Apartment | 1210 F St | Lincoln | NE | 68508-3200 | Lancaster | NE24200 | Active | n/a | 2012 | Dunkirk | CI - Cast Iron | mech room | HWHT - Hot Water Heat | 2/28/2027
RETAIL STORE | 1211 O St | Lincoln | NE | 68508-1431 | LANCASTER | NE15505 | Inactive | 89509 | 1983 | CHROMALOX PRECISION HEAT | ELBL - Electric Boiler | BOILER ROOM | STHT - Steam-Heat | 10/31/2003
Apartment Building - Reinke | 1212 D St | Lincoln | NE | 68502-1337 | Lancaster | NE17987 | Active | 124308 | 2008 | AO SMITH | FTVT - Firetube Vertical TB | Upstairs | HWDP - Hotwater Heat & Dom Supply | 1/31/2012
Apartment Building | 1212 E St | Lincoln | NE | 68508-3554 | Lancaster | NE09660 | Inactive | N/A | 1984 | Weil-Mcclain | CI - Cast Iron | BASEMENT | HWHT - Hot Water Heat | 1/31/2014
Apartment Building - Arrow | 1215 E St | Lincoln | NE | 68508-3587 | Lancaster | NE02306 | Scrapped/Junked | 6999 | 2003 | HTPI | COBL - Coil Type Boiler | TOP FL BOILER RM | HWDP - Hotwater Heat & Dom Supply | 8/31/2007
Apartment Building - Arrow | 1215 E St | Lincoln | NE | 68508-3587 | Lancaster | NE19690 | Scrapped/Junked |  | 1992 | RUDD | AHWH - ANSI/Fired Water Htr | 3RD FLOOR | HWDP - Hotwater Heat & Dom Supply | 11/30/2004
Apartment Building - Arrow | 1215 E St | Lincoln | NE | 68508-3587 | Lancaster | NE21065 | Active | 37436 | 2010 | Heat Transfer Products Inc. | WTSS - Watertube SS Steel | 3rd Floor | HWHT - Hot Water Heat | 12/31/2026
APARTMENT BUILDING | 1218 E St | Lincoln | NE | 68508-3588 | LANCASTER | NE06501 | Exempt | n/a | 2002 | AO SMITH | AHWH - ANSI/Fired Water Htr | TOP FLOOR LAUNDRY | HWDP - Hotwater Heat & Dom Supply | 8/31/2006
APARTMENT BUILDING | 1218 E St | Lincoln | NE | 68508-3588 | LANCASTER | NE22509 | Exempt 1999 LB-66 |  | 1997 | AO SMITH | AHWH - ANSI/Fired Water Htr |  | HWSD - Hot Water Dom/Potable | 6/30/2000
Town & Garden Apartment | 1220 F St | Lincoln | NE | 68508-3229 | Lancaster | NE09663 | Scrapped/Junked | N/A | 1962 | Weil-Mcclain | CI - Cast Iron | BASEMENT | HWHT - Hot Water Heat | 2/28/2014
Town & Garden Apartment | 1220 F St | Lincoln | NE | 68508-3229 | Lancaster | NE09664 | Scrapped/Junked | 13135 | 1991 | A O Smith | COBL - Coil Type Boiler | BASEMENT | HWSD - Hot Water Dom/Potable | 2/28/2021
Town & Garden Apartment | 1220 F St | Lincoln | NE | 68508-3229 | Lancaster | NE24199 | Active | n/a | 2012 | Dunkirk | CI - Cast Iron | mech room | HWHT - Hot Water Heat | 2/28/2027
Farmers Mutual of Nebraska | 1220 Lincoln Mall | Lincoln | NE | 68508-2838 | Lancaster | NE25704 | Active | 68358 | 2014 | Aerco International, Inc. | FTVT - Firetube Vertical TB | Basement - Boiler Room | HWHT - Hot Water Heat | 3/31/2027
Farmers Mutual of Nebraska | 1220 Lincoln Mall | Lincoln | NE | 68508-2838 | Lancaster | NE25705 | Scrapped/Junked | 68357 | 2014 | Aerco International, Inc. | FTVT - Firetube Vertical TB | Basement - Boiler Room | HWHT - Hot Water Heat | 3/31/2026
Farmers Mutual of Nebraska | 1220 Lincoln Mall | Lincoln | NE | 68508-2838 | Lancaster | NE25706 | Scrapped/Junked | 38355 | 2014 | Aerco International, Inc. | FTVT - Firetube Vertical TB | Basement - Boiler Room | HWHT - Hot Water Heat | 3/31/2026
Farmers Mutual of Nebraska | 1220 Lincoln Mall | Lincoln | NE | 68508-2838 | Lancaster | NE37524 | Scrapped/Junked | 20889 | 1961 | Kewanee | FTSM - FTS Marine Dry Back | BOILER ROOM | HWHT - Hot Water Heat | 1/31/2015
Farmers Mutual of Nebraska | 1220 Lincoln Mall | Lincoln | NE | 68508-2838 | Lancaster | NE43845 | Active | 10211 | 2025 | Cleaver Brooks | SSCO - SS Coil Boiler | Basement mech room | HWHT - Hot Water Heat | 3/31/2027
Farmers Mutual of Nebraska | 1220 Lincoln Mall | Lincoln | NE | 68508-2838 | Lancaster | NE43846 | Active | 10217 | 2025 | Cleaver Brooks | SSCO - SS Coil Boiler | Basement mech room | HWHT - Hot Water Heat | 3/31/2027
OFFICE BUILDING | 1221 N St | Lincoln | NE | 68508-2016 | LANCASTER | NE16388 | Inactive |  | 1985 | AO SMITH | AHWH - ANSI/Fired Water Htr | CTU BLDG 7TH FLOOR | HWSD - Hot Water Dom/Potable | 9/30/1992
OFFICE BUILDING | 1221 N St | Lincoln | NE | 68508-2016 | LANCASTER | NE30614 | Inactive |  | 1979 | PEERLESS HEATER COMPANY |  | CTU BLDG | STHT - Steam-Heat | 4/30/1995
Swanson Russell Associates | 1222 P St | Lincoln | NE | 68508-1425 | LANCASTER | NE08854 | Scrapped/Junked | n/a | 2001 | Burnham | CI - Cast Iron | BASEMENT | STHT - Steam-Heat | 4/30/2017
Swanson Russell Associates | 1222 P St | Lincoln | NE | 68508-1425 | LANCASTER | NE19612 | Scrapped/Junked |  | 1986 | BRYANT |  | BASEMENT | STHT - Steam-Heat | 2/28/2002
APARTMENT BUILDING | 1222 S 14th St | Lincoln | NE | 68502-1373 | LANCASTER | NE16800 | Scrapped/Junked |  | 1930 | ARCO |  | 1222 S. 14TH | HWHT - Hot Water Heat | 5/31/1998
Lincoln Children's Zoo | 1222 S 27th St | Lincoln | NE | 68502-1832 | Lancaster | NE25927 | Scrapped/Junked | 261969 | 2014 | Laars | FTVT - Firetube Vertical TB | Tortise Bldg | HWHF - Hot Water Heat-Floor | 1/31/2026
Lincoln Children's Zoo | 1222 S 27th St | Lincoln | NE | 68502-1832 | Lancaster | NE27893 | Active | 424045 | 2018 | Laars | WTSS - Watertube SS Steel | Giraffe Bldg. | HWHT - Hot Water Heat | 1/31/2027
Lincoln Children's Zoo | 1222 S 27th St | Lincoln | NE | 68502-1832 | Lancaster | NE27894 | Active | 424047 | 2018 | Laars | WTSS - Watertube SS Steel | Giraffe Bldg. | HWHT - Hot Water Heat | 1/31/2027
Lincoln Children's Zoo | 1222 S 27th St | Lincoln | NE | 68502-1832 | Lancaster | NE28131 | Active | 408057 | 2017 | U.S. Boiler | WTSS - Watertube SS Steel | ECC Mechanical Room | HWHT - Hot Water Heat | 1/31/2027
Lincoln Children's Zoo | 1222 S 27th St | Lincoln | NE | 68502-1832 | Lancaster | NE44115 | Active | 125188 | 2024 | Laars | FTVT - Firetube Vertical TB | Tortise Bldg | HWHF - Hot Water Heat-Floor | 1/31/2026
Apartment Building - Duran | 1224 S 21st St | Lincoln | NE | 68502-1674 | Lancaster | NE06936 | Scrapped/Junked | N/A | 1981 | Peerless | CI - Cast Iron | APT# 1, KITCHEN CLOSET | HWHT - Hot Water Heat | 3/31/2014
Apartment Building - Duran | 1224 S 21st St | Lincoln | NE | 68502-1674 | Lancaster | NE25243 | Active | 89201 | 2013 | Lochinvar | FTVT - Firetube Vertical TB | Apt#1 Kitchen Closet | HWHT - Hot Water Heat | 11/30/2026
City of Lincoln, Nebraska F Street Rec Center | 1225 F St | Lincoln | NE | 68508-3228 | Lancaster | NE09738 | Active | 105491 | 2000 | Teledyne & Laars | COBL - Coil Type Boiler | Penthouse | HWHT - Hot Water Heat | 9/30/2026
City of Lincoln, Nebraska F Street Rec Center | 1225 F St | Lincoln | NE | 68508-3228 | Lancaster | NE09739 | Active | 106218 | 2000 | Teledyne & Laars | COBL - Coil Type Boiler | Penthouse | HWHT - Hot Water Heat | 9/30/2026
City of Lincoln, Nebraska F Street Rec Center | 1225 F St | Lincoln | NE | 68508-3228 | Lancaster | NE09740 | Active | 105490 | 2000 | Teledyne & Laars | COBL - Coil Type Boiler | Penthouse | HWHT - Hot Water Heat | 9/30/2026
F ST COMMUNITY CENTER | 1225 F St | Lincoln | NE | 68508-3228 | LANCASTER | NE16354 | Inactive |  | 1940 | US RADIATOR |  |  | HWHT - Hot Water Heat | 2/29/2000
Centre Terrace | 1225 L St | Lincoln | NE | 68508-2171 | Lancaster | NE07757 | Active | 27438 | 1989 | dewey | ELBL - Electric Boiler | ROOF/MECH ROOM | HWHT - Hot Water Heat | 10/31/2026
Apartment Building - Century - Beranek-Whitney | 1227 D St | Lincoln | NE | 68502-1350 | Lancaster | NE09658 | Active | NA | 1964 | Peerless | CI - Cast Iron | Basement/ 2513 entry code | HWHT - Hot Water Heat | 1/31/2027
Garfield Apts | 1228 Garfield St | Lincoln | NE | 68502-2332 | Lancaster | NE09727 | Active | N/A | 1998 | Peerless | CI - Cast Iron | BASEMENT | HWHT - Hot Water Heat | 2/28/2027
B&J Partnership | 1228 P St | Lincoln | NE | 68508-1425 | Lancaster | NE03374 | Inactive | N/A | 1986 | RHEE | CHWH - ASME/Fired Water Heater | UPSTAIRS | HWSD - Hot Water Dom/Potable | 3/31/2010
B&J Partnership | 1228 P St | Lincoln | NE | 68508-1425 | Lancaster | NE39175 | Inactive | 36414 | 1984 | LATT | FTVT - Firetube Vertical TB | BOILER ROOM | PROC - Process Steam | 2/28/2010
Office Building | 1233 Arapahoe St | Lincoln | NE | 68502-4538 | Lancaster | NE28344 | Active | 344427 | 2018 | Lochinvar | FTVT - Firetube Vertical TB | Mechanical Room | HWHT - Hot Water Heat | 10/31/2026
Office Building | 1233 Arapahoe St | Lincoln | NE | 68502-4538 | Lancaster | NE30862 | Scrapped/Junked | 44363 | 1993 | Lattner Boiler Co | VTNT - Vertical Tubeless | BOILER ROOM | STHT - Steam-Heat | 11/30/2019
Peetz & Company | 1233 Lincoln Mall | Lincoln | NE | 68508-2875 | Lancaster | NE04476 | Active | 156669 | 1999 | RAYP | CPFT - Horiz Cpr Fin Boiler | Basement Boiler Room | HWHT - Hot Water Heat | 10/31/2025
Peetz & Company | 1233 Lincoln Mall | Lincoln | NE | 68508-2875 | Lancaster | NE20703 | Active | 145473 | 1998 | RAYP | CPFT - Horiz Cpr Fin Boiler | Basement Boiler Room | HWHT - Hot Water Heat | 10/31/2026
Belmont Rec Center | 1234 Judson St | Lincoln | NE | 68521-2165 | Lancaster | NE13665 | Active | 16216 | 2006 | ALDRICH/LES | FTVT - Firetube Vertical TB | MECH ROOM | HWHT - Hot Water Heat | 4/30/2027
Apartment Building | 1234 K St | Lincoln | NE | 68508-2823 | Lancaster | NE23845 | Scrapped/Junked | N/A | 1998 | Peerless | CI - Cast Iron | BOILER ROOM | STHT - Steam-Heat | 1/31/2017
Apartment Building | 1234 K St | Lincoln | NE | 68508-2823 | Lancaster | NE26712 | Out of Service | N/A | 2016 | Peerless | CI - Cast Iron | BOILER ROOM | STHT - Steam-Heat | 1/31/2022
1221 Tower LLC | 1235 N St | Lincoln | NE | 68508-2008 | Lancaster | NE14947 | Scrapped/Junked | N/A | 1960 | Peerless | CI - Cast Iron | BOILER ROOM 2 | STHT - Steam-Heat | 1/31/2012
1221 Tower LLC | 1235 N St | Lincoln | NE | 68508-2008 | Lancaster | NE21079 | Active | n/a | 2011 | Peerless | CI - Cast Iron | 1235 Boiler Room | STHT - Steam-Heat | 1/31/2027
Apartment Building | 1237 C St | Lincoln | NE | 68502-1338 | Lancaster | NE09987 | Inactive | N/A | 1964 | Crane | CI - Cast Iron | BASEMENT LAUNDRY | HWHT - Hot Water Heat | 2/28/2022
Blue Moon Fitness | 1241 N 48th St | Lincoln | NE | 68504-3159 | Lancaster | NE40256 | Scrapped/Junked | 45499 | 1998 | AO SMITH | CHWH - ASME/Fired Water Heater | BOILER ROOM | HWSD - Hot Water Dom/Potable | 3/31/2013
1221 Tower LLC | 1241 N St | Lincoln | NE | 68508-2008 | Lancaster | NE17661 | Active | N/A | 1994 | Peerless | CI - Cast Iron | BOILER ROOM | STHT - Steam-Heat | 1/31/2027
1221 Tower LLC | 1241 N St | Lincoln | NE | 68508-2008 | Lancaster | NE17662 | Scrapped/Junked | N/A | 1980 | Peerless | CI - Cast Iron | BOILER ROOM | STHT - Steam-Heat | 1/31/2015
1221 Tower LLC | 1241 N St | Lincoln | NE | 68508-2008 | Lancaster | NE26583 | Active | 6358 | 2014 | CAMUS | WT - Water Tube Boiler | Basement | HWHT - Hot Water Heat | 1/31/2027
Willard Community Center | 1245 Folsom St | Lincoln | NE | 68522-1257 | Lancaster | NE16362 | Inactive | NA | 1953 | Kewannee | FTFB - Firetube-Firebox Boiler | Basement | STHT - Steam-Heat | 1/31/2014
Willard Community Center | 1245 Folsom St | Lincoln | NE | 68522-1257 | Lancaster | NE24072 | Active | 253724 | 2013 | Burnham/Giannoni | WTSS - Watertube SS Steel | Mechanical Room | HWHT - Hot Water Heat | 11/30/2026
Willard Community Center | 1245 Folsom St | Lincoln | NE | 68522-1257 | Lancaster | NE24073 | Active | 253727 | 2013 | Burnham/Giannoni | WTSS - Watertube SS Steel | Mechanical Room | HWHT - Hot Water Heat | 11/30/2026
NRC Health | 1245 Q St | Lincoln | NE | 68508-1430 | Lancaster | NE08646 | Scrapped/Junked | 10608 | 1999 | Aldrich Co./L.E.S., Inc. | FTVT - Firetube Vertical TB | 2nd Floor Boiler Room | HWHT - Hot Water Heat | 8/31/2024
NRC Health | 1245 Q St | Lincoln | NE | 68508-1430 | Lancaster | NE08647 | Scrapped/Junked | 10609 | 1999 | Aldrich Co./L.E.S., Inc. | FTVT - Firetube Vertical TB | 2nd Floor Boiler Room | HWHT - Hot Water Heat | 8/31/2024
NRC Health | 1245 Q St | Lincoln | NE | 68508-1430 | Lancaster | NE43399 | Active | 386669 | 2022 | Lochinvar | FTVT - Firetube Vertical TB | Basement mech room | HWFG - Hotwater Heat Floor-Glycl | 6/30/2027
NRC Health | 1245 Q St | Lincoln | NE | 68508-1430 | Lancaster | NE43400 | Active | 392149 | 2022 | Lochinvar | FTVT - Firetube Vertical TB | Basement mech room | HWFG - Hotwater Heat Floor-Glycl | 6/30/2027
Apartment Bldg | 1247 C St | Lincoln | NE | 68502-1329 | Lancaster | NE07248 | Active | N/A | 1972 | Peerless | CI - Cast Iron | Basement Boiler Room | HWHT - Hot Water Heat | 10/31/2026
Union Bank Place | 1248 O St | Lincoln | NE | 68508-1493 | Lancaster | NE08524 | Active | 67324 | 2001 | WEBJ | COBL - Coil Type Boiler | 12TH FLR | HWSD - Hot Water Dom/Potable | 3/31/2027
Union Bank Place | 1248 O St | Lincoln | NE | 68508-1493 | Lancaster | NE21530 | Scrapped/Junked |  | 1974 | Kewannee | FT - Firetube Boiler |  | HWSP - Hot Water Non Potable Supply | 2/28/2001
Union Bank Place | 1248 O St | Lincoln | NE | 68508-1493 | Lancaster | NE21531 | Active | N/A | 1973 | Kewanee | FTSM - FTS Marine Dry Back | BOILER RM 11TH FLR | STHT - Steam-Heat | 3/31/2027
Union Bank Place | 1248 O St | Lincoln | NE | 68508-1493 | Lancaster | NE21532 | Active | n/a | 1974 | Kewanee | FTSM - FTS Marine Dry Back | BOILER RM 11TH FLR | STHT - Steam-Heat | 3/31/2027
Union Bank Place | 1248 O St | Lincoln | NE | 68508-1493 | Lancaster | NE21533 | Active | N/A | 1973 | Kewanee | FTSM - FTS Marine Dry Back | BOILER RM 11TH FLR | STHT - Steam-Heat | 3/31/2027
Apartment Building - Reality Works | 127 S 18th St | Lincoln | NE | 68508-1755 | Lancaster | NE28345 | Active | N/A | 1975 | American Standard | CI - Cast Iron | Mechanical Room | HWHT - Hot Water Heat | 10/31/2026
University Towers | 128 N 13th St | Lincoln | NE | 68508-1561 | Lancaster | NE04147 | Active | N/A | 1928 | Kewanee | FTLO - Firetube Locomotive Type | BASEMENT BOILER ROOM | STHT - Steam-Heat | 2/28/2026
University Towers | 128 N 13th St | Lincoln | NE | 68508-1561 | Lancaster | NE04148 | Active | 40002 | 1986 | Kewanee | FTFB - Firetube-Firebox Boiler | BASEMENT BOILER ROOM | STHT - Steam-Heat | 2/28/2027
University Towers | 128 N 13th St | Lincoln | NE | 68508-1561 | Lancaster | NE25476 | Active | 70751 | 2015 | Aerco | FTVT - Firetube Vertical TB | #310 | HWHT - Hot Water Heat | 2/28/2027
University Towers | 128 N 13th St | Lincoln | NE | 68508-1561 | Lancaster | NE25477 | Active | 70772 | 2015 | Aerco | FTVT - Firetube Vertical TB | #310 | HWHT - Hot Water Heat | 2/28/2027
University Towers | 128 N 13th St | Lincoln | NE | 68508-1561 | Lancaster | NE25478 | Active | 60504 | 2015 | PVI Industries | CHWH - ASME/Fired Water Heater | #310 | HWSD - Hot Water Dom/Potable | 2/28/2027
University Towers | 128 N 13th St | Lincoln | NE | 68508-1561 | Lancaster | NE25479 | Active | 60499 | 2015 | PVI Industries | CHWH - ASME/Fired Water Heater | #310 | HWSD - Hot Water Dom/Potable | 2/28/2027
University Towers | 128 N 13th St | Lincoln | NE | 68508-1561 | Lancaster | NE25480 | Active | 60503 | 2015 | PVI Industries | CHWH - ASME/Fired Water Heater | #310 | HWSD - Hot Water Dom/Potable | 2/28/2027
Grand Manse Apartments & | 129 N 10Th St | Lincoln | NE | 68508-3633 | Lancaster | NE05973 | Inactive | 10101 | 2004 | HTPI | COBL - Coil Type Boiler | SW PARKING GARAGE | HWHT - Hot Water Heat | 1/31/2009
Grand Manse Apartments & | 129 N 10Th St | Lincoln | NE | 68508-3633 | Lancaster | NE07765 | Scrapped/Junked |  | 1915 | KEWANEE | FT - Firetube Boiler | BSMT BOILER ROOM | STHT - Steam-Heat | 6/30/2003
Grand Manse Apartments & | 129 N 10Th St | Lincoln | NE | 68508-3633 | Lancaster | NE07766 | Scrapped/Junked |  | 1939 | KEWANEE | FT - Firetube Boiler | BSMT BOILER ROOM | STHT - Steam-Heat | 6/30/2003
Boiler Brewing Co | 129 N 10th St | Lincoln | NE | 68508-3633 | Lancaster | NE26251 | Active | N/A | 2015 | Weil-McLain | CI - Cast Iron | Basement boiler room | PROC - Process Steam | 3/31/2027
UNL NB2 Building | 1300 Military Rd | Lincoln | NE | 68508-1051 | Lancaster | NE30416 | Active | 14956 | 1983 | Burnham | FTFB - Firetube-Firebox Boiler | BASEMENT | HWHT - Hot Water Heat | 11/30/2026
Foundation for Educational Services | 1300 O St | Lincoln | NE | 68508-1511 | LANCASTER | NE04743 | Scrapped/Junked | n/a | 1985 | Peerless | CI - Cast Iron | PENTHOUSE BOILER RM | STHT - Steam-Heat | 3/31/2016
Foundation for Educational Services | 1300 O St | Lincoln | NE | 68508-1511 | LANCASTER | NE04744 | Scrapped/Junked | n/a | 1980 | Peerless | CI - Cast Iron | PENTHOUSE BOILER RM | STHT - Steam-Heat | 3/31/2016
Foundation for Educational Services | 1300 O St | Lincoln | NE | 68508-1511 | LANCASTER | NE04745 | Scrapped/Junked |  | 1988 | AO SMITH | AHWH - ANSI/Fired Water Htr | PENTHOUSE BOILER RM | HWSD - Hot Water Dom/Potable | 5/31/2007
Foundation for Educational Services | 1300 O St | Lincoln | NE | 68508-1511 | LANCASTER | NE04746 | Scrapped/Junked | 41800 | 1989 | Kewanee | FTFB - Firetube-Firebox Boiler | PENTHOUSE BOILER ROOM 2 | HWHT - Hot Water Heat | 3/31/2016
Foundation for Educational Services | 1300 O St | Lincoln | NE | 68508-1511 | LANCASTER | NE26028 | Active | 7001 | 2015 | CAMUS | WT - Water Tube Boiler | Penthouse Boiler Rm 2 | HWHT - Hot Water Heat | 3/31/2027
Foundation for Educational Services | 1300 O St | Lincoln | NE | 68508-1511 | LANCASTER | NE26029 | Active | 7002 | 2015 | CAMUS | WT - Water Tube Boiler | Penthouse Boiler Rm 2 | HWHT - Hot Water Heat | 3/31/2027
UNL CEMA | 1300 Q St | Lincoln | NE | 68588-1515 | Lancaster | NE17133 | Active | 38881 | 1985 | Kewanee | FTFB - Firetube-Firebox Boiler | Room 41 B | GLYC - Glycol Bldg Heat Sys | 12/31/2026
UNL CEMA | 1300 Q St | Lincoln | NE | 68588-1515 | Lancaster | NE17134 | Active | 38880 | 1985 | Kewanee | FTFB - Firetube-Firebox Boiler | BOILER ROOM | GLYC - Glycol Bldg Heat Sys | 12/31/2026
UNL CEMA | 1300 Q St | Lincoln | NE | 68588-1515 | Lancaster | NE28475 | Active | 148107 | 2018 | PVI Industries | CHWH - ASME/Fired Water Heater | Room 41 B | HWHT - Hot Water Heat | 12/31/2026
CIS Service Center | 1301 Highland Blvd | Lincoln | NE | 68521-4639 | Lancaster | NE06520 | Out of Service | 176166 | 2005 | Loch | VC2H - Vertcprfin 2 Htxchagr | MECH ROOM | HWHT - Hot Water Heat | 1/31/2012
CIS Service Center | 1301 Highland Blvd | Lincoln | NE | 68521-4639 | Lancaster | NE06521 | Out of Service | 176167 | 2005 | Loch | VC2H - Vertcprfin 2 Htxchagr | 2ND FLR S MECH ROOM | HWHT - Hot Water Heat | 1/31/2012
CIS Service Center | 1301 Highland Blvd | Lincoln | NE | 68521-4639 | Lancaster | NE06522 | Scrapped/Junked | 96982 | 2005 | AOSF | CHWH - ASME/Fired Water Heater | 2ND FLR N MECH ROOM | HWSD - Hot Water Dom/Potable | 4/30/2022
CIS Service Center | 1301 Highland Blvd | Lincoln | NE | 68521-4639 | Lancaster | NE22897 | Active | 217115 | 2012 | Peerless | WTSS - Watertube SS Steel | 2nd Floor Penthouse | HWHT - Hot Water Heat | 4/20/2026
CIS Service Center | 1301 Highland Blvd | Lincoln | NE | 68521-4639 | Lancaster | NE22898 | Active | 204576 | 2012 | Peerless | WTSS - Watertube SS Steel | 2nd Floor Penthouse | HWHT - Hot Water Heat | 4/20/2026
CIS Service Center | 1301 Highland Blvd | Lincoln | NE | 68521-4639 | Lancaster | NE22899 | Active | 217116 | 2012 | Peerless | WTSS - Watertube SS Steel | 2nd Floor Penthouse | HWHT - Hot Water Heat | 4/30/2026
CIS Service Center | 1301 Highland Blvd | Lincoln | NE | 68521-4639 | Lancaster | NE41814 | Active | 294902 | 2022 | AO SMITH | CHWH - ASME/Fired Water Heater | 2ND FLR N MECH ROOM | HWSD - Hot Water Dom/Potable | 4/30/2026
Sky Park Manor | 1301 Lincoln Mall | Lincoln | NE | 68508-2706 | Lancaster | NE16394 | Scrapped/Junked | na | 1961 | Kewanee | FTSM - FTS Marine Dry Back | PENTHOUSE | STHT - Steam-Heat | 11/30/2021
Sky Park Manor | 1301 Lincoln Mall | Lincoln | NE | 68508-2706 | Lancaster | NE16395 | Scrapped/Junked | n/a | 1962 | Kewanee | FTSM - FTS Marine Dry Back | PENTHOUSE | STHT - Steam-Heat | 11/30/2021
Sky Park Manor | 1301 Lincoln Mall | Lincoln | NE | 68508-2706 | Lancaster | NE29047 | Active | 272544 | 2020 | State Industries | CHWH - ASME/Fired Water Heater | Boiler Room | HWSD - Hot Water Dom/Potable | 11/30/2026
Sky Park Manor | 1301 Lincoln Mall | Lincoln | NE | 68508-2706 | Lancaster | NE29048 | Active | 272905 | 2020 | State Industries | CHWH - ASME/Fired Water Heater | Boiler Room | HWSD - Hot Water Dom/Potable | 11/30/2026
Sky Park Manor | 1301 Lincoln Mall | Lincoln | NE | 68508-2706 | Lancaster | NE29049 | Active | 272525 | 2020 | State Industries | CHWH - ASME/Fired Water Heater | Boiler Room | HWSD - Hot Water Dom/Potable | 11/30/2026
Sky Park Manor | 1301 Lincoln Mall | Lincoln | NE | 68508-2706 | Lancaster | NE41576 | Active | 12951 | 2020 | Riello | FT - Firetube Boiler | Penthouse Mech Room | HWHT - Hot Water Heat | 11/30/2026
Sky Park Manor | 1301 Lincoln Mall | Lincoln | NE | 68508-2706 | Lancaster | NE41577 | Active | 12952 | 2020 | Riello | FT - Firetube Boiler | Penthouse Mech Room | HWHT - Hot Water Heat | 11/30/2026
Sky Park Manor | 1301 Lincoln Mall | Lincoln | NE | 68508-2706 | Lancaster | NE41578 | Active | 13039 | 2020 | Riello | FT - Firetube Boiler | Penthouse Mech Room | HWHT - Hot Water Heat | 11/30/2026
Sky Park Manor | 1301 Lincoln Mall | Lincoln | NE | 68508-2706 | Lancaster | NE41579 | Active | 13043 | 2020 | Riello | FT - Firetube Boiler | Penthouse Mech Room | HWHT - Hot Water Heat | 11/30/2026
Sky Park Manor | 1301 Lincoln Mall | Lincoln | NE | 68508-2706 | Lancaster | NE41580 | Active | 13037 | 2020 | Riello | FT - Firetube Boiler | Penthouse Mech Room | HWHT - Hot Water Heat | 11/30/2026
Sky Park Manor | 1301 Lincoln Mall | Lincoln | NE | 68508-2706 | Lancaster | NE41581 | Active | 12972 | 2020 | Riello | FT - Firetube Boiler | Penthouse Mech Room | HWHT - Hot Water Heat | 11/30/2026
Sky Park Manor | 1301 Lincoln Mall | Lincoln | NE | 68508-2706 | Lancaster | NE41582 | Active | 12963 | 2020 | Riello | FT - Firetube Boiler | Penthouse Mech Room | HWHT - Hot Water Heat | 11/30/2026
Sky Park Manor | 1301 Lincoln Mall | Lincoln | NE | 68508-2706 | Lancaster | NE41583 | Active | 13044 | 2020 | Riello | FT - Firetube Boiler | Penthouse Mech Room | HWHT - Hot Water Heat | 11/30/2026
Sky Park Manor | 1301 Lincoln Mall | Lincoln | NE | 68508-2706 | Lancaster | NE41584 | Active | 13025 | 2020 | Riello | FT - Firetube Boiler | Penthouse Mech Room | HWHT - Hot Water Heat | 11/30/2026
Walgreens Store #541 | 1301 O St | Lincoln | NE | 68508-1512 | Lancaster | NE07736 | Active | na | 1968 | BRYN | CI - Cast Iron | BASEMENT | HWHT - Hot Water Heat | 3/31/2026
Wingate by Wyndham | 1301 W Bond Cir | Lincoln | NE | 68521-3636 | Lancaster | NE00005 | Inactive |  | 2006 | Jandy | CPPH - Ansi Cpr Fin Pool Heater | Pool Equipt Room | OPHT - Outdoor Pool Heater | 8/18/2008
Wingate by Wyndham | 1301 W Bond Cir | Lincoln | NE | 68521-3636 | Lancaster | NE00006 | Inactive | 128446 | 2008 | A O Smith | CHWH - ASME/Fired Water Heater | Water Heater Room | HWSD - Hot Water Dom/Potable | 2/27/2009
Wingate by Wyndham | 1301 W Bond Cir | Lincoln | NE | 68521-3636 | Lancaster | NE12132 | Scrapped/Junked | 78335 | 2002 | A. O. Smith | CHWH - ASME/Fired Water Heater | Boiler Room | HWSD - Hot Water Dom/Potable | 2/28/2012
Wingate by Wyndham | 1301 W Bond Cir | Lincoln | NE | 68521-3636 | Lancaster | NE13150 | Inactive | N/A | 2006 | JAND | CPFH - Copper Fin Water Heater | POOL HOUSE | OPHT - Outdoor Pool Heater | 7/31/2009
Wingate by Wyndham | 1301 W Bond Cir | Lincoln | NE | 68521-3636 | Lancaster | NE13670 | Inactive | 291015 | 2008 | RAYPAK INC, CALIFORNIA | CPFH - Copper Fin Water Heater | OUTSIDE POOL | OPHT - Outdoor Pool Heater | 7/31/2017
Wingate by Wyndham | 1301 W Bond Cir | Lincoln | NE | 68521-3636 | Lancaster | NE14427 | Scrapped/Junked |  | 1991 | AO SMITH | CHWH - ASME/Fired Water Heater | MECHANICAL ROOM | HWSD - Hot Water Dom/Potable | 2/28/2004
Wingate by Wyndham | 1301 W Bond Cir | Lincoln | NE | 68521-3636 | Lancaster | NE15351 | Scrapped/Junked | 128446 | 2008 | AO SMITH | CHWH - ASME/Fired Water Heater | UTILITY RM 1ST FL | HWSD - Hot Water Dom/Potable | 2/28/2019
Wingate by Wyndham | 1301 W Bond Cir | Lincoln | NE | 68521-3636 | Lancaster | NE15352 | Scrapped/Junked | 135743 | 2008 | AO SMITH | CHWH - ASME/Fired Water Heater | UTILITY RM 1ST FL | HWSD - Hot Water Dom/Potable | 2/28/2023
Wingate by Wyndham | 1301 W Bond Cir | Lincoln | NE | 68521-3636 | Lancaster | NE19551 | Out of Service | 146772 | 2010 | A. O. Smith | CHWH - ASME/Fired Water Heater | UTILITY RM 1ST FL | HWSD - Hot Water Dom/Potable | 2/28/2019
Wingate by Wyndham | 1301 W Bond Cir | Lincoln | NE | 68521-3636 | Lancaster | NE20991 | Scrapped/Junked | N/A | 2004 | State Industries | CHWH - ASME/Fired Water Heater | Water Heater Room | HWSD - Hot Water Dom/Potable | 2/28/2019
Wingate by Wyndham | 1301 W Bond Cir | Lincoln | NE | 68521-3636 | Lancaster | NE27438 | Active | 228762 | 2017 | AO SMITH | CHWH - ASME/Fired Water Heater | UTILITY RM 1ST FL | HWSD - Hot Water Dom/Potable | 2/28/2025
Wingate by Wyndham | 1301 W Bond Cir | Lincoln | NE | 68521-3636 | Lancaster | NE40351 | Scrapped/Junked | 27984 | 1995 | A. O. Smith | CHWH - ASME/Fired Water Heater | UTILITY RM 1ST FL | HWSD - Hot Water Dom/Potable | 2/28/2012
Wingate by Wyndham | 1301 W Bond Cir | Lincoln | NE | 68521-3636 | Lancaster | NE40352 | Scrapped/Junked | 44596 | 1998 | A. O. Smith | CHWH - ASME/Fired Water Heater | Boiler Room | HWSD - Hot Water Dom/Potable | 2/28/2009
Wingate by Wyndham | 1301 W Bond Cir | Lincoln | NE | 68521-3636 | Lancaster | NE40353 | Scrapped/Junked | 43762 | 1998 | A. O. Smith | CHWH - ASME/Fired Water Heater | Boiler Room | HWSD - Hot Water Dom/Potable | 2/28/2010
Wingate by Wyndham | 1301 W Bond Cir | Lincoln | NE | 68521-3636 | Lancaster | NE40716 | Scrapped/Junked |  | 1994 | TELE | CPFT - Horiz Cpr Fin Boiler | POOL BOILER ROOM | IPHT - Indoor Pool Heater | 2/28/2008
Genesis Health Club | 1305 S 70th St | Lincoln | NE | 68510-4247 | Lancaster | NE04140 | Active | 0 | 1985 | PEER | CI - Cast Iron | BASEMENT BOILER ROOM | HWHT - Hot Water Heat | 10/31/2025
Genesis Health Club | 1305 S 70th St | Lincoln | NE | 68510-4247 | Lancaster | NE04144 | Scrapped/Junked | 114319 | 1985 | Mrst |  | BASEMENT BOILER ROOM | PROC - Process Steam | 10/31/2001
Genesis Health Club | 1305 S 70th St | Lincoln | NE | 68510-4247 | Lancaster | NE08875 | Out of Service | 47613 | 2000 | SUSS | ELBL - Electric Boiler | BOILER ROOM | SAUN - Sauna Steam Room Heat | 10/31/2022
Genesis Health Club | 1305 S 70th St | Lincoln | NE | 68510-4247 | Lancaster | NE10331 | Scrapped/Junked | 69429 | 2002 | AOSM | CHWH - ASME/Fired Water Heater | BOILER ROOM | HWSD - Hot Water Dom/Potable | 10/31/2010
Genesis Health Club | 1305 S 70th St | Lincoln | NE | 68510-4247 | Lancaster | NE10553 | Scrapped/Junked | 71606 | 2002 | AOSM | CHWH - ASME/Fired Water Heater | BASEMENT BOILER ROOM | HWSD - Hot Water Dom/Potable | 10/31/2010
Genesis Health Club | 1305 S 70th St | Lincoln | NE | 68510-4247 | Lancaster | NE12139 | Active | 138025 | 2003 | WTRP | CPFT - Horiz Cpr Fin Boiler | BASEMENT BLR RM | IPHT - Indoor Pool Heater | 10/31/2022
Genesis Health Club | 1305 S 70th St | Lincoln | NE | 68510-4247 | Lancaster | NE12166 | Scrapped/Junked | 74252 | 2002 | AOSM | CHWH - ASME/Fired Water Heater | BASEMENT BLR ROOM | HWSD - Hot Water Dom/Potable | 10/31/2010
Genesis Health Club | 1305 S 70th St | Lincoln | NE | 68510-4247 | Lancaster | NE15606 | Scrapped/Junked | 63522 | 1993 | Ruud-Rheem |  | BOILER ROOM |  | 10/31/2002
Genesis Health Club | 1305 S 70th St | Lincoln | NE | 68510-4247 | Lancaster | NE15607 | Scrapped/Junked | 62874 | 1993 | Ruud-Rheem |  | BOILER ROOM |  | 10/31/2003
Genesis Health Club | 1305 S 70th St | Lincoln | NE | 68510-4247 | Lancaster | NE15608 | Scrapped/Junked | 63523 | 1993 | RHEE | WHTB - Waste Heat Boiler | BOILER ROOM | HWDP - Hotwater Heat & Dom Supply | 10/31/2003
Genesis Health Club | 1305 S 70th St | Lincoln | NE | 68510-4247 | Lancaster | NE21061 | Scrapped/Junked | 153913 | 2010 | AO Smith | CHWH - ASME/Fired Water Heater | BASEMENT BOILER ROOM | HWSD - Hot Water Dom/Potable | 10/31/2018
Genesis Health Club | 1305 S 70th St | Lincoln | NE | 68510-4247 | Lancaster | NE21062 | Scrapped/Junked | 156230 | 2010 | AO Smith | CHWH - ASME/Fired Water Heater | BASEMENT BOILER ROOM | HWSD - Hot Water Dom/Potable | 10/31/2018
Genesis Health Club | 1305 S 70th St | Lincoln | NE | 68510-4247 | Lancaster | NE21063 | Scrapped/Junked | 149576 | 2010 | AO Smith | CHWH - ASME/Fired Water Heater | BASEMENT BOILER ROOM | HWSD - Hot Water Dom/Potable | 10/31/2017
Genesis Health Club | 1305 S 70th St | Lincoln | NE | 68510-4247 | Lancaster | NE22578 | Active | 335126 | 2011 | Raypak | CPFH - Copper Fin Water Heater | Basement | SPAJ - Spa/Jacuzzi Heater | 10/31/2022
Genesis Health Club | 1305 S 70th St | Lincoln | NE | 68510-4247 | Lancaster | NE22579 | Active | 328514 | 2011 | Raypak | CPFH - Copper Fin Water Heater | Basement | SPAJ - Spa/Jacuzzi Heater | 10/31/2022
Genesis Health Club | 1305 S 70th St | Lincoln | NE | 68510-4247 | Lancaster | NE22580 | Active | 326870 | 2011 | Raypak | CPFH - Copper Fin Water Heater | Basement | SPAJ - Spa/Jacuzzi Heater | 10/31/2022
Genesis Health Club | 1305 S 70th St | Lincoln | NE | 68510-4247 | Lancaster | NE23390 | Scrapped/Junked | 57317 | 1985 | Tele |  | BOILER ROOM |  | 10/31/2003
Genesis Health Club | 1305 S 70th St | Lincoln | NE | 68510-4247 | Lancaster | NE27468 | Active | 224172 | 2017 | AOSM | CHWH - ASME/Fired Water Heater | BOILER ROOM | HWSD - Hot Water Dom/Potable | 10/31/2026
Genesis Health Club | 1305 S 70th St | Lincoln | NE | 68510-4247 | Lancaster | NE27959 | Active | 237445 | 2018 | AOSM | CHWH - ASME/Fired Water Heater | BOILER ROOM | HWSD - Hot Water Dom/Potable | 10/31/2026
Genesis Health Club | 1305 S 70th St | Lincoln | NE | 68510-4247 | Lancaster | NE27960 | Active | 235183 | 2017 | AOSM | CHWH - ASME/Fired Water Heater | BOILER ROOM | HWSD - Hot Water Dom/Potable | 10/31/2026
Genesis Health Club | 1305 S 70th St | Lincoln | NE | 68510-4247 | Lancaster | NE43482 | Active | 579743 | 2024 | Raypak | CPPH - Ansi Cpr Fin Pool Heater | Basement | IPHT - Indoor Pool Heater | 10/31/2025
UNL HEALTH CTR JIM DECAMP | 1309 N 17th St | Lincoln | NE | 68508-1278 | LANCASTER | NE01336 | Inactive | 78199 | 1974 | CHROMALOX PRECISION HEAT | ELBL - Electric Boiler | HEALTH CENTER | PROC - Process Steam | 7/31/1994
NE Museum of History | 131 Centennial Mall N | Lincoln | NE | 68508-3805 | Lancaster | NE01974 | Active | 13257 | 2004 | ALES | FTVT - Firetube Vertical TB | BASEMENT/BLR ROOM | HWHT - Hot Water Heat | 3/31/2026
NE Museum of History | 131 Centennial Mall N | Lincoln | NE | 68508-3805 | Lancaster | NE01975 | Active | 12364 | 2004 | ALES | FTVT - Firetube Vertical TB | BASEMENT/BLR ROOM | HWHT - Hot Water Heat | 3/31/2026
NE Museum of History | 131 Centennial Mall N | Lincoln | NE | 68508-3805 | Lancaster | NE02076 | Active | 13265 | 2004 | ALES | FTVT - Firetube Vertical TB | BASEMENT/BLR ROOM | HWHT - Hot Water Heat | 3/31/2026
NE Museum of History | 131 Centennial Mall N | Lincoln | NE | 68508-3805 | Lancaster | NE30702 | Scrapped/Junked |  | 1966 | KEWANEE | FTFB - Firetube-Firebox Boiler | BSMT 15TH & P | STHT - Steam-Heat | 6/30/2004
NE Museum of History | 131 Centennial Mall N | Lincoln | NE | 68508-3805 | Lancaster | NE30703 | Scrapped/Junked |  | 1966 | KEWANEE | FTFB - Firetube-Firebox Boiler | BSMT 15TH & P | STHT - Steam-Heat | 6/30/2004
InMotion Auto Care | 131 Russwood Pkwy | Lincoln | NE | 68505-2841 | Lancaster | NE23665 | Scrapped/Junked | 225648 | 2012 | Lochinvar/Giannoni | WTSS - Watertube SS Steel | North Shop Wall | HWHF - Hot Water Heat-Floor | 1/31/2024
InMotion Auto Care | 131 Russwood Pkwy | Lincoln | NE | 68505-2841 | Lancaster | NE42706 | Active | 582673 | 2023 | Lochinvar | WTSS - Watertube SS Steel | North Shop Wall | HWHF - Hot Water Heat-Floor | 3/31/2027
Sandhills Global | 131 W Grand Dr | Lincoln | NE | 68521-4414 | Lancaster | NE07774 | Scrapped/Junked | 8292 | 1995 | ALES | FTVT - Firetube Vertical TB | Boiler Room - Blr 3 | HWHT - Hot Water Heat | 12/31/2025
Sandhills Global | 131 W Grand Dr | Lincoln | NE | 68521-4414 | Lancaster | NE07775 | Scrapped/Junked | 8293 | 1995 | ALES | FTVT - Firetube Vertical TB | BOILER ROOM | HWHT - Hot Water Heat | 12/31/2025
Sandhills Global | 131 W Grand Dr | Lincoln | NE | 68521-4414 | Lancaster | NE07776 | Scrapped/Junked | 8291 | 1995 | ALES | FTVT - Firetube Vertical TB | BOILER ROOM | HWHT - Hot Water Heat | 12/31/2025
Sandhills Global | 131 W Grand Dr | Lincoln | NE | 68521-4414 | Lancaster | NE43813 | Active | 329079 | 2025 | Laars | VTWT - Vert Watertube | Mechanical Room | HWHT - Hot Water Heat | 12/31/2026
Sandhills Global | 131 W Grand Dr | Lincoln | NE | 68521-4414 | Lancaster | NE43814 | Active | 329080 | 2025 | Laars | VTWT - Vert Watertube | Mechanical Room | HWHT - Hot Water Heat | 12/31/2026
Apartment Building - Sanchez | 1310 B St | Lincoln | NE | 68502-1332 | Lancaster | NE01546 | Active | N/A | 1978 | Peerless | CI - Cast Iron | LAUNDRY ROOM | HWHT - Hot Water Heat | 9/30/2026
Speedway Vacant | 1311 M St | Lincoln | NE | 68508-2539 | Lancaster | NE18774 | Active | N/A | 2009 | Peerless | CI - Cast Iron | Basement | STHT - Steam-Heat | 10/31/2026
Speedway Vacant | 1311 M St | Lincoln | NE | 68508-2539 | Lancaster | NE39176 | Scrapped/Junked |  | 1960 | PEER | CI - Cast Iron | BOILER ROOM | STHT - Steam-Heat | 3/31/2010
Bldg demolished | 1313 Eldon Dr | Lincoln | NE | 68510-5024 | Lancaster | NE06914 | Scrapped/Junked | 247054 | 2006 | Raypak | CPFT - Horiz Cpr Fin Boiler | BOILER ROOM | HWSD - Hot Water Dom/Potable | 8/31/2012
Bldg demolished | 1313 Eldon Dr | Lincoln | NE | 68510-5024 | Lancaster | NE18460 | Scrapped/Junked | 44974 | 1994 | AJAX BOILER INC | COBL - Coil Type Boiler | BOILER ROOM | HWSD - Hot Water Dom/Potable | 8/31/2006
Bldg demolished | 1313 Eldon Dr | Lincoln | NE | 68510-5024 | Lancaster | NE39148 | Scrapped/Junked | n/a | 1970 | Kewanee | FTFB - Firetube-Firebox Boiler | BOILER ROOM | HWHT - Hot Water Heat | 8/31/2012
Bldg demolished | 1313 Eldon Dr | Lincoln | NE | 68510-5024 | Lancaster | NE39149 | Scrapped/Junked | n/a | 1962 | Kewanee | FTFB - Firetube-Firebox Boiler | BOILER ROOM | HWHT - Hot Water Heat | 8/31/2012
Bldg demolished | 1313 Eldon Dr | Lincoln | NE | 68510-5024 | Lancaster | NE39150 | Scrapped/Junked | n/a | 1962 | Kewanee | FTFB - Firetube-Firebox Boiler | BOILER ROOM | HWHT - Hot Water Heat | 8/31/2012
Bank Of The West | 1314 O St | Lincoln | NE | 68508-1511 | Lancaster | NE14930 | Scrapped/Junked |  | 1981 | Weil-Mcclain | CI - Cast Iron | BASEMENT | HWHT - Hot Water Heat | 3/31/2007
Lincoln Flats Condominiums | 1314 O St | Lincoln | NE | 68508-1511 | Lancaster | NE05370 | Exempt 1999 LB-66 |  | 1990 | AO SMITH | AHWH - ANSI/Fired Water Htr | BASEMENT | HWSD - Hot Water Dom/Potable | 4/30/1999
Lincoln Flats Condominiums | 1314 O St | Lincoln | NE | 68508-1511 | Lancaster | NE07552 | Active | n/a | 2006 | Peerless | CI - Cast Iron | BASMENT | HWHT - Hot Water Heat | 3/31/2027
Reinke Apartment Building | 1315 D St | Lincoln | NE | 68502-1379 | Lancaster | NE17986 | Scrapped/Junked | n/a | 1992 | Richmond | FTVT - Firetube Vertical TB | Upstairs | HWDP - Hotwater Heat & Dom Supply | 10/31/2018
TRANSFIGURATION | 1316 N St | Lincoln | NE | 68508-1905 | LANCASTER | NE16336 | Inactive |  | 1973 | AMERICAN STANDARD |  | BOILER ROOM | STHT - Steam-Heat | 1/31/2005
Cornhusker Apartments | 1317 L St | Lincoln | NE | 68508-2507 | Lancaster | NE06635 | Scrapped/Junked | n/a | 1975 | Peerless | CI - Cast Iron | BASEMENT | HWHT - Hot Water Heat | 10/31/2016
Cliff's Lounge | 1323 O St | Lincoln | NE | 68508-1512 | Lancaster | NE04736 | Out of Service | N/A | 1989 | Peerless | CI - Cast Iron | BASEMENT | STHT - Steam-Heat | 4/30/2012
O'ROURKE'S | 1329 O St | Lincoln | NE | 68508-1512 | LANCASTER | NE02874 | Inactive | 19249 | 1958 | PM LATTNER MFR COMPANY | FT - Firetube Boiler | BOILER ROOM | PROC - Process Steam | 1/31/1989
O'ROURKE'S | 1329 O St | Lincoln | NE | 68508-1512 | LANCASTER | NE37226 | Inactive |  | 1986 | WEIL MCLAIN |  |  | STHT - Steam-Heat | 2/29/1996
City of Lincoln, Nebraska Parking | 1330 N St | Lincoln | NE | 68508-1907 | Lancaster | NE15242 | Scrapped/Junked | N/A | 1975 | American Standard | CI - Cast Iron | basement | HWHT - Hot Water Heat | 12/31/2019
LEAGUE NE MUNICIPALITIES | 1335 L St | Lincoln | NE | 68508-2531 | LANCASTER | NE15570 | Inactive |  | 1978 | PEERLESS HEATER COMPANY |  | BOILER ROOM | HWHT - Hot Water Heat | 3/31/2005
Watts Electric | 13351 Dovers St | Waverly | NE | 68462-2516 | Lancaster | NE15755 | Active | 2575 | 2008 | ZINK | COBL - Coil Type Boiler | Mezz. Mech. Room | HWHT - Hot Water Heat | 1/31/2027
Vacant Building | 1339 O St | Lincoln | NE | 68508-1509 | Lancaster | NE22533 | Out of Service | n/a | 1997 | Peerless | CI - Cast Iron | BASEMENT | STHT - Steam-Heat | 12/31/2011
Sharp Building | 134 S 13th St | Lincoln | NE | 68508-1931 | Lancaster | NE14931 | Scrapped/Junked |  | 1960 | Peerless Heater Company | CI - Cast Iron | 134-204 S 13 | STHT - Steam-Heat | 6/30/2000
Sharp Building | 134 S 13th St | Lincoln | NE | 68508-1931 | Lancaster | NE14933 | Scrapped/Junked | 19023 | 1984 | Bryan Steam LLC | WT - Water Tube Boiler | 134-204 S. 13 | STHT - Steam-Heat | 6/30/2000
Sharp Building | 134 S 13th St | Lincoln | NE | 68508-1931 | Lancaster | NE15333 | Scrapped/Junked |  | 1989 | Peerless Heater Company | CI - Cast Iron | 134-204 S 13 | STHT - Steam-Heat | 6/30/2000
Federal Trust Building | 134 S 13th St | Lincoln | NE | 68508-1931 | Lancaster | NE00773 | Scrapped/Junked | 104831 | 2000 | TELE | CPFT - Horiz Cpr Fin Boiler | Basement Boiler Room | HWHT - Hot Water Heat | 11/30/2017
Federal Trust Building | 134 S 13th St | Lincoln | NE | 68508-1931 | Lancaster | NE27296 | Active | 284735 | 2017 | Laars | CPFT - Horiz Cpr Fin Boiler | Basement Boiler Room | HWHT - Hot Water Heat | 11/30/2024
First Baptist Church-BMIC#433743 | 1340 K St | Lincoln | NE | 68508-2728 | LANCASTER | NE24250 | Active | n/a | 1999 | BURN | CI - Cast Iron | BASEMENT | HWHT - Hot Water Heat | 9/30/2026
First Baptist Church-BMIC#433743 | 1340 K St | Lincoln | NE | 68508-2728 | LANCASTER | NE24251 | Active | n/a | 1999 | BURN | CI - Cast Iron | BASEMENT | HWHT - Hot Water Heat | 9/30/2026
First Baptist Church-BMIC#433743 | 1340 K St | Lincoln | NE | 68508-2728 | LANCASTER | NE33315 | Scrapped/Junked |  | 1964 | KEWANEE | FT - Firetube Boiler |  | HWHT - Hot Water Heat | 2/29/2000
Laundry Land | 1340 N 27th St | Lincoln | NE | 68503-1808 | Lancaster | NE40370 | Scrapped/Junked | 57914 | 1985 | AOSM | COBL - Coil Type Boiler | EQUIPMENT ROOM | HWSD - Hot Water Dom/Potable | 9/30/2017
Parker Hannifin Corporation | 13400 O St | Lincoln | NE | 68520-1262 | Lancaster | NE15270 | Scrapped/Junked | 3203 | 1964 | Kewannee | FT - Firetube Boiler | Boiler Room | HWHT - Hot Water Heat | 7/31/2006
Parker Hannifin Corporation | 13400 O St | Lincoln | NE | 68520-1262 | Lancaster | NE15275 | Out of Service | 0 | 1970 | Kewannee | FTFB - Firetube-Firebox Boiler | Boiler Room | HWHT - Hot Water Heat | 7/31/2013
Waverly High School | 13401 Amberly Rd | Waverly | NE | 68462 | Lancaster | NE01958 | Scrapped/Junked | 65324 | 2003 | Market Forge | FTVT - Firetube Vertical TB | KITCHEN | 0021 - Steam Supp Cooker/Kettle | 5/31/2024
Waverly High School | 13401 Amberly Rd | Waverly | NE | 68462 | Lancaster | NE07588 | Scrapped/Junked | 105781 | 2006 | STAT | CHWH - ASME/Fired Water Heater | MECH ROOM | HWSD - Hot Water Dom/Potable | 5/31/2019
Waverly High School | 13401 Amberly Rd | Waverly | NE | 68462 | Lancaster | NE07589 | Out of Service | 105779 | 2006 | STAT | CHWH - ASME/Fired Water Heater | MECH ROOM | HWSD - Hot Water Dom/Potable | 5/31/2018
Waverly High School | 13401 Amberly Rd | Waverly | NE | 68462 | Lancaster | NE07590 | Active | 13232 | 2006 | Triad Boiler | FTVT - Firetube Vertical TB | MECH ROOM | HWHT - Hot Water Heat | 5/31/2027
Waverly High School | 13401 Amberly Rd | Waverly | NE | 68462 | Lancaster | NE07591 | Active | 13233 | 2006 | Triad Boiler | FTVT - Firetube Vertical TB | MECH ROOM | HWHT - Hot Water Heat | 5/31/2027
Waverly High School | 13401 Amberly Rd | Waverly | NE | 68462 | Lancaster | NE07592 | Active | 13231 | 2006 | Triad Boiler | FTVT - Firetube Vertical TB | MECH ROOM | HWHT - Hot Water Heat | 5/31/2027
Waverly High School | 13401 Amberly Rd | Waverly | NE | 68462 | Lancaster | NE08507 | Scrapped/Junked | 55434 | 1998 | Market Forge | FT - Firetube Boiler | KITCHEN | 0021 - Steam Supp Cooker/Kettle | 5/31/2015
Waverly High School | 13401 Amberly Rd | Waverly | NE | 68462 | Lancaster | NE23853 | Scrapped/Junked | 9431 | 1997 | ALES | FTVT - Firetube Vertical TB | PNT/HS | GLYC - Glycol Bldg Heat Sys | 5/31/2025
Waverly High School | 13401 Amberly Rd | Waverly | NE | 68462 | Lancaster | NE23854 | Scrapped/Junked | 9429 | 1997 | ALES | FTVT - Firetube Vertical TB | PNT/HS | GLYC - Glycol Bldg Heat Sys | 5/31/2025
Waverly High School | 13401 Amberly Rd | Waverly | NE | 68462 | Lancaster | NE23855 | Scrapped/Junked | 9432 | 1997 | ALES | FTVT - Firetube Vertical TB | PNT/HS | GLYC - Glycol Bldg Heat Sys | 5/31/2022
Waverly High School | 13401 Amberly Rd | Waverly | NE | 68462 | Lancaster | NE23856 | Scrapped/Junked | 9438 | 1997 | ALES | FTVT - Firetube Vertical TB | PNT/HS | GLYC - Glycol Bldg Heat Sys | 5/31/2022
Waverly High School | 13401 Amberly Rd | Waverly | NE | 68462 | Lancaster | NE23857 | Active | 9436 | 1997 | ALES | FTVT - Firetube Vertical TB | PNT/HS | GLYC - Glycol Bldg Heat Sys | 5/31/2027
Waverly High School | 13401 Amberly Rd | Waverly | NE | 68462 | Lancaster | NE23858 | Active | 9434 | 1997 | ALES | FTVT - Firetube Vertical TB | PNT/HS | GLYC - Glycol Bldg Heat Sys | 5/31/2027
Waverly High School | 13401 Amberly Rd | Waverly | NE | 68462 | Lancaster | NE42355 | Active | 14001 | 2020 | Riello | WT - Water Tube Boiler | Penthouse | HWHT - Hot Water Heat | 5/31/2027
Waverly High School | 13401 Amberly Rd | Waverly | NE | 68462 | Lancaster | NE42356 | Active | 14071 | 2020 | Riello | WT - Water Tube Boiler | Penthouse | HWHT - Hot Water Heat | 5/31/2027
Waverly High School | 13401 Amberly Rd | Waverly | NE | 68462 | Lancaster | NE42357 | Active | 14072 | 2020 | Riello | WT - Water Tube Boiler | Penthouse | HWHT - Hot Water Heat | 5/31/2027
Waverly High School | 13401 Amberly Rd | Waverly | NE | 68462 | Lancaster | NE42358 | Active | 14010 | 2020 | Riello | WT - Water Tube Boiler | Penthouse | HWHT - Hot Water Heat | 5/31/2027
Waverly High School | 13401 Amberly Rd | Waverly | NE | 68462 | Lancaster | NE42359 | Active | 14012 | 2020 | Riello | WT - Water Tube Boiler | Penthouse | HWHT - Hot Water Heat | 5/31/2027
Waverly High School | 13401 Amberly Rd | Waverly | NE | 68462 | Lancaster | NE42360 | Active | 14073 | 2022 | Riello | WT - Water Tube Boiler | Penthouse | HWHT - Hot Water Heat | 5/31/2027
Waverly High School | 13401 Amberly Rd | Waverly | NE | 68462 | Lancaster | NE43131 | Active | 21730 | 2023 | Aldrich | FTHT - Firetube Horizontal | Penthouse 1 | HWHT - Hot Water Heat | 5/31/2027
Waverly High School | 13401 Amberly Rd | Waverly | NE | 68462 | Lancaster | NE43132 | Active | 21729 | 2023 | Aldrich | FTHT - Firetube Horizontal | Penthouse 1 | HWHT - Hot Water Heat | 5/31/2027
vacant building | 1344 D St | Lincoln | NE | 68502-1382 | Lancaster | NE09746 | Inactive | N/A | 2000 | Peerless | CI - Cast Iron | 1ST FLR MECH ROOM | HWHT - Hot Water Heat | 6/30/2012
Fiserv | 1345 Old Cheney Rd | Lincoln | NE | 68512-1266 | LANCASTER | NE13663 | Scrapped/Junked | 17031 | 2008 | ALDRICH/LES | FTVT - Firetube Vertical TB | West Bldg. | HWHT - Hot Water Heat | 10/31/2025
Fiserv | 1345 Old Cheney Rd | Lincoln | NE | 68512-1266 | LANCASTER | NE13664 | Scrapped/Junked | 17035 | 2008 | ALDRICH/LES | FTVT - Firetube Vertical TB | West Bldg. | HWHT - Hot Water Heat | 10/31/2025
Fiserv | 1345 Old Cheney Rd | Lincoln | NE | 68512-1266 | LANCASTER | NE26584 | Active | 7663 | 2016 | CAMUS | WT - Water Tube Boiler | Penthouse North | HWHT - Hot Water Heat | 10/31/2026
Fiserv | 1345 Old Cheney Rd | Lincoln | NE | 68512-1266 | LANCASTER | NE27275 | Active | 8447 | 2017 | CAMUS | FTVT - Firetube Vertical TB | Center Bldg. | HWHT - Hot Water Heat | 10/31/2026
Fiserv | 1345 Old Cheney Rd | Lincoln | NE | 68512-1266 | LANCASTER | NE27276 | Active | 8446 | 2017 | CAMUS | FTVT - Firetube Vertical TB | Center Bldg. | HWHT - Hot Water Heat | 10/31/2026
Fiserv | 1345 Old Cheney Rd | Lincoln | NE | 68512-1266 | LANCASTER | NE40804 | Scrapped/Junked | 14917 | 1981 | Bryan | WT - Water Tube Boiler | North Bldg. | HWHT - Hot Water Heat | 10/31/2016
Fiserv | 1345 Old Cheney Rd | Lincoln | NE | 68512-1266 | LANCASTER | NE40805 | Scrapped/Junked | 9794 | 1998 | ALES | FTVT - Firetube Vertical TB | South Bldg. | HWHT - Hot Water Heat | 10/31/2017
Fiserv | 1345 Old Cheney Rd | Lincoln | NE | 68512-1266 | LANCASTER | NE40806 | Scrapped/Junked | 9792 | 1998 | ALES | FTVT - Firetube Vertical TB | South Bldg. | HWHT - Hot Water Heat | 10/31/2017
Fiserv | 1345 Old Cheney Rd | Lincoln | NE | 68512-1266 | LANCASTER | NE40807 | Scrapped/Junked | 9788 | 1998 | ALES | FTVT - Firetube Vertical TB | South Bldg.. | HWHT - Hot Water Heat | 10/31/2017
Fiserv | 1345 Old Cheney Rd | Lincoln | NE | 68512-1266 | LANCASTER | NE40808 | Scrapped/Junked | 9791 | 1998 | ALES | FTVT - Firetube Vertical TB | South Bldg. | HWHT - Hot Water Heat | 10/31/2017
Fiserv | 1345 Old Cheney Rd | Lincoln | NE | 68512-1266 | LANCASTER | NE40809 | Scrapped/Junked | 9782 | 1998 | Aldrich | FTVT - Firetube Vertical TB | South Bldg. | HWHT - Hot Water Heat | 10/31/2017
Fiserv | 1345 Old Cheney Rd | Lincoln | NE | 68512-1266 | LANCASTER | NE40810 | Scrapped/Junked | 7706 | 1993 | ALES | FTVT - Firetube Vertical TB | Center Bldg. | HWHT - Hot Water Heat | 10/31/2017
Fiserv | 1345 Old Cheney Rd | Lincoln | NE | 68512-1266 | LANCASTER | NE40811 | Scrapped/Junked | 7694 | 1993 | ALES | FTVT - Firetube Vertical TB | Center Bldg. | HWHT - Hot Water Heat | 10/31/2017
Fiserv | 1345 Old Cheney Rd | Lincoln | NE | 68512-1266 | LANCASTER | NE40812 | Scrapped/Junked | 7703 | 1993 | ALES | FTVT - Firetube Vertical TB | Center Bldg. | HWHT - Hot Water Heat | 10/31/2017
Fiserv | 1345 Old Cheney Rd | Lincoln | NE | 68512-1266 | LANCASTER | NE43383 | Active | 9494 | 2023 | Cleaver Brooks | FTVT - Firetube Vertical TB | Penthouse | HWHT - Hot Water Heat | 10/31/2026
Fiserv | 1345 Old Cheney Rd | Lincoln | NE | 68512-1266 | LANCASTER | NE43632 | Active | 21814 | 2023 | ALDRICH/LES | FTVT - Firetube Vertical TB | West Bldg | HWHT - Hot Water Heat | 10/31/2026
Fiserv | 1345 Old Cheney Rd | Lincoln | NE | 68512-1266 | LANCASTER | NE43633 | Active | 21815 | 2023 | ALDRICH/LES | FTVT - Firetube Vertical TB | West Bldg | HWHT - Hot Water Heat | 10/31/2026
Grace Chapel | 1345 S 16th St | Lincoln | NE | 68502-1466 | LANCASTER | NE14520 | Scrapped/Junked | N/A | 1970 | AMST | CI - Cast Iron | BASEMENT | STHT - Steam-Heat | 12/31/2017
Grace Chapel | 1345 S 16th St | Lincoln | NE | 68502-1466 | LANCASTER | NE14521 | Inactive | N/A | 1950 | AMST | CI - Cast Iron | BASEMENT | STHT - Steam-Heat | 12/31/2013
Grace Chapel | 1345 S 16th St | Lincoln | NE | 68502-1466 | LANCASTER | NE14522 | Out of Service | N/A | 1951 | Kewanee | FTFB - Firetube-Firebox Boiler | BOILER ROOM | STHT - Steam-Heat | 12/31/2013
Grace Chapel | 1345 S 16th St | Lincoln | NE | 68502-1466 | LANCASTER | NE20097 | Exempt 1999 LB-66 |  | 1992 | AO SMITH | AHWH - ANSI/Fired Water Htr | BLRM #3 | HWSD - Hot Water Dom/Potable | 12/31/1999
Grace Chapel | 1345 S 16th St | Lincoln | NE | 68502-1466 | LANCASTER | NE25153 | Active | 251756 | 2013 | Lochinvar | WTSS - Watertube SS Steel | boiler room | HWHT - Hot Water Heat | 12/31/2026
Grace Chapel | 1345 S 16th St | Lincoln | NE | 68502-1466 | LANCASTER | NE25154 | Active | 234323 | 2013 | Lochinvar | WTSS - Watertube SS Steel | boiler room | HWHT - Hot Water Heat | 12/31/2026
Grace Chapel | 1345 S 16th St | Lincoln | NE | 68502-1466 | LANCASTER | NE28135 | Active | 239682 | 2016 | Lochinvar | FTVT - Firetube Vertical TB | Boiler Room | HWHT - Hot Water Heat | 12/31/2026
Grace Chapel | 1345 S 16th St | Lincoln | NE | 68502-1466 | LANCASTER | NE28136 | Active | 258076 | 2017 | Lochinvar | FTVT - Firetube Vertical TB | Boiler Room | HWHT - Hot Water Heat | 12/31/2026
Capital Carwash | 1348 Saunders Ave | Lincoln | NE | 68521-2330 | Lancaster | NE08865 | Out of Service | N/A | 1994 | PALO | COWH - Coil Type Water Heater | BOILER ROOM | HWHF - Hot Water Heat-Floor | 4/30/2010
Capital Carwash | 1348 Saunders Ave | Lincoln | NE | 68521-2330 | Lancaster | NE08866 | Out of Service | N/A | 1994 | PALO | COWH - Coil Type Water Heater | BOILER ROOM | HWHF - Hot Water Heat-Floor | 4/30/2010
STEPHEN P DINSMORE | 135 F St | Lincoln | NE | 68508-3053 | LANCASTER | NE24391 | Exempt |  | 1930 | PACIFIC |  | BASEMENT | HWHT - Hot Water Heat | 2/28/2001
First Interstate Bank | 135 N Cotner Blvd | Lincoln | NE | 68505-2312 | Lancaster | NE23257 | Active | None | 1965 | Kewanee | FTFB - Firetube-Firebox Boiler | Basement - Boiler Room | HWHT - Hot Water Heat | 2/28/2027
vacant building | 135 S Harrison | Hallam | NE | 68368-7903 | Lancaster | NE09950 | Scrapped/Junked | 142607 | 2002 | Columbia | FTNT - FT Vertical Tubeless | Boiler Room | PROC - Process Steam | 6/30/2017
CUBBYS GREENWOOD | 13504 238th St I-80 AND HWY 63 | Greenwood | NE | 68366-1604 | LANCASTER | NE35274 | Scrapped/Junked |  | 1965 | KEWANEE | FTFB - Firetube-Firebox Boiler | BOILER ROOM | HWHT - Hot Water Heat | 10/31/2005
City of Lincoln Bennet Martin Library | 136 S 14th St | Lincoln | NE | 68508-1801 | Lancaster | NE04459 | Scrapped/Junked | 2509 | 1975 | Hydro-Steam |  | Boiler Room | STHT - Steam-Heat | 9/30/2006
City of Lincoln Bennet Martin Library | 136 S 14th St | Lincoln | NE | 68508-1801 | Lancaster | NE05786 | Scrapped/Junked | 9491 | 1997 | Les Inc/Aldrich Co | FT - Firetube Boiler | Boiler Room | STHT - Steam-Heat | 9/30/2013
City of Lincoln Bennet Martin Library | 136 S 14th St | Lincoln | NE | 68508-1801 | Lancaster | NE07593 | Out of Service | 13328 | 2006 | Triad | FTVT - Firetube Vertical TB | Basement Boiler Room | HWHT - Hot Water Heat | 9/30/2012
City of Lincoln Bennet Martin Library | 136 S 14th St | Lincoln | NE | 68508-1801 | Lancaster | NE23700 | Active | 18842 | 2013 | Aldrich | FTFB - Firetube-Firebox Boiler | Boiler Room | STHT - Steam-Heat | 9/30/2026
City of Lincoln Bennet Martin Library | 136 S 14th St | Lincoln | NE | 68508-1801 | Lancaster | NE26087 | Active | 19515 | 2015 | Aldrich | FTFB - Firetube-Firebox Boiler | Boiler Room | STHT - Steam-Heat | 9/30/2026
Waverly Middle School | 13801 Amberly Rd | Waverly | NE | 68462 | Lancaster | NE07360 | Scrapped/Junked | 110172 | 2006 | STAT | CHWH - ASME/Fired Water Heater | MECH ROOM | HWSD - Hot Water Dom/Potable | 5/31/2026
Waverly Middle School | 13801 Amberly Rd | Waverly | NE | 68462 | Lancaster | NE07361 | Scrapped/Junked | 110170 | 2006 | STAT | CHWH - ASME/Fired Water Heater | MECH ROOM | HWSD - Hot Water Dom/Potable | 5/31/2026
Waverly Middle School | 13801 Amberly Rd | Waverly | NE | 68462 | Lancaster | NE43840 | Active | 152172 | 2025 | Bradford | AHWH - ANSI/Fired Water Htr | Upstairs mechanical room | HWSD - Hot Water Dom/Potable | 5/31/2027
Waverly Middle School | 13801 Amberly Rd | Waverly | NE | 68462 | Lancaster | NE43841 | Active | 152170 | 2025 | Bradford | AHWH - ANSI/Fired Water Htr | Gym mechanical room | HWSD - Hot Water Dom/Potable | 5/31/2027
Georgian Place | 139 N 11th St | Lincoln | NE | 68508-3629 | LANCASTER | NE06885 | Scrapped/Junked | 95832 | 2005 | AOSC | CHWH - ASME/Fired Water Heater | 4TH FLR MECH ROOM | HWSD - Hot Water Dom/Potable | 9/30/2009
Georgian Place | 139 N 11th St | Lincoln | NE | 68508-3629 | LANCASTER | NE09730 | Scrapped/Junked | 67062 | 2002 | AO SMITH | CHWH - ASME/Fired Water Heater | 4TH FLR MECH RM | HWSD - Hot Water Dom/Potable | 3/31/2006
Georgian Place | 139 N 11th St | Lincoln | NE | 68508-3629 | LANCASTER | NE09731 | Scrapped/Junked | 31613 | 1995 | AO SMITH | CHWH - ASME/Fired Water Heater | 4TH FLR MECH RM | HWSD - Hot Water Dom/Potable | 3/31/2003
Georgian Place | 139 N 11th St | Lincoln | NE | 68508-3629 | LANCASTER | NE10305 | Scrapped/Junked | 69551 | 2002 | AOSM | CHWH - ASME/Fired Water Heater | 4TH FLR MECH RM | HWSD - Hot Water Dom/Potable | 9/30/2010
Georgian Place | 139 N 11th St | Lincoln | NE | 68508-3629 | LANCASTER | NE14680 | Scrapped/Junked | 135706 | 2009 | AO SMITH | CHWH - ASME/Fired Water Heater | 4TH FL MECH ROOM | HWSD - Hot Water Dom/Potable | 9/30/2011
Department of Transportation | 1400 Highway 2 | Lincoln | NE | 68502-5429 | Lancaster | NE06876 | Scrapped/Junked | 1055 | 1977 | CENT |  | CONCRETE LAB | AUCL - Autoclave | 7/31/2009
Department of Transportation | 1400 Highway 2 | Lincoln | NE | 68502-5429 | Lancaster | NE06877 | Inactive | 538 | 1984 | Universal | HPSA - HP Autoclave-S Stamp | CONCRETE LAB | AUCL - Autoclave | 7/31/2021
Department of Transportation | 1400 Highway 2 | Lincoln | NE | 68502-5429 | Lancaster | NE06878 | Scrapped/Junked | 797 | 1971 | CENTRAL SCIENTIFIC COMP | HPSA - HP Autoclave-S Stamp | CONCRETE LAB | AUCL - Autoclave | 2/29/2008
Department of Transportation | 1400 Highway 2 | Lincoln | NE | 68502-5429 | Lancaster | NE06879 | Scrapped/Junked | 1038 | 1976 | CENTRAL SCIENTIFIC COMP | HPSA - HP Autoclave-S Stamp | CONCRETE LAB | AUCL - Autoclave | 2/29/2008
Department of Transportation | 1400 Highway 2 | Lincoln | NE | 68502-5429 | Lancaster | NE14162 | Scrapped/Junked | 3109 | 2008 | APEX PIPING SYSTEMS | HPSA - HP Autoclave-S Stamp | CONCRETE LAB | AUCL - Autoclave | 7/31/2022
Department of Transportation | 1400 Highway 2 | Lincoln | NE | 68502-5429 | Lancaster | NE30498 | Out of Service | 107251 | 1999 | Loch | CPFT - Horiz Cpr Fin Boiler | BLDG 1400 | HWSD - Hot Water Dom/Potable | 7/31/2010
Department of Transportation | 1400 Highway 2 | Lincoln | NE | 68502-5429 | Lancaster | NE30499 | Active | 45531 | 1993 | Kewanee | FTFB - Firetube-Firebox Boiler | BLDG 1400 | HWHT - Hot Water Heat | 7/31/2026
Department of Transportation | 1400 Highway 2 | Lincoln | NE | 68502-5429 | Lancaster | NE30500 | Active | 45518 | 1993 | Kewanee | FTFB - Firetube-Firebox Boiler | BLDG 1400 | HWHT - Hot Water Heat | 7/31/2026
Department of Transportation | 1400 Highway 2 | Lincoln | NE | 68502-5429 | Lancaster | NE30501 | Out of Service | 34328 | 1993 | BRYA | WT - Water Tube Boiler | BLDG 1400 | PROC - Process Steam | 7/31/2009
Department of Transportation | 1400 Highway 2 | Lincoln | NE | 68502-5429 | Lancaster | NE41096 | Scrapped/Junked | 3598 | 2019 | Apex Piping Systems | HPSA - HP Autoclave-S Stamp | Concrete Lab | AUCL - Autoclave | 7/31/2023
TSB Building | 1400 M St | Lincoln | NE | 68508-2513 | Lancaster | NE13671 | Out of Service | N/A | 2008 | PEERLESS HEATER COMPANY |  | BASEMENT MECH ROOM | STHT - Steam-Heat | 3/31/2010
TSB Building | 1400 M St | Lincoln | NE | 68508-2513 | Lancaster | NE28314 | Active | 129405 | 2009 | CAMUS | WTSS - Watertube SS Steel | Basement | HWHT - Hot Water Heat | 9/30/2026
TSB Building | 1400 M St | Lincoln | NE | 68508-2513 | Lancaster | NE28315 | Active | 129406 | 2009 | CAMUS | WTSS - Watertube SS Steel | Basement | HWHT - Hot Water Heat | 9/30/2026
TSB Building | 1400 M St | Lincoln | NE | 68508-2513 | Lancaster | NE30468 | Scrapped/Junked |  | 1993 | Peerless Heater Company | CI - Cast Iron | BASEMENT | STHT - Steam-Heat | 12/31/2007
PHOENIX DEVELOPMENT CORP | 1400 O St | Lincoln | NE | 68508-3807 | LANCASTER | NE30617 | Inactive |  | 1988 | PEERLESS HEATER COMPANY |  |  | STHT - Steam-Heat | 4/30/1995
The 8801 Apartments | 1401 Cedar Cove Rd | Lincoln | NE | 68505-7813 | Lancaster | NE42826 | Active | 257325 | 2020 | Jandy | CPPH - Ansi Cpr Fin Pool Heater | Pool mech room | OPHT - Outdoor Pool Heater | 9/30/2026
Car Wash | 1401 South St | Lincoln | NE | 68502-2447 | Lancaster | NE40724 | Exempt 1999 LB-66 |  | 1998 | AO SMITH | AHWH - ANSI/Fired Water Htr |  | HWSP - Hot Water Non Potable Supply | 8/31/2000
Car Wash | 1401 South St | Lincoln | NE | 68502-2447 | Lancaster | NE40725 | Out of Service | N/A | 1984 | Peerless | CI - Cast Iron | EQUIP ROOM | HWHT - Hot Water Heat | 2/28/2021
William Penn Apartments | 1403 E St | Lincoln | NE | 68508-3393 | Lancaster | NE01548 | Scrapped/Junked |  | 1990 | RUUD | AHWH - ANSI/Fired Water Htr | BASEMENT | HWSD - Hot Water Dom/Potable | 3/31/2002
William Penn Apartments | 1403 E St | Lincoln | NE | 68508-3393 | Lancaster | NE09747 | Scrapped/Junked | 56797 | 2000 | AOSM | CHWH - ASME/Fired Water Heater | BASEMENT | HWSD - Hot Water Dom/Potable | 2/28/2010
William Penn Apartments | 1403 E St | Lincoln | NE | 68508-3393 | Lancaster | NE16084 | Scrapped/Junked | 138605 | 2009 | A O Smith | FTVT - Firetube Vertical TB | Basement | HWSD - Hot Water Dom/Potable | 4/30/2026
Apartment Building - NS | 1409 F St | Lincoln | NE | 68508-3353 | Lancaster | NE00186 | Active | 164810 | 1999 | Raypak | CPFT - Horiz Cpr Fin Boiler | BASEMENT/BOILER RM | HWDP - Hotwater Heat & Dom Supply | 9/30/2026
Vacant Building | 1409 O St | Lincoln | NE | 68508-3808 | Lancaster | NE34285 | Inactive |  | 1983 | Peerless Heater Company | CI - Cast Iron |  | STHT - Steam-Heat | 12/31/1999
Vacant Building | 1409 O St | Lincoln | NE | 68508-3808 | Lancaster | NE40038 | Inactive |  | 1992 | AO SMITH | AHWH - ANSI/Fired Water Htr |  | HWSD - Hot Water Dom/Potable | 3/31/1998
The Graduate Hotel | 141 N 9th St | Lincoln | NE | 68508-1311 | Lancaster | NE04473 | Scrapped/Junked | o/n 1 | 1973 | Kewannee | FTFB - Firetube-Firebox Boiler | Boiler Room | HWHT - Hot Water Heat | 10/31/2012
The Graduate Hotel | 141 N 9th St | Lincoln | NE | 68508-1311 | Lancaster | NE16331 | Inactive |  | 1973 | A. O. Smith | COBL - Coil Type Boiler | BASEMENT | HWSD - Hot Water Dom/Potable | 10/31/2009
The Graduate Hotel | 141 N 9th St | Lincoln | NE | 68508-1311 | Lancaster | NE24636 | Scrapped/Junked | 266122 | 2013 | Lochinvar | WTSS - Watertube SS Steel | basement | HWSD - Hot Water Dom/Potable | 8/31/2025
The Graduate Hotel | 141 N 9th St | Lincoln | NE | 68508-1311 | Lancaster | NE24637 | Active | 272151 | 2013 | Lochinvar | WTSS - Watertube SS Steel | basement | HWSD - Hot Water Dom/Potable | 8/31/2026
The Graduate Hotel | 141 N 9th St | Lincoln | NE | 68508-1311 | Lancaster | NE26989 | Active | 76566 | 2016 | Aerco | FTVT - Firetube Vertical TB | Basement | HWHT - Hot Water Heat | 8/31/2026
The Graduate Hotel | 141 N 9th St | Lincoln | NE | 68508-1311 | Lancaster | NE43380 | Active | 621600 | 2024 | Lochinvar | WTSS - Watertube SS Steel | basement | HWSD - Hot Water Dom/Potable | 8/31/2026
UNL Alexander Building | 1410 Q St | Lincoln | NE | 68508-1650 | Lancaster | NE18668 | Scrapped/Junked | 125747 | 2010 | CAMUS | WTSS - Watertube SS Steel | Boiler Room | HWHT - Hot Water Heat | 11/30/2025
UNL Alexander Building | 1410 Q St | Lincoln | NE | 68508-1650 | Lancaster | NE18669 | Scrapped/Junked | 125746 | 2010 | CAMUS | WTSS - Watertube SS Steel | Boiler Room | HWHT - Hot Water Heat | 11/30/2025
UNL Alexander Building | 1410 Q St | Lincoln | NE | 68508-1650 | Lancaster | NE43381 | Active | 620492 | 2024 | Lochinvar | SSCH - SS Coil Water Heater | Mechanical Room | GLYC - Glycol Bldg Heat Sys | 11/30/2026
UNL Alexander Building | 1410 Q St | Lincoln | NE | 68508-1650 | Lancaster | NE43382 | Active | 588926 | 2023 | Lochinvar | SSCH - SS Coil Water Heater | Mechanical Room | GLYC - Glycol Bldg Heat Sys | 11/30/2026
OFFICE BUILDING | 1412 O St | Lincoln | NE | 68508-3807 | LANCASTER | NE19630 | Inactive |  | 1992 | PEERLESS HEATER COMPANY |  | BOILER ROOM | STHT - Steam-Heat | 10/31/2007
Apartment Building | 1414 C St | Lincoln | NE | 68502-1431 | Lancaster | NE01545 | Out of Service | N/A | 1960 | American Standard | CI - Cast Iron | BASEMENT | HWHT - Hot Water Heat | 2/28/2024
Apartment Building - Reinke | 1419 B St | Lincoln | NE | 68502-1425 | Lancaster | NE08632 | Active | N/A | 1965 | Crane | CI - Cast Iron | BASEMENT | HWHT - Hot Water Heat | 1/31/2027
St Mary's Church | 1420 K St | Lincoln | NE | 68508-2730 | Lancaster | NE12154 | Scrapped/Junked | 159319 | 2003 | Lochinvar | CPFT - Horiz Cpr Fin Boiler | Basement | HWHT - Hot Water Heat | 10/31/2024
St Mary's Church | 1420 K St | Lincoln | NE | 68508-2730 | Lancaster | NE12155 | Scrapped/Junked | 159318 | 2003 | Lochinvar | CPFT - Horiz Cpr Fin Boiler | Basement | HWHT - Hot Water Heat | 10/31/2024
St Mary's Church | 1420 K St | Lincoln | NE | 68508-2730 | Lancaster | NE12156 | Scrapped/Junked | 159320 | 2003 | Lochinvar | CPFT - Horiz Cpr Fin Boiler | Basement | HWHT - Hot Water Heat | 10/31/2024
St Mary's Church | 1420 K St | Lincoln | NE | 68508-2730 | Lancaster | NE12157 | Scrapped/Junked | 150412 | 2003 | Lochinvar | CPFT - Horiz Cpr Fin Boiler | School Basement | HWHT - Hot Water Heat | 10/31/2024
St Mary's Church | 1420 K St | Lincoln | NE | 68508-2730 | Lancaster | NE12158 | Scrapped/Junked | 150409 | 2003 | Lochinvar | CPFT - Horiz Cpr Fin Boiler | School Basement | HWHT - Hot Water Heat | 10/31/2024
St Mary's Church | 1420 K St | Lincoln | NE | 68508-2730 | Lancaster | NE33477 | Active | N/A | 1952 | AMST | CI - Cast Iron | SCHOOL BOILER ROOM | HWHT - Hot Water Heat | 10/31/2026
St Mary's Church | 1420 K St | Lincoln | NE | 68508-2730 | Lancaster | NE33478 | Scrapped/Junked |  | 1958 | KEWANEE | FT - Firetube Boiler | SCHOOL BOILER ROOM | HWHT - Hot Water Heat | 8/31/2003
St Mary's Church | 1420 K St | Lincoln | NE | 68508-2730 | Lancaster | NE39128 | Scrapped/Junked |  | 1970 | KEWANEE | FT - Firetube Boiler | CHURCH BOILER ROOM | HWHT - Hot Water Heat | 8/31/2003
St Mary's Church | 1420 K St | Lincoln | NE | 68508-2730 | Lancaster | NE43144 | Active | 5119 | 2023 | Riello | WTSS - Watertube SS Steel | Basement | HWHT - Hot Water Heat | 10/31/2026
St Mary's Church | 1420 K St | Lincoln | NE | 68508-2730 | Lancaster | NE43145 | Active | 5122 | 2023 | Riello | WTSS - Watertube SS Steel | Basement | HWHT - Hot Water Heat | 10/31/2026
St Mary's Church | 1420 K St | Lincoln | NE | 68508-2730 | Lancaster | NE43146 | Active | 5102 | 2023 | Riello | WTSS - Watertube SS Steel | Basement | HWHT - Hot Water Heat | 10/31/2026
St Mary's Church | 1420 K St | Lincoln | NE | 68508-2730 | Lancaster | NE43147 | Active | 5110 | 2023 | Riello | WTSS - Watertube SS Steel | Basement | HWHT - Hot Water Heat | 10/31/2026
Lincoln Childrens Museum | 1420 P St | Lincoln | NE | 68508-1635 | Lancaster | NE00368 | Active | 10588 | 1999 | ALES | FTVT - Firetube Vertical TB | BASEMENT BOILER RM | HWHT - Hot Water Heat | 1/31/2027
Lincoln Childrens Museum | 1420 P St | Lincoln | NE | 68508-1635 | Lancaster | NE00369 | Active | 10590 | 1999 | ALES | FTVT - Firetube Vertical TB | BASEMENT BOILER RM | HWHT - Hot Water Heat | 1/31/2027
Case Apartments | 1421 P St | Lincoln | NE | 68508-1600 | Lancaster | NE22508 | Inactive | n/a | 1996 | Peerless | CI - Cast Iron | BOILER ROOM | STHT - Steam-Heat | 12/31/2013
GOTTSLEBEN APARTMENTS | 1422 S 20th St | Lincoln | NE | 68502-2529 | LANCASTER | NE19605 | Scrapped/Junked |  | 1970 | PEERLESS HEATER COMPANY |  | BASEMENT | HWHT - Hot Water Heat | 4/30/2003
Nebraska Governor's Mansion | 1425 H St | Lincoln | NE | 68508-3759 | Lancaster | NE28316 | Active | 194493 | 2011 | Laars | WTSS - Watertube SS Steel | Boiler Room | HWHT - Hot Water Heat | 9/30/2026
Nebraska Governor's Mansion | 1425 H St | Lincoln | NE | 68508-3759 | Lancaster | NE28317 | Active | 194495 | 2011 | Laars | WTSS - Watertube SS Steel | Boiler Room | HWHT - Hot Water Heat | 9/30/2026
Phi Gamma Delta | 1425 R St | Lincoln | NE | 68508-1270 | Lancaster | NE19871 | Inactive | 92549 | 2010 | Laars | CHWH - ASME/Fired Water Heater | Boiler Room | HWSD - Hot Water Dom/Potable | 3/31/2025
Phi Gamma Delta | 1425 R St | Lincoln | NE | 68508-1270 | Lancaster | NE20622 | Active | n/a | 1996 | Weil-Mcclain | CI - Cast Iron | Mechanical Room | GLYC - Glycol Bldg Heat Sys | 3/31/2027
Phi Gamma Delta | 1425 R St | Lincoln | NE | 68508-1270 | Lancaster | NE23316 | Scrapped/Junked | 43378 | 1998 | AOSM | CHWH - ASME/Fired Water Heater | BOILER ROOM | HWSD - Hot Water Dom/Potable | 3/31/2011
Phi Gamma Delta | 1425 R St | Lincoln | NE | 68508-1270 | Lancaster | NE43341 | Active | 145288 | 2023 | Bradford | CHWH - ASME/Fired Water Heater | Mechanical Room | HWSD - Hot Water Dom/Potable | 3/31/2027
UNL FILLEY HALL | 143 FILLEY HALL | LINCOLN | NE | 68583-0919 | LANCASTER | NE25081 | Inactive | 48723 | 2001 | SUSSMAN-AUTOMATIC CORP | ELBL - Electric Boiler | BASEMENT | 0020 - Supp to Sterlizer/Autoclave | 10/31/2005
Alpha Gamma RHO | 1430 Idylwild Dr | Lincoln | NE | 68503-2096 | Lancaster | NE40383 | Scrapped/Junked | 24305 | 1993 | A O Smith | CHWH - ASME/Fired Water Heater | BASEMENT | HWSD - Hot Water Dom/Potable | 10/31/2012
Alpha Gamma RHO | 1430 Idylwild Dr | Lincoln | NE | 68503-2096 | Lancaster | NE40384 | Exempt 1999 LB-66 |  | 1991 | AO SMITH | AHWH - ANSI/Fired Water Htr |  | HWSD - Hot Water Dom/Potable | 3/31/2000
Alpha Gamma RHO | 1430 Idylwild Dr | Lincoln | NE | 68503-2096 | Lancaster | NE40385 | Scrapped/Junked | n/a | 1970 | AMST | CI - Cast Iron | BOILER ROOM | HWHT - Hot Water Heat | 10/31/2012
vacant building | 1432 N St | Lincoln | NE | 68508-1819 | Lancaster | NE15549 | Scrapped/Junked | n/a | 1991 | Peerless | CI - Cast Iron | BASEMENT | STHT - Steam-Heat | 12/31/2012
vacant building | 1432 N St | Lincoln | NE | 68508-1819 | Lancaster | NE22097 | Out of Service | 197521 | 2011 | CAMUS | WTSS - Watertube SS Steel | Basement | HWHT - Hot Water Heat | 12/31/2014
vacant building | 1432 N St | Lincoln | NE | 68508-1819 | Lancaster | NE22098 | Out of Service | 197520 | 2011 | CAMUS | WTSS - Watertube SS Steel | Basement | HWHT - Hot Water Heat | 12/31/2014
vacant building | 1432 N St | Lincoln | NE | 68508-1819 | Lancaster | NE37649 | Out of Service |  | 1984 | PEER | CI - Cast Iron | BOILER ROOM | STHT - Steam-Heat | 12/31/2009
Alpha Tau Omega | 1433 R St | Lincoln | NE | 68508-1269 | Lancaster | NE10518 | Out of Service | 75061 | 1997 | Lochinvar | CPFT - Horiz Cpr Fin Boiler | BASEMENT/KITCHEN | HWSD - Hot Water Dom/Potable | 12/31/2015
Alpha Tau Omega | 1433 R St | Lincoln | NE | 68508-1269 | Lancaster | NE21503 | Scrapped/Junked | 139212 | 1996 | Teledyne Laars | CPFT - Horiz Cpr Fin Boiler | BASEMENT, LAUNDRY | HWHT - Hot Water Heat | 12/31/2015
Alpha Tau Omega | 1433 R St | Lincoln | NE | 68508-1269 | Lancaster | NE30611 | Scrapped/Junked | 6244 | 1975 | RUUD | FT - Firetube Boiler | BASEMENT, KITCHEN | HWSD - Hot Water Dom/Potable | 12/31/2002
Hitchin Post Inc | 144 N 14th St | Lincoln | NE | 68508-3801 | Lancaster | NE16347 | Scrapped/Junked | N/A | 1969 | AMST | CI - Cast Iron | BOILER ROOM | STHT - Steam-Heat | 4/30/2012
Windstream Communications | 1440 M St | Lincoln | NE | 68508-2513 | Lancaster | NE15207 | Out of Service | 424768 | 1974 | Kewanee | FTSM - FTS Marine Dry Back | BOILER ROOM | STHT - Steam-Heat | 12/31/2022
Windstream Communications | 1440 M St | Lincoln | NE | 68508-2513 | Lancaster | NE15208 | Out of Service | 9195 | 1974 | Kewanee | FTSM - FTS Marine Dry Back | BOILER ROOM | STHT - Steam-Heat | 12/31/2022
Windstream Communications | 1440 M St | Lincoln | NE | 68508-2513 | Lancaster | NE17687 | Exempt 1999 LB-66 | 70756 | 1987 | A. O. Smith | AHWH - ANSI/Fired Water Htr |  | HWSD - Hot Water Dom/Potable | 8/31/2000
Windstream Communications | 1440 M St | Lincoln | NE | 68508-2513 | Lancaster | NE42741 | Active | 913 | 2022 | Riello | WTSS - Watertube SS Steel | Top Floor Boiler Room | HWHT - Hot Water Heat | 7/31/2027
Windstream Communications | 1440 M St | Lincoln | NE | 68508-2513 | Lancaster | NE42742 | Active | 972 | 2022 | Riello | WTSS - Watertube SS Steel | Top Floor Boiler Room | HWHT - Hot Water Heat | 7/31/2027
Windstream Communications | 1440 M St | Lincoln | NE | 68508-2513 | Lancaster | NE42743 | Active | 684 | 2022 | Riello | WTSS - Watertube SS Steel | Top Floor Boiler Room | HWHT - Hot Water Heat | 7/31/2027
Windstream Communications | 1440 M St | Lincoln | NE | 68508-2513 | Lancaster | NE42744 | Active | 911 | 2022 | Riello | WTSS - Watertube SS Steel | Top Floor Boiler Room | HWHT - Hot Water Heat | 7/31/2027
Windstream Communications | 1440 M St | Lincoln | NE | 68508-2513 | Lancaster | NE42745 | Scrapped/Junked | 920 | 2022 | Riello | WTSS - Watertube SS Steel | Top Floor Boiler Room | HWHT - Hot Water Heat | 7/31/2026
Windstream Communications | 1440 M St | Lincoln | NE | 68508-2513 | Lancaster | NE42746 | Active | 683 | 2022 | Riello | WTSS - Watertube SS Steel | Top Floor Boiler Room | HWHT - Hot Water Heat | 7/31/2027
Windstream Communications | 1440 M St | Lincoln | NE | 68508-2513 | Lancaster | NE42747 | Active | 1666 | 2022 | Riello | WTSS - Watertube SS Steel | Top Floor Boiler Room | HWHT - Hot Water Heat | 7/31/2027
Windstream Communications | 1440 M St | Lincoln | NE | 68508-2513 | Lancaster | NE42748 | Active | 1984 | 2022 | Riello | WTSS - Watertube SS Steel | Top Floor Boiler Room | HWHT - Hot Water Heat | 7/31/2027
Windstream Communications | 1440 M St | Lincoln | NE | 68508-2513 | Lancaster | NE42749 | Active | 1986 | 2022 | Riello | WTSS - Watertube SS Steel | Top Floor Boiler Room | HWHT - Hot Water Heat | 7/31/2027
Windstream Communications | 1440 M St | Lincoln | NE | 68508-2513 | Lancaster | NE42750 | Active | 1660 | 2022 | Riello | WTSS - Watertube SS Steel | Top Floor Boiler Room | HWHT - Hot Water Heat | 7/31/2027
Windstream Communications | 1440 M St | Lincoln | NE | 68508-2513 | Lancaster | NE42751 | Active | 1982 | 2022 | Riello | WTSS - Watertube SS Steel | Top Floor Boiler Room | HWHT - Hot Water Heat | 7/31/2027
Windstream Communications | 1440 M St | Lincoln | NE | 68508-2513 | Lancaster | NE42752 | Active | 1988 | 2022 | Riello | WTSS - Watertube SS Steel | Top Floor Boiler Room | HWHT - Hot Water Heat | 7/31/2027
Windstream Communications | 1440 M St | Lincoln | NE | 68508-2513 | Lancaster | NE44133 | Active | 13985 | 2025 | Riello | WTSS - Watertube SS Steel | Top Floor Boiler Room | HWHT - Hot Water Heat | 7/31/2027
Laundry Land | 1440 N 56th St | Lincoln | NE | 68504-3200 | Lancaster | NE19843 | Active | 152550 | 2010 | Heat Transfer Products Inc. | WTSS - Watertube SS Steel | Boiler Room | HWSP - Hot Water Non Potable Supply | 4/30/2027
Laundry Land | 1440 N 56th St | Lincoln | NE | 68504-3200 | Lancaster | NE19844 | Active | 152552 | 2010 | Heat Transfer Products Inc. | WTSS - Watertube SS Steel | Boiler Room | HWSP - Hot Water Non Potable Supply | 4/30/2027
Laundry Land | 1440 N 56th St | Lincoln | NE | 68504-3200 | Lancaster | NE40373 | Scrapped/Junked | 10726 | 1988 | WEBEN JARCO | COBL - Coil Type Boiler | BOILER ROOM | HWSD - Hot Water Dom/Potable | 10/31/2011
Apartment Building | 1445 S 12th St | Lincoln | NE | 68502-2273 | Lancaster | NE01751 | Out of Service | n/a | 1998 | Burnham | CI - Cast Iron | BASEMENT | HWDP - Hotwater Heat & Dom Supply | 4/30/2017
WADHAMS APARTMENTS | 1447 A St | Lincoln | NE | 68502-1488 | LANCASTER | NE10385 | Inactive |  | 1973 | WEIL MCLAIN |  | BASEMENT | HWHT - Hot Water Heat | 1/31/2004
Hamlow Elementary School | 14541 Castlewood St | Waverly | NE | 68462-1526 | Lancaster | NE00063 | Scrapped/Junked | 47194 | 1998 | AOSM | CHWH - ASME/Fired Water Heater | KITCHEN | HWSD - Hot Water Dom/Potable | 5/31/2009
Hamlow Elementary School | 14541 Castlewood St | Waverly | NE | 68462-1526 | Lancaster | NE00064 | Scrapped/Junked | 53748 | 2000 | AOSM | CHWH - ASME/Fired Water Heater | KITCHEN | HWSD - Hot Water Dom/Potable | 5/31/2012
Hamlow Elementary School | 14541 Castlewood St | Waverly | NE | 68462-1526 | Lancaster | NE04866 | Inactive |  | 1975 | RUDD | AHWH - ANSI/Fired Water Htr |  | HWSD - Hot Water Dom/Potable | 5/31/2000
Hamlow Elementary School | 14541 Castlewood St | Waverly | NE | 68462-1526 | Lancaster | NE04867 | Inactive |  | 1975 | RUDD | AHWH - ANSI/Fired Water Htr |  | HWSD - Hot Water Dom/Potable | 5/31/2000
Hamlow Elementary School | 14541 Castlewood St | Waverly | NE | 68462-1526 | Lancaster | NE08643 | Scrapped/Junked | 13942 | 2001 | VULH | FTNT - FT Vertical Tubeless | KITCHEN | 0021 - Steam Supp Cooker/Kettle | 5/31/2021
Hamlow Elementary School | 14541 Castlewood St | Waverly | NE | 68462-1526 | Lancaster | NE34605 | Scrapped/Junked | 255 | 1973 | STEAMASTER | FT - Firetube Boiler | KITCHEN | 0021 - Steam Supp Cooker/Kettle | 7/31/2001
Waverly Middle School | 14621 Heywood St | Waverly | NE | 68462-1332 | Lancaster | NE18119 | Scrapped/Junked | 53336 | 1995 | Lochinvar | CPFT - Horiz Cpr Fin Boiler | BOILER ROOM | HWSD - Hot Water Dom/Potable | 5/31/2001
Waverly Intermediate School | 14621 Heywood St | Waverly | NE | 68462-1332 | Lancaster | NE00062 | Scrapped/Junked | 51352 | 1999 | AO SMITH | CHWH - ASME/Fired Water Heater | BOILER ROOM | HWSD - Hot Water Dom/Potable | 5/31/2006
Waverly Intermediate School | 14621 Heywood St | Waverly | NE | 68462-1332 | Lancaster | NE01487 | Scrapped/Junked | 89527 | 2001 | RHEEM MANUFACTURING CO | CHWH - ASME/Fired Water Heater | BOILER ROOM | HWSD - Hot Water Dom/Potable | 5/31/2006
Waverly Intermediate School | 14621 Heywood St | Waverly | NE | 68462-1332 | Lancaster | NE04764 | Scrapped/Junked |  | 1978 | AO SMITH | AHWH - ANSI/Fired Water Htr |  | HWSD - Hot Water Dom/Potable | 5/31/2000
Waverly Intermediate School | 14621 Heywood St | Waverly | NE | 68462-1332 | Lancaster | NE04883 | Scrapped/Junked | 42747 | 1990 | Kewanee | FTFB - Firetube-Firebox Boiler | BOILER ROOM | STHT - Steam-Heat | 11/30/2016
Waverly Intermediate School | 14621 Heywood St | Waverly | NE | 68462-1332 | Lancaster | NE04884 | Scrapped/Junked | 42740 | 1989 | Kewanee | FTFB - Firetube-Firebox Boiler | BOILER ROOM | STHT - Steam-Heat | 11/30/2016
Waverly Intermediate School | 14621 Heywood St | Waverly | NE | 68462-1332 | Lancaster | NE06949 | Scrapped/Junked | 98095 | 2005 | AOSC | CHWH - ASME/Fired Water Heater | BOILER ROOM | HWSD - Hot Water Dom/Potable | 5/31/2014
Waverly Intermediate School | 14621 Heywood St | Waverly | NE | 68462-1332 | Lancaster | NE06950 | Scrapped/Junked | 99394 | 2005 | AOSC | CHWH - ASME/Fired Water Heater | BOILER ROOM | HWSD - Hot Water Dom/Potable | 5/31/2014
Waverly Intermediate School | 14621 Heywood St | Waverly | NE | 68462-1332 | Lancaster | NE21598 | Exempt | 84885 | 1997 | CLEVELAND RANGE | KETT - Fired Kettle | KITCHEN | COOK - Cooker/Kettle | 5/31/2002
Waverly Intermediate School | 14621 Heywood St | Waverly | NE | 68462-1332 | Lancaster | NE23801 | Active | 84885 | 1997 | WELBILT | FT - Firetube Boiler | KITCHEN | 0021 - Steam Supp Cooker/Kettle | 5/31/2027
Waverly Intermediate School | 14621 Heywood St | Waverly | NE | 68462-1332 | Lancaster | NE27018 | Active | 77564 | 2017 | Aerco | FTVT - Firetube Vertical TB | Boiler Room | GLYC - Glycol Bldg Heat Sys | 5/31/2027
Waverly Intermediate School | 14621 Heywood St | Waverly | NE | 68462-1332 | Lancaster | NE27019 | Active | 77565 | 2017 | Aerco | FTVT - Firetube Vertical TB | Boiler Room | GLYC - Glycol Bldg Heat Sys | 5/31/2027
Waverly Intermediate School | 14621 Heywood St | Waverly | NE | 68462-1332 | Lancaster | NE34600 | Inactive |  | 1979 | KEWANEE | FT - Firetube Boiler | BOILER ROOM | STHT - Steam-Heat | 5/31/2001
Waverly Intermediate School | 14621 Heywood St | Waverly | NE | 68462-1332 | Lancaster | NE34601 | Inactive |  | 1979 | KEWANEE | FT - Firetube Boiler | BOILER ROOM | STHT - Steam-Heat | 5/31/2001
Tommy's Car Wash | 150 N 70th St | Lincoln | NE | 68505 | Lancaster | NE28776 | Active | 361436 | 2019 | Trinity | FTVT - Firetube Vertical TB | Mezzanine | HWFG - Hotwater Heat Floor-Glycl | 5/31/2026
Mitcheltree Apartments | 1500 E St | Lincoln | NE | 68508-3336 | Lancaster | NE40555 | Scrapped/Junked | n/a | 1977 | Peerless | CI - Cast Iron | BASEMENT | HWHT - Hot Water Heat | 10/31/2023
Department Of Transportation | 1500 Nebraska Pkwy | Lincoln | NE | 68502-5480 | Lancaster | NE28460 | Active | 421 | 2019 | Les Inc/Aldrich Co | FTVT - Firetube Vertical TB | BLDG 1500 | HWHT - Hot Water Heat | 7/31/2026
Department Of Transportation | 1500 Nebraska Pkwy | Lincoln | NE | 68502-5480 | Lancaster | NE28461 | Active | 422 | 2019 | Les Inc/Aldrich Co | FTVT - Firetube Vertical TB | BLDG 1500 | HWHT - Hot Water Heat | 7/31/2026
Department Of Transportation | 1500 Nebraska Pkwy | Lincoln | NE | 68502-5480 | Lancaster | NE30782 | Scrapped/Junked | 8774 | 1996 | Aldrich | FTVT - Firetube Vertical TB | BLDG 1500 | HWDP - Hotwater Heat & Dom Supply | 7/31/2015
Department Of Transportation | 1500 Nebraska Pkwy | Lincoln | NE | 68502-5480 | Lancaster | NE30783 | Scrapped/Junked | 8785 | 1996 | Aldrich | FTVT - Firetube Vertical TB | BLDG 1500 - BLR ^ | HWHT - Hot Water Heat | 7/31/2023
Department Of Transportation | 1500 Nebraska Pkwy | Lincoln | NE | 68502-5480 | Lancaster | NE30784 | Active | 8787 | 1996 | Aldrich | FTVT - Firetube Vertical TB | BLDG 1500 - BLR 4 | HWHT - Hot Water Heat | 7/31/2026
Department Of Transportation | 1500 Nebraska Pkwy | Lincoln | NE | 68502-5480 | Lancaster | NE30785 | Active | 8768 | 1996 | Aldrich | FTVT - Firetube Vertical TB | BLDG 1500 - BLR 2 | HWHT - Hot Water Heat | 7/31/2026
Department Of Transportation | 1500 Nebraska Pkwy | Lincoln | NE | 68502-5480 | Lancaster | NE30786 | Active | 8789 | 1996 | Aldrich | FTVT - Firetube Vertical TB | BLDG 1500 - BLR 1 | HWHT - Hot Water Heat | 7/31/2026
Department Of Transportation | 1500 Nebraska Pkwy | Lincoln | NE | 68502-5480 | Lancaster | NE30787 | Active | 8786 | 1996 | Aldrich | FTVT - Firetube Vertical TB | BLDG 1500 - BLR 3 | HWHT - Hot Water Heat | 7/31/2026
Department Of Transportation | 1500 Nebraska Pkwy | Lincoln | NE | 68502-5480 | Lancaster | NE30788 | Scrapped/Junked | 8791 | 1996 | Aldrich | FTVT - Firetube Vertical TB | BLDG 1500 - BLR 5 | HWHT - Hot Water Heat | 7/31/2022
Department Of Transportation | 1500 Nebraska Pkwy | Lincoln | NE | 68502-5480 | Lancaster | NE30789 | Scrapped/Junked | 8778 | 1996 | Aldrich | FTVT - Firetube Vertical TB | BLDG 1500 | HWDP - Hotwater Heat & Dom Supply | 7/31/2015
Department Of Transportation | 1500 Nebraska Pkwy | Lincoln | NE | 68502-5480 | Lancaster | NE30790 | Active | 8788 | 1996 | Aldrich | FTFB - Firetube-Firebox Boiler | BLDG 1500 | STHT - Steam-Heat | 7/31/2026
Department Of Transportation | 1500 Nebraska Pkwy | Lincoln | NE | 68502-5480 | Lancaster | NE30791 | Active | 8792 | 1996 | Aldrich | FTFB - Firetube-Firebox Boiler | BLDG 1500 | STHT - Steam-Heat | 7/31/2026
Department Of Transportation | 1500 Nebraska Pkwy | Lincoln | NE | 68502-5480 | Lancaster | NE30792 | Inactive | 8790 | 1996 | ALDR | FTFB - Firetube-Firebox Boiler | BLDG 1500 | STHT - Steam-Heat | 7/31/2009
Department Of Transportation | 1500 Nebraska Pkwy | Lincoln | NE | 68502-5480 | Lancaster | NE42328 | Active | 21281 | 2023 | Aldrich | FTVT - Firetube Vertical TB | BLDG 1500 | HWHT - Hot Water Heat | 7/31/2026
Department Of Transportation | 1500 Nebraska Pkwy | Lincoln | NE | 68502-5480 | Lancaster | NE42329 | Active | 21280 | 2023 | Aldrich | FTVT - Firetube Vertical TB | BLDG 1500 | HWHT - Hot Water Heat | 7/31/2026
UNL Student Health | 1500 U St | Lincoln | NE | 68588 | Lancaster | NE01380 | Inactive | 10113 | 1981 | ELEC | ELBL - Electric Boiler | 1ST FLOOR | PROC - Process Steam | 1/31/2013
UNL Student Health | 1500 U St | Lincoln | NE | 68588 | Lancaster | NE09694 | Inactive | 9812 | 1984 | AOSM | CHWH - ASME/Fired Water Heater | MECH ROOM | HWSD - Hot Water Dom/Potable | 5/31/2020
UNL Student Health | 1500 U St | Lincoln | NE | 68588 | Lancaster | NE09695 | Scrapped/Junked | 83976 | 1999 | RHEEM | CHWH - ASME/Fired Water Heater | MECH ROOM | HWSD - Hot Water Dom/Potable | 5/31/2022
UNL Student Health | 1500 U St | Lincoln | NE | 68588 | Lancaster | NE17610 | Inactive | 23931 | 1994 | Primus | ELBL - Electric Boiler | 2ND FLOOR | PROC - Process Steam | 10/31/2006
Virtual Incision | 1501 Old Cheney Rd | Lincoln | NE | 68512-2505 | Lancaster | NE01410 | Scrapped/Junked | 3081 | 1999 | Fulton | FT - Firetube Boiler | Boiler Room | HWHT - Hot Water Heat | 11/30/2017
Virtual Incision | 1501 Old Cheney Rd | Lincoln | NE | 68512-2505 | Lancaster | NE01411 | Scrapped/Junked | 3050 | 1999 | Fulton | FT - Firetube Boiler | Boiler Room | HWHT - Hot Water Heat | 11/30/2017
Virtual Incision | 1501 Old Cheney Rd | Lincoln | NE | 68512-2505 | Lancaster | NE08862 | Exempt | 71238 | 1999 | TRANE | SHEL - Shell Side of Htxchn | BASEMENT | 0043 - Hydroflourocarbon Refrig | 11/30/2006
Virtual Incision | 1501 Old Cheney Rd | Lincoln | NE | 68512-2505 | Lancaster | NE08863 | Exempt | 71237 | 1999 | TRANE | SHEL - Shell Side of Htxchn | BASEMENT | 0043 - Hydroflourocarbon Refrig | 1/30/2006
Virtual Incision | 1501 Old Cheney Rd | Lincoln | NE | 68512-2505 | Lancaster | NE27228 | Scrapped/Junked | 254382 | 2017 | Lochinvar | FTVT - Firetube Vertical TB | Boiler room | HWHT - Hot Water Heat | 8/31/2020
Virtual Incision | 1501 Old Cheney Rd | Lincoln | NE | 68512-2505 | Lancaster | NE27229 | Out of Service | 257248 | 2017 | Lochinvar | FTVT - Firetube Vertical TB | Boiler room | HWHT - Hot Water Heat | 8/31/2020
Virtual Incision | 1501 Old Cheney Rd | Lincoln | NE | 68512-2505 | Lancaster | NE28711 | Active | 116176 | 2019 | Lochinvar | FTVT - Firetube Vertical TB | Boiler room | HWHT - Hot Water Heat | 2/28/2027
Virtual Incision | 1501 Old Cheney Rd | Lincoln | NE | 68512-2505 | Lancaster | NE28785 | Active | 132702 | 2019 | Lochinvar | FTVT - Firetube Vertical TB | Boiler room | HWHT - Hot Water Heat | 2/28/2027
University Lutheran Church | 1510 Q St | Lincoln | NE | 68508-1647 | Lancaster | NE20459 | Scrapped/Junked | n/a | 1971 | Crane | CI - Cast Iron | BASEMENT | HWHT - Hot Water Heat | 4/30/2019
Sigma Chi Fraternity | 1510 Vine St | Lincoln | NE | 68508-1262 | Lancaster | NE02521 | Scrapped/Junked | n/a | 2004 | DUNK | CI - Cast Iron | BLR ROOM BY KITCHEN | STHT - Steam-Heat | 12/31/2011
Sigma Chi Fraternity | 1510 Vine St | Lincoln | NE | 68508-1262 | Lancaster | NE14526 | Scrapped/Junked |  | 1960 | PEERLESS HEATER COMPANY |  | KITCHEN | STHT - Steam-Heat | 12/31/2004
Sigma Chi Fraternity | 1510 Vine St | Lincoln | NE | 68508-1262 | Lancaster | NE14528 | Scrapped/Junked | n/a | 1960 | American Standard | CI - Cast Iron | BOILER ROOM | HWHT - Hot Water Heat | 12/31/2011
Sigma Chi Fraternity | 1510 Vine St | Lincoln | NE | 68508-1262 | Lancaster | NE21282 | Scrapped/Junked | 40347 | 1997 | AOSM | CHWH - ASME/Fired Water Heater | KITCHEN | HWSD - Hot Water Dom/Potable | 12/31/2011
Sigma Chi Fraternity | 1510 Vine St | Lincoln | NE | 68508-1262 | Lancaster | NE30701 | Exempt 1999 LB-66 |  | 1991 | AO SMITH | AHWH - ANSI/Fired Water Htr |  | HWSD - Hot Water Dom/Potable | 12/31/1999
Quality Inn & Suites | 1511 Center Park Rd | Lincoln | NE | 68512-1227 | Lancaster | NE08501 | Scrapped/Junked | 55589 | 2000 | AOSM | CHWH - ASME/Fired Water Heater | 2ND FLR MECH ROOM | HWSD - Hot Water Dom/Potable | 10/31/2019
Quality Inn & Suites | 1511 Center Park Rd | Lincoln | NE | 68512-1227 | Lancaster | NE08502 | Inactive | 42872 | 1998 | AOSM | CHWH - ASME/Fired Water Heater | 2ND FLR MECH ROOM | HWSD - Hot Water Dom/Potable | 10/31/2015
Quality Inn & Suites | 1511 Center Park Rd | Lincoln | NE | 68512-1227 | Lancaster | NE08503 | Scrapped/Junked | 39102 | 1997 | AOSM | CHWH - ASME/Fired Water Heater | 1ST FLR MECH ROOM | HWSD - Hot Water Dom/Potable | 10/31/2009
Quality Inn & Suites | 1511 Center Park Rd | Lincoln | NE | 68512-1227 | Lancaster | NE08504 | Scrapped/Junked | 39837 | 1997 | AO SMITH | CHWH - ASME/Fired Water Heater | 1ST FLR MECH ROOM | HWSD - Hot Water Dom/Potable | 10/31/2007
Quality Inn & Suites | 1511 Center Park Rd | Lincoln | NE | 68512-1227 | Lancaster | NE10052 | Scrapped/Junked | 119278 | 2007 | AOSM | CHWH - ASME/Fired Water Heater | MECH ROOM | HWSD - Hot Water Dom/Potable | 10/31/2019
Quality Inn & Suites | 1511 Center Park Rd | Lincoln | NE | 68512-1227 | Lancaster | NE15353 | Scrapped/Junked | 134165 | 2009 | AO SMITH | CHWH - ASME/Fired Water Heater | MECH ROOM | HWSD - Hot Water Dom/Potable | 10/31/2019
Beta Theta Pi Fraternity | 1515 R St | Lincoln | NE | 68508-1699 | Lancaster | NE30697 | Scrapped/Junked | 8481 | 1995 | Aldrich | FT - Firetube Boiler | BASEMENT | STHT - Steam-Heat | 3/31/2013
Beta Theta Pi Fraternity | 1515 R St | Lincoln | NE | 68508-1699 | Lancaster | NE30698 | Scrapped/Junked | 8483 | 1995 | Aldrich | FTFB - Firetube-Firebox Boiler | BASEMENT | STHT - Steam-Heat | 3/31/2013
Beta Theta Pi Fraternity | 1515 R St | Lincoln | NE | 68508-1699 | Lancaster | NE40364 | Scrapped/Junked | 142706 | 1997 | Raypak | CPFT - Horiz Cpr Fin Boiler | BASEMENT | HWSD - Hot Water Dom/Potable | 3/31/2013
ZIMMER TRUSTS APTS | 1520 D St | Lincoln | NE | 68502-1446 | LANCASTER | NE03383 | Scrapped/Junked |  | 1988 | RUDD | AHWH - ANSI/Fired Water Htr |  | HWSD - Hot Water Dom/Potable | 6/30/1999
ZIMMER TRUSTS APTS | 1520 D St | Lincoln | NE | 68502-1446 | LANCASTER | NE23818 | Scrapped/Junked |  | 1986 | RUUD | AHWH - ANSI/Fired Water Htr | 3RD FLOOR | HWSD - Hot Water Dom/Potable | 6/30/2000
Clinton Elementary | 1520 N 29th St | Lincoln | NE | 68503-1505 | Lancaster | NE05821 | Exempt 1999 LB-66 |  | 1997 | AO SMITH | AHWH - ANSI/Fired Water Htr |  | HWSD - Hot Water Dom/Potable | 6/30/2000
Clinton Elementary | 1520 N 29th St | Lincoln | NE | 68503-1505 | Lancaster | NE09403 | Scrapped/Junked |  | 1971 | VULCRAFT | AHWH - ANSI/Fired Water Htr |  | HWSD - Hot Water Dom/Potable | 6/30/2000
Clinton Elementary | 1520 N 29th St | Lincoln | NE | 68503-1505 | Lancaster | NE09886 | Active | 11842 | 2002 | Les Inc/Aldrich Co | FTVT - Firetube Vertical TB | BASEMENT BOILER ROOM | GLYC - Glycol Bldg Heat Sys | 11/30/2026
Clinton Elementary | 1520 N 29th St | Lincoln | NE | 68503-1505 | Lancaster | NE09887 | Active | 11841 | 2002 | Les Inc/Aldrich Co | FTVT - Firetube Vertical TB | BASEMENT BOILER ROOM | HWHT - Hot Water Heat | 11/30/2026
Clinton Elementary | 1520 N 29th St | Lincoln | NE | 68503-1505 | Lancaster | NE30093 | Scrapped/Junked |  | 1926 | KEWANEE | FT - Firetube Boiler | BOILER ROOM | STHT - Steam-Heat | 6/30/2001
Clinton Elementary | 1520 N 29th St | Lincoln | NE | 68503-1505 | Lancaster | NE30094 | Scrapped/Junked |  | 1926 | KEWANEE | FT - Firetube Boiler | BOILER ROOM | STHT - Steam-Heat | 6/30/2001
1526 Building | 1526 K St | Lincoln | NE | 68508-2732 | Lancaster | NE04461 | Scrapped/Junked | N/A | 1968 | Kewanee | FTSM - FTS Marine Dry Back | BOILER ROOM | STHT - Steam-Heat | 9/30/2012
1526 Building | 1526 K St | Lincoln | NE | 68508-2732 | Lancaster | NE04462 | Scrapped/Junked | N/A | 1954 | Kewanee | FTFB - Firetube-Firebox Boiler | BOILER ROOM | STHT - Steam-Heat | 9/30/2012
1526 Building | 1526 K St | Lincoln | NE | 68508-2732 | Lancaster | NE15671 | Scrapped/Junked | N/A | 1984 | RHEE | AHWH - ANSI/Fired Water Htr | BOILER ROOM | HWSD - Hot Water Dom/Potable | 9/30/2009
1526 Building | 1526 K St | Lincoln | NE | 68508-2732 | Lancaster | NE19216 | Scrapped/Junked | 113934 | 2007 | RHEEM | CHWH - ASME/Fired Water Heater | Boiler Room LL | HWSD - Hot Water Dom/Potable | 9/30/2012
1526 Building | 1526 K St | Lincoln | NE | 68508-2732 | Lancaster | NE24930 | Scrapped/Junked | 6048 | 2014 | CAMUS | FTVT - Firetube Vertical TB | Boiler Room | HWHT - Hot Water Heat | 8/31/2023
1526 Building | 1526 K St | Lincoln | NE | 68508-2732 | Lancaster | NE42228 | Active | 8723 | 2017 | CAMUS | FTVT - Firetube Vertical TB | Boiler Room | HWHT - Hot Water Heat | 8/31/2026
LUETCHENS APARTMENTS | 1529 S 21st St | Lincoln | NE | 68502-2802 | LANCASTER | NE04868 | Scrapped/Junked |  | 1984 | PEERLESS HEATER COMPANY |  | LAUNDRY ROOM | HWHT - Hot Water Heat | 1/31/2001
Finish Line Auto Wash | 1530 S Coddington | Lincoln | NE | 68522 | Lancaster | NE09884 | Scrapped/Junked | 139700 | 2002 | Lochinvar | CPFT - Horiz Cpr Fin Boiler | MECH ROOM | HWHF - Hot Water Heat-Floor | 10/31/2017
Finish Line Auto Wash | 1530 S Coddington | Lincoln | NE | 68522 | Lancaster | NE27292 | Active | 350500 | 2016 | Lochinvar | CPFT - Horiz Cpr Fin Boiler | MECH ROOM | HWHF - Hot Water Heat-Floor | 11/30/2026
City of Lincoln Loren Corey Eiseley Libr | 1530 Superior St | Lincoln | NE | 68521-1947 | Lancaster | NE08774 | Scrapped/Junked | 10945 | 2000 | Aldrich | FTVT - Firetube Vertical TB | Boileroom | HWHT - Hot Water Heat | 9/30/2015
City of Lincoln Loren Corey Eiseley Libr | 1530 Superior St | Lincoln | NE | 68521-1947 | Lancaster | NE26086 | Active | 19531 | 2015 | Aldrich | FTVT - Firetube Vertical TB | Boileroom | HWHT - Hot Water Heat | 9/30/2026
Alpha Phi Sorority | 1531 S St | Lincoln | NE | 68508-1689 | Lancaster | NE14586 | Inactive |  | 1984 | AO SMITH | AHWH - ANSI/Fired Water Htr | BASEMENT | HWSD - Hot Water Dom/Potable | 10/31/2001
Alpha Phi Sorority | 1531 S St | Lincoln | NE | 68508-1689 | Lancaster | NE16131 | Scrapped/Junked |  | 1984 | AO SMITH | AHWH - ANSI/Fired Water Htr | BASEMENT | HWSD - Hot Water Dom/Potable | 10/31/2004
Alpha Phi Sorority | 1531 S St | Lincoln | NE | 68508-1689 | Lancaster | NE20715 | Active | 75845 | 1997 | Lochinvar | CPFT - Horiz Cpr Fin Boiler | BASEMENT BY KITCHEN | HWSD - Hot Water Dom/Potable | 3/31/2027
Alpha Phi Sorority | 1531 S St | Lincoln | NE | 68508-1689 | Lancaster | NE21313 | Scrapped/Junked | none | 1994 | Peerless | CI - Cast Iron | Basement Boiler Rm | STHT - Steam-Heat | 3/31/2012
UNL International Quilt Studies Cntr | 1533 N 33rd St | Lincoln | NE | 68503-1404 | Lancaster | NE09185 | Active | 16516 | 2007 | ALES | FTVT - Firetube Vertical TB | PENTHOUSE | GLYC - Glycol Bldg Heat Sys | 1/31/2027
UNL International Quilt Studies Cntr | 1533 N 33rd St | Lincoln | NE | 68503-1404 | Lancaster | NE09186 | Active | 16517 | 2007 | ALES | FTVT - Firetube Vertical TB | PENTHOUSE | GLYC - Glycol Bldg Heat Sys | 1/31/2027
UNL International Quilt Studies Cntr | 1533 N 33rd St | Lincoln | NE | 68503-1404 | Lancaster | NE09187 | Active | 16518 | 2007 | ALES | FTVT - Firetube Vertical TB | PENTHOUSE | GLYC - Glycol Bldg Heat Sys | 1/31/2027
UNL International Quilt Studies Cntr | 1533 N 33rd St | Lincoln | NE | 68503-1404 | Lancaster | NE25291 | Active | 69140 | 2014 | Aerco | FTVT - Firetube Vertical TB | Penthouse Boiler Room | HWHT - Hot Water Heat | 1/31/2027
Apartment Building - Reinke | 1534 S 11th St | Lincoln | NE | 68502-2272 | Lancaster | NE09653 | Active | n/a | 1960 | Weil-Mcclain | CI - Cast Iron | BASEMENT | HWHT - Hot Water Heat | 1/31/2027
Theta Xi Fraternity | 1535 R St | Lincoln | NE | 68508-1628 | Lancaster | NE24248 | Scrapped/Junked | N/A | 1998 | Peerless | CI - Cast Iron | BASEMENT | HWHT - Hot Water Heat | 2/28/2022
Theta Xi Fraternity | 1535 R St | Lincoln | NE | 68508-1628 | Lancaster | NE40171 | Inactive | 75077 | 1987 | AO SMITH | COBL - Coil Type Boiler | BASEMENT | HWSD - Hot Water Dom/Potable | 2/28/2019
Theta Xi Fraternity | 1535 R St | Lincoln | NE | 68508-1628 | Lancaster | NE40172 | Scrapped/Junked |  | 1946 | KEWANEE | FT - Firetube Boiler | BASEMENT | HWHT - Hot Water Heat | 4/30/1999
Theta Xi Fraternity | 1535 R St | Lincoln | NE | 68508-1628 | Lancaster | NE41549 | Active | 202719 | 2020 | Lochinvar | FTVT - Firetube Vertical TB | Basement | HWHT - Hot Water Heat | 3/31/2026
Theta Xi Fraternity | 1535 R St | Lincoln | NE | 68508-1628 | Lancaster | NE41550 | Active | 202722 | 2020 | Lochinvar | FTVT - Firetube Vertical TB | Basement | HWHT - Hot Water Heat | 3/31/2026
Cotner Center Condominium | 1540 N Cotner Blvd | Lincoln | NE | 68505-1692 | Lancaster | NE10399 | Active | 1287 | 2002 | Heat Transfer Products Inc. | COBL - Coil Type Boiler | BASEMENT CRAWL SPACE | HWHT - Hot Water Heat | 3/31/2027
Cotner Center Condominium | 1540 N Cotner Blvd | Lincoln | NE | 68505-1692 | Lancaster | NE10400 | Active | 1288 | 2002 | Heat Transfer Products Inc. | COBL - Coil Type Boiler | BASEMENT CRAWL SPACE | HWHT - Hot Water Heat | 3/31/2027
Cotner Center Condominium | 1540 N Cotner Blvd | Lincoln | NE | 68505-1692 | Lancaster | NE21556 | Inactive |  | 1990 | PEERLESS HEATER COMPANY |  | BOILER ROOM A-107 | STHT - Steam-Heat | 7/31/2002
Cotner Center Condominium | 1540 N Cotner Blvd | Lincoln | NE | 68505-1692 | Lancaster | NE21557 | Inactive |  | 1956 | KEWANEE | FT - Firetube Boiler | BOILER ROOM | STHT - Steam-Heat | 7/31/2002
Alpha Omicron Pi | 1541 S St | Lincoln | NE | 68508-1678 | Lancaster | NE00053 | Scrapped/Junked | 41980 | 1997 | A. O. Smith | CHWH - ASME/Fired Water Heater | BOILER ROOM | HWSD - Hot Water Dom/Potable | 2/28/2014
Alpha Omicron Pi | 1541 S St | Lincoln | NE | 68508-1678 | Lancaster | NE09883 | Scrapped/Junked | 68343 | 2002 | A. O. Smith | CHWH - ASME/Fired Water Heater | Basement | HWSD - Hot Water Dom/Potable | 2/28/2017
Alpha Omicron Pi | 1541 S St | Lincoln | NE | 68508-1678 | Lancaster | NE09988 | Active | none | 2001 | Peerless | CI - Cast Iron | Basement | HWHT - Hot Water Heat | 2/28/2026
Alpha Omicron Pi | 1541 S St | Lincoln | NE | 68508-1678 | Lancaster | NE25189 | Active | 155902 | 2011 | AO SMITH | CHWH - ASME/Fired Water Heater | Basement | HWSD - Hot Water Dom/Potable | 2/28/2027
Alpha Omicron Pi | 1541 S St | Lincoln | NE | 68508-1678 | Lancaster | NE37526 | Inactive |  | 1954 | Kewannee | FT - Firetube Boiler | BOILER ROOM | HWHT - Hot Water Heat | 2/28/2009
Alpha Omicron Pi | 1541 S St | Lincoln | NE | 68508-1678 | Lancaster | NE22532 | Scrapped/Junked |  | 1981 | AO SMITH | AHWH - ANSI/Fired Water Htr | BOILER ROOM | HWSD - Hot Water Dom/Potable | 8/31/2002
Alpha Omicron Pi | 1541 S St | Lincoln | NE | 68508-1678 | Lancaster | NE37527 | Scrapped/Junked |  | 1958 | KEWANEE | FT - Firetube Boiler | BOILER ROOM | STHT - Steam-Heat | 8/31/2002
Phi Delta Theta | 1545 R St | Lincoln | NE | 68508-1692 | Lancaster | NE30696 | Scrapped/Junked |  | 1985 | AO SMITH | AHWH - ANSI/Fired Water Htr | BOILER ROOM | HWSD - Hot Water Dom/Potable | 12/31/2006
Phi Delta Theta | 1545 R St | Lincoln | NE | 68508-1692 | Lancaster | NE30700 | Scrapped/Junked | n/a | 1960 | AMST | CI - Cast Iron | BOILER ROOM | HWHT - Hot Water Heat | 12/31/2010
Kappa Alpha Theta | 1545 S St | Lincoln | NE | 68508-1677 | Lancaster | NE00767 | Active | none | 1999 | Peerless | CI - Cast Iron | Boiler Room | STHT - Steam-Heat | 11/30/2025
Kappa Alpha Theta | 1545 S St | Lincoln | NE | 68508-1677 | Lancaster | NE16577 | Scrapped/Junked |  | 1954 | AMERICAN STANDARD |  | BASEMENT | STHT - Steam-Heat | 6/30/2001
Kappa Alpha Theta | 1545 S St | Lincoln | NE | 68508-1677 | Lancaster | NE30607 | Scrapped/Junked | 22025 | 1993 | A. O. Smith | CHWH - ASME/Fired Water Heater | Boiler Room | HWSD - Hot Water Dom/Potable | 11/30/2014
Kappa Alpha Theta | 1545 S St | Lincoln | NE | 68508-1677 | Lancaster | NE40168 | Scrapped/Junked | 44586 | 1998 | A. O. Smith | CHWH - ASME/Fired Water Heater | Boiler Room | HWSD - Hot Water Dom/Potable | 11/30/2014
City Laundry | 1547 S 17th St | Lincoln | NE | 68502-2504 | Lancaster | NE08388 | Inactive | 22820 | 1995 | WEBJ | COBL - Coil Type Boiler | MECH ROOM | HWSD - Hot Water Dom/Potable | 10/31/2009
PHI Kappa PSI Fraternity | 1548 S St | Lincoln | NE | 68508-1676 | Lancaster | NE17103 | Scrapped/Junked | n/a | 1991 | Peerless | CI - Cast Iron | BOILER ROOM | HWHT - Hot Water Heat | 9/30/2011
Delta Upsilon Fraternity | 1548 Vine St | Lincoln | NE | 68508-1261 | Lancaster | NE24147 | Active | 260972 | 2013 | Giannoni France | WTSS - Watertube SS Steel | basement | HWSD - Hot Water Dom/Potable | 4/30/2026
Delta Upsilon Fraternity | 1548 Vine St | Lincoln | NE | 68508-1261 | Lancaster | NE40510 | Scrapped/Junked | 91271 | 1979 | AOSM | COBL - Coil Type Boiler | BASEMENT | HWSD - Hot Water Dom/Potable | 4/30/2014
First Lutheran Church-BMIC#411072 | 1551 S 70th St | Lincoln | NE | 68506-1504 | Lancaster | NE08767 | Out of Service | 11506 | 2001 | ALES | FTVT - Firetube Vertical TB | BASEMENT - BLRM 2 | HWHT - Hot Water Heat | 2/28/2020
First Lutheran Church-BMIC#411072 | 1551 S 70th St | Lincoln | NE | 68506-1504 | Lancaster | NE08768 | Out of Service | 11509 | 2001 | ALES | FTVT - Firetube Vertical TB | BASEMENT -BLRM 2 | HWHT - Hot Water Heat | 2/28/2020
First Lutheran Church-BMIC#411072 | 1551 S 70th St | Lincoln | NE | 68506-1504 | Lancaster | NE23813 | Active | 9276 | 1997 | ALES | FTVT - Firetube Vertical TB | BOILER ROOM -1 | HWHT - Hot Water Heat | 2/28/2027
First Lutheran Church-BMIC#411072 | 1551 S 70th St | Lincoln | NE | 68506-1504 | Lancaster | NE23814 | Active | 9275 | 1997 | ALES | FTVT - Firetube Vertical TB | BOILER ROOM | HWHT - Hot Water Heat | 2/28/2027
First Lutheran Church-BMIC#411072 | 1551 S 70th St | Lincoln | NE | 68506-1504 | Lancaster | NE23817 | Active | 9277 | 1997 | ALES | FTVT - Firetube Vertical TB | BOILER ROOM | HWHT - Hot Water Heat | 2/28/2027
First Lutheran Church-BMIC#411072 | 1551 S 70th St | Lincoln | NE | 68506-1504 | Lancaster | NE37198 | Scrapped/Junked | 634 | 1965 | KEWANEE | FT - Firetube Boiler | BOILER ROOM | HWHT - Hot Water Heat | 8/31/2001
Apartment Bldg | 1600 C St | Lincoln | NE | 68502-1529 | Lancaster | NE15635 | Scrapped/Junked | N/A | 1965 | Unknown | CI - Cast Iron | BOILER ROOM | HWHT - Hot Water Heat | 1/31/2016
H & S Plumbing and Heating | 1600 Center Park Rd | Lincoln | NE | 68512-1228 | Lancaster | NE03395 | Scrapped/Junked |  | 1962 | KEWANEE | FTFB - Firetube-Firebox Boiler | BOILER ROOM | STHT - Steam-Heat | 3/31/2006
H & S Plumbing and Heating | 1600 Center Park Rd | Lincoln | NE | 68512-1228 | Lancaster | NE06737 | Out of Service | 485 | 2005 | RIVE | COBL - Coil Type Boiler | BOILER ROOM | HWHT - Hot Water Heat | 12/31/2006
H & S Plumbing and Heating | 1600 Center Park Rd | Lincoln | NE | 68512-1228 | Lancaster | NE22587 | Inactive | 566 | 2006 | RIVERSIDE HYDRONICS | COBL - Coil Type Boiler | mezzanine | HWHT - Hot Water Heat | 5/31/2017
UNL Devaney Center | 1600 Court St | Lincoln | NE | 68508-1098 | Lancaster | NE14672 | Out of Service | 24481 | 1988 | YORK SHIPLEY | FTSM - FTS Marine Dry Back | PORTABLE | STHT - Steam-Heat | 8/31/2010
UNL Devaney Center | 1600 Court St | Lincoln | NE | 68508-1098 | Lancaster | NE28683 | Active | 332318 | 2018 | Lochinvar | FTVT - Firetube Vertical TB | Mezzanine Mechanical Room | GLYC - Glycol Bldg Heat Sys | 1/31/2027
UNL Devaney Center | 1600 Court St | Lincoln | NE | 68508-1098 | Lancaster | NE28684 | Active | 332317 | 2018 | Lochinvar | FTVT - Firetube Vertical TB | Mezzanine Mechanical Room | GLYC - Glycol Bldg Heat Sys | 1/31/2027
Department of Transportation | 1600 Nebraska Pkwy | Lincoln | NE | 68502-4101 | Lancaster | NE43861 | Active | 428212 | 2024 | Lochinvar | FTSS - Firetube Stainless Steel | Basement | HWHT - Hot Water Heat | 12/31/2026
Department of Transportation | 1600 Nebraska Pkwy | Lincoln | NE | 68502-4101 | Lancaster | NE43863 | Active | 428213 | 2024 | Lochinvar | FTSS - Firetube Stainless Steel | Basement | HWHT - Hot Water Heat | 12/31/2026
Bryan Medical Ctr East | 1600 S 48th St | Lincoln | NE | 68506-1283 | Lancaster | NE08046 | Active | 36224 | 1982 | Kewanee | FTSM - FTS Marine Dry Back | ENERGY PLANT | BSUP - Bldg Heat & Process | 7/31/2026
Bryan Medical Ctr East | 1600 S 48th St | Lincoln | NE | 68506-1283 | Lancaster | NE08047 | Active | 36214 | 1982 | Kewanee | FTSM - FTS Marine Dry Back | ENERGY PLANT | BSUP - Bldg Heat & Process | 9/30/2026
Bryan Medical Ctr East | 1600 S 48th St | Lincoln | NE | 68506-1283 | Lancaster | NE08048 | Active | 36192 | 1982 | Kewanee | FTSM - FTS Marine Dry Back | ENERGY PLANT | BSUP - Bldg Heat & Process | 9/30/2026
Bryan Medical Ctr East | 1600 S 48th St | Lincoln | NE | 68506-1283 | Lancaster | NE15574 | Out of Service | 44272 | 1992 | Kewanee | FTSM - FTS Marine Dry Back | ENERGY CENTER | BSUP - Bldg Heat & Process | 7/31/2013
Bryan Medical Ctr East | 1600 S 48th St | Lincoln | NE | 68506-1283 | Lancaster | NE25289 | Out of Service | 6261 | 2014 | Chromalox | ELBL - Electric Boiler | Trailer in Loading Dock | STER - Sterilizer | 10/31/2015
Bryan Medical Ctr East | 1600 S 48th St | Lincoln | NE | 68506-1283 | Lancaster | NE25290 | Out of Service | 5052 | 2014 | Chromalox | ELBL - Electric Boiler | Trailer in Loading Dock | STER - Sterilizer | 10/31/2015
Bryan Medical Ctr East | 1600 S 48th St | Lincoln | NE | 68506-1283 | Lancaster | NE41015 | Active | 22801 | 2019 | Steris Corp | ELBL - Electric Boiler | Sterile Area | STER - Sterilizer | 9/30/2026
Bryan Medical Ctr East | 1600 S 48th St | Lincoln | NE | 68506-1283 | Lancaster | NE41016 | Active | 22998 | 2019 | Steris Corp | ELBL - Electric Boiler | Sterile Area | STER - Sterilizer | 9/30/2026
Bryan Medical Ctr East | 1600 S 48th St | Lincoln | NE | 68506-1283 | Lancaster | NE41017 | Active | 23057 | 2019 | Steris Corp | ELBL - Electric Boiler | Sterile Area | STER - Sterilizer | 9/30/2024
Bryan Medical Ctr East | 1600 S 48th St | Lincoln | NE | 68506-1283 | Lancaster | NE41018 | Active | 23066 | 2019 | Steris Corp | ELBL - Electric Boiler | Sterile Area | STER - Sterilizer | 9/30/2024
Bryan Medical Ctr East | 1600 S 48th St | Lincoln | NE | 68506-1283 | Lancaster | NE41019 | Active | 24017 | 2020 | Steris Corp | ELBL - Electric Boiler | Sterile Area | STER - Sterilizer | 9/30/2025
Bryan Medical Ctr East | 1600 S 48th St | Lincoln | NE | 68506-1283 | Lancaster | NE41020 | Active | 24039 | 2020 | Steris Corp | ELBL - Electric Boiler | Sterile Area | STER - Sterilizer | 9/30/2024
Ponca Tribe of NE | 1600 Windhoek Dr | Lincoln | NE | 68512-1272 | Lancaster | NE14273 | Scrapped/Junked | 24596 | 1988 | Bryan | WT - Water Tube Boiler | Penthouse | HWHT - Hot Water Heat | 1/31/2020
Ponca Tribe of NE | 1600 Windhoek Dr | Lincoln | NE | 68512-1272 | Lancaster | NE35600 | Scrapped/Junked | 24595 | 1988 | Bryan | WT - Water Tube Boiler | Penthouse | HWHT - Hot Water Heat | 1/31/2020
Ponca Tribe of NE | 1600 Windhoek Dr | Lincoln | NE | 68512-1272 | Lancaster | NE41432 | Active | 10181 | 2019 | Riello | WT - Water Tube Boiler | Mechanical Room | GLYC - Glycol Bldg Heat Sys | 11/30/2026
Ponca Tribe of NE | 1600 Windhoek Dr | Lincoln | NE | 68512-1272 | Lancaster | NE41433 | Active | 10180 | 2019 | Riello | WT - Water Tube Boiler | Mechanical Room | GLYC - Glycol Bldg Heat Sys | 11/30/2026
Ponca Tribe of NE | 1600 Windhoek Dr | Lincoln | NE | 68512-1272 | Lancaster | NE41434 | Active | 10186 | 2019 | Riello | WT - Water Tube Boiler | Mechanical Room | GLYC - Glycol Bldg Heat Sys | 11/30/2026
Bob Bennie Wealth Mgmt | 1601 Old Cheney Rd | Lincoln | NE | 68512-1402 | Lancaster | NE40797 | Active | 8809 | 1996 | ALES | FTVT - Firetube Vertical TB | MAINT ROOM | GLYC - Glycol Bldg Heat Sys | 2/28/2027
Universal Pure | 1601 Pioneers Blvd | Lincoln | NE | 68502-5402 | Lancaster | NE15334 | Inactive |  | 1963 | KEWA | FTFB - Firetube-Firebox Boiler | BOILER ROOM | HWHT - Hot Water Heat | 5/31/2004
Universal Pure | 1601 Pioneers Blvd | Lincoln | NE | 68502-5402 | Lancaster | NE15335 | Inactive |  | 1963 | KEWA | FTFB - Firetube-Firebox Boiler | BOILER ROOM | HWHT - Hot Water Heat | 5/31/2004
Universal Pure | 1601 Pioneers Blvd | Lincoln | NE | 68502-5402 | Lancaster | NE23896 | Scrapped/Junked | 303 | 2011 | Avure | HTNK - Horizontal UFPV | Unit 4 | PROV - Process Vessel | 6/30/2024
Universal Pure | 1601 Pioneers Blvd | Lincoln | NE | 68502-5402 | Lancaster | NE23897 | Scrapped/Junked | 179 | 2009 | Avure | HTNK - Horizontal UFPV | Unit 1 | PROV - Process Vessel | 6/30/2024
Universal Pure | 1601 Pioneers Blvd | Lincoln | NE | 68502-5402 | Lancaster | NE23898 | Scrapped/Junked | 233 | 2010 | Avure | HTNK - Horizontal UFPV | Unit 2 | PROV - Process Vessel | 6/30/2024
Universal Pure | 1601 Pioneers Blvd | Lincoln | NE | 68502-5402 | Lancaster | NE23899 | Scrapped/Junked | 290 | 2011 | Avure | HTNK - Horizontal UFPV | Unit 3 | PROV - Process Vessel | 6/30/2024
Universal Pure | 1601 Pioneers Blvd | Lincoln | NE | 68502-5402 | Lancaster | NE24027 | Out of Service | 365 | 2012 | Avure | HTNK - Horizontal UFPV | Unit 5 | PROV - Process Vessel | 6/30/2018
Universal Pure | 1601 Pioneers Blvd | Lincoln | NE | 68502-5402 | Lancaster | NE27864 | Active | 136 | 2017 | Avure | UFPV - Unfired Pressure Vessel | Sterilize | 0052 - Process Cooler | 6/30/2026
Universal Pure | 1601 Pioneers Blvd | Lincoln | NE | 68502-5402 | Lancaster | NE28806 | Active | 30 | 2015 | Avure | HTNK - Horizontal UFPV | Production Area | PROV - Process Vessel | 6/30/2026
Universal Pure | 1601 Pioneers Blvd | Lincoln | NE | 68502-5402 | Lancaster | NE43409 | Active | 167 | 2017 | Avure | HTNK - Horizontal UFPV | Unit 1 | PROV - Process Vessel | 6/30/2026
Universal Pure | 1601 Pioneers Blvd | Lincoln | NE | 68502-5402 | Lancaster | NE43410 | Active | 396 | 2022 | Avure | HTNK - Horizontal UFPV | Unit 2 | PROV - Process Vessel | 6/30/2026
Universal Pure | 1601 Pioneers Blvd | Lincoln | NE | 68502-5402 | Lancaster | NE43411 | Active | 355 | 2021 | Avure | HTNK - Horizontal UFPV | Unit 3 | PROV - Process Vessel | 6/30/2026
Universal Pure | 1601 Pioneers Blvd | Lincoln | NE | 68502-5402 | Lancaster | NE43412 | Active | 305 | 2011 | Avure | HTNK - Horizontal UFPV | Unit 4 | PROV - Process Vessel | 6/30/2026
Delta Delta Delta | 1601 R St | Lincoln | NE | 68508-1691 | Lancaster | NE00181 | Scrapped/Junked | none | 1999 | PEER | CI - Cast Iron | BASEMENT BOILER RM | HWHT - Hot Water Heat | 11/30/2017
Delta Delta Delta | 1601 R St | Lincoln | NE | 68508-1691 | Lancaster | NE16389 | Scrapped/Junked |  | 1974 | AMERICAN STANDARD |  |  | HWHT - Hot Water Heat | 9/30/2000
Delta Delta Delta | 1601 R St | Lincoln | NE | 68508-1691 | Lancaster | NE16390 | Scrapped/Junked |  | 1985 | Rheem Manufacturing Co | AHWH - ANSI/Fired Water Htr | BASEMENT BOILER RM | HWSD - Hot Water Dom/Potable | 1/31/2006
Delta Delta Delta | 1601 R St | Lincoln | NE | 68508-1691 | Lancaster | NE16391 | Scrapped/Junked |  | 1985 | Rheem Manufacturing Co | AHWH - ANSI/Fired Water Htr | BASEMENT BOILER RM | HWSD - Hot Water Dom/Potable | 1/31/2006
Antique Coop | 1601 S 17th St | Lincoln | NE | 68502-2602 | Lancaster | NE23302 | Inactive | N/A | 1997 | Peerless | CI - Cast Iron | BASEMENT | STHT - Steam-Heat | 4/30/2021
1600 Building | 1610 N 10th St | Lincoln | NE | 68508-1004 | Lancaster | NE02088 | Inactive | 13242 | 2004 | Aldrich | FTVT - Firetube Vertical TB | MECH ROOM | HWHT - Hot Water Heat | 4/30/2020
New Visions UMC | 1610 S 11th St | Lincoln | NE | 68502-2206 | Lancaster | NE21276 | Active | n/a | 1997 | Weil-Mcclain | CI - Cast Iron | BASEMENT | HWHT - Hot Water Heat | 11/30/2026
New Visions UMC | 1610 S 11th St | Lincoln | NE | 68502-2206 | Lancaster | NE21277 | Active | n/a | 1997 | Weil-Mcclain | CI - Cast Iron | BASEMENT | HWHT - Hot Water Heat | 11/30/2026
New Visions UMC | 1610 S 11th St | Lincoln | NE | 68502-2206 | Lancaster | NE21278 | Active | n/a | 1997 | Weil-Mcclain | CI - Cast Iron | BASEMENT | HWHT - Hot Water Heat | 11/30/2026
JetSplash Car Wash | 1615 Pine Lake Rd | Lincoln | NE | 68512-3606 | Lancaster | NE41053 | Active | 502522 | 2020 | Lochinvar | WTSS - Watertube SS Steel | Mechanical Room | HWSP - Hot Water Non Potable Supply | 7/31/2026
JetSplash Car Wash | 1615 Pine Lake Rd | Lincoln | NE | 68512-3606 | Lancaster | NE41094 | Active | 164870 | 2020 | Lochinvar | FTVT - Firetube Vertical TB | Mechanical Room | GLFH - Glycol Floor Heat System | 7/31/2026
JetSplash Car Wash | 1615 Pine Lake Rd | Lincoln | NE | 68512-3606 | Lancaster | NE41095 | Active | 164869 | 2020 | Lochinvar | FTVT - Firetube Vertical TB | Mechanical Room | GLFH - Glycol Floor Heat System | 7/31/2026
RAMBLE INVESTMENTS APTS | 1615 S 20th St | Lincoln | NE | 68502-2608 | LANCASTER | NE03384 | Inactive |  | 1985 | PEERLESS HEATER COMPANY |  |  | HWHT - Hot Water Heat | 4/30/1993
Apartment Building - JSSB LLC | 1616 E St | Lincoln | NE | 68508-3395 | Lancaster | NE26294 | Active | 134216 | 2009 | AO SMITH | CHWH - ASME/Fired Water Heater | Upstairs Mech. Room | HWSD - Hot Water Dom/Potable | 5/31/2025
Apartment Building - JSSB LLC | 1616 E St | Lincoln | NE | 68508-3395 | Lancaster | NE26295 | Active | 201624 | 2016 | Lochinvar | FTVT - Firetube Vertical TB | Upstairs Mech. Room | HWHT - Hot Water Heat | 5/31/2025
Alpha Xi Delta Sorority | 1619 R St | Lincoln | NE | 68508-1690 | Lancaster | NE04741 | Scrapped/Junked | 50622 | 1988 | RHEEM | CHWH - ASME/Fired Water Heater | BASEMENT | HWSD - Hot Water Dom/Potable | 12/31/2013
Alpha Xi Delta Sorority | 1619 R St | Lincoln | NE | 68508-1690 | Lancaster | NE19670 | Inactive |  | 1990 | RHEEM MANUFACTURING CO | AHWH - ANSI/Fired Water Htr |  | HWSD - Hot Water Dom/Potable | 4/30/1998
Alpha Xi Delta Sorority | 1619 R St | Lincoln | NE | 68508-1690 | Lancaster | NE19671 | Exempt 1999 LB-66 |  | 1990 | RUUD | AHWH - ANSI/Fired Water Htr |  | HWSD - Hot Water Dom/Potable | 4/30/1999
Alpha Xi Delta Sorority | 1619 R St | Lincoln | NE | 68508-1690 | Lancaster | NE22090 | Scrapped/Junked | 239999 | 2012 | Lochinvar | CPFH - Copper Fin Water Heater | BASEMENT | HWSD - Hot Water Dom/Potable | 3/31/2022
Alpha Xi Delta Sorority | 1619 R St | Lincoln | NE | 68508-1690 | Lancaster | NE40363 | Scrapped/Junked | n/a | 1997 | Peerless | CI - Cast Iron | BASEMENT | STHT - Steam-Heat | 3/31/2022
Verizon Building | 1620 M St | Lincoln | NE | 68508-2514 | Lancaster | NE22407 | Active | 9131 | 1997 | ALES | FTVT - Firetube Vertical TB | BOILER ROOM | HWHT - Hot Water Heat | 1/31/2026
Costco #1285 | 1620 Pine Lake Rd | Lincoln | NE | 68512 | Lancaster | NE27025 | Active | 209261 | 2016 | Heat Transfer Products Inc. | WTSS - Watertube SS Steel | Mechanical Room | HWFG - Hotwater Heat Floor-Glycl | 12/31/2026
MISTER MONEY | 1621 M St | Lincoln | NE | 68508-2515 | LANCASTER | NE39136 | Inactive |  | 1950 | YORK SHIPLEY | FT - Firetube Boiler | BASEMEMT BOILER ROOM | STHT - Steam-Heat | 12/31/2008
Heather Ridge Apartments | 1626 D St | Lincoln | NE | 68502-1554 | LANCASTER | NE06096 | Scrapped/Junked | 95273 | 2005 | A O Smith | CHWH - ASME/Fired Water Heater | BOILER ROOM | HWSD - Hot Water Dom/Potable | 5/31/2012
Heather Ridge Apartments | 1626 D St | Lincoln | NE | 68502-1554 | LANCASTER | NE20623 | Inactive |  | 1996 | PEERLESS HEATER COMPANY |  | BASEMENT | STHT - Steam-Heat | 12/31/2003
Heather Ridge Apartments | 1626 D St | Lincoln | NE | 68502-1554 | LANCASTER | NE22575 | Scrapped/Junked | 154838 | 2011 | A O Smith | CHWH - ASME/Fired Water Heater | BOILER ROOM | HWSD - Hot Water Dom/Potable | 12/31/2023
Heather Ridge Apartments | 1626 D St | Lincoln | NE | 68502-1554 | LANCASTER | NE24257 | Scrapped/Junked | 49541 | 1999 | AO SMITH | CHWH - ASME/Fired Water Heater | BASEMENT | HWSD - Hot Water Dom/Potable | 12/31/2005
Heather Ridge Apartments | 1626 D St | Lincoln | NE | 68502-1554 | LANCASTER | NE40328 | Scrapped/Junked |  | 1991 | AO SMITH | AHWH - ANSI/Fired Water Htr | BASEMENT | HWSD - Hot Water Dom/Potable | 12/31/1999
Kenard House | 1627 H St | Lincoln | NE | 68508 | Lancaster | NE24388 | Scrapped/Junked | N/A | 1999 | Burnham | CI - Cast Iron | BASEMENT | STHT - Steam-Heat | 9/30/2019
KENARD HOUSE | 1627 H ST | LINCOLN | NE | 68508 | LANCASTER | NE30718 | Scrapped/Junked |  | 1965 | AMERICAN STANDARD |  | BOILER ROOM | STHT - Steam-Heat | 12/31/2000
Apartments | 1630 G St | Lincoln | NE | 68508-3727 | Lancaster | NE19679 | Inactive |  | 1945 | AMST | CI - Cast Iron | BOILER ROOM | HWHT - Hot Water Heat | 4/30/2005
Apartments | 1630 G St | Lincoln | NE | 68508-3727 | Lancaster | NE19680 | Scrapped/Junked |  | 1982 | AO SMITH | AHWH - ANSI/Fired Water Htr | BOILER ROOM | HWSD - Hot Water Dom/Potable | 5/31/2001
Senator Condominiums | 1630 H St | Lincoln | NE | 68508-3775 | Lancaster | NE02374 | Scrapped/Junked | 18417 | 1992 | AO SMITH | COBL - Coil Type Boiler | BOILER ROOM | HWSD - Hot Water Dom/Potable | 10/31/2006
Senator Condominiums | 1630 H St | Lincoln | NE | 68508-3775 | Lancaster | NE04728 | Active | NA | 1978 | AMST | CI - Cast Iron | BASEMENT | HWHT - Hot Water Heat | 10/31/2026
Senator Condominiums | 1630 H St | Lincoln | NE | 68508-3775 | Lancaster | NE07234 | Active | 13178 | 2006 | AO SMITH | COBL - Coil Type Boiler | Basement | HWSD - Hot Water Dom/Potable | 10/31/2026
Meadowlark Apts 1 | 1630 N 56th St | Lincoln | NE | 68504-3156 | Lancaster | NE10554 | Scrapped/Junked | 73132 | 2002 | AOSM | CHWH - ASME/Fired Water Heater | LAUNDRY ROOM | HWSD - Hot Water Dom/Potable | 3/31/2012
Meadowlark Apts 1 | 1630 N 56th St | Lincoln | NE | 68504-3156 | Lancaster | NE21497 | Scrapped/Junked | 160649 | 2011 | AOSM | CHWH - ASME/Fired Water Heater | LAUNDRY ROOM | HWSD - Hot Water Dom/Potable | 3/31/2022
Meadowlark Apts 1 | 1630 N 56th St | Lincoln | NE | 68504-3156 | Lancaster | NE41047 | Active | 272244 | 2020 | AOSM | CHWH - ASME/Fired Water Heater | LAUNDRY ROOM | HWSD - Hot Water Dom/Potable | 6/30/2023
Sideshow Spirits Distillery | 1630 P St | Lincoln | NE | 68508-1644 | Lancaster | NE25333 | Active | N/A | 2014 | Peerless | CI - Cast Iron | Boiler Room | PROC - Process Steam | 4/30/2027
Tower View Apartments | 1631 J St # 1641 | Lincoln | NE | 68508-2638 | Lancaster | NE06532 | Out of Service | C06804 | 2005 | A O Smith | COBL - Coil Type Boiler | BOILER ROOM | HWSD - Hot Water Dom/Potable | 1/31/2020
Tower View Apartments | 1631 J St # 1641 | Lincoln | NE | 68508-2638 | Lancaster | NE19601 | Inactive | N/A | 1970 | AMST | CI - Cast Iron | BASEMENT BOILER ROOM | HWHT - Hot Water Heat | 1/31/2016
TOWER VIEW APARTMENTS | 1631-1641 J ST | LINCOLN | NE | 68508-2638 | LANCASTER | NE19602 | Scrapped/Junked | 15325 | 1991 | AO SMITH | COBL - Coil Type Boiler | BASEMENT BOILER ROOM | HWSD - Hot Water Dom/Potable | 1/31/2006
Apartment Building - Plaza IV | 1635 E St | Lincoln | NE | 68508 | Lancaster | NE07665 | Scrapped/Junked | 108580 | 2006 | AOSM | CHWH - ASME/Fired Water Heater | LAUNDRY ROOM | HWSD - Hot Water Dom/Potable | 3/31/2009
Apartment Building - Plaza IV | 1635 E St | Lincoln | NE | 68508 | Lancaster | NE10395 | Scrapped/Junked | 19439 | 1984 | BRYA | WT - Water Tube Boiler | 2ND FLR LAUNDRY | HWHT - Hot Water Heat | 4/30/2009
Apartment Building - Plaza IV | 1635 E St | Lincoln | NE | 68508 | Lancaster | NE15668 | Inactive |  | 1985 | BRYANT |  | BOILER ROOM | HWHT - Hot Water Heat | 10/31/2003
Apartment Building - Plaza IV | 1635 E St | Lincoln | NE | 68508 | Lancaster | NE15669 | Scrapped/Junked |  | 1985 | BRYANT |  | BOILER ROOM | HWHT - Hot Water Heat | 10/31/2003
Apartment Building - Plaza IV | 1635 E St | Lincoln | NE | 68508 | Lancaster | NE22571 | Active | 216872 | 2009 | Lochinvar | CPFT - Horiz Cpr Fin Boiler | Laundry Room | HWHT - Hot Water Heat | 4/30/2024
Apartment Building - Plaza IV | 1635 E St | Lincoln | NE | 68508 | Lancaster | NE22572 | Scrapped/Junked | 134361 | 2009 | A O Smith | CHWH - ASME/Fired Water Heater | Laundry Room | HWSD - Hot Water Dom/Potable | 4/30/2014
Apartment Building - Plaza IV | 1635 E St | Lincoln | NE | 68508 | Lancaster | NE23336 | Scrapped/Junked | 46876 | 1998 | AO SMITH | CHWH - ASME/Fired Water Heater | BOILER ROOM | HWSD - Hot Water Dom/Potable | 4/30/2007
Apartment Building - Plaza IV | 1635 E St | Lincoln | NE | 68508 | Lancaster | NE25155 | Active | 187437 | 2013 | AO SMITH | CHWH - ASME/Fired Water Heater | laundry room | HWSD - Hot Water Dom/Potable | 4/30/2024
New Masonic Temple | 1635 L St | Lincoln | NE | 68508-2510 | Lancaster | NE15572 | Active | N/A | 1992 | Peerless | CI - Cast Iron | BASEMENT BOILER ROOM | STHT - Steam-Heat | 10/31/2026
New Masonic Temple | 1635 L St | Lincoln | NE | 68508-2510 | Lancaster | NE15573 | Active | N/A | 1992 | Peerless | CI - Cast Iron | BASEMENT BOILER ROOM | STHT - Steam-Heat | 10/31/2026
Capitol View 7th Day Church | 1640 A St | Lincoln | NE | 68502-1515 | Lancaster | NE30716 | Scrapped/Junked | n/a | 1990 | Peerless | CI - Cast Iron | BASEMENT | STHT - Steam-Heat | 12/31/2020
Capitol View 7th Day Church | 1640 A St | Lincoln | NE | 68502-1515 | Lancaster | NE41445 | Active | N/A | 2019 | Peerless | CI - Cast Iron | Boiler Room | STHT - Steam-Heat | 11/30/2026
Meadowlark Apartments 2 | 1640 N 56th St | Lincoln | NE | 68504-3157 | Lancaster | NE10555 | Scrapped/Junked | 74484 | 2003 | A O Smith | CHWH - ASME/Fired Water Heater | LAUNDRY ROOM | HWSD - Hot Water Dom/Potable | 3/31/2012
Meadowlark Apartments 2 | 1640 N 56th St | Lincoln | NE | 68504-3157 | Lancaster | NE21498 | Scrapped/Junked | 156256 | 2011 | AO Smith | CHWH - ASME/Fired Water Heater | LAUNDRY ROOM | HWSD - Hot Water Dom/Potable | 3/31/2020
Meadowlark Apartments 2 | 1640 N 56th St | Lincoln | NE | 68504-3157 | Lancaster | NE27997 | Scrapped/Junked | 250013 | 2018 | AO Smith | CHWH - ASME/Fired Water Heater | LAUNDRY ROOM | HWSD - Hot Water Dom/Potable | 5/31/2023
JetSplash Car Wash | 1641 N 86th St | Lincoln | NE | 68505-3711 | Lancaster | NE42669 | Active | 73517 | 2008 | HEAT CELL TECHNOLOGIES | WTSS - Watertube SS Steel | Mechanical Room | GLFH - Glycol Floor Heat System | 5/31/2026
JetSplash Car Wash | 1641 N 86th St | Lincoln | NE | 68505-3711 | Lancaster | NE42670 | Active | 463945 | 2019 | Lochinvar | WTSS - Watertube SS Steel | Mechanical Room | HWSP - Hot Water Non Potable Supply | 5/31/2026
Bethany Christian Church #DNE0090 | 1645 N Cotner Blvd | Lincoln | NE | 68505-1629 | Lancaster | NE37197 | Active | n/a | 1985 | Peerless | CI - Cast Iron | BOILER ROOM | STHT - Steam-Heat | 3/31/2027
WORLD MOTORS | 1645 N St | Lincoln | NE | 68508-1824 | LANCASTER | NE14740 | Inactive |  | 1955 | KEWANEE | FTFB - Firetube-Firebox Boiler | BOILER ROOM | STHT - Steam-Heat | 6/30/1997
Lambda Chi Alpha Frat | 1645 R St | Lincoln | NE | 68508-1654 | Lancaster | NE40403 | Scrapped/Junked |  | 1993 | PEER | CI - Cast Iron | BASEMENT | HWHT - Hot Water Heat | 4/30/2008
Meadowlark Apartments 3 | 1648 N 56th St | Lincoln | NE | 68504-3158 | Lancaster | NE24658 | Scrapped/Junked | 177519 | 2013 | AO SMITH | CHWH - ASME/Fired Water Heater | laundry room | HWSD - Hot Water Dom/Potable | 4/30/2020
Meadowlark Apartments 3 | 1648 N 56th St | Lincoln | NE | 68504-3158 | Lancaster | NE28499 | Active | 227655 | 2017 | A O Smith | CHWH - ASME/Fired Water Heater | Mechanical Room | HWSD - Hot Water Dom/Potable | 6/30/2023
UNL Department of Entomology | 1700 E Campus Mall | Lincoln | NE | 68583-1528 | Lancaster | NE42361 | Active | 130514 | 2021 | Sussman / TDC | ELBL - Electric Boiler | Entomology Hall | STER - Sterilizer | 5/31/2026
UNL Kiewit Hall | 1700 Vine St | Lincoln | NE | 68588-1228 | Lancaster | NE42759 | Active | 154675 | 2022 | PVI-Watts | CHWH - ASME/Fired Water Heater | Basement Mechanical Room | HWSD - Hot Water Dom/Potable | 1/31/2026
UNL Kiewit Hall | 1700 Vine St | Lincoln | NE | 68588-1228 | Lancaster | NE42760 | Active | 154674 | 2022 | PVI-Watts | CHWH - ASME/Fired Water Heater | Basement Mechanical Room | HWSD - Hot Water Dom/Potable | 1/31/2026
Apartment Building - Daubert | 1701 B St | Lincoln | NE | 68502-1542 | Lancaster | NE09885 | Scrapped/Junked | N/A | 1965 | American Standard | CI - Cast Iron | BASEMENT LAUNDRY | HWHT - Hot Water Heat | 2/28/2024
Apartment Building - Daubert | 1701 B St | Lincoln | NE | 68502-1542 | Lancaster | NE42740 | Active | 418516 | 2024 | Lochinvar | CPFT - Horiz Cpr Fin Boiler | Laundry Room | HWHT - Hot Water Heat | 7/31/2026
Ponca Tribe Of Nebraska | 1701 E St | Lincoln | NE | 68508-3429 | Lancaster | NE10053 | Active | 30282 | 2007 | Giannoni France | CPFT - Horiz Cpr Fin Boiler | BASEMENT | HWHT - Hot Water Heat | 5/31/2026
Ponca Tribe Of Nebraska | 1701 E St | Lincoln | NE | 68508-3429 | Lancaster | NE10054 | Active | 9192 | 2004 | Giannoni France | CPFT - Horiz Cpr Fin Boiler | BASEMENT | HWHT - Hot Water Heat | 5/31/2026
Ponca Tribe Of Nebraska | 1701 E St | Lincoln | NE | 68508-3429 | Lancaster | NE10055 | Active | 23747 | 2005 | Giannoni France | CPFT - Horiz Cpr Fin Boiler | BASEMENT | HWHT - Hot Water Heat | 5/31/2026
Ponca Tribe Of Nebraska | 1701 E St | Lincoln | NE | 68508-3429 | Lancaster | NE37496 | Scrapped/Junked |  | 1993 | PEERLESS HEATER COMPANY |  | BOILER ROOM | HWHT - Hot Water Heat | 2/29/2008
UNL EAST CAMPUS | 1701 N 35th St | Lincoln | NE | 68503-1424 | LANCASTER | NE17679 | Exempt 1999 LB-66 |  | 1996 | AO SMITH | AHWH - ANSI/Fired Water Htr | BLDG D | HWSD - Hot Water Dom/Potable | 8/31/1999
UNL EAST CAMPUS | 1701 N 35th St | Lincoln | NE | 68503-1424 | LANCASTER | NE17681 | Inactive |  | 1988 | AO SMITH | AHWH - ANSI/Fired Water Htr | 705 N 23RD | HWSD - Hot Water Dom/Potable | 8/31/1999
The Sowers Club | 1701 S 17th St | Lincoln | NE | 68502-2641 | Lancaster | NE30717 | Exempt 1999 LB-66 |  | 1990 | Rheem Manufacturing Co | AHWH - ANSI/Fired Water Htr |  | HWSD - Hot Water Dom/Potable | 6/30/1999
The Sowers Club | 1701 S 17th St | Lincoln | NE | 68502-2641 | Lancaster | NE30794 | Active | N/A | 1995 | Vaillant | CI - Cast Iron | BOILER ROOM | HWHT - Hot Water Heat | 11/30/2026
The Sowers Club | 1701 S 17th St | Lincoln | NE | 68502-2641 | Lancaster | NE30795 | Active | N/A | 1996 | Vaillant | CI - Cast Iron | BOILER ROOM | HWHT - Hot Water Heat | 11/30/2026
Apartment Building | 1701 S 24th St | Lincoln | NE | 68502-3001 | Lancaster | NE25560 | Scrapped/Junked | N/A | 1979 | Peerless | CI - Cast Iron | BASEMENT | STHT - Steam-Heat | 3/31/2023
Apartment Building | 1701 S 24th St | Lincoln | NE | 68502-3001 | Lancaster | NE42675 | Active | 21353 | 2023 | Aldrich | FTFB - Firetube-Firebox Boiler | Basement | STHT - Steam-Heat | 5/31/2027
UNL Massengale Residential Cntr | 1710 Arbor Dr | Lincoln | NE | 68503-2082 | Lancaster | NE26934 | Active | 216567 | 2016 | State Industries | CHWH - ASME/Fired Water Heater | MECH ROOM | HWSD - Hot Water Dom/Potable | 6/30/2026
UNL Massengale Residential Cntr | 1710 Arbor Dr | Lincoln | NE | 68503-2082 | Lancaster | NE26935 | Active | 216566 | 2016 | State Industries | CHWH - ASME/Fired Water Heater | MECH ROOM | HWSD - Hot Water Dom/Potable | 6/30/2026
Lincoln Surgical Hospital | 1710 S 70th St | Lincoln | NE | 68506-1676 | Lancaster | NE06545 | Scrapped/Junked | 58194 | 2005 | R & R Metal Fabricators | ELBL - Electric Boiler | BASEMENT BOILER ROOM | 0020 - Supp to Sterlizer/Autoclave | 10/31/2010
Lincoln Surgical Hospital | 1710 S 70th St | Lincoln | NE | 68506-1676 | Lancaster | NE06546 | Scrapped/Junked | 92813 | 2004 | AO SMITH | CHWH - ASME/Fired Water Heater | BASEMENT BOILER ROOM | HWSD - Hot Water Dom/Potable | 10/31/2013
Lincoln Surgical Hospital | 1710 S 70th St | Lincoln | NE | 68506-1676 | Lancaster | NE06547 | Scrapped/Junked | 57864 | 2004 | R&R | ELBL - Electric Boiler | SURGERY | 0020 - Supp to Sterlizer/Autoclave | 10/31/2010
Lincoln Surgical Hospital | 1710 S 70th St | Lincoln | NE | 68506-1676 | Lancaster | NE06548 | Scrapped/Junked | 144635 | 2004 | COLU | ELBL - Electric Boiler | SURGERY | 0020 - Supp to Sterlizer/Autoclave | 10/31/2010
Lincoln Surgical Hospital | 1710 S 70th St | Lincoln | NE | 68506-1676 | Lancaster | NE06549 | Scrapped/Junked | 144603 | 2004 | COLU | ELBL - Electric Boiler | SURGERY | 0020 - Supp to Sterlizer/Autoclave | 10/31/2010
Lincoln Surgical Hospital | 1710 S 70th St | Lincoln | NE | 68506-1676 | Lancaster | NE06640 | Active | 42147 | 2005 | Aerco International | FTVT - Firetube Vertical TB | Main Mechanical Room | HWHT - Hot Water Heat | 3/31/2027
Lincoln Surgical Hospital | 1710 S 70th St | Lincoln | NE | 68506-1676 | Lancaster | NE19245 | Scrapped/Junked | 57732 | 2010 | Bryan Steam, LLC | WT - Water Tube Boiler | mech room Lower north | PROC - Process Steam | 3/31/2016
Lincoln Surgical Hospital | 1710 S 70th St | Lincoln | NE | 68506-1676 | Lancaster | NE19246 | Scrapped/Junked | 57738 | 2010 | Bryan Steam, LLC | WT - Water Tube Boiler | mech room Lower north | PROC - Process Steam | 3/31/2016
Lincoln Surgical Hospital | 1710 S 70th St | Lincoln | NE | 68506-1676 | Lancaster | NE22786 | Active | 196333 | 2011 | Lochinvar/Giannoni France, SAS | WTSS - Watertube SS Steel | OSR Basement Mechanical Room | HWHT - Hot Water Heat | 3/31/2027
Lincoln Surgical Hospital | 1710 S 70th St | Lincoln | NE | 68506-1676 | Lancaster | NE22787 | Active | 196353 | 2011 | Lochinvar/Giannoni France, SAS | WTSS - Watertube SS Steel | OSR Basement Mechanical Room | HWHT - Hot Water Heat | 3/31/2027
Lincoln Surgical Hospital | 1710 S 70th St | Lincoln | NE | 68506-1676 | Lancaster | NE22788 | Scrapped/Junked | 156375 | 2011 | AO SMITH | CHWH - ASME/Fired Water Heater | OSR Basement Mech. Rm. | HWSD - Hot Water Dom/Potable | 3/31/2017
Lincoln Surgical Hospital | 1710 S 70th St | Lincoln | NE | 68506-1676 | Lancaster | NE24144 | Scrapped/Junked | 181000 | 2013 | AO Smith | CHWH - ASME/Fired Water Heater | Chiller Mechanical Room | HWSD - Hot Water Dom/Potable | 3/31/2024
Lincoln Surgical Hospital | 1710 S 70th St | Lincoln | NE | 68506-1676 | Lancaster | NE25576 | Inactive | 27524 | 1996 | York Shipley | FTSM - FTS Marine Dry Back | Outside, North | PROC - Process Steam | 2/28/2016
Lincoln Surgical Hospital | 1710 S 70th St | Lincoln | NE | 68506-1676 | Lancaster | NE25577 | Active | 153028 | 2015 | Columbia Boiler Co. | FTNT - FT Vertical Tubeless | North Lower Mechanical Room | STER - Sterilizer | 3/31/2027
Lincoln Surgical Hospital | 1710 S 70th St | Lincoln | NE | 68506-1676 | Lancaster | NE25578 | Active | 153025 | 2015 | Columbia Boiler Co. | FTNT - FT Vertical Tubeless | North Lower Mechanical Room | PROC - Process Steam | 3/31/2027
Lincoln Surgical Hospital | 1710 S 70th St | Lincoln | NE | 68506-1676 | Lancaster | NE26515 | Active | 210866 | 2015 | AO Smith | CHWH - ASME/Fired Water Heater | OSR Basement Mechanical Room | HWSD - Hot Water Dom/Potable | 3/31/2027
Lincoln Surgical Hospital | 1710 S 70th St | Lincoln | NE | 68506-1676 | Lancaster | NE26721 | Active | 195318 | 2015 | Lochinvar Corporation | FTVT - Firetube Vertical TB | Main Mechanical Room | HHHP - Hotwater Heat & Heat Pump | 3/31/2027
Lincoln Surgical Hospital | 1710 S 70th St | Lincoln | NE | 68506-1676 | Lancaster | NE40570 | Scrapped/Junked | 9906 | 1998 | LES/Aldrich | FTVT - Firetube Vertical TB | Fluid Cooler Room | HWHT - Hot Water Heat | 3/31/2016
Lincoln Surgical Hospital | 1710 S 70th St | Lincoln | NE | 68506-1676 | Lancaster | NE40571 | Scrapped/Junked | 7666 | 1993 | ALDRICH/LES | FTVT - Firetube Vertical TB | OLD BOILER ROOM | HWHT - Hot Water Heat | 7/31/2005
Lincoln Surgical Hospital | 1710 S 70th St | Lincoln | NE | 68506-1676 | Lancaster | NE40661 | Scrapped/Junked | 7667 | 1993 | ALDRICH/LES | FTVT - Firetube Vertical TB | OLD BOILER ROOM | HWHT - Hot Water Heat | 7/31/2005
Lincoln Surgical Hospital | 1710 S 70th St | Lincoln | NE | 68506-1676 | Lancaster | NE40662 | Scrapped/Junked |  | 1998 | AO SMITH | AHWH - ANSI/Fired Water Htr | OLD BOILER ROOM | HWSD - Hot Water Dom/Potable | 7/31/2000
Lincoln Surgical Hospital | 1710 S 70th St | Lincoln | NE | 68506-1676 | Lancaster | NE41008 | Active | 86144 | 2020 | Aerco | FTVT - Firetube Vertical TB | New Wing Mech Room | GLYC - Glycol Bldg Heat Sys | 3/31/2027
Lincoln Surgical Hospital | 1710 S 70th St | Lincoln | NE | 68506-1676 | Lancaster | NE41009 | Active | 86145 | 2020 | Aerco | FTVT - Firetube Vertical TB | New Wing Mech Room | GLYC - Glycol Bldg Heat Sys | 3/31/2027
Lincoln Surgical Hospital | 1710 S 70th St | Lincoln | NE | 68506-1676 | Lancaster | NE42365 | Active | 294513 | 2022 | AO SMITH | CHWH - ASME/Fired Water Heater | OSR Basement Mech. Rm. | HWSD - Hot Water Dom/Potable | 3/31/2027
Schneider Electric | 1717 Center Park Rd | Lincoln | NE | 68512-1231 | Lancaster | NE06525 | Scrapped/Junked | 52473 | 2005 | Unknown | WT - Water Tube Boiler | PLATING AREA | PROC - Process Steam | 4/30/2012
Schneider Electric | 1717 Center Park Rd | Lincoln | NE | 68512-1231 | Lancaster | NE06526 | Scrapped/Junked | 61994 | 2005 | Reimer | ELBL - Electric Boiler | South East Production | PROC - Process Steam | 8/31/2007
Schneider Electric | 1717 Center Park Rd | Lincoln | NE | 68512-1231 | Lancaster | NE12247 | Scrapped/Junked | 65411 | 2008 | Reimers | ELBL - Electric Boiler | Molding Dept. | PROC - Process Steam | 4/30/2020
Schneider Electric | 1717 Center Park Rd | Lincoln | NE | 68512-1231 | Lancaster | NE14951 | Active | 4237 | 1970 | Kewanee | FT - Firetube Boiler | BOILER ROOM | STHT - Steam-Heat | 4/30/2026
Schneider Electric | 1717 Center Park Rd | Lincoln | NE | 68512-1231 | Lancaster | NE14952 | Inactive | 3653 | 1970 | Kewanee | FTSM - FTS Marine Dry Back | BOILER ROOM | STHT - Steam-Heat | 4/30/2012
Schneider Electric | 1717 Center Park Rd | Lincoln | NE | 68512-1231 | Lancaster | NE17644 | Scrapped/Junked | 47379 | 1995 | Kewanee | FT - Firetube Boiler | BOILER ROOM | PROC - Process Steam | 4/30/2012
Schneider Electric | 1717 Center Park Rd | Lincoln | NE | 68512-1231 | Lancaster | NE22777 | Out of Service | 58534 | 2012 | Bryan | WT - Water Tube Boiler | Shop Floor | PROC - Process Steam | 4/30/2025
Schneider Electric | 1717 Center Park Rd | Lincoln | NE | 68512-1231 | Lancaster | NE25326 | Active | 17570 | 2013 | Superior Boiler Works | FTSM - FTS Marine Dry Back | BOILER ROOM | STHT - Steam-Heat | 4/30/2027
Sharon Motel | 1717 Cornhusker Hwy | Lincoln | NE | 68521-1847 | Lancaster | NE04273 | Inactive | N/A | 1953 | American Standard | CI - Cast Iron | BOILER ROOM | HWHT - Hot Water Heat | 3/31/2025
Sharon Motel | 1717 Cornhusker Hwy | Lincoln | NE | 68521-1847 | Lancaster | NE04274 | Scrapped/Junked |  | 1953 | A. O. Smith | COBL - Coil Type Boiler | BOILER ROOM | HWHT - Hot Water Heat | 3/31/2005
Blessed Sacrament Church | 1720 Lake St | Lincoln | NE | 68502-3736 | Lancaster | NE14775 | Scrapped/Junked | 113920 | 1989 | Teledyne Laars | CPFT - Horiz Cpr Fin Boiler | Church Boiler room | HWHT - Hot Water Heat | 10/31/2017
Blessed Sacrament Church | 1720 Lake St | Lincoln | NE | 68502-3736 | Lancaster | NE14776 | Scrapped/Junked | 109754 | 1989 | Teledyne Laars | CPFT - Horiz Cpr Fin Boiler | Church Boiler Room | HWHT - Hot Water Heat | 10/31/2017
Blessed Sacrament Church | 1720 Lake St | Lincoln | NE | 68502-3736 | Lancaster | NE23823 | Active | n/a | 1998 | Peerless | CI - Cast Iron | School Boiler Room | STHT - Steam-Heat | 10/31/2026
Blessed Sacrament Church | 1720 Lake St | Lincoln | NE | 68502-3736 | Lancaster | NE27884 | Active | 403668 | 2017 | Lochinvar | WTSS - Watertube SS Steel | Church Basement | HWHT - Hot Water Heat | 10/31/2026
Blessed Sacrament Church | 1720 Lake St | Lincoln | NE | 68502-3736 | Lancaster | NE34327 | Active | 16101 | 1982 | Bryan | WT - Water Tube Boiler | School Boiler Room | HWHT - Hot Water Heat | 10/31/2026
Apartment Building - Arrow | 1730 G St | Lincoln | NE | 68508-3752 | Lancaster | NE26290 | Active | 200631 | 2016 | Lochinvar | FTVT - Firetube Vertical TB | Mech. Room | HWDP - Hotwater Heat & Dom Supply | 1/31/2027
Apartment Building - Arrow | 1730 G St | Lincoln | NE | 68508-3752 | Lancaster | NEW | Scrapped/Junked | n/a | 2010 | A O Smith | AHWH - ANSI/Fired Water Htr | Mech. Room | HWDP - Hotwater Heat & Dom Supply | 3/31/2016
Nebraska Surgery Center | 1730 S 70th St | Lincoln | NE | 68506-1613 | Lancaster | NE41408 | Active | 27222 | 2021 | Steris Corp | ELBL - Electric Boiler | New Surgery Wing | STER - Sterilizer | 3/31/2027
Nebraska Surgery Center | 1730 S 70th St | Lincoln | NE | 68506-1613 | Lancaster | NE41409 | Active | 27223 | 2021 | Steris Corp | ELBL - Electric Boiler | New Surgery Wing | STER - Sterilizer | 3/31/2027
Nebraska Surgery Center | 1730 S 70th St | Lincoln | NE | 68506-1613 | Lancaster | NE41410 | Active | 27376 | 2021 | Steris Corp | ELBL - Electric Boiler | New Surgery Wing | STER - Sterilizer | 3/31/2027
Black Hills Energy | 1731 Windhoek Dr | Lincoln | NE | 68512-1273 | Lancaster | NE28734 | Active | 342457 | 2018 | Lochinvar | FTVT - Firetube Vertical TB | Boiler Room | HWHS - Hotwater Heat Sidewalks | 2/28/2027
Black Hills Energy | 1731 Windhoek Dr | Lincoln | NE | 68512-1273 | Lancaster | NE28735 | Active | 356586 | 2019 | Lochinvar | FTVT - Firetube Vertical TB | Boiler Room | HWHS - Hotwater Heat Sidewalks | 2/28/2027
Black Hills Energy | 1731 Windhoek Dr | Lincoln | NE | 68512-1273 | Lancaster | NE28736 | Active | 356587 | 2019 | Lochinvar | FTVT - Firetube Vertical TB | Boiler Room | HWHS - Hotwater Heat Sidewalks | 2/28/2027
APARTMENT BUILDING | 1733 M St | Lincoln | NE | 68508-1725 | LANCASTER | NE16332 | Exempt |  | 1960 | AMERICAN STANDARD |  | BASEMENT | HWHT - Hot Water Heat | 4/30/1993
Floral Court Apartments | 1735 G St | Lincoln | NE | 68508-3733 | Lancaster | NE19505 | Active | n/a | 1993 | Peerless | CI - Cast Iron | BASEMENT BLGD C | STHT - Steam-Heat | 1/31/2026
Apartment Building - Red Prairie | 1741 K St | Lincoln | NE | 68508-2603 | Lancaster | NE30377 | Active | N/A | 1991 | Peerless | CI - Cast Iron | BOILER ROOM | HWHT - Hot Water Heat | 1/31/2027
Vacant Apartment | 1742 K St | Lincoln | NE | 68508-2686 | Lancaster | NE14557 | Scrapped/Junked | N/A | 1983 | Peerless | CI - Cast Iron | BOILER ROOM | HWHT - Hot Water Heat | 1/31/2017
Vacant Apartment | 1742 K St | Lincoln | NE | 68508-2686 | Lancaster | NE23829 | Exempt | 43325 | 1998 | A O Smith | COBL - Coil Type Boiler | BOILER ROOM | HWSD - Hot Water Dom/Potable | 1/31/2013
Townhouse Extended Stay Hotel | 1744 M St | Lincoln | NE | 68508-1724 | Lancaster | NE16224 | Scrapped/Junked |  | 1989 | AO SMITH | AHWH - ANSI/Fired Water Htr | 2ND FLR STORAGE ROOM | HWSD - Hot Water Dom/Potable | 12/31/2002
Townhouse Extended Stay Hotel | 1744 M St | Lincoln | NE | 68508-1724 | Lancaster | NE30687 | Scrapped/Junked | n/a | 1992 | State | AHWH - ANSI/Fired Water Htr | 2ND FLR STORAGE ROOM | HWSD - Hot Water Dom/Potable | 1/31/2016
APARTMENT BUILDING | 1747 S 15th St | Lincoln | NE | 68502-2462 | LANCASTER | NE09659 | Scrapped/Junked |  | 1962 | PEERLESS HEATER COMPANY |  | BASEMENT | HWHT - Hot Water Heat | 1/31/2003
Sumner Place | 1750 S 20th St | Lincoln | NE | 68502-2611 | Lancaster | NE07797 | Exempt 1999 LB-66 |  | 1998 | RUUD | AHWH - ANSI/Fired Water Htr | BASEMENT | HWSD - Hot Water Dom/Potable | 7/15/2000
Sumner Place | 1750 S 20th St | Lincoln | NE | 68502-2611 | Lancaster | NE19501 | Scrapped/Junked |  | 1994 | RUUD | AHWH - ANSI/Fired Water Htr | 1750 S 20TH | HWSD - Hot Water Dom/Potable | 6/30/1999
Sumner Place | 1750 S 20th St | Lincoln | NE | 68502-2611 | Lancaster | NE26229 | Scrapped/Junked | 19564 | 2015 | Aldrich | FTFB - Firetube-Firebox Boiler | Basement | HWHT - Hot Water Heat | 6/30/2023
Sumner Place | 1750 S 20th St | Lincoln | NE | 68502-2611 | Lancaster | NE28138 | Scrapped/Junked | 19792 | 2016 | Aldrich | FTFB - Firetube-Firebox Boiler | Basement | 0031 - Hightemp Water Supply | 6/30/2023
Sumner Place | 1750 S 20th St | Lincoln | NE | 68502-2611 | Lancaster | NE34524 | Scrapped/Junked | n/a | 1964 | Kewanee | FTFB - Firetube-Firebox Boiler | BOILER ROOM | HWHT - Hot Water Heat | 6/30/2016
Sumner Place | 1750 S 20th St | Lincoln | NE | 68502-2611 | Lancaster | NE39191 | Inactive | n/a | 1964 | Kewanee | FTFB - Firetube-Firebox Boiler | BOILER ROOM | HWHT - Hot Water Heat | 6/30/2017
Sumner Place | 1750 S 20th St | Lincoln | NE | 68502-2611 | Lancaster | NE42253 | Active | 568173 | 2022 | Lochinvar | WTSS - Watertube SS Steel | Boiler Room | HWHT - Hot Water Heat | 2/28/2027
Sumner Place | 1750 S 20th St | Lincoln | NE | 68502-2611 | Lancaster | NE42254 | Active | 567332 | 2022 | Lochinvar | WTSS - Watertube SS Steel | Boiler Room | HWHT - Hot Water Heat | 2/28/2027
Sumner Place | 1750 S 20th St | Lincoln | NE | 68502-2611 | Lancaster | NE42255 | Active | 567342 | 2022 | Lochinvar | WTSS - Watertube SS Steel | Boiler Room | HWHT - Hot Water Heat | 2/28/2027
Lincoln Armory (FMS) | 1776 N 10th St | Lincoln | NE | 68508-1006 | Lancaster | NE00190 | Active | N/A | 1999 | Peerless | CI - Cast Iron | OMS BASEMENT | STHT - Steam-Heat | 4/30/2026
Lincoln Armory | 1776 N 10th St | Lincoln | NE | 68508-1006 | Lancaster | NE10477 | Out of Service | 440 | 2002 | Hurst | FTWB - FTS Marine Wet Back | BLDG 1776, BOILER ROOM | STHT - Steam-Heat | 4/30/2023
Lincoln Armory | 1776 N 10th St | Lincoln | NE | 68508-1006 | Lancaster | NE10478 | Out of Service | 439 | 2002 | Hurst | FTWB - FTS Marine Wet Back | BLDG 1776, BOILER ROOM | STHT - Steam-Heat | 4/30/2021
Lincoln Armory | 1776 N 10th St | Lincoln | NE | 68508-1006 | Lancaster | NE30081 | Inactive | 15705 | 1984 | BURNHAM COMM/INDUST | FTFB - Firetube-Firebox Boiler | BOILER ROOM | STHT - Steam-Heat | 4/30/2008
Lincoln Armory | 1776 N 10th St | Lincoln | NE | 68508-1006 | Lancaster | NE30083 | Scrapped/Junked |  | 1956 | KEWANEE | FT - Firetube Boiler | BOILER ROOM | STHT - Steam-Heat | 6/30/2001
UNL University Suites | 1780 R St | Lincoln | NE | 68508-1619 | Lancaster | NE24148 | Active | 18806 | 2012 | Aldrich | FTVT - Firetube Vertical TB | fluid cooler bldg | HWHT - Hot Water Heat | 10/31/2026
AVLLC | 1800 O St | Lincoln | NE | 68508-1766 | LANCASTER | NE14745 | Inactive |  | 1987 | PEERLESS HEATER COMPANY |  | BOILER RM#1 | STHT - Steam-Heat | 2/28/2002
AVLLC | 1800 O St | Lincoln | NE | 68508-1766 | LANCASTER | NE14747 | Inactive |  | 1950 | AMERICAN STANDARD |  | BOILER RM#2 | STHT - Steam-Heat | 2/28/2002
AVLLC | 1800 O St | Lincoln | NE | 68508-1766 | LANCASTER | NE15525 | Inactive |  | 1990 | PEERLESS HEATER COMPANY |  | BASEMENT | STHT - Steam-Heat | 2/28/2002
Messiah Lutheran Church | 1800 S 84th St | Lincoln | NE | 68506-1870 | Lancaster | NE28935 | Active | 9505 | 2019 | Riello | WT - Water Tube Boiler | Basement Boiler Room | HWHT - Hot Water Heat | 9/30/2026
Messiah Lutheran Church | 1800 S 84th St | Lincoln | NE | 68506-1870 | Lancaster | NE28936 | Active | 9510 | 2019 | Riello | WT - Water Tube Boiler | Basement Boiler Room | HWHT - Hot Water Heat | 9/30/2026
Messiah Lutheran Church | 1800 S 84th St | Lincoln | NE | 68506-1870 | Lancaster | NE28937 | Active | 9533 | 2019 | Riello | WT - Water Tube Boiler | Basement Boiler Room | HWHT - Hot Water Heat | 9/30/2026
Messiah Lutheran Church | 1800 S 84th St | Lincoln | NE | 68506-1870 | Lancaster | NE28938 | Active | 9508 | 2019 | Riello | WT - Water Tube Boiler | Basement Boiler Room | HWHT - Hot Water Heat | 9/30/2026
Vine Congregational Church #X006600 | 1800 Twin Ridge Rd | Lincoln | NE | 68506-2355 | Lancaster | NE04472 | Scrapped/Junked |  | 1957 | KEWA | FTFB - Firetube-Firebox Boiler | BOILER ROOM | HWHT - Hot Water Heat | 8/31/2010
Vine Congregational Church #X006600 | 1800 Twin Ridge Rd | Lincoln | NE | 68506-2355 | Lancaster | NE17504 | Active | 117353 | 2009 | Lochinvar | SSCO - SS Coil Boiler | Furnace Room | HWHT - Hot Water Heat | 2/28/2027
Vine Congregational Church #X006600 | 1800 Twin Ridge Rd | Lincoln | NE | 68506-2355 | Lancaster | NE17505 | Active | 117349 | 2009 | Lochinvar | SSCO - SS Coil Boiler | Furnace Room | HWHT - Hot Water Heat | 2/28/2027
Raymond Central High School | 1800 W Agnew Rd | Raymond | NE | 68428-4315 | Lancaster | NE02361 | Scrapped/Junked | 13150 | 2003 | ALES | FTFB - Firetube-Firebox Boiler | E BLDG | HWDP - Hotwater Heat & Dom Supply | 7/31/2020
Raymond Central High School | 1800 W Agnew Rd | Raymond | NE | 68428-4315 | Lancaster | NE02362 | Scrapped/Junked | 13157 | 2003 | ALES | FTFB - Firetube-Firebox Boiler | E BLDG | HWDP - Hotwater Heat & Dom Supply | 7/31/2020
Raymond Central High School | 1800 W Agnew Rd | Raymond | NE | 68428-4315 | Lancaster | NE19330 | Scrapped/Junked | 9617 | 1998 | ALDR | FTFB - Firetube-Firebox Boiler | KITCHEN | STHT - Steam-Heat | 7/31/2011
Raymond Central High School | 1800 W Agnew Rd | Raymond | NE | 68428-4315 | Lancaster | NE19484 | Active | 88720 | 2011 | Groen | FPV - Fired Pressure Vessel | Kitchen | COOK - Cooker/Kettle | 7/31/2026
Raymond Central High School | 1800 W Agnew Rd | Raymond | NE | 68428-4315 | Lancaster | NE19485 | Active | 130330 | 2010 | PVI Industries | CHWH - ASME/Fired Water Heater | Bldg. H Mech Rm | HWSD - Hot Water Dom/Potable | 7/31/2026
Raymond Central High School | 1800 W Agnew Rd | Raymond | NE | 68428-4315 | Lancaster | NE28940 | Active | 10509 | 2020 | Riello | WT - Water Tube Boiler | Boiler Room | HWHT - Hot Water Heat | 7/31/2026
Raymond Central High School | 1800 W Agnew Rd | Raymond | NE | 68428-4315 | Lancaster | NE28941 | Active | 8270 | 2019 | Riello | WT - Water Tube Boiler | Boiler Room | HWHT - Hot Water Heat | 7/31/2026
Raymond Central High School | 1800 W Agnew Rd | Raymond | NE | 68428-4315 | Lancaster | NE28942 | Active | 8285 | 2019 | Riello | WT - Water Tube Boiler | Boiler Room | HWHT - Hot Water Heat | 7/31/2026
Raymond Central High School | 1800 W Agnew Rd | Raymond | NE | 68428-4315 | Lancaster | NE28943 | Active | 10523 | 2020 | Riello | WT - Water Tube Boiler | Boiler Room | HWHT - Hot Water Heat | 7/31/2026
Raymond Central High School | 1800 W Agnew Rd | Raymond | NE | 68428-4315 | Lancaster | NE28944 | Active | 10403 | 2020 | Riello | WT - Water Tube Boiler | Boiler Room | HWHT - Hot Water Heat | 7/31/2026
Raymond Central High School | 1800 W Agnew Rd | Raymond | NE | 68428-4315 | Lancaster | NE32690 | Scrapped/Junked | n/a | 1959 | Kewanee | FTFB - Firetube-Firebox Boiler | BOILER ROOM | HWHT - Hot Water Heat | 7/31/2012
Raymond Central High School | 1800 W Agnew Rd | Raymond | NE | 68428-4315 | Lancaster | NE32691 | Scrapped/Junked | n/a | 1959 | Kewanee | FTFB - Firetube-Firebox Boiler | WEIGHT ROOM | HWHT - Hot Water Heat | 7/31/2012
Raymond Central Jr/Sr High Schl | 1800 W Agnew Rd | Raymond | NE | 68428-4315 | Lancaster | NE20145 | Inactive |  | 1960 | KEWANEE | FT - Firetube Boiler | BLDG D | HWHT - Hot Water Heat | 8/31/1998
Raymond Central Jr/Sr High Schl | 1800 W Agnew Rd | Raymond | NE | 68428-4315 | Lancaster | NE30349 | Scrapped/Junked |  | 1959 | KEWANEE | FT - Firetube Boiler | RAYMOND | STHT - Steam-Heat | 7/31/2000
Raymond Central Jr/Sr High Schl | 1800 W Agnew Rd | Raymond | NE | 68428-4315 | Lancaster | NE32383 | Scrapped/Junked | 61300 | 1959 | KEWANEE | FTFB - Firetube-Firebox Boiler | D BLDG | HWHT - Hot Water Heat | 7/31/2004
Raymond Central Jr/Sr High Schl | 1800 W Agnew Rd | Raymond | NE | 68428-4315 | Lancaster | NE32684 | Scrapped/Junked |  | 1968 | Kewannee | FT - Firetube Boiler | VALPARAISO | STHT - Steam-Heat | 7/31/2000
Raymond Central Jr/Sr High Schl | 1800 W Agnew Rd | Raymond | NE | 68428-4315 | Lancaster | NE32692 | Scrapped/Junked |  | 1968 | KEWANEE | FTFB - Firetube-Firebox Boiler | E BLDG | HWHT - Hot Water Heat | 7/31/2004
Raymond Central Jr/Sr High Schl | 1800 W Agnew Rd | Raymond | NE | 68428-4315 | Lancaster | NE32693 | Scrapped/Junked |  | 1968 | KEWANEE | FTFB - Firetube-Firebox Boiler | E BLDG | HWHT - Hot Water Heat | 7/31/2004
Raymond Central Jr/Sr High Schl | 1800 W Agnew Rd | Raymond | NE | 68428-4315 | Lancaster | NE32766 | Scrapped/Junked | 36902 | 1983 | KEWANEE | FT - Firetube Boiler |  | STHT - Steam-Heat | 7/31/2000
Wilderness Ridge | 1800 Wilderness Woods Pl | Lincoln | NE | 68512-9361 | Lancaster | NE10563 | Active | 183205 | 2001 | Raypak | CPFT - Horiz Cpr Fin Boiler | MECH ROOM BSMT | HWHT - Hot Water Heat | 10/31/2026
Wilderness Ridge | 1800 Wilderness Woods Pl | Lincoln | NE | 68512-9361 | Lancaster | NE10564 | Active | 183204 | 2001 | Raypak | CPFT - Horiz Cpr Fin Boiler | MECH RM BSMT | HWHT - Hot Water Heat | 10/31/2026
Wilderness Ridge | 1800 Wilderness Woods Pl | Lincoln | NE | 68512-9361 | Lancaster | NE10565 | Inactive | 184381 | 2007 | Raypak | CPFT - Horiz Cpr Fin Boiler | MECH RM BSMT | HWSD - Hot Water Dom/Potable | 10/31/2023
Wilderness Ridge | 1800 Wilderness Woods Pl | Lincoln | NE | 68512-9361 | Lancaster | NE10566 | Exempt | 41117 | 2002 | Vulcan | KETT - Fired Kettle | KITCHEN | COOK - Cooker/Kettle | 10/31/2021
Wilderness Ridge | 1800 Wilderness Woods Pl | Lincoln | NE | 68512-9361 | Lancaster | NE41596 | Active | 372483 | 2021 | Lochinvar | CPPH - Ansi Cpr Fin Pool Heater | Pool Mech Room | SPAJ - Spa/Jacuzzi Heater | 6/30/2026
Wilderness Ridge | 1800 Wilderness Woods Pl | Lincoln | NE | 68512-9361 | Lancaster | NE41597 | Active | 373356 | 2021 | Lochinvar | CPPH - Ansi Cpr Fin Pool Heater | Pool Mech Room | OPHT - Outdoor Pool Heater | 6/30/2026
Wilderness Ridge | 1800 Wilderness Woods Pl | Lincoln | NE | 68512-9361 | Lancaster | NE41598 | Active | 372479 | 2021 | Lochinvar | CPPH - Ansi Cpr Fin Pool Heater | Pool Mech Room | OPHT - Outdoor Pool Heater | 6/30/2026
Wilderness Ridge | 1800 Wilderness Woods Pl | Lincoln | NE | 68512-9361 | Lancaster | NE41599 | Active | 372193 | 2021 | Lochinvar | CPPH - Ansi Cpr Fin Pool Heater | Pool Mech Room | OPHT - Outdoor Pool Heater | 6/30/2026
Wilderness Ridge | 1800 Wilderness Woods Pl | Lincoln | NE | 68512-9361 | Lancaster | NE41600 | Active | 372786 | 2021 | Lochinvar | CPPH - Ansi Cpr Fin Pool Heater | Pool Mech Room | OPHT - Outdoor Pool Heater | 6/30/2026
Ready Mix Concrete Co | 1800 Y St | Lincoln | NE | 68508-1232 | Lancaster | NE05961 | Active | 24290 | 2004 | CLAY | COBL - Coil Type Boiler | BOILER ROOM | PROC - Process Steam | 10/31/2026
Ready Mix Concrete Co | 1800 Y St | Lincoln | NE | 68508-1232 | Lancaster | NE07215 | Inactive | 32545 | 1995 | LATT | ELBL - Electric Boiler | FURNACE ROOM | HUMI - Humidifier/Humidity Contr | 10/31/2011
Ready Mix Concrete Co | 1800 Y St | Lincoln | NE | 68508-1232 | Lancaster | NE17123 | Scrapped/Junked | 108 | 1987 | SUPR | WT - Water Tube Boiler | Boiler Room | PROC - Process Steam | 10/31/2013
Ready Mix Concrete Co | 1800 Y St | Lincoln | NE | 68508-1232 | Lancaster | NE17124 | Scrapped/Junked | 117 | 1987 | SUPERIOR BOILERWORKS | WT - Water Tube Boiler | NEW PLANT | PROC - Process Steam | 10/31/2004
Capital Hill Apartments | 1801 J St | Lincoln | NE | 68508-2684 | Lancaster | NE04869 | Active | n/a | 1962 | Kewanee | FTFB - Firetube-Firebox Boiler | BOILER ROOM | HWHT - Hot Water Heat | 9/30/2026
Capital Hill Apartments | 1801 J St | Lincoln | NE | 68508-2684 | Lancaster | NE04870 | Active | n/a | 1962 | Kewanee | FTFB - Firetube-Firebox Boiler | BOILER ROOM | HWHT - Hot Water Heat | 9/30/2026
Capital Hill Apartments | 1801 J St | Lincoln | NE | 68508-2684 | Lancaster | NE04871 | Active | n/a | 1962 | Kewanee | FTFB - Firetube-Firebox Boiler | BOILER ROOM | HWHT - Hot Water Heat | 9/30/2026
Capital Hill Apartments | 1801 J St | Lincoln | NE | 68508-2684 | Lancaster | NE04872 | Active | n/a | 1962 | Kewanee | FTFB - Firetube-Firebox Boiler | BOILER ROOM | HWHT - Hot Water Heat | 9/30/2026
Kirk Motors | 1801 O St | Lincoln | NE | 68508-1738 | Lancaster | NE16346 | Scrapped/Junked |  | 1977 | PEER | CI - Cast Iron | BOILER ROOM | STHT - Steam-Heat | 3/31/2008
City of Lincoln Fire Dept Headquarters | 1801 Q St | Lincoln | NE | 68508-1746 | Lancaster | NE11345 | Scrapped/Junked | 87655 | 2004 | A O Smith | CHWH - ASME/Fired Water Heater | Locker Room | HWSD - Hot Water Dom/Potable | 8/31/2018
City of Lincoln Fire Dept Headquarters | 1801 Q St | Lincoln | NE | 68508-1746 | Lancaster | NE12129 | Scrapped/Junked | 003187 | 2003 | Peerless | COBL - Coil Type Boiler | Blr Rm | HWHT - Hot Water Heat | 8/31/2018
City of Lincoln Fire Dept Headquarters | 1801 Q St | Lincoln | NE | 68508-1746 | Lancaster | NE15654 | Scrapped/Junked |  | 1993 | A. O. Smith |  | Boiler Room 2nd Floor | HWDP - Hotwater Heat & Dom Supply | 9/30/2005
City of Lincoln Fire Dept Headquarters | 1801 Q St | Lincoln | NE | 68508-1746 | Lancaster | NE28134 | Active | 271303 | 2017 | Lochinvar | FTVT - Firetube Vertical TB | Blr Rm | HWHT - Hot Water Heat | 10/31/2026
CITY FIRE DEPARTMENT | 1801 Q St | Lincoln | NE | 68508-1746 | LANCASTER | NE04875 | Scrapped/Junked |  | 1965 | KEWANEE | FTFB - Firetube-Firebox Boiler | BOILER ROOM | HWHT - Hot Water Heat | 9/30/2004
50/50 Building | 1801 R St | Lincoln | NE | 68508-1613 | Lancaster | NE24936 | Active | 66203 | 2013 | Aerco | FTSS - Firetube Stainless Steel | 1st Floor - Mechanical Rm | HWSD - Hot Water Dom/Potable | 12/31/2026
50/50 Building | 1801 R St | Lincoln | NE | 68508-1613 | Lancaster | NE24937 | Active | 64566 | 2013 | Aerco | FTSS - Firetube Stainless Steel | 1st Floor - Mechanical Rm | HWSD - Hot Water Dom/Potable | 12/31/2025
50/50 Building | 1801 R St | Lincoln | NE | 68508-1613 | Lancaster | NE24938 | Active | 65371 | 2013 | Aerco | FTSS - Firetube Stainless Steel | Rm 845 - Mechanical Rm | HWHT - Hot Water Heat | 12/31/2026
50/50 Building | 1801 R St | Lincoln | NE | 68508-1613 | Lancaster | NE24939 | Active | 65621 | 2013 | Aerco | FTSS - Firetube Stainless Steel | Rm 845 - Mechanical Rm | HWHT - Hot Water Heat | 12/31/2026
50/50 Building | 1801 R St | Lincoln | NE | 68508-1613 | Lancaster | NE24940 | Active | 64567 | 2013 | Aerco | FTSS - Firetube Stainless Steel | Rm 852 - Mechanical Rm | HWSD - Hot Water Dom/Potable | 12/31/2026
50/50 Building | 1801 R St | Lincoln | NE | 68508-1613 | Lancaster | NE24941 | Active | 66204 | 2013 | Aerco | FTSS - Firetube Stainless Steel | Rm 852 - Mechanical Rm | HWSD - Hot Water Dom/Potable | 12/31/2025
50/50 Building | 1801 R St | Lincoln | NE | 68508-1613 | Lancaster | NE24942 | Active | 64565 | 2013 | Aerco | FTSS - Firetube Stainless Steel | Rm 852 - Mechanical Rm | HWSD - Hot Water Dom/Potable | 12/31/2025
50/50 Building | 1801 R St | Lincoln | NE | 68508-1613 | Lancaster | NE24943 | Active | 66205 | 2013 | Aerco | FTSS - Firetube Stainless Steel | Rm 852 - Mechanical Rm | HWSD - Hot Water Dom/Potable | 12/31/2025
Bryan Learning Center | 1801 S 40th St | Lincoln | NE | 68506-5205 | Lancaster | NE30084 | Scrapped/Junked | N/A | 1956 | Kewanee | FTFB - Firetube-Firebox Boiler | BOILER ROOM | HWHT - Hot Water Heat | 2/28/2015
Rose Street Laundry | 1805 S 9th St | Lincoln | NE | 68502-2110 | Lancaster | NE08325 | Inactive | 39858 | 1976 | AOSM | COBL - Coil Type Boiler | MECH ROOM | HWSP - Hot Water Non Potable Supply | 10/31/2009
Rudge Memorial Home | 1810 E St | Lincoln | NE | 68508-3461 | Lancaster | NE08505 | Scrapped/Junked | N/A | 1972 | AOSM | COBL - Coil Type Boiler | BASEMENT MECH ROOM | HWSD - Hot Water Dom/Potable | 6/30/2019
Rudge Memorial Home | 1810 E St | Lincoln | NE | 68508-3461 | Lancaster | NE08506 | Scrapped/Junked | N/A | 1972 | AOSM | COBL - Coil Type Boiler | BASEMENT MECH ROOM | HWSD - Hot Water Dom/Potable | 6/30/2019
APARTMENT BUILDING | 1814 N 68th St | Lincoln | NE | 68505-1313 | LANCASTER | NE06192 | Inactive |  | 1970 | PEERLESS HEATER COMPANY |  | MECH ROOM | STHT - Steam-Heat | 1/1/1900
Apartment Building - Reinke | 1821 G St | Lincoln | NE | 68508-3769 | Lancaster | NE09748 | Active | N/A | 1962 | Peerless | CI - Cast Iron | BASEMENT | HWHT - Hot Water Heat | 1/31/2027
Community Action Head Start | 1821 K St | Lincoln | NE | 68508-2668 | Lancaster | NE07760 | Exempt 1999 LB-66 |  | 1998 | AO SMITH | AHWH - ANSI/Fired Water Htr | BSMT-MECH RM | HWSD - Hot Water Dom/Potable | 6/30/2000
Community Action Head Start | 1821 K St | Lincoln | NE | 68508-2668 | Lancaster | NE07761 | Exempt 1999 LB-66 |  | 1998 | AO SMITH | AHWH - ANSI/Fired Water Htr | BSMT-MECH RM | HWSD - Hot Water Dom/Potable | 6/30/2000
Community Action Head Start | 1821 K St | Lincoln | NE | 68508-2668 | Lancaster | NE07762 | Exempt 1999 LB-66 |  | 1998 | AO SMITH | AHWH - ANSI/Fired Water Htr | BSMT-MECH RM | HWSD - Hot Water Dom/Potable | 6/30/2000
Community Action Head Start | 1821 K St | Lincoln | NE | 68508-2668 | Lancaster | NE17515 | Active | 126023 | 2008 | A O Smith | CHWH - ASME/Fired Water Heater | Boiler Room | HWSD - Hot Water Dom/Potable | 3/31/2027
Community Action Head Start | 1821 K St | Lincoln | NE | 68508-2668 | Lancaster | NE17516 | Active | 210376 | 2009 | Laars | WT - Water Tube Boiler | Boiler Room | HWHT - Hot Water Heat | 3/31/2027
Community Action Head Start | 1821 K St | Lincoln | NE | 68508-2668 | Lancaster | NE17517 | Active | 210375 | 2009 | Laars | WT - Water Tube Boiler | Boiler Room | HWHT - Hot Water Heat | 3/31/2027
Community Action Head Start | 1821 K St | Lincoln | NE | 68508-2668 | Lancaster | NE37763 | Scrapped/Junked |  | 1964 | Kewannee | FT - Firetube Boiler | Boiler Room | HWHT - Hot Water Heat | 3/31/2010
Community Action Head Start | 1821 K St | Lincoln | NE | 68508-2668 | Lancaster | NE37764 | Scrapped/Junked |  | 1968 | KEWANEE | FT - Firetube Boiler | BASEMENT | HWHT - Hot Water Heat | 6/30/1999
Community Action Head Start | 1821 K St | Lincoln | NE | 68508-2668 | Lancaster | NE40881 | Scrapped/Junked | 9986 | 1998 | Aldrich | FT - Firetube Boiler | Boiler Room | HWHT - Hot Water Heat | 3/31/2010
1825 Apartment Bldg | 1825 G St | Lincoln | NE | 68508-3743 | Lancaster | NE10500 | Active | n/a | 1999 | Dunkirk | CI - Cast Iron | LAUNDRY ROOM | HWHT - Hot Water Heat | 10/31/2026
APARTMENT BUILDING | 1826 D St | Lincoln | NE | 68502-1687 | LANCASTER | NE09781 | Inactive |  | 1880 | ABRAN COX STONE |  | BASEMENT | HWHT - Hot Water Heat | 12/31/2007
Apartment Building - Century | 1827 F St | Lincoln | NE | 68508-3456 | Lancaster | NE09834 | Active | N/A | 1964 | Peerless | CI - Cast Iron | BASEMENT | HWHT - Hot Water Heat | 10/31/2026
Apartment Building - Reinke | 1833 G St | Lincoln | NE | 68508-3745 | Lancaster | NE06025 | Active | n/a | 1960 | Crane | CI - Cast Iron | LAUNDRY ROOM | HWHT - Hot Water Heat | 1/31/2027
Apartment Building - Maranville | 1848 C St | Lincoln | NE | 68502-1672 | Lancaster | NE23341 | Active | N/A | 1998 | Burnham | CI - Cast Iron | BASEMENT BOILER RM | STHT - Steam-Heat | 1/31/2025
NEWBERG APARTMENTS | 1849 C St | Lincoln | NE | 68502-1675 | LANCASTER | NE19656 | Scrapped/Junked |  | 1981 | PEERLESS HEATER COMPANY |  | BASEMENT/BOILER ROOM | HWHT - Hot Water Heat | 11/30/2005
Bauer Infrastructure LLC | 18570 SW 29th St | Martell | NE | 68404 | Lancaster | NE28755 | Active | 120290 | 2019 | Lochinvar | FTVT - Firetube Vertical TB | Mechanical Room | HWHT - Hot Water Heat | 3/31/2027
Bauer Infrastructure LLC | 18570 SW 29th St | Martell | NE | 68404 | Lancaster | NE28756 | Active | 358175 | 2019 | Lochinvar | FTVT - Firetube Vertical TB | Mechanical Room | HWHT - Hot Water Heat | 3/31/2027
PAUL SUTTER | 1900 B St | Lincoln | NE | 68502-1639 | LANCASTER | NE30478 | Exempt |  | 1977 | AO SMITH | AHWH - ANSI/Fired Water Htr | BASEMENT | HWSD - Hot Water Dom/Potable | 11/30/1995
PAUL SUTTER | 1900 B St | Lincoln | NE | 68502-1639 | LANCASTER | NE30479 | Exempt |  | 1934 | AMERICAN RADIATOR |  | BASEMENT | HWHT - Hot Water Heat | 11/30/1995
Pegler Sysco | 1900 Center Park Rd | Lincoln | NE | 68501 | Lancaster | NE09790 | Scrapped/Junked | 62955 | 2001 | AOSM | COBL - Coil Type Boiler | MECH RM/TRANSPORTATION BL | HWSP - Hot Water Non Potable Supply | 10/31/2011
Pegler Sysco | 1900 Center Park Rd | Lincoln | NE | 68501 | Lancaster | NE19048 | Inactive | C26271 | 2009 | A O Smith | COWH - Coil Type Water Heater | Transportation Mech. Rm | HWSP - Hot Water Non Potable Supply | 12/31/2011
PEGLER SYSCO | 1900 CENTER PARK RD | LINCOLN | NE | 68501 | LANCASTER | NE18453 | Scrapped/Junked | 47458 | 1984 | AO SMITH | WT - Water Tube Boiler | BOILER ROOM | HWSP - Hot Water Non Potable Supply | 4/30/2002
City of Lincoln, Irvingdale Pool | 1900 Van Dorn St | Lincoln | NE | 68522-1969 | Lancaster | NE10523 | Scrapped/Junked | 130667 | 2002 | Teledyne & Laars | CPFT - Horiz Cpr Fin Boiler | POOL HOUSE | OPHT - Outdoor Pool Heater | 5/31/2026
City of Lincoln, Irvingdale Pool | 1900 Van Dorn St | Lincoln | NE | 68522-1969 | Lancaster | NE44162 | Active | 446013 | 2025 | Lochinvar | AHWH - ANSI/Fired Water Htr | Outside | OPHT - Outdoor Pool Heater | 5/31/2026
IRVINGDALE POOL | 1900 W Van Dorn St | Lincoln | NE | 68522-1969 | LANCASTER | NE05678 | Scrapped/Junked |  | 1985 | RUUD | AHWH - ANSI/Fired Water Htr |  | HWSD - Hot Water Dom/Potable | 2/29/2000
IRVINGDALE POOL | 1900 W Van Dorn St | Lincoln | NE | 68522-1969 | LANCASTER | NE17313 | Scrapped/Junked | 14494 | 1976 | TELEDYNE LAARS | CPFT - Horiz Cpr Fin Boiler | POOL HOUSE | OPHT - Outdoor Pool Heater | 5/31/2003
Beattie Elementary School | 1901 Calvert St | Lincoln | NE | 68502-4817 | LANCASTER | NE13666 | Active | 16217 | 2006 | ALDRICH/LES | FTVT - Firetube Vertical TB | MECH ROOM | GLYC - Glycol Bldg Heat Sys | 11/30/2026
Beattie Elementary School | 1901 Calvert St | Lincoln | NE | 68502-4817 | LANCASTER | NE14590 | Scrapped/Junked |  | 1988 | AO SMITH | AHWH - ANSI/Fired Water Htr | BOILER ROOM | HWSD - Hot Water Dom/Potable | 6/30/2001
Beattie Elementary School | 1901 Calvert St | Lincoln | NE | 68502-4817 | LANCASTER | NE30075 | Scrapped/Junked |  | 1953 | NATIONAL CRANE | FT - Firetube Boiler | BOILER ROOM | STHT - Steam-Heat | 6/30/2001
Beattie Elementary School | 1901 Calvert St | Lincoln | NE | 68502-4817 | LANCASTER | NE30076 | Scrapped/Junked |  | 1953 | NATIONAL CRANE | FT - Firetube Boiler | BOILER ROOM | STHT - Steam-Heat | 6/30/2001
UNL Food Innovation Center | 1901 N 21st St | Lincoln | NE | 68508-1641 | Lancaster | NE25963 | Active | 8672 | 2014 | Fulton | FTHT - Firetube Horizontal | Life science Mech. Rm. | HWHT - Hot Water Heat | 7/31/2026
UNL Food Innovation Center | 1901 N 21st St | Lincoln | NE | 68508-1641 | Lancaster | NE25964 | Active | 8656 | 2014 | Fulton | FTHT - Firetube Horizontal | Life science Mech. Rm. | HWHT - Hot Water Heat | 7/31/2026
UNL Food Innovation Center | 1901 N 21st St | Lincoln | NE | 68508-1641 | Lancaster | NE25965 | Active | 138795 | 2014 | PVI Industries | CHWH - ASME/Fired Water Heater | Mech. Room | HWSD - Hot Water Dom/Potable | 7/31/2027
UNL Food Innovation Center | 1901 N 21st St | Lincoln | NE | 68508-1641 | Lancaster | NE25966 | Active | 138796 | 2014 | PVI Industries | CHWH - ASME/Fired Water Heater | Mech. Room | HWSD - Hot Water Dom/Potable | 7/31/2027
UNL Food Innovation Center | 1901 N 21st St | Lincoln | NE | 68508-1641 | Lancaster | NE25967 | Active | 138798 | 2014 | PVI Industries | CHWH - ASME/Fired Water Heater | Mech. Room | HWSD - Hot Water Dom/Potable | 7/31/2027
UNL Food Innovation Center | 1901 N 21st St | Lincoln | NE | 68508-1641 | Lancaster | NE25968 | Active | 138797 | 2014 | PVI Industries | CHWH - ASME/Fired Water Heater | Mech. Room | HWSD - Hot Water Dom/Potable | 7/31/2027
UNL Food Innovation Center | 1901 N 21st St | Lincoln | NE | 68508-1641 | Lancaster | NE25997 | Active | 15864 | 2015 | Cleaver Brooks | WT - Water Tube Boiler | Pilot Plant Boiler Room | PROC - Process Steam | 7/31/2026
UNL Food Innovation Center | 1901 N 21st St | Lincoln | NE | 68508-1641 | Lancaster | NE28321 | Inactive | 49299 | 2006 | SUSSMAN | ELBL - Electric Boiler | Food Science | PROC - Process Steam | 7/31/2021
UNL George Beadle Center | 1901 Vine St | Lincoln | NE | 68503-2422 | Lancaster | NE13660 | Active | 66760 | 2009 | SUSSMAN-AUTOMATIC CORP | ELBL - Electric Boiler | PENTHOUSE | PROC - Process Steam | 3/31/2026
UNL George Beadle Center | 1901 Vine St | Lincoln | NE | 68503-2422 | Lancaster | NE13661 | Active | 6231 | 2009 | CHROMALOX PRECISION HEAT | ELBL - Electric Boiler | N-331 | STER - Sterilizer | 3/31/2025
UNL George Beadle Center | 1901 Vine St | Lincoln | NE | 68503-2422 | Lancaster | NE14114 | Active | 68066 | 2008 | T D C MANUFACTURING | ELBL - Electric Boiler | N212 I | STER - Sterilizer | 3/31/2025
UNL George Beadle Center | 1901 Vine St | Lincoln | NE | 68503-2422 | Lancaster | NE14126 | Active | 5498 | 2008 | CHROMALOX PRECISION HEAT | ELBL - Electric Boiler | E129 | STER - Sterilizer | 3/31/2025
UNL George Beadle Center | 1901 Vine St | Lincoln | NE | 68503-2422 | Lancaster | NE14127 | Scrapped/Junked | 5908 | 2008 | CHROMALOX PRECISION HEAT | ELBL - Electric Boiler | E129 | STER - Sterilizer | 3/31/2025
UNL George Beadle Center | 1901 Vine St | Lincoln | NE | 68503-2422 | Lancaster | NE14128 | Active | 5495 | 2008 | CHROMALOX PRECISION HEAT | ELBL - Electric Boiler | E129 | STER - Sterilizer | 3/31/2026
UNL George Beadle Center | 1901 Vine St | Lincoln | NE | 68503-2422 | Lancaster | NE14129 | Active | 5501 | 2008 | CHROMALOX PRECISION HEAT | ELBL - Electric Boiler | E129 | STER - Sterilizer | 3/31/2025
UNL George Beadle Center | 1901 Vine St | Lincoln | NE | 68503-2422 | Lancaster | NE14130 | Active | 5910 | 2008 | CHROMALOX PRECISION HEAT | ELBL - Electric Boiler | ROOM E125 | STER - Sterilizer | 3/31/2026
UNL George Beadle Center | 1901 Vine St | Lincoln | NE | 68503-2422 | Lancaster | NE14138 | Active | 5497 | 2008 | CHROMALOX PRECISION HEAT | ELBL - Electric Boiler | E313 | STER - Sterilizer | 3/31/2026
UNL George Beadle Center | 1901 Vine St | Lincoln | NE | 68503-2422 | Lancaster | NE14139 | Scrapped/Junked | 68067 | 2008 | T D C MANUFACTURING | ELBL - Electric Boiler | E218 | STER - Sterilizer | 3/31/2015
UNL George Beadle Center | 1901 Vine St | Lincoln | NE | 68503-2422 | Lancaster | NE14140 | Active | 68083 | 2008 | T D C MANUFACTURING | ELBL - Electric Boiler | E218 | STER - Sterilizer | 3/31/2026
UNL George Beadle Center | 1901 Vine St | Lincoln | NE | 68503-2422 | Lancaster | NE14155 | Active | 5925 | 2008 | CHROMALOX PRECISION HEAT | ELBL - Electric Boiler | N109G | STER - Sterilizer | 3/31/2025
UNL George Beadle Center | 1901 Vine St | Lincoln | NE | 68503-2422 | Lancaster | NE14156 | Active | 5907 | 2008 | CHROMALOX PRECISION HEAT | ELBL - Electric Boiler | N109G | STER - Sterilizer | 3/31/2025
UNL George Beadle Center | 1901 Vine St | Lincoln | NE | 68503-2422 | Lancaster | NE14159 | Active | 64912 | 2008 | SUSSMAN | ELBL - Electric Boiler | S123B | STER - Sterilizer | 3/31/2025
UNL George Beadle Center | 1901 Vine St | Lincoln | NE | 68503-2422 | Lancaster | NE23210 | Scrapped/Junked | 23208 | 1994 | SUSS | ELBL - Electric Boiler | N-109G | 0020 - Supp to Sterlizer/Autoclave | 1/31/2010
UNL George Beadle Center | 1901 Vine St | Lincoln | NE | 68503-2422 | Lancaster | NE25724 | Active | 98601 | 2014 | SUSSMAN | ELBL - Electric Boiler | E-218 | STER - Sterilizer | 3/31/2026
UNL George Beadle Center | 1901 Vine St | Lincoln | NE | 68503-2422 | Lancaster | NE30802 | Scrapped/Junked | 25996 | 1995 | SUSS | ELBL - Electric Boiler | BREEZEWAY FIRST FLOOR | PROC - Process Steam | 1/31/2010
UNL George Beadle Center | 1901 Vine St | Lincoln | NE | 68503-2422 | Lancaster | NE30810 | Scrapped/Junked | 29752 | 1996 | SUSS | ELBL - Electric Boiler | CROSS HALL 1ST FLOOR | 0020 - Supp to Sterlizer/Autoclave | 1/31/2010
UNL George Beadle Center | 1901 Vine St | Lincoln | NE | 68503-2422 | Lancaster | NE30811 | Scrapped/Junked | 29748 | 1996 | SUSS | ELBL - Electric Boiler | E 131.1 | 0020 - Supp to Sterlizer/Autoclave | 1/31/2010
UNL George Beadle Center | 1901 Vine St | Lincoln | NE | 68503-2422 | Lancaster | NE30812 | Inactive | 25999 | 1995 | SUSSMAN-AUTOMATIC CORP | ELBL - Electric Boiler | 2ND FLOOR/RM E218 | PROC - Process Steam | 12/31/2001
UNL George Beadle Center | 1901 Vine St | Lincoln | NE | 68503-2422 | Lancaster | NE30813 | Scrapped/Junked | 23176 | 1994 | PRMS | ELBL - Electric Boiler | GREEN HOUSE 121 | 0020 - Supp to Sterlizer/Autoclave | 1/31/2010
UNL George Beadle Center | 1901 Vine St | Lincoln | NE | 68503-2422 | Lancaster | NE30814 | Exempt |  | 1994 | LOCHINVAR | AHWH - ANSI/Fired Water Htr | GREEN HOUSE | HWSD - Hot Water Dom/Potable | 1/31/1996
UNL George Beadle Center | 1901 Vine St | Lincoln | NE | 68503-2422 | Lancaster | NE30815 | Scrapped/Junked | 34123 | 1993 | BRYA | ELBL - Electric Boiler | 3RD FLR - N332 | 0020 - Supp to Sterlizer/Autoclave | 1/31/2010
UNL George Beadle Center | 1901 Vine St | Lincoln | NE | 68503-2422 | Lancaster | NE30816 | Inactive | 21667 | 1994 | CAST | ELBL - Electric Boiler | 3RD FLOOR - N331 | 0020 - Supp to Sterlizer/Autoclave | 1/31/2009
UNL George Beadle Center | 1901 Vine St | Lincoln | NE | 68503-2422 | Lancaster | NE30817 | Scrapped/Junked | 27966 | 1995 | SUSS | ELBL - Electric Boiler | RM E313 | 0020 - Supp to Sterlizer/Autoclave | 1/31/2010
UNL George Beadle Center | 1901 Vine St | Lincoln | NE | 68503-2422 | Lancaster | NE30818 | Inactive | 21046 | 1994 | SUSS | ELBL - Electric Boiler | NORTH ROOM 212I | 0020 - Supp to Sterlizer/Autoclave | 1/31/2010
UNL George Beadle Center | 1901 Vine St | Lincoln | NE | 68503-2422 | Lancaster | NE30819 | Scrapped/Junked | 21049 | 1994 | SUSS | ELBL - Electric Boiler | ROOM N109G | 0020 - Supp to Sterlizer/Autoclave | 1/31/2010
UNL George Beadle Center | 1901 Vine St | Lincoln | NE | 68503-2422 | Lancaster | NE30820 | Scrapped/Junked | 23205 | 1994 | SUSS | ELBL - Electric Boiler | E-218 | 0020 - Supp to Sterlizer/Autoclave | 1/31/2010
UNL George Beadle Center | 1901 Vine St | Lincoln | NE | 68503-2422 | Lancaster | NE30821 | Scrapped/Junked | 21387 | 1994 | SUSS | ELBL - Electric Boiler | E-125 | 0020 - Supp to Sterlizer/Autoclave | 1/31/2010
Pepsi Cola Bottling Co | 1901 Windhoek Dr | Lincoln | NE | 68512-1269 | Lancaster | NE09526 | Active | 11713 | 2001 | ALES | FTVT - Firetube Vertical TB | EQUIPMENT ROOM | HWHT - Hot Water Heat | 12/31/2026
Pepsi Cola Bottling Co | 1901 Windhoek Dr | Lincoln | NE | 68512-1269 | Lancaster | NE11924 | Inactive | 18952 | 1980 | RAYPAK INC, CALIFORNIA | WT - Water Tube Boiler | EQUIP ROOM | HWHT - Hot Water Heat | 10/31/2000
Pepsi Cola Bottling Co | 1901 Windhoek Dr | Lincoln | NE | 68512-1269 | Lancaster | NE11925 | Inactive | 23218 | 1980 | RAYP | CPFT - Horiz Cpr Fin Boiler | EQUIP ROOM | HWHT - Hot Water Heat | 12/31/2018
Pepsi Cola Bottling Co | 1901 Windhoek Dr | Lincoln | NE | 68512-1269 | Lancaster | NE15853 | Scrapped/Junked |  | 1987 | AMERICAN STANDARD | AHWH - ANSI/Fired Water Htr | MECH ROOM | HWSD - Hot Water Dom/Potable | 10/31/2000
Pepsi Cola Bottling Co | 1901 Windhoek Dr | Lincoln | NE | 68512-1269 | Lancaster | NE19674 | Inactive | 1168 | 1982 | RAYPAK INC, CALIFORNIA | WT - Water Tube Boiler | EQUIPMENT RM | HWSD - Hot Water Dom/Potable | 10/31/1999
Pepsi Cola Bottling Co | 1901 Windhoek Dr | Lincoln | NE | 68512-1269 | Lancaster | NE19675 | Inactive |  | 1979 | RayPak Inc, California | WT - Water Tube Boiler | EQUIPMENT RM | HWSD - Hot Water Dom/Potable | 10/31/1999
Pepsi Cola Bottling Co | 1901 Windhoek Dr | Lincoln | NE | 68512-1269 | Lancaster | NE29045 | Active | 20493 | 2020 | Aldrich | FTVT - Firetube Vertical TB | EQUIPMENT ROOM | HWHT - Hot Water Heat | 12/31/2026
UNL Facilities Planning Building | 1901 Y St | Lincoln | NE | 68503-2446 | Lancaster | NE43366 | Active | 480014 | 2024 | Lochinvar | FTHT - Firetube Horizontal | Upstairs mechanical room | HWHT - Hot Water Heat | 5/31/2026
UNL Greenhouse Innovation Center | 1920 N 21st St | Lincoln | NE | 68588-1202 | Lancaster | NE25715 | Active | 6367 | 2014 | CAMUS | FTVT - Firetube Vertical TB | Mechanical Room | AHUH - Hot Water to Air Handler | 3/31/2026
UNL Greenhouse Innovation Center | 1920 N 21st St | Lincoln | NE | 68588-1202 | Lancaster | NE25962 | Active | 59693 | 2014 | Bryan | WT - Water Tube Boiler | Mech. Room M100 | 0020 - Supp to Sterlizer/Autoclave | 3/31/2026
RJB Properties | 1928 E St | Lincoln | NE | 68510-2829 | Lancaster | NE25553 | Scrapped/Junked | N/A | 1998 | Peerless | CI - Cast Iron | BASMENT | HWHT - Hot Water Heat | 2/28/2023
Prescott Elementary | 1930 S 20Th St | Lincoln | NE | 68502-2709 | Lancaster | NE05826 | Exempt 1999 LB-66 |  | 1996 | STATE INDUSTRIES | AHWH - ANSI/Fired Water Htr |  | HWSD - Hot Water Dom/Potable | 6/30/2000
Prescott Elementary | 1930 S 20Th St | Lincoln | NE | 68502-2709 | Lancaster | NE30161 | Scrapped/Junked |  | 1963 | Kewannee | FTFB - Firetube-Firebox Boiler | BOILER ROOM | STHT - Steam-Heat | 2/28/2007
Prescott Elementary | 1930 S 20Th St | Lincoln | NE | 68502-2709 | Lancaster | NE30162 | Scrapped/Junked |  | 1963 | KEWANEE | FTFB - Firetube-Firebox Boiler | BOILER ROOM | STHT - Steam-Heat | 2/28/2007
Prescott Elementary | 1930 S 20Th St | Lincoln | NE | 68502-2709 | Lancaster | NE35297 | Scrapped/Junked | 302 | 1987 | AO SMITH | CHWH - ASME/Fired Water Heater | BOILER ROOM | HWSD - Hot Water Dom/Potable | 2/28/2007
Washington Apts | 1930 Washington St | Lincoln | NE | 68502-2559 | Lancaster | NE06016 | Scrapped/Junked | 170413 | 2004 | LOCH | CPFT - Horiz Cpr Fin Boiler | LAUNDRY ROOM | HWHT - Hot Water Heat | 2/28/2013
Washington Apts | 1930 Washington St | Lincoln | NE | 68502-2559 | Lancaster | NE22865 | Scrapped/Junked | 193069 | 2006 | Lochinvar | CPFT - Horiz Cpr Fin Boiler | Laundry Room | HWHT - Hot Water Heat | 2/28/2024
APARTMENTS | 1930 Washington St | Lincoln | NE | 68502-2559 | LANCASTER | NE09741 | Scrapped/Junked |  | 1988 | TELEDYNE LAARS | CPFT - Horiz Cpr Fin Boiler | BASEMENT | HWHT - Hot Water Heat | 2/28/2005
UNL East Campus/Power Plant | 1935 N 37th St | Lincoln | NE | 68583-1520 | Lancaster | NE01216 | Inactive | 4123 | 1965 | E. Keeler Company | WT - Water Tube Boiler | Utility Plant | BSUP - Bldg Heat & Process | 5/31/2025
UNL East Campus/Power Plant | 1935 N 37th St | Lincoln | NE | 68583-1520 | Lancaster | NE01333 | Active | 1666 | 1975 | Nebraska Boiler | WT - Water Tube Boiler | Utility Plant | POWR - Power Generation | 5/31/2026
UNL East Campus/Power Plant | 1935 N 37th St | Lincoln | NE | 68583-1520 | Lancaster | NE11874 | Active | 45953 | 1979 | Cleaver & Brooks | WT - Water Tube Boiler | Utility Plant | BSUP - Bldg Heat & Process | 5/31/2026
UNL East Campus/Power Plant | 1935 N 37th St | Lincoln | NE | 68583-1520 | Lancaster | NE12212 | Active | 4 | 2006 | Topp's Mechanical | ECON - Boiler Economizer | BOILER ROOM | ECON - Boiler Economizer | 5/31/2026
UNL East Campus/Power Plant | 1935 N 37th St | Lincoln | NE | 68583-1520 | Lancaster | NE25070 | Active | 3066 | 1987 | KENTUBE ENG PRODUCTS | ECON - Boiler Economizer | Boiler Room | ECON - Boiler Economizer | 5/31/2026
UNL East Campus/Power Plant | 1935 N 37th St | Lincoln | NE | 68583-1520 | Lancaster | NE25072 | Scrapped/Junked |  | 1976 | ENEREX | ECON - Boiler Economizer | BLDG 829 | ECON - Boiler Economizer | 5/31/2007
UNL East Campus/Power Plant | 1935 N 37th St | Lincoln | NE | 68583-1520 | Lancaster | NE42982 | Active | 5103 | 2021 | Cleaver Brooks | WT - Water Tube Boiler | New Addition | PROC - Process Steam | 5/31/2025
UNL East Campus/Power Plant | 1935 N 37th St | Lincoln | NE | 68583-1520 | Lancaster | NE42983 | Active | 5104 | 2021 | Cleaver Brooks | WT - Water Tube Boiler | New Addition | PROC - Process Steam | 5/31/2026
UNL East Campus/Power Plant | 1935 N 37th St | Lincoln | NE | 68583-1520 | Lancaster | NE42988 | Active | 2304 | 2022 | Applied Heat Recovery | ECON - Boiler Economizer | New Addition | ECON - Boiler Economizer | 5/31/2026
UNL East Campus/Power Plant | 1935 N 37th St | Lincoln | NE | 68583-1520 | Lancaster | NE42989 | Active | 2307 | 2022 | Applied Heat Recovery | ECON - Boiler Economizer | New Addition | ECON - Boiler Economizer | 5/31/2026
Awards Unlimited | 1935 O St | Lincoln | NE | 68510-1036 | Lancaster | NE30428 | Scrapped/Junked | 7452 | 1992 | Aldrich | FTFB - Firetube-Firebox Boiler | Basement Boiler Room | STHT - Steam-Heat | 4/30/2011
Union Bank and Trust | 1940 O St | Lincoln | NE | 68510-1035 | Lancaster | NE07707 | Inactive | n/a | 1980 | Bryant | CI - Cast Iron | N EQUIP ROOM | HWHT - Hot Water Heat | 4/30/2015
St Joseph's Catholic School | 1940 S 77th St | Lincoln | NE | 68506-1805 | Lancaster | NE00701 | Scrapped/Junked | 93272 | 1999 | TELEDYNE LAARS | COBL - Coil Type Boiler | NEW ADD MECH ROOM | HWHT - Hot Water Heat | 9/30/2001
St Joseph's Catholic School | 1940 S 77th St | Lincoln | NE | 68506-1805 | Lancaster | NE00702 | Scrapped/Junked | 92556 | 1999 | TELEDYNE LAARS | CPFT - Horiz Cpr Fin Boiler | NEW ADD/MECH ROOM | HWHT - Hot Water Heat | 9/30/2003
St Joseph's Catholic School | 1940 S 77th St | Lincoln | NE | 68506-1805 | Lancaster | NE00703 | Scrapped/Junked | 92553 | 1999 | TELEDYNE LAARS | CPFT - Horiz Cpr Fin Boiler | NEW ADD/MECH ROOM | HWHT - Hot Water Heat | 9/30/2003
St Joseph's Catholic School | 1940 S 77th St | Lincoln | NE | 68506-1805 | Lancaster | NE00704 | Scrapped/Junked | 93278 | 1999 | TELEDYNE LAARS | CPFT - Horiz Cpr Fin Boiler | NEW ADD/MECH ROOM | HWHT - Hot Water Heat | 9/30/2003
St Joseph's Catholic School | 1940 S 77th St | Lincoln | NE | 68506-1805 | Lancaster | NE08773 | Scrapped/Junked | 114626 | 2001 | WTRP | COBL - Coil Type Boiler | NEW ADD MECH ROOM | HWHT - Hot Water Heat | 10/31/2022
St Joseph's Catholic School | 1940 S 77th St | Lincoln | NE | 68506-1805 | Lancaster | NE10898 | Scrapped/Junked | 128381 | 2002 | WTRP | COBL - Coil Type Boiler | NEW ADD/MECH RM | HWHT - Hot Water Heat | 10/31/2019
St Joseph's Catholic School | 1940 S 77th St | Lincoln | NE | 68506-1805 | Lancaster | NE10899 | Scrapped/Junked | 128382 | 2002 | WTRP | COBL - Coil Type Boiler | NEW ADD/MECH RM | HWHT - Hot Water Heat | 10/31/2018
St Joseph's Catholic School | 1940 S 77th St | Lincoln | NE | 68506-1805 | Lancaster | NE10900 | Scrapped/Junked | 128379 | 2002 | WTRP | COBL - Coil Type Boiler | NEW ADD/MECH RM | HWHT - Hot Water Heat | 10/31/2022
St Joseph's Catholic School | 1940 S 77th St | Lincoln | NE | 68506-1805 | Lancaster | NE17101 | Active | 42591 | 1990 | Kewanee | FTFB - Firetube-Firebox Boiler | BOILER ROOM | GLYC - Glycol Bldg Heat Sys | 10/31/2026
St Joseph's Catholic School | 1940 S 77th St | Lincoln | NE | 68506-1805 | Lancaster | NE23495 | Scrapped/Junked | 128888 | 2008 | AO SMITH | CHWH - ASME/Fired Water Heater | Boiler Room | HWSD - Hot Water Dom/Potable | 10/31/2021
St Joseph's Catholic School | 1940 S 77th St | Lincoln | NE | 68506-1805 | Lancaster | NE27908 | Active | 310620 | 2018 | Lochinvar | FTVT - Firetube Vertical TB | New AD Mech. ROOM | HWHT - Hot Water Heat | 10/31/2026
St Joseph's Catholic School | 1940 S 77th St | Lincoln | NE | 68506-1805 | Lancaster | NE34682 | Scrapped/Junked | 31165 | 1978 | KEWANEE | FTFB - Firetube-Firebox Boiler | BOILER ROOM | HWHT - Hot Water Heat | 9/30/2006
St Joseph's Catholic School | 1940 S 77th St | Lincoln | NE | 68506-1805 | Lancaster | NE40378 | Scrapped/Junked | 30263 | 1995 | AO Smith | CHWH - ASME/Fired Water Heater | BOILER ROOM | HWSD - Hot Water Dom/Potable | 10/31/2012
St Joseph's Catholic School | 1940 S 77th St | Lincoln | NE | 68506-1805 | Lancaster | NE42030 | Active | 297596 | 2021 | Lochinvar | FTVT - Firetube Vertical TB | New AD Mech. ROOM | HWHT - Hot Water Heat | 10/31/2026
St Joseph's Catholic School | 1940 S 77th St | Lincoln | NE | 68506-1805 | Lancaster | NE42031 | Active | 297599 | 2021 | Lochinvar | FTVT - Firetube Vertical TB | New AD Mech. ROOM | HWHT - Hot Water Heat | 10/31/2026
SCHARTON APARTMENTS | 1941 J St | Lincoln | NE | 68510-2753 | LANCASTER | NE19645 | Inactive |  | 1955 | US RADIATOR |  | BASEMENT | STHT - Steam-Heat | 1/31/2002
Mystic Pines Apartments | 1950 SW 27th St | Lincoln | NE | 68522-1862 | Lancaster | NE06732 | Inactive | 170805 | 2004 | Lochinvar | CPFT - Horiz Cpr Fin Boiler | CLUB HOUSE | OPHT - Outdoor Pool Heater | 6/30/2014
UNL Modular Lab | 1976 N 42nd St | Lincoln | NE |  | Lancaster | NE06983 | Active | 52859 | 2002 | SUSSMAN | ELBL - Electric Boiler | Boiler Room | 0020 - Supp to Sterlizer/Autoclave | 2/28/2026
UNL Harold & Marian Anderson/Journalism | 200 Centennial Mall N | Lincoln | NE | 68508-1618 | Lancaster | NE09729 | Active | 11743 | 2001 | ALES | FTVT - Firetube Vertical TB | MECH ROOM #24 | GLYC - Glycol Bldg Heat Sys | 5/31/2026
UNL Harold & Marian Anderson/Journalism | 200 Centennial Mall N | Lincoln | NE | 68508-1618 | Lancaster | NE14782 | Scrapped/Junked | 35743 | 1981 | Kewanee | FTFB - Firetube-Firebox Boiler | BOILER ROOM | GLYC - Glycol Bldg Heat Sys | 5/31/2022
UNL Harold & Marian Anderson/Journalism | 200 Centennial Mall N | Lincoln | NE | 68508-1618 | Lancaster | NE14783 | Scrapped/Junked | 5736 | 1958 | KEWANEE | FT - Firetube Boiler | BOILER ROOM | HWHT - Hot Water Heat | 9/30/2001
UNL Harold & Marian Anderson/Journalism | 200 Centennial Mall N | Lincoln | NE | 68508-1618 | Lancaster | NE42824 | Active | 376373 | 2022 | Lochinvar | FTVT - Firetube Vertical TB | Boiler Room | HWHT - Hot Water Heat | 5/31/2026
UNL Harold & Marian Anderson/Journalism | 200 Centennial Mall N | Lincoln | NE | 68508-1618 | Lancaster | NE42825 | Active | 376374 | 2022 | Lochinvar | FTVT - Firetube Vertical TB | Boiler Room | HWHT - Hot Water Heat | 5/31/2026
Misty's Steakhouse | 200 N 11th St | Lincoln | NE | 68508-1451 | Lancaster | NE23320 | Exempt 1999 LB-66 |  | 1998 | AO SMITH | AHWH - ANSI/Fired Water Htr | KITCHEN | HWSD - Hot Water Dom/Potable | 6/30/2000
Misty's Steakhouse | 200 N 11th St | Lincoln | NE | 68508-1451 | Lancaster | NE30447 | Out of Service | n/a | 1990 | Peerless | CI - Cast Iron | BASEMENT | PROC - Process Steam | 1/31/2018
Lincoln Commercial Club | 200 N 11th St | Lincoln | NE | 68508-1451 | Lancaster | NE28319 | Active | 307206 | 2018 | Lochinvar | FTVT - Firetube Vertical TB | Attic Boiler Room | HWHT - Hot Water Heat | 9/30/2026
Lincoln Commercial Club | 200 N 11th St | Lincoln | NE | 68508-1451 | Lancaster | NE28320 | Active | 311513 | 2018 | Lochinvar | FTVT - Firetube Vertical TB | Attic Boiler Room | HWHT - Hot Water Heat | 9/30/2026
LONE STAR RESTAURANT | 200 N 70th St | Lincoln | NE | 68505-2417 | LANCASTER | NE40404 | Scrapped/Junked |  | 1992 | AO SMITH | AHWH - ANSI/Fired Water Htr | KITCHEN | HWSD - Hot Water Dom/Potable | 4/30/2000
LONE STAR RESTAURANT | 200 N 70th St | Lincoln | NE | 68505-2417 | LANCASTER | NE40405 | Scrapped/Junked |  | 1992 | AO SMITH | AHWH - ANSI/Fired Water Htr | KITCHEN | HWSD - Hot Water Dom/Potable | 4/30/2000
UNL OFFICE BUILDING | 200 NW 15th St | Lincoln | NE | 68528-1616 | LANCASTER | NE25063 | Exempt | 164626 | 1980 | TRANE | SHTB - Shell/Tube Htexchngr | BOILER ROOM | 0043 - Hydroflourocarbon Refrig | 10/31/2005
BEST STYLES FORMAL WEAR | 200 S 19th St | Lincoln | NE | 68510 | LANCASTER | NE04734 | Inactive | 40142 | 1988 | PM LATTNER MFR COMPANY | ELBL - Electric Boiler |  | PROC - Process Steam | 4/30/2000
Smithfield Lincoln Plant | 200 S 2nd St | Lincoln | NE | 68508-2407 | Lancaster | NE10615 | Active | 974 | 1944 | Keeler | WT - Water Tube Boiler | Engine Room | PROC - Process Steam | 5/31/2026
Smithfield Lincoln Plant | 200 S 2nd St | Lincoln | NE | 68508-2407 | Lancaster | NE10616 | Scrapped/Junked | 973 | 1944 | E KEELER COMPANY | WT - Water Tube Boiler | ENGINE ROOM | PROC - Process Steam | 5/31/2001
Smithfield Lincoln Plant | 200 S 2nd St | Lincoln | NE | 68508-2407 | Lancaster | NE10737 | Out of Service | 3473 | 1961 | Keeller | WT - Water Tube Boiler | Engine Room | PROC - Process Steam | 5/31/2014
Smithfield Lincoln Plant | 200 S 2nd St | Lincoln | NE | 68508-2407 | Lancaster | NE12058 | Active | 12289 | 2001 | Fes Inc | UFPV - Unfired Pressure Vessel | Engine Room, FES-1 | 0035 - Ammonia Separator | 7/31/2026
Smithfield Lincoln Plant | 200 S 2nd St | Lincoln | NE | 68508-2407 | Lancaster | NE12059 | Active | 13934 | 2004 | Fes Inc | UFPV - Unfired Pressure Vessel | Engine Room FES-2 | 0035 - Ammonia Separator | 7/31/2026
Smithfield Lincoln Plant | 200 S 2nd St | Lincoln | NE | 68508-2407 | Lancaster | NE24059 | Active | 18218 | 2013 | G E A | HTNK - Horizontal UFPV | Engine Room -GEA-3 | 0035 - Ammonia Separator | 7/31/2026
Smithfield Lincoln Plant | 200 S 2nd St | Lincoln | NE | 68508-2407 | Lancaster | NE24060 | Active | 18219 | 2013 | G E A | HTNK - Horizontal UFPV | Engine Room. GEA-4 | 0035 - Ammonia Separator | 7/31/2026
Smithfield Lincoln Plant | 200 S 2nd St | Lincoln | NE | 68508-2407 | Lancaster | NE24061 | Out of Service | 371 | 1988 | Gulf Coast Alloy | UTNK - Unfired Vertical Tank | Engine Room | 0035 - Ammonia Separator | 7/31/2022
Smithfield Lincoln Plant | 200 S 2nd St | Lincoln | NE | 68508-2407 | Lancaster | NE25286 | Active | 17810 | 2014 | Superior Boiler Works | FTWB - FTS Marine Wet Back | Boiler Room | PROC - Process Steam | 4/30/2026
Smithfield Lincoln Plant | 200 S 2nd St | Lincoln | NE | 68508-2407 | Lancaster | NE27905 | Active | 153446 | 2017 | JOHNSON CONTROLS | HTNK - Horizontal UFPV | Engine Room -GEA-3 | 0035 - Ammonia Separator | 7/31/2026
Annabell Gardens | 200 S 68th Place | Lincoln | NE | 68510 | Lancaster | NE06981 | Scrapped/Junked | 247667 | 2006 | Raypak | CPFH - Copper Fin Water Heater | POOL ROOM | OPHT - Outdoor Pool Heater | 7/31/2014
Annabell Gardens | 200 S 68th Place | Lincoln | NE | 68510 | Lancaster | NE08182 | Exempt | 263318 | 2006 | RAYP | CPFH - Copper Fin Water Heater | POOL ROOM | SPAJ - Spa/Jacuzzi Heater | 7/31/2011
Annabell Gardens | 200 S 68th Place | Lincoln | NE | 68510 | Lancaster | NE25161 | Scrapped/Junked | 374185 | 2014 | Raypak | CPFH - Copper Fin Water Heater | pool mech room | OPHT - Outdoor Pool Heater | 7/31/2018
Annabell Gardens | 200 S 68th Place | Lincoln | NE | 68510 | Lancaster | NE27288 | Scrapped/Junked | 450941 | 2017 | Raypak | CPPH - Ansi Cpr Fin Pool Heater | pool mech room | OPHT - Outdoor Pool Heater | 11/30/2024
CHASE SUITE HOTEL | 200 S 68TH PLACE | LINCOLN | NE | 68510 | LANCASTER | NE40665 | Scrapped/Junked |  | 1995 | TELEDYNE LAARS | CPPH - Ansi Cpr Fin Pool Heater | POOL RM | OPHT - Outdoor Pool Heater | 7/31/2006
CHASE SUITE HOTEL | 200 S 68TH PLACE | LINCOLN | NE | 68510 | LANCASTER | NE40666 | Scrapped/Junked |  | 1993 | TELEDYNE LAARS | CPFT - Horiz Cpr Fin Boiler | POOL RM | SPAJ - Spa/Jacuzzi Heater | 7/31/2006
CHASE SUITE HOTEL | 200 S 68TH PLACE | LINCOLN | NE | 68510 | LANCASTER | NE40667 | Exempt 1999 LB-66 |  | 1996 | RUUD | AHWH - ANSI/Fired Water Htr | LAUNDRY ROOM | HWSD - Hot Water Dom/Potable | 7/31/2000
CHASE SUITE HOTEL | 200 S 68TH PLACE | LINCOLN | NE | 68510 | LANCASTER | NE40668 | Exempt 1999 LB-66 |  | 1996 | RUUD | AHWH - ANSI/Fired Water Htr | LAUNDRY ROOM | HWSD - Hot Water Dom/Potable | 7/31/2000
Code Beer Co | 200 S Antelope Valley Pkwy | Lincoln | NE | 68510-1016 | Lancaster | NE26928 | Active | 267 | 2017 | Les Inc/Aldrich Co | FTHT - Firetube Horizontal | Brewing Room | PROC - Process Steam | 6/30/2026
U-Stop Car Wash | 200 W Amaranth Ln | Lincoln | NE | 68523-9099 | Lancaster | NE42159 | Active | 312182 | 2022 | Lochinvar | FTVT - Firetube Vertical TB | Mechanical Room | HWFG - Hotwater Heat Floor-Glycl | 3/31/2027
U-Stop Car Wash | 200 W Amaranth Ln | Lincoln | NE | 68523-9099 | Lancaster | NE42160 | Active | 314037 | 2022 | Lochinvar | FTVT - Firetube Vertical TB | Mechanical Room | HWFG - Hotwater Heat Floor-Glycl | 3/31/2027
1st Plymouth Cong Church | 2000 D St | Lincoln | NE | 68502-1661 | Lancaster | NE23332 | Active | 49376 | 1998 | Kewanee | FTFB - Firetube-Firebox Boiler | boiler room | STHT - Steam-Heat | 3/31/2027
1st Plymouth Cong Church | 2000 D St | Lincoln | NE | 68502-1661 | Lancaster | NE23333 | Active | 49373 | 1998 | Kewanee | FTFB - Firetube-Firebox Boiler | boiler room | STHT - Steam-Heat | 3/31/2027
1st Plymouth Cong Church | 2000 D St | Lincoln | NE | 68502-1661 | Lancaster | NE23334 | Active | 49375 | 1998 | Kewanee | FTFB - Firetube-Firebox Boiler | boiler room | STHT - Steam-Heat | 3/31/2027
1st Plymouth Cong Church | 2000 D St | Lincoln | NE | 68502-1661 | Lancaster | NE23335 | Active | 49374 | 1998 | Kewanee | FTFB - Firetube-Firebox Boiler | boiler room | STHT - Steam-Heat | 3/31/2027
City of Lincoln, University Place Pool | 2000 N 48th St | Lincoln | NE | 68504 | Lancaster | NE09830 | Active | 188059 | 2001 | Raytherm/Raypak | WT - Water Tube Boiler | Pump House | OPHT - Outdoor Pool Heater | 5/31/2026
UNIVERSITY PLACE PARK | 2000 N 48TH ST | LINCOLN | NE | 68502 | LANCASTER | NE17314 | Scrapped/Junked | 71420 | 1979 | TELEDYNE LAARS | CPFT - Horiz Cpr Fin Boiler | BOILER ROOM | OPHT - Outdoor Pool Heater | 2/28/2001
UNIVERSITY PLACE PARK | 2000 N 48TH ST | LINCOLN | NE | 68502 | LANCASTER | NE17315 | Scrapped/Junked |  | 1987 | RHEEM MANUFACTURING CO | AHWH - ANSI/Fired Water Htr | BOILER ROOM | HWHT - Hot Water Heat | 2/28/2001
Assurity Life Insurance | 2000 Q St | Lincoln | NE | 68503-3609 | Lancaster | NE23880 | Active | 17968 | 2010 | Aldrich | FTVT - Firetube Vertical TB | Boiler Room | HWHT - Hot Water Heat | 11/30/2026
Assurity Life Insurance | 2000 Q St | Lincoln | NE | 68503-3609 | Lancaster | NE23881 | Active | 17967 | 2010 | Aldrich | FTVT - Firetube Vertical TB | Boiler Room | HWHT - Hot Water Heat | 11/30/2026
Assurity Life Insurance | 2000 Q St | Lincoln | NE | 68503-3609 | Lancaster | NE23882 | Active | 17970 | 2010 | Aldrich | FTVT - Firetube Vertical TB | Boiler Room | HWHT - Hot Water Heat | 11/30/2026
Assurity Life Insurance | 2000 Q St | Lincoln | NE | 68503-3609 | Lancaster | NE23883 | Active | 17969 | 2010 | Aldrich | FTVT - Firetube Vertical TB | Boiler Room | HWHT - Hot Water Heat | 11/30/2026
Assurity Life Insurance | 2000 Q St | Lincoln | NE | 68503-3609 | Lancaster | NE23884 | Active | 130074 | 2010 | PVI Industries | FTVT - Firetube Vertical TB | Penthouse | HWSD - Hot Water Dom/Potable | 11/30/2026
Assurity Life Insurance | 2000 Q St | Lincoln | NE | 68503-3609 | Lancaster | NE23885 | Active | 130073 | 2010 | PVI Industries | FTVT - Firetube Vertical TB | Penthouse | HWSD - Hot Water Dom/Potable | 11/30/2026
GOTTSLEBEN APARTMENTS | 2000 Washington St | Lincoln | NE | 68502-2851 | LANCASTER | NE19606 | Scrapped/Junked |  | 1970 | PEERLESS HEATER COMPANY |  | BASEMENT | HWHT - Hot Water Heat | 1/31/2003
Sure Stay Hotel | 2001 W O St | Lincoln | NE | 68528-1148 | Lancaster | NE07559 | Scrapped/Junked | 109778 | 2006 | Ruud-Rheem | CHWH - ASME/Fired Water Heater | Basement Boiler Room | HWSD - Hot Water Dom/Potable | 8/31/2014
Sure Stay Hotel | 2001 W O St | Lincoln | NE | 68528-1148 | Lancaster | NE09549 | Scrapped/Junked | 62334 | 2001 | A. O. Smith | CHWH - ASME/Fired Water Heater | Basement | HWSD - Hot Water Dom/Potable | 5/31/2007
Sure Stay Hotel | 2001 W O St | Lincoln | NE | 68528-1148 | Lancaster | NE19504 | Inactive |  | 1958 | KEWA | FT - Firetube Boiler | BASEMENT | STHT - Steam-Heat | 1/31/2005
Sure Stay Hotel | 2001 W O St | Lincoln | NE | 68528-1148 | Lancaster | NE20462 | Out of Service | n/a | 1976 | A. O. Smith | COBL - Coil Type Boiler | Basement | HWSD - Hot Water Dom/Potable | 5/31/2011
Sure Stay Hotel | 2001 W O St | Lincoln | NE | 68528-1148 | Lancaster | NE24174 | Scrapped/Junked | 112298 | 2009 | RHEEM | CHWH - ASME/Fired Water Heater | basement | HWSD - Hot Water Dom/Potable | 8/31/2023
CONGRESS INN | 2001 W O St | Lincoln | NE | 68528-1148 | LANCASTER | NE19503 | Scrapped/Junked |  | 1991 | RHEEM MANUFACTURING CO | CHWH - ASME/Fired Water Heater | BASEMENT | HWSD - Hot Water Dom/Potable | 11/30/2001
LINCOLN POULTRY | 2005 M St | Lincoln | NE | 68510-1029 | LANCASTER | NE10479 | Inactive | 121505 | 1995 | RAYPAK INC, CALIFORNIA | CPFT - Horiz Cpr Fin Boiler | FREEZER | GLYC - Glycol Bldg Heat Sys | 10/31/2007
Brewsky's | 201 N 8th St | Lincoln | NE | 68508-1346 | Lancaster | NE24635 | Scrapped/Junked | 184717 | 2013 | AO SMITH | CHWH - ASME/Fired Water Heater | basement | HWSD - Hot Water Dom/Potable | 3/31/2022
RANDOLPH CAR WASH | 201 S 21ST ST | LINCOLN | NE | 68510 | LANCASTER | NE16377 | Scrapped/Junked |  | 1971 | AJAX BOILER INC | WT - Water Tube Boiler | BOILER ROOM | HWSP - Hot Water Non Potable Supply | 7/31/2003
SE Nebraska Hematology | 201 S 68th St Pl Ste 200 | Lincoln | NE | 68510-2496 | Lancaster | NE21354 | Active | 8514 | 1995 | Aldrich | FTVT - Firetube Vertical TB | BOILER ROOM | HWHT - Hot Water Heat | 2/28/2027
SE Nebraska Hematology | 201 S 68th St Pl Ste 200 | Lincoln | NE | 68510-2496 | Lancaster | NE21355 | Scrapped/Junked | 31829 | 1995 | AO SMITH | CHWH - ASME/Fired Water Heater | BOILER ROOM | HWSD - Hot Water Dom/Potable | 2/28/2017
APARTMENT BUILDING | 2010 S 14th St | Lincoln | NE | 68502-2373 | LANCASTER | NE20192 | Inactive |  | 1946 | AMERICAN STANDARD |  | 2010 S 14TH | HWHT - Hot Water Heat | 10/31/1998
Innovation Campus 4H/NIC | 2021 Transformation Dr | Lincoln | NE | 68508-1653 | Lancaster | NE24091 | Active | 253851 | 2013 | Lochinvar | WTSS - Watertube SS Steel | Boiler Room | HWHT - Hot Water Heat | 2/28/2027
Innovation Campus 4H/NIC | 2021 Transformation Dr | Lincoln | NE | 68508-1653 | Lancaster | NE24092 | Active | 253852 | 2013 | Lochinvar | WTSS - Watertube SS Steel | Boiler Room | HWHT - Hot Water Heat | 2/28/2027
Friendship Home of Lincoln | 2025 S 25th St | Lincoln | NE | 68502-3018 | Lancaster | NE19640 | Scrapped/Junked | n/a | 1968 | American Standard | CI - Cast Iron | BASEMENT | STHT - Steam-Heat | 3/31/2011
Friendship Home of Lincoln | 2025 S 25th St | Lincoln | NE | 68502-3018 | Lancaster | NE21091 | Active | n/a | 2010 | Dunkirk | CI - Cast Iron | Basement | STHT - Steam-Heat | 2/28/2027
Apartment Building | 2031 Washington St | Lincoln | NE | 68502-2852 | Lancaster | NE00765 | Exempt |  | 2000 | PEER | CI - Cast Iron | BASEMENT | STHT - Steam-Heat | 10/31/2007
Apartment Building | 2031 Washington St | Lincoln | NE | 68502-2852 | Lancaster | NE20113 | Scrapped/Junked |  | 1955 | BRYANT |  | BASEMENT | STHT - Steam-Heat | 7/31/2000
Malone Community Center | 2032 U St | Lincoln | NE | 68503-2955 | Lancaster | NE04304 | Out of Service | 3981 | 1982 | Rite Engineering Corp | WT - Water Tube Boiler | Penthouse | HWHT - Hot Water Heat | 4/30/2014
Malone Community Center | 2032 U St | Lincoln | NE | 68503-2955 | Lancaster | NE44101 | Active | 595775 | 2023 | Laars | FTSS - Firetube Stainless Steel | 2nd Floor Mech Room | HWHT - Hot Water Heat | 2/28/2026
Malone Community Center | 2032 U St | Lincoln | NE | 68503-2955 | Lancaster | NE44102 | Active | 595766 | 2023 | Laars | FTSS - Firetube Stainless Steel | 2nd Floor Mech Room | HWHT - Hot Water Heat | 2/28/2026
Malone Community Center | 2032 U St | Lincoln | NE | 68503-2955 | Lancaster | NE44103 | Active | 595732 | 2023 | Laars | FTSS - Firetube Stainless Steel | 2nd Floor Mech Room | HWHT - Hot Water Heat | 2/28/2026
Apartment Building -RJC Properties | 2037 S 22nd St | Lincoln | NE | 68502-2700 | Lancaster | NE09742 | Active | N/A | 1940 | Capital | CI - Cast Iron | BASEMENT | HWHT - Hot Water Heat | 2/28/2027
Southview Christian Church-BMIC#405413 | 2040 S 22nd St | Lincoln | NE | 68502-2714 | Lancaster | NE04278 | Scrapped/Junked |  | 1940 | CRANE |  | BOILER ROOM | STHT - Steam-Heat | 1/1/1900
Southview Christian Church-BMIC#405413 | 2040 S 22nd St | Lincoln | NE | 68502-2714 | Lancaster | NE12131 | Active | n/a | 2001 | Peerless | CI - Cast Iron | BASEMENT MECH RM | STHT - Steam-Heat | 3/31/2027
Southview Christian Church-BMIC#405413 | 2040 S 22nd St | Lincoln | NE | 68502-2714 | Lancaster | NE15649 | Scrapped/Junked |  | 1993 | PEERLESS HEATER COMPANY |  | BASEMENT BOILER RM | STHT - Steam-Heat | 10/31/2004
Southview Christian Church-BMIC#405413 | 2040 S 22nd St | Lincoln | NE | 68502-2714 | Lancaster | NE20644 | Exempt 1999 LB-66 |  | 1991 | AO SMITH | AHWH - ANSI/Fired Water Htr | BOILER ROOM | HWSD - Hot Water Dom/Potable | 3/31/2000
Laundry Land | 2042 J St | Lincoln | NE | 68510-2756 | Lancaster | NE40369 | Scrapped/Junked | 14462 | 1990 | WEBEN JARCO | COBL - Coil Type Boiler | BOILER RM | HWSD - Hot Water Dom/Potable | 3/31/2016
Frontier Harley Davidson | 205 NW 40th St | Lincoln | NE | 68528-2265 | Lancaster | NE07216 | Active | 16386 | 2006 | Precision | ELBL - Electric Boiler | Maintnenace Shop | HWHF - Hot Water Heat-Floor | 11/30/2025
Glenn's Carstar | 2051 K St | Lincoln | NE | 68510-1135 | Lancaster | NE10212 | Active | N/A | 2007 | Omni - Econo-Heat | CI - Cast Iron | BOILER ROOM | HWHF - Hot Water Heat-Floor | 4/30/2027
UNL Library Depository | 2055 N 35th St | Lincoln | NE | 68588 | Lancaster | NE06188 | Scrapped/Junked | 13632 | 2004 | ALES | FTVT - Firetube Vertical TB | MECH ROOM | HWHT - Hot Water Heat | 5/31/2018
UNL Library Depository | 2055 N 35th St | Lincoln | NE | 68588 | Lancaster | NE27239 | Active | 231807 | 2016 | Lochinvar | FTVT - Firetube Vertical TB | Mech. Room 210A | GLYC - Glycol Bldg Heat Sys | 5/31/2026
UNL Library Depository | 2055 N 35th St | Lincoln | NE | 68588 | Lancaster | NE27240 | Active | 229005 | 2016 | Lochinvar | FTVT - Firetube Vertical TB | Mech. Room 210A | GLYC - Glycol Bldg Heat Sys | 5/31/2026
JetSplash Car Wash | 2055 S 40th | Lincoln | NE | 68506 | Lancaster | NE41803 | Active | 263392 | 2021 | Lochinvar | FTVT - Firetube Vertical TB | Mechanical Room | GLFH - Glycol Floor Heat System | 6/30/2026
JetSplash Car Wash | 2055 S 40th | Lincoln | NE | 68506 | Lancaster | NE41804 | Active | 263352 | 2021 | Lochinvar | FTVT - Firetube Vertical TB | Mechanical Room | GLFH - Glycol Floor Heat System | 6/30/2026
JetSplash Car Wash | 2055 S 40th | Lincoln | NE | 68506 | Lancaster | NE41805 | Active | 530914 | 2021 | Lochinvar | WTHW - Watertube Wtr Heater | Mechanical Room | HWSP - Hot Water Non Potable Supply | 6/30/2026
Sharp Building | 206 S 13th St | Lincoln | NE | 68508-2040 | Lancaster | NE11909 | Scrapped/Junked | 0 | 1975 | Kewanee | FTFB - Firetube-Firebox Boiler | Basement - Boiler Room | STHT - Steam-Heat | 5/31/2017
Sharp Building | 206 S 13th St | Lincoln | NE | 68508-2040 | Lancaster | NE11910 | Out of Service | 0 | 1975 | Kewanee | FTFB - Firetube-Firebox Boiler | Basement - Boiler Room | STHT - Steam-Heat | 5/31/2020
Sharp Building | 206 S 13th St | Lincoln | NE | 68508-2040 | Lancaster | NE11911 | Out of Service | 0 | 1975 | KEWA | FTFB - Firetube-Firebox Boiler | BOILER ROOM | STHT - Steam-Heat | 5/31/2010
Sharp Building | 206 S 13th St | Lincoln | NE | 68508-2040 | Lancaster | NE11912 | Scrapped/Junked | 0 | 1975 | Kewanee | FTFB - Firetube-Firebox Boiler | Basement - Boiler Room | STHT - Steam-Heat | 5/31/2024
Sharp Building | 206 S 13th St | Lincoln | NE | 68508-2040 | Lancaster | NE11913 | Scrapped/Junked |  | 1975 | PEERLESS HEATER COMPANY |  | BOILER ROOM | STHT - Steam-Heat | 5/31/2006
Sharp Building | 206 S 13th St | Lincoln | NE | 68508-2040 | Lancaster | NE27456 | Active | N/A | 2017 | Peerless | CI - Cast Iron | BASEMENT | STHT - Steam-Heat | 5/31/2026
Sharp Building | 206 S 13th St | Lincoln | NE | 68508-2040 | Lancaster | NE29187 | Active | N/A | 2020 | Peerless | CI - Cast Iron | BASEMENT | STHT - Steam-Heat | 5/31/2026
Sharp Building | 206 S 13th St | Lincoln | NE | 68508-2040 | Lancaster | NE43153 | Active | N/A | 2024 | Burnham | CI - Cast Iron | Basement mech room | HWHT - Hot Water Heat | 5/31/2026
FRATERNAL ORDER OF EAGLE | 210 N 14th St | Lincoln | NE | 68508-1658 | LANCASTER | NE39135 | Inactive | 3582 | 1970 | KEWANEE | FT - Firetube Boiler | BASEMENT | STHT - Steam-Heat | 8/31/1990
Tgi Fridays | 210 N 48th St | Lincoln | NE | 68504-3502 | Lancaster | NE10557 | Scrapped/Junked | 62404 | 2001 | A. O. Smith |  | REAR MECH ROOM |  | 4/30/2006
VACANT BLDG | 210 N 48th St | Lincoln | NE | 68504-3502 | LANCASTER | NE18560 | Scrapped/Junked | 21560 | 1993 | AO SMITH | COBL - Coil Type Boiler | BOILER ROOM | HWSD - Hot Water Dom/Potable | 11/30/2002
Lazlo's Brewery & Grill | 210 N 7th St | Lincoln | NE | 68508-1301 | Lancaster | NE03912 | Scrapped/Junked | 40509 | 1987 | Kewanee | FTFB - Firetube-Firebox Boiler | BOILER ROOM | PROC - Process Steam | 1/31/2020
Lazlo's Brewery & Grill | 210 N 7th St | Lincoln | NE | 68508-1301 | Lancaster | NE28173 | Active | N/A | 2013 | Peerless | CI - Cast Iron | Boiler Room | PROC - Process Steam | 7/31/2026
LAZLO'S BREWERY & GRILL | 210 N 7th St | Lincoln | NE | 68508-1301 | Lancaster | NE10695 | Scrapped/Junked | 73529 | 2002 | STAT | CHWH - ASME/Fired Water Heater | BASEMENT | HWSD - Hot Water Dom/Potable | 10/31/2009
Zipline Brewery | 2100 Magnum Cir Ste 1 | Lincoln | NE | 68522-1027 | Lancaster | NE23493 | Active | 55755 | 2012 | PM Lattner | FT - Firetube Boiler | Boiler Room | PROC - Process Steam | 10/31/2026
UNL East Campus | 2100 N 42nd St | Lincoln | NE | 68504 | Lancaster | NE01954 | Inactive | 44906 | 1994 | Lattner Boiler Co | ELBL - Electric Boiler | ON TRAILER | 0030 - Portable HPS Boiler | 8/31/2012
UNL East Campus | 2100 N 42nd St | Lincoln | NE | 68504 | Lancaster | NE26293 | Out of Service | 29825 | 2012 | York Shipley | FTSM - FTS Marine Dry Back | Portable trailer | PROC - Process Steam | 5/31/2016
UNL East Campus | 2100 N 42nd St | Lincoln | NE | 68504 | Lancaster | NE26990 | Out of Service | 18149 | 2012 | Hurst | FTSM - FTS Marine Dry Back | Portable trailer | PROC - Process Steam | 5/31/2019
UNL East Campus | 2100 N 42nd St | Lincoln | NE | 68504 | Lancaster | NE27990 | Active | 1716 | 2017 | POWER MASTER | FTSM - FTS Marine Dry Back | Portable trailer | PROC - Process Steam | 5/31/2026
UNL East Campus | 2100 N 42nd St | Lincoln | NE | 68504 | Lancaster | NE42327 | Inactive | 21995 | 2017 | Hurst | FTHT - Firetube Horizontal | Portable Trailer Cather Hall | PROC - Process Steam | 5/31/2024
Hangers Cleaners | 2101 G St | Lincoln | NE | 68510-2932 | Lancaster | NE09039 | Active | 8247 | 1965 | Continental Boiler Works | FT - Firetube Boiler | BOILER ROOM | PROC - Process Steam | 4/30/2025
vacant bldg | 2101 N St | Lincoln | NE | 68510-1115 | Lancaster | NE19635 | Scrapped/Junked |  | 1962 | KEWANEE | FTFB - Firetube-Firebox Boiler | BOILER ROOM (HONDA) | STHT - Steam-Heat | 5/31/2005
vacant bldg | 2101 N St | Lincoln | NE | 68510-1115 | Lancaster | NE19636 | Scrapped/Junked | N/A | 1956 | Kewanee | FTFB - Firetube-Firebox Boiler | BOILER ROOM (OLDS) | STHT - Steam-Heat | 3/31/2013
Apartment Building - Meader | 2101 Washington St | Lincoln | NE | 68502-2862 | Lancaster | NE23274 | Active | NA | 1985 | Peerless | CI - Cast Iron | Boiler Room | HWHT - Hot Water Heat | 12/31/2026
National Arbor Day Foundation | 211 N 12th St | Lincoln | NE | 68508-1411 | LANCASTER | NE13910 | Active | 67018 | 2008 | Lochinvar | SSCO - SS Coil Boiler | UPSTAIRS BOILER ROOM | HWHT - Hot Water Heat | 3/31/2027
National Arbor Day Foundation | 211 N 12th St | Lincoln | NE | 68508-1411 | LANCASTER | NE13911 | Active | 67016 | 2008 | Lochinvar | SSCO - SS Coil Boiler | UPSTAIRS BOILER ROOM | HWHT - Hot Water Heat | 3/31/2027
National Arbor Day Foundation | 211 N 12th St | Lincoln | NE | 68508-1411 | LANCASTER | NE13912 | Active | 66995 | 2008 | Lochinvar | SSCO - SS Coil Boiler | UPSTAIRS BOILER ROOM | HWHT - Hot Water Heat | 3/31/2027
National Arbor Day Foundation | 211 N 12th St | Lincoln | NE | 68508-1411 | LANCASTER | NE37431 | Scrapped/Junked |  | 1973 | KEWANEE | FTFB - Firetube-Firebox Boiler | BOILER ROOM | HWHT - Hot Water Heat | 8/31/2008
Wilkinson Cornerstone Building | 211 N 14th St | Lincoln | NE | 68508-1616 | Lancaster | NE37647 | Active | 19082 | 1984 | Bryan | WT - Water Tube Boiler | 3rd Floor @ 211 N 14 | HWHT - Hot Water Heat | 11/30/2026
MAZATLAN RESTAURANT | 211 N 70th St | Lincoln | NE | 68505-2418 | LANCASTER | NE00178 | Inactive | 29817 | 1995 | AO SMITH | CHWH - ASME/Fired Water Heater | BOILER ROOM | HWSD - Hot Water Dom/Potable | 2/28/2002
Westminster Presbyterian | 2110 Sheridan Blvd | Lincoln | NE | 68502-4036 | Lancaster | NE09510 | Active | 11989 | 2002 | ALES | FTVT - Firetube Vertical TB | BASEMENT BLR ROOM | HWHT - Hot Water Heat | 11/30/2026
Westminster Presbyterian | 2110 Sheridan Blvd | Lincoln | NE | 68502-4036 | Lancaster | NE09511 | Active | 12004 | 2002 | ALES | FTVT - Firetube Vertical TB | BASEMENT BLR RM | HWHT - Hot Water Heat | 11/30/2026
Westminster Presbyterian | 2110 Sheridan Blvd | Lincoln | NE | 68502-4036 | Lancaster | NE37207 | Scrapped/Junked | 30229 | 1977 | KEWANEE | FT - Firetube Boiler | BASEMENT | STHT - Steam-Heat | 5/31/2002
Dirt Sux | 2112 N 48th St | Lincoln | NE | 68504-3006 | Lancaster | NE28737 | Active | 482091 | 2019 | Lochinvar | WTSS - Watertube SS Steel | Mechanical Room | HWSP - Hot Water Non Potable Supply | 2/28/2026
Dirt Sux | 2112 N 48th St | Lincoln | NE | 68504-3006 | Lancaster | NE40568 | Out of Service | 75133 | 1997 | Loch | CPFT - Horiz Cpr Fin Boiler | BOILER ROOM | HWSP - Hot Water Non Potable Supply | 4/30/2010
Dirt Sux | 2112 N 48th St | Lincoln | NE | 68504-3006 | Lancaster | NE40569 | Active | 71751 | 1997 | Loch | CPFT - Horiz Cpr Fin Boiler | BOILER ROOM | HWHT - Hot Water Heat | 2/28/2026
Car Wash | 2121 S 14th St | Lincoln | NE | 68502-3617 | Lancaster | NE40722 | Scrapped/Junked | 28327 | 1995 | AOSM | CHWH - ASME/Fired Water Heater | EQUIP ROOM | HWSP - Hot Water Non Potable Supply | 10/31/2009
Car Wash | 2121 S 14th St | Lincoln | NE | 68502-3617 | Lancaster | NE40723 | Out of Service | N/A | 1980 | Peerless | CI - Cast Iron | EQUIP ROOM | HWHT - Hot Water Heat | 2/28/2021
Madonna | 2121 S 56th St | Lincoln | NE | 68506-2111 | Lancaster | NE04270 | Scrapped/Junked | N/A | 1977 | Weil-Mcclain | CI - Cast Iron | BASEMENT | HWHT - Hot Water Heat | 10/31/2017
The Rise Building at NIC | 2125 Transformation Dr | Lincoln | NE | 68508-1614 | Lancaster | NE27862 | Active | N/A | 2017 | Advanced Thermal Hydronics | CI - Cast Iron | Mechanical Room | HWHT - Hot Water Heat | 2/28/2026
Rogers House Bed/Brkfst | 2145 B St | Lincoln | NE | 68502-1731 | Lancaster | NE20437 | Scrapped/Junked | N/A | 1988 | Weil-Mcclain | CI - Cast Iron | BASEMENT | STHT - Steam-Heat | 6/30/2016
Rogers House Bed/Brkfst | 2145 B St | Lincoln | NE | 68502-1731 | Lancaster | NE26589 | Exempt | N/A | 2015 | Peerless | CI - Cast Iron | BASEMENT | STHT - Steam-Heat | 11/30/2023
Lincoln Community Foundation | 215 Centennial Mall S Ste 100 | Lincoln | NE | 68508-1885 | Lancaster | NE42251 | Active | 21374 | 2023 | Aldrich | FTFB - Firetube-Firebox Boiler | Boiler Room | STHT - Steam-Heat | 2/28/2027
Lincoln Community Foundation | 215 Centennial Mall S Ste 100 | Lincoln | NE | 68508-1885 | Lancaster | NE42252 | Active | 21375 | 2023 | Aldrich | FTFB - Firetube-Firebox Boiler | Boiler Room | STHT - Steam-Heat | 2/28/2027
MIDWEST STEEL WORKS INC | 216 S 7TH ST | LINCOLN | NE | 68508 | LANCASTER | NE16340 | Scrapped/Junked |  | 1968 | PENNCO |  | BOILER ROOM | STHT - Steam-Heat | 4/30/2001
EMPTY BUILDING | 217 S 9th St | Lincoln | NE | 68508-2214 | LANCASTER | NE03392 | Inactive |  | 1950 | US RADIATOR |  |  | STHT - Steam-Heat | 12/31/1996
vacant building | 220 S 17th St | Lincoln | NE | 68508-1811 | Lancaster | NE06051 | Inactive | 13641 | 2004 | ALES | FTVT - Firetube Vertical TB | ROOF MECH ROOM | GLYC - Glycol Bldg Heat Sys | 12/31/2019
LINCOLN CENTRE CLINIC PC | 220 S 17th St | Lincoln | NE | 68508-1811 | LANCASTER | NE30602 | Inactive | 18823 | 1993 | CASTLE | ELBL - Electric Boiler | BASEMENT | PROC - Process Steam | 6/30/2003
vacant bldg | 220 S 20th St | Lincoln | NE | 68510-1007 | Lancaster | NE02629 | Out of Service | 569 | 1954 | NEBC | WT - Water Tube Boiler | BOILER ROOM | PROC - Process Steam | 7/31/2007
vacant bldg | 220 S 20th St | Lincoln | NE | 68510-1007 | Lancaster | NE02735 | Scrapped/Junked | 963 | 1963 | NEBRASKA BOILER | WT - Water Tube Boiler | BOILER ROOM | PROC - Process Steam | 7/31/2001
vacant bldg | 220 S 20th St | Lincoln | NE | 68510-1007 | Lancaster | NE09675 | Out of Service | 39886 | 1977 | CLEA | WT - Water Tube Boiler | BOILER ROOM | PROC - Process Steam | 4/30/2006
vacant bldg | 220 S 20th St | Lincoln | NE | 68510-1007 | Lancaster | NE12177 | Out of Service | 13576 | 1966 | CLEA | FTSM - FTS Marine Dry Back | BOILER ROOM | PROC - Process Steam | 7/31/2007
vacant bldg | 220 S 20th St | Lincoln | NE | 68510-1007 | Lancaster | NE14254 | Out of Service | 37737 | 1984 | KEWA | FTSM - FTS Marine Dry Back | BOILER ROOM | PROC - Process Steam | 7/31/2007
Campbell Elementary | 2200 Dodge St | Lincoln | NE | 68521-1250 | Lancaster | NE05395 | Out of Service | 8127 | 1994 | Les Inc/Aldrich Co | FTVT - Firetube Vertical TB | BOILER ROOM | GLYC - Glycol Bldg Heat Sys | 11/30/2025
Campbell Elementary | 2200 Dodge St | Lincoln | NE | 68521-1250 | Lancaster | NE05396 | Active | 8130 | 1994 | Les Inc/Aldrich Co | FTVT - Firetube Vertical TB | BOILER ROOM | GLYC - Glycol Bldg Heat Sys | 11/30/2026
Campbell Elementary | 2200 Dodge St | Lincoln | NE | 68521-1250 | Lancaster | NE05397 | Active | 8129 | 1994 | Les Inc/Aldrich Co | FTVT - Firetube Vertical TB | BOILER ROOM | GLYC - Glycol Bldg Heat Sys | 11/30/2026
Campbell Elementary | 2200 Dodge St | Lincoln | NE | 68521-1250 | Lancaster | NE05398 | Active | 8128 | 1994 | Les Inc/Aldrich Co | FTVT - Firetube Vertical TB | BOILER ROOM | GLYC - Glycol Bldg Heat Sys | 11/30/2026
Campbell Elementary | 2200 Dodge St | Lincoln | NE | 68521-1250 | Lancaster | NE05399 | Scrapped/Junked | 27543 | 1994 | AO SMITH | CHWH - ASME/Fired Water Heater | BOILER ROOM | HWSD - Hot Water Dom/Potable | 2/28/2008
Campbell Elementary | 2200 Dodge St | Lincoln | NE | 68521-1250 | Lancaster | NE05400 | Exempt 1999 LB-66 |  | 1995 | AO SMITH | AHWH - ANSI/Fired Water Htr |  | HWSD - Hot Water Dom/Potable | 6/30/2000
G&P Lincoln Office Bldg | 2200 N 33rd St | Lincoln | NE | 68503-1417 | Lancaster | NE00261 | Scrapped/Junked | 51754 | 1999 | AOSM | COBL - Coil Type Boiler | BOILER ROOM | HWSD - Hot Water Dom/Potable | 2/28/2024
G&P Lincoln Office Bldg | 2200 N 33rd St | Lincoln | NE | 68503-1417 | Lancaster | NE30858 | Active | N/A | 1970 | Kewanee | FTFB - Firetube-Firebox Boiler | Boiler Room, #1 | STHT - Steam-Heat | 2/28/2027
G&P Lincoln Office Bldg | 2200 N 33rd St | Lincoln | NE | 68503-1417 | Lancaster | NE30859 | Active | N/A | 1970 | Kewanee | FTFB - Firetube-Firebox Boiler | Boiler Room, #2 | STHT - Steam-Heat | 2/28/2027
G&P Lincoln Office Bldg | 2200 N 33rd St | Lincoln | NE | 68503-1417 | Lancaster | NE30860 | Active | N/A | 1970 | Kewanee | FTFB - Firetube-Firebox Boiler | Boiler Room, #3 | STHT - Steam-Heat | 2/28/2027
G&P Lincoln Office Bldg | 2200 N 33rd St | Lincoln | NE | 68503-1417 | Lancaster | NE30861 | Scrapped/Junked | 9683 | 1981 | AO SMITH | COBL - Coil Type Boiler |  | HWSD - Hot Water Dom/Potable | 6/30/2000
G&P Lincoln Office Bldg | 2200 N 33rd St | Lincoln | NE | 68503-1417 | Lancaster | NE42483 | Active | C56631 | 2023 | AO SMITH | COBL - Coil Type Boiler | Boiler room | HWSD - Hot Water Dom/Potable | 2/28/2027
Scott Middle School | 2200 Pine Lake Rd | Lincoln | NE | 68512-3600 | Lancaster | NE05506 | Active | 8240 | 1995 | Les Inc/Aldrich Co | FTVT - Firetube Vertical TB | POD A | GLYC - Glycol Bldg Heat Sys | 11/30/2026
Scott Middle School | 2200 Pine Lake Rd | Lincoln | NE | 68512-3600 | Lancaster | NE05507 | Active | 8233 | 1995 | Les Inc/Aldrich Co | FTVT - Firetube Vertical TB | POD A | GLYC - Glycol Bldg Heat Sys | 11/30/2026
Scott Middle School | 2200 Pine Lake Rd | Lincoln | NE | 68512-3600 | Lancaster | NE05508 | Active | 8278 | 1995 | Les Inc/Aldrich Co | FTVT - Firetube Vertical TB | POD B | GLYC - Glycol Bldg Heat Sys | 11/30/2026
Scott Middle School | 2200 Pine Lake Rd | Lincoln | NE | 68512-3600 | Lancaster | NE05509 | Active | 8283 | 1995 | Les Inc/Aldrich Co | FTVT - Firetube Vertical TB | POD B | GLYC - Glycol Bldg Heat Sys | 11/30/2026
Scott Middle School | 2200 Pine Lake Rd | Lincoln | NE | 68512-3600 | Lancaster | NE05510 | Active | 8228 | 1995 | Les Inc/Aldrich Co | FTVT - Firetube Vertical TB | POD C | GLYC - Glycol Bldg Heat Sys | 11/30/2026
Scott Middle School | 2200 Pine Lake Rd | Lincoln | NE | 68512-3600 | Lancaster | NE05511 | Active | 8234 | 1995 | Les Inc/Aldrich Co | FTVT - Firetube Vertical TB | POD C | GLYC - Glycol Bldg Heat Sys | 11/30/2026
Scott Middle School | 2200 Pine Lake Rd | Lincoln | NE | 68512-3600 | Lancaster | NE05512 | Active | 8281 | 1995 | Les Inc/Aldrich Co | FTVT - Firetube Vertical TB | POD D | GLYC - Glycol Bldg Heat Sys | 11/30/2026
Scott Middle School | 2200 Pine Lake Rd | Lincoln | NE | 68512-3600 | Lancaster | NE05513 | Active | 8282 | 1995 | Les Inc/Aldrich Co | FTVT - Firetube Vertical TB | POD D | GLYC - Glycol Bldg Heat Sys | 11/30/2026
Scott Middle School | 2200 Pine Lake Rd | Lincoln | NE | 68512-3600 | Lancaster | NE05514 | Active | 8274 | 1995 | Les Inc/Aldrich Co | FTVT - Firetube Vertical TB | POD E3 | GLYC - Glycol Bldg Heat Sys | 11/30/2026
Scott Middle School | 2200 Pine Lake Rd | Lincoln | NE | 68512-3600 | Lancaster | NE05515 | Active | 8275 | 1995 | Les Inc/Aldrich Co | FTVT - Firetube Vertical TB | POD E3 | GLYC - Glycol Bldg Heat Sys | 11/30/2026
Bryan Health | 2200 S 17th St | Lincoln | NE | 68522-2436 | Lancaster | NE07767 | Scrapped/Junked | 26813 | 1995 | Aerco International | CHWH - ASME/Fired Water Heater | BOILER ROOM | HWSD - Hot Water Dom/Potable | 5/31/2017
Bryan Health | 2200 S 17th St | Lincoln | NE | 68522-2436 | Lancaster | NE07768 | Scrapped/Junked | 8412 | 1997 | ALES | FTVT - Firetube Vertical TB | BOILER ROOM | HWHT - Hot Water Heat | 5/31/2017
Bryan Health | 2200 S 17th St | Lincoln | NE | 68522-2436 | Lancaster | NE07769 | Scrapped/Junked | 8413 | 1997 | ALES | FTVT - Firetube Vertical TB | BOILER ROOM | HWHT - Hot Water Heat | 5/31/2017
UNL Whittier Building | 2200 Vine St | Lincoln | NE | 68503-2427 | LANCASTER | NE14163 | Out of Service | 17463 | 2009 | ALDRICH/LES | FTVT - Firetube Vertical TB | BASEMENT | HWHT - Hot Water Heat | 3/31/2020
UNL Whittier Building | 2200 Vine St | Lincoln | NE | 68503-2427 | LANCASTER | NE14164 | Out of Service | 17484 | 2009 | ALDRICH/LES | FTVT - Firetube Vertical TB | BASEMENT | HWHT - Hot Water Heat | 3/31/2020
UNL Whittier Building | 2200 Vine St | Lincoln | NE | 68503-2427 | LANCASTER | NE14446 | Inactive | 29380 | 1992 | LOCHINVAR | CPFT - Horiz Cpr Fin Boiler | BOILER ROOM | HWHT - Hot Water Heat | 5/31/2005
UNL Whittier Building | 2200 Vine St | Lincoln | NE | 68503-2427 | LANCASTER | NE14447 | Inactive | 29381 | 1992 | LOCHINVAR | CPFT - Horiz Cpr Fin Boiler | BOILER ROOM | HWHT - Hot Water Heat | 5/31/2005
Shadowbrook Farms Ent | 2201 W Denton Rd | Lincoln | NE | 68523-9246 | Lancaster | NE41876 | Active | 245760 | 2012 | Trinity | WTSS - Watertube SS Steel | Ukn | PROW - Process Hot Water | 10/31/2026
Trabert Hall | 2202 S 11th St | Lincoln | NE | 68502-3559 | Lancaster | NE37490 | Scrapped/Junked | N/A | 1993 | AOSM | AHWH - ANSI/Fired Water Htr | BOILER ROOM | HWSD - Hot Water Dom/Potable | 6/30/2012
Trabert Hall | 2202 S 11th St | Lincoln | NE | 68502-3559 | Lancaster | NE37491 | Scrapped/Junked | N/A | 1993 | AOSM | AHWH - ANSI/Fired Water Htr | BOILER ROOM | HWSD - Hot Water Dom/Potable | 6/30/2012
Trabert Hall | 2202 S 11th St | Lincoln | NE | 68502-3559 | Lancaster | NE37492 | Scrapped/Junked | 044570 | 1993 | Kewanee | FTFB - Firetube-Firebox Boiler | BOILER ROOM | STHT - Steam-Heat | 6/30/2020
Mercy Housing | 2206 W Q St | Lincoln | NE | 68528-1721 | Lancaster | NE01769 | Scrapped/Junked | C03538 | 2004 | AO SMITH | COBL - Coil Type Boiler | 2300 Bldg | HWSD - Hot Water Dom/Potable | 4/30/2012
Mercy Housing | 2206 W Q St | Lincoln | NE | 68528-1721 | Lancaster | NE06519 | Scrapped/Junked | C04900 | 2004 | AOSC | COBL - Coil Type Boiler | 2130 BLDG | HWSD - Hot Water Dom/Potable | 4/30/2012
Mercy Housing | 2206 W Q St | Lincoln | NE | 68528-1721 | Lancaster | NE08310 | Scrapped/Junked | 166697 | 2000 | RAYP | CPFT - Horiz Cpr Fin Boiler | 2210-1 BLDG | HWSD - Hot Water Dom/Potable | 9/30/2006
Mercy Housing | 2206 W Q St | Lincoln | NE | 68528-1721 | Lancaster | NE15355 | Scrapped/Junked | 284151 | 2008 | RAYPAK INC, CALIFORNIA | CPFT - Horiz Cpr Fin Boiler | APARTMENT #1 | HWSD - Hot Water Dom/Potable | 4/30/2010
Mercy Housing | 2206 W Q St | Lincoln | NE | 68528-1721 | Lancaster | NE17074 | Active | C16080 | 2007 | A O Smith | COWH - Coil Type Water Heater | Bldg. 2200-3 | HWSD - Hot Water Dom/Potable | 4/30/2027
Mercy Housing | 2206 W Q St | Lincoln | NE | 68528-1721 | Lancaster | NE22144 | Scrapped/Junked | C32729 | 2011 | AO SMITH | COBL - Coil Type Boiler | 2210 Bldg | HWSD - Hot Water Dom/Potable | 4/30/2026
Mercy Housing | 2206 W Q St | Lincoln | NE | 68528-1721 | Lancaster | NE22145 | Scrapped/Junked | C32730 | 2011 | AO SMITH | COBL - Coil Type Boiler | 2130 Bldg | HWSD - Hot Water Dom/Potable | 4/30/2022
Mercy Housing | 2206 W Q St | Lincoln | NE | 68528-1721 | Lancaster | NE22146 | Scrapped/Junked | C32731 | 2011 | AO SMITH | COBL - Coil Type Boiler | 2300 Bldg | HWSD - Hot Water Dom/Potable | 4/30/2024
Mercy Housing | 2206 W Q St | Lincoln | NE | 68528-1721 | Lancaster | NE40873 | Scrapped/Junked | 23366 | 1994 | AOSM | COBL - Coil Type Boiler | BLDG #2200-3 | HWSD - Hot Water Dom/Potable | 4/30/2010
Mercy Housing | 2206 W Q St | Lincoln | NE | 68528-1721 | Lancaster | NE40874 | Scrapped/Junked | 30175 | 1995 | A. O. Smith | COBL - Coil Type Boiler | LNDRY RM BLDG 2130 | HWSD - Hot Water Dom/Potable | 9/30/2005
Mercy Housing | 2206 W Q St | Lincoln | NE | 68528-1721 | Lancaster | NE40875 | Scrapped/Junked | 75613 | 1987 | AO SMITH | COBL - Coil Type Boiler | BLDG 2210-1 | HWSD - Hot Water Dom/Potable | 9/30/2001
Mercy Housing | 2206 W Q St | Lincoln | NE | 68528-1721 | Lancaster | NE40876 | Scrapped/Junked | 60178 | 1986 | AO SMITH | COBL - Coil Type Boiler | LAUNDRY ROOM | HWSD - Hot Water Dom/Potable | 9/30/2004
Saratoga Elementary | 2215 S 13th St | Lincoln | NE | 68502-3605 | Lancaster | NE05470 | Scrapped/Junked |  | 1989 | AO SMITH | AHWH - ANSI/Fired Water Htr | SARATOGA | HWSD - Hot Water Dom/Potable | 6/30/2000
Saratoga Elementary | 2215 S 13th St | Lincoln | NE | 68502-3605 | Lancaster | NE07817 | Active | 10619 | 1999 | Les Inc/Aldrich Co | FTVT - Firetube Vertical TB | NEW BOILER ROOM | GLYC - Glycol Bldg Heat Sys | 11/30/2026
Saratoga Elementary | 2215 S 13th St | Lincoln | NE | 68502-3605 | Lancaster | NE07818 | Active | 10618 | 1999 | Les Inc/Aldrich Co | FTVT - Firetube Vertical TB | NEW BOILER ROOM | GLYC - Glycol Bldg Heat Sys | 11/30/2026
Saratoga Elementary | 2215 S 13th St | Lincoln | NE | 68502-3605 | Lancaster | NE30165 | Scrapped/Junked |  | 1963 | KEWANEE | FT - Firetube Boiler | BOILER ROOM | STHT - Steam-Heat | 6/30/2002
Saratoga Elementary | 2215 S 13th St | Lincoln | NE | 68502-3605 | Lancaster | NE30166 | Scrapped/Junked |  | 1963 | KEWANEE | FT - Firetube Boiler | BOILER ROOM | STHT - Steam-Heat | 6/30/2002
Saratoga Elementary | 2215 S 13th St | Lincoln | NE | 68502-3605 | Lancaster | NE35296 | Scrapped/Junked |  | 1974 | Day & Night | CI - Cast Iron |  | HWSD - Hot Water Dom/Potable | 6/30/2000
Vacant Bldg | 222 N 44th St | Lincoln | NE | 68503-3704 | Lancaster | NE06058 | Inactive | 56145 | 2004 | 0034 | ELBL - Electric Boiler | SPA MECH ROOM | SAUN - Sauna Steam Room Heat | 10/31/2011
Vacant Bldg | 222 N 44th St | Lincoln | NE | 68503-3704 | Lancaster | NE40786 | Exempt |  | 1997 | TELEDYNE LAARS | WT - Water Tube Boiler | POOL | IPHT - Indoor Pool Heater | 1/1/1900
CBRE c/o State Farm | 222 S 84th St | Lincoln | NE | 68510-2605 | LANCASTER | NE04292 | Scrapped/Junked | 64085 | 1987 | CLEA | FTSM - FTS Marine Dry Back | BOILER ROOM | STHT - Steam-Heat | 6/30/2009
CBRE c/o State Farm | 222 S 84th St | Lincoln | NE | 68510-2605 | LANCASTER | NE04293 | Scrapped/Junked | 64089 | 1987 | CLEA | FTSM - FTS Marine Dry Back | BOILER ROOM | STHT - Steam-Heat | 6/30/2009
CBRE c/o State Farm | 222 S 84th St | Lincoln | NE | 68510-2605 | LANCASTER | NE14676 | Active | 53861 | 2009 | AERCO INTERNATIONAL | FTVT - Firetube Vertical TB | BOILER ROOM | HWHT - Hot Water Heat | 11/30/2026
CBRE c/o State Farm | 222 S 84th St | Lincoln | NE | 68510-2605 | LANCASTER | NE14677 | Active | 53858 | 2009 | AERCO INTERNATIONAL | FTVT - Firetube Vertical TB | BOILER ROOM | HWHT - Hot Water Heat | 11/30/2026
CBRE c/o State Farm | 222 S 84th St | Lincoln | NE | 68510-2605 | LANCASTER | NE14678 | Active | 53860 | 2009 | AERCO INTERNATIONAL | FTVT - Firetube Vertical TB | BOILER ROOM | HWHT - Hot Water Heat | 11/30/2026
CBRE c/o State Farm | 222 S 84th St | Lincoln | NE | 68510-2605 | LANCASTER | NE14679 | Active | 53859 | 2009 | AERCO INTERNATIONAL | FTVT - Firetube Vertical TB | BOILER ROOM | HWHT - Hot Water Heat | 11/30/2026
CBRE c/o State Farm | 222 S 84th St | Lincoln | NE | 68510-2605 | LANCASTER | NE19329 | Scrapped/Junked | 3053 | 1997 | CLEA | FTSM - FTS Marine Dry Back | BOILER ROOM | STHT - Steam-Heat | 6/30/2009
UNL Vine St Apartments | 2222 Vine St | Lincoln | NE | 68503-2455 | Lancaster | NE12211 | Scrapped/Junked | 88840 | 2004 | AOSM | CHWH - ASME/Fired Water Heater | LAUNDRY ROOM | HWSD - Hot Water Dom/Potable | 10/31/2013
UNL Vine St Apartments | 2222 Vine St | Lincoln | NE | 68503-2455 | Lancaster | NE23206 | Scrapped/Junked |  | 1993 | RUUD | AHWH - ANSI/Fired Water Htr | EAST BOILER ROOM | HWSD - Hot Water Dom/Potable | 10/31/2007
UNL Vine St Apartments | 2222 Vine St | Lincoln | NE | 68503-2455 | Lancaster | NE23207 | Scrapped/Junked | 74699 | 1997 | Ruud-Rheem | CHWH - ASME/Fired Water Heater | Boiler Room | HWSD - Hot Water Dom/Potable | 10/31/2013
UNL Vine St Apartments | 2222 Vine St | Lincoln | NE | 68503-2455 | Lancaster | NE23208 | Scrapped/Junked | 63019 | 1998 | STAT | CHWH - ASME/Fired Water Heater | BOILER ROOM | HWSD - Hot Water Dom/Potable | 10/31/2011
UNL Vine St Apartments | 2222 Vine St | Lincoln | NE | 68503-2455 | Lancaster | NE23209 | Scrapped/Junked | 73114 | 1996 | RHEE | CHWH - ASME/Fired Water Heater | Boiler Room | HWSD - Hot Water Dom/Potable | 10/31/2011
Pitts Veterinary Hospital | 2225 Nebraska Pkwy | Lincoln | NE | 68502-4103 | Lancaster | NE01367 | Scrapped/Junked | 12310 | 1973 | Amsco | ELBL - Electric Boiler | Laundry Room | PROC - Process Steam | 8/31/2008
Pitts Veterinary Hospital | 2225 Nebraska Pkwy | Lincoln | NE | 68502-4103 | Lancaster | NE13338 | Active | 17629 | 1978 | Electro-Steam | ELBL - Electric Boiler | Boiler Room | PROC - Process Steam | 3/31/2027
Grace Lutheran Church-BMIC #422393 | 2225 Washington St | Lincoln | NE | 68502-2859 | Lancaster | NE20098 | Exempt 1999 LB-66 |  | 1970 | RHEEM MANUFACTURING CO | AHWH - ANSI/Fired Water Htr |  | HWSD - Hot Water Dom/Potable | 1/31/2000
Grace Lutheran Church-BMIC #422393 | 2225 Washington St | Lincoln | NE | 68502-2859 | Lancaster | NE21077 | Active | 3308 | 2010 | CAMUS | WTSS - Watertube SS Steel | Basement | HWHT - Hot Water Heat | 1/31/2027
Grace Lutheran Church-BMIC #422393 | 2225 Washington St | Lincoln | NE | 68502-2859 | Lancaster | NE21078 | Active | 3583 | 2010 | CAMUS | WTSS - Watertube SS Steel | Basement | HWHT - Hot Water Heat | 1/31/2027
Grace Lutheran Church-BMIC #422393 | 2225 Washington St | Lincoln | NE | 68502-2859 | Lancaster | NE37755 | Scrapped/Junked | na | 1970 | Iron Fireman | FT - Firetube Boiler | BOILER ROOM | HWHT - Hot Water Heat | 1/31/2012
Lincoln High School | 2229 J St | Lincoln | NE | 68510-2933 | Lancaster | NE10203 | Scrapped/Junked | 16684 | 2007 | Les Inc/Aldrich Co | FTVT - Firetube Vertical TB | MECH ROOM S295 M | HWHT - Hot Water Heat | 11/30/2026
Lincoln High School | 2229 J St | Lincoln | NE | 68510-2933 | Lancaster | NE10204 | Scrapped/Junked | 16683 | 2007 | Les Inc/Aldrich Co | FTVT - Firetube Vertical TB | MECH ROOM S295 M | HWHT - Hot Water Heat | 11/30/2026
Lincoln High School | 2229 J St | Lincoln | NE | 68510-2933 | Lancaster | NE10205 | Scrapped/Junked | 16685 | 2007 | Les Inc/Aldrich Co | FTVT - Firetube Vertical TB | MECH ROOM S295 M | HWHT - Hot Water Heat | 11/30/2026
Lincoln High School | 2229 J St | Lincoln | NE | 68510-2933 | Lancaster | NE10206 | Exempt 1999 LB-66 | 31853 | 2007 | WESSELS | UNK - Unknown | MECH ROOM S295M | HWST - HW Storage Tank Unfired | 4/30/2024
Lincoln High School | 2229 J St | Lincoln | NE | 68510-2933 | Lancaster | NE10207 | Scrapped/Junked | 117525 | 2007 | AO SMITH | CHWH - ASME/Fired Water Heater | MECH ROOM S295 A | HWSD - Hot Water Dom/Potable | 4/30/2019
Lincoln High School | 2229 J St | Lincoln | NE | 68510-2933 | Lancaster | NE10208 | Scrapped/Junked | 117522 | 2007 | AO SMITH | CHWH - ASME/Fired Water Heater | MECH ROOM S295 A | HWSD - Hot Water Dom/Potable | 11/30/2026
Lincoln High School | 2229 J St | Lincoln | NE | 68510-2933 | Lancaster | NE10209 | Scrapped/Junked | 117520 | 2007 | AO SMITH | CHWH - ASME/Fired Water Heater | MECH ROOM S295M | HWSD - Hot Water Dom/Potable | 11/30/2026
Lincoln High School | 2229 J St | Lincoln | NE | 68510-2933 | Lancaster | NE10210 | Scrapped/Junked | 117492 | 2007 | AO SMITH | CHWH - ASME/Fired Water Heater | MECH ROOM S295M | HWSD - Hot Water Dom/Potable | 4/30/2018
Lincoln High School | 2229 J St | Lincoln | NE | 68510-2933 | Lancaster | NE10211 | Scrapped/Junked | 117519 | 2007 | AO SMITH | CHWH - ASME/Fired Water Heater | MECH ROOM S295M | HWSD - Hot Water Dom/Potable | 11/30/2026
Lincoln High School | 2229 J St | Lincoln | NE | 68510-2933 | Lancaster | NE17201 | Scrapped/Junked | 43488 | 1991 | Kewanee | FTFB - Firetube-Firebox Boiler | BOILER ROOM | HWHT - Hot Water Heat | 11/30/2024
Lincoln High School | 2229 J St | Lincoln | NE | 68510-2933 | Lancaster | NE17202 | Scrapped/Junked | 43489 | 1991 | Kewanee | FTFB - Firetube-Firebox Boiler | BOILER ROOM | HWHT - Hot Water Heat | 11/30/2024
Lincoln High School | 2229 J St | Lincoln | NE | 68510-2933 | Lancaster | NE30055 | Scrapped/Junked | N/A | 1957 | KEWA | FT - Firetube Boiler | BOILER ROOM | STHT - Steam-Heat | 2/28/2010
Lincoln High School | 2229 J St | Lincoln | NE | 68510-2933 | Lancaster | NE30056 | Scrapped/Junked | N/A | 1957 | KEWA | FT - Firetube Boiler | BOILER ROOM | STHT - Steam-Heat | 2/28/2010
Lincoln High School | 2229 J St | Lincoln | NE | 68510-2933 | Lancaster | NE30057 | Scrapped/Junked | N/A | 1957 | KEWA | FT - Firetube Boiler | BOILER PLANT | STHT - Steam-Heat | 2/28/2010
Apartment Building - MHE | 2231 B St | Lincoln | NE | 68502-1736 | Lancaster | NE07554 | Active | N/A | 1965 | Crane | CI - Cast Iron | LAUNDRY ROOM | HWHT - Hot Water Heat | 12/31/2026
Catholic Charities | 2241 O St | Lincoln | NE | 68510-1122 | Lancaster | NE24234 | Scrapped/Junked | 50980 | 1999 | AOSM | CHWH - ASME/Fired Water Heater | KITCHEN | HWSD - Hot Water Dom/Potable | 11/30/2008
Catholic Charities | 2241 O St | Lincoln | NE | 68510-1122 | Lancaster | NE24235 | Scrapped/Junked | 29701 | 1995 | A. O. Smith | CHWH - ASME/Fired Water Heater | KITCHEN | HWSD - Hot Water Dom/Potable | 11/30/2000
Catholic Charities | 2241 O St | Lincoln | NE | 68510-1122 | Lancaster | NE24263 | Scrapped/Junked | 50990 | 1999 | AOSM | CHWH - ASME/Fired Water Heater | KITCHEN | HWSD - Hot Water Dom/Potable | 11/30/2008
OLD COUNTRY BUFFET | 2241 O St | Lincoln | NE | 68510-1122 | LANCASTER | NE02522 | Exempt | 137054 | 2002 | MVE/CHART IND | UTNK - Unfired Vertical Tank | KITCHEN | 0041 - CO2 Dispensing | 11/30/2006
Gateway Vista Senior Living | 225 N 56th St | Lincoln | NE | 68504-3519 | Lancaster | NE01642 | Scrapped/Junked | 210557 | 2003 | RAYP | CPFH - Copper Fin Water Heater | BOILER ROOM | HWSD - Hot Water Dom/Potable | 5/31/2009
Gateway Vista Senior Living | 225 N 56th St | Lincoln | NE | 68504-3519 | Lancaster | NE06736 | Scrapped/Junked | N/A | 2004 | Burnham | CI - Cast Iron | BOILER ROOM | HWHT - Hot Water Heat | 5/31/2026
Gateway Vista Senior Living | 225 N 56th St | Lincoln | NE | 68504-3519 | Lancaster | NE08874 | Scrapped/Junked | N/A | 2001 | Burnham | CI - Cast Iron | BOILER ROOM | HWHT - Hot Water Heat | 5/31/2026
Gateway Vista Senior Living | 225 N 56th St | Lincoln | NE | 68504-3519 | Lancaster | NE21357 | Scrapped/Junked | 38328 | 1997 | AO SMITH | COBL - Coil Type Boiler | BOILER ROOM | HWSD - Hot Water Dom/Potable | 5/31/2004
Gateway Vista Senior Living | 225 N 56th St | Lincoln | NE | 68504-3519 | Lancaster | NE24504 | Inactive | 177392 | 2013 | AO SMITH | CHWH - ASME/Fired Water Heater | new addition | HWSD - Hot Water Dom/Potable | 5/31/2019
Gateway Vista Senior Living | 225 N 56th St | Lincoln | NE | 68504-3519 | Lancaster | NE24505 | Scrapped/Junked | 177390 | 2013 | AO SMITH | CHWH - ASME/Fired Water Heater | new addition | HWSD - Hot Water Dom/Potable | 5/31/2024
Gateway Vista Senior Living | 225 N 56th St | Lincoln | NE | 68504-3519 | Lancaster | NE28184 | Active | 228866 | 2017 | AO SMITH | CHWH - ASME/Fired Water Heater | Sprinkler Room | HWSD - Hot Water Dom/Potable | 5/31/2026
Gateway Vista Senior Living | 225 N 56th St | Lincoln | NE | 68504-3519 | Lancaster | NE37553 | Scrapped/Junked |  | 1962 | TITUSVILLE | FTSM - FTS Marine Dry Back | BOILER ROOM | HWHT - Hot Water Heat | 5/31/2005
Gateway Vista Senior Living | 225 N 56th St | Lincoln | NE | 68504-3519 | Lancaster | NE37554 | Scrapped/Junked |  | 1962 | TITUSVILLE | FT - Firetube Boiler | BOILER ROOM | HWHT - Hot Water Heat | 5/31/2002
Gateway Vista Senior Living | 225 N 56th St | Lincoln | NE | 68504-3519 | Lancaster | NE42565 | Active | 293378 | 2022 | AO SMITH | CHWH - ASME/Fired Water Heater | Sprinkler Room | HWSD - Hot Water Dom/Potable | 5/31/2026
Gateway Vista Senior Living | 225 N 56th St | Lincoln | NE | 68504-3519 | Lancaster | NE43831 | Active | 18922 | 2021 | Riello | WTSS - Watertube SS Steel | Boiler Room | HWHT - Hot Water Heat | 5/31/2026
Gateway Vista Senior Living | 225 N 56th St | Lincoln | NE | 68504-3519 | Lancaster | NE43832 | Active | 18921 | 2021 | Riello | WTSS - Watertube SS Steel | Boiler Room | HWHT - Hot Water Heat | 5/31/2026
Gateway Vista Senior Living | 225 N 56th St | Lincoln | NE | 68504-3519 | Lancaster | NE43833 | Active | 18924 | 2021 | Riello | WTSS - Watertube SS Steel | Boiler Room | HWHT - Hot Water Heat | 5/31/2026
Gateway Vista Senior Living | 225 N 56th St | Lincoln | NE | 68504-3519 | Lancaster | NE43834 | Active | 8993 | 2024 | Riello | WTSS - Watertube SS Steel | Boiler Room | HWHT - Hot Water Heat | 5/31/2026
Gateway Vista Senior Living | 225 N 56th St | Lincoln | NE | 68504-3519 | Lancaster | NE43835 | Active | 9033 | 2024 | Riello | WTSS - Watertube SS Steel | Boiler Room | HWHT - Hot Water Heat | 5/31/2026
Gateway Vista Senior Living | 225 N 56th St | Lincoln | NE | 68504-3519 | Lancaster | NE43836 | Active | 9071 | 2024 | Riello | WTSS - Watertube SS Steel | Boiler Room | HWHT - Hot Water Heat | 5/31/2026
Elliott Elementary School | 225 S 25th St | Lincoln | NE | 68510-1213 | Lancaster | NE00192 | Active | 10467 | 1999 | Les Inc/Aldrich Co | FTVT - Firetube Vertical TB | BOILER ROOM | GLYC - Glycol Bldg Heat Sys | 11/30/2026
Elliott Elementary School | 225 S 25th St | Lincoln | NE | 68510-1213 | Lancaster | NE00193 | Active | 10469 | 1999 | Les Inc/Aldrich Co | FTVT - Firetube Vertical TB | BOILER ROOM | GLYC - Glycol Bldg Heat Sys | 11/30/2026
Elliott Elementary School | 225 S 25th St | Lincoln | NE | 68510-1213 | Lancaster | NE00194 | Exempt | 39073 | 1999 | Mcquay |  | CHILLER ROOM |  | 2/28/2007
Elliott Elementary School | 225 S 25th St | Lincoln | NE | 68510-1213 | Lancaster | NE00195 | Exempt | 39074 | 1999 | MCQUAY | SHTB - Shell/Tube Htexchngr | CHILLER ROOM | 0012 - Chiller | 2/28/2007
Elliott Elementary School | 225 S 25th St | Lincoln | NE | 68510-1213 | Lancaster | NE05691 | Scrapped/Junked |  | 1994 | STATE INDUSTRIES | AHWH - ANSI/Fired Water Htr | ELLIOTT | HWSD - Hot Water Dom/Potable | 6/30/2000
Elliott Elementary School | 225 S 25th St | Lincoln | NE | 68510-1213 | Lancaster | NE05695 | Scrapped/Junked |  | 1996 | AO SMITH | AHWH - ANSI/Fired Water Htr | ELLIOTT | HWSD - Hot Water Dom/Potable | 6/30/2000
Acacia Fraternity | 2255 Vine St | Lincoln | NE | 68503-2498 | Lancaster | NE10492 | Scrapped/Junked | 72782 | 2001 | State Industries | CHWH - ASME/Fired Water Heater | BASEMENT | HWSD - Hot Water Dom/Potable | 2/28/2023
Acacia Fraternity | 2255 Vine St | Lincoln | NE | 68503-2498 | Lancaster | NE24275 | Scrapped/Junked |  | 1991 | AO SMITH | AHWH - ANSI/Fired Water Htr | BASEMENT | HWSD - Hot Water Dom/Potable | 1/31/2003
Acacia Fraternity | 2255 Vine St | Lincoln | NE | 68503-2498 | Lancaster | NE41849 | Active | 247378 | 2018 | AO SMITH | CHWH - ASME/Fired Water Heater | Mechanical Room | HWSD - Hot Water Dom/Potable | 9/30/2026
City of Lincoln, Nebraska Pershing Center | 226 Centennial Mall S | Lincoln | NE | 68508-1821 | Lancaster | NE16205 | Out of Service | 13404 | 1980 | Bryan | WT - Water Tube Boiler | Boiler Room | STHT - Steam-Heat | 3/31/2020
City of Lincoln, Nebraska Pershing Center | 226 Centennial Mall S | Lincoln | NE | 68508-1821 | Lancaster | NE16206 | Out of Service | 13393 | 1980 | Bryan | WT - Water Tube Boiler | Boiler Room | STHT - Steam-Heat | 3/31/2020
City of Lincoln, Nebraska Pershing Center | 226 Centennial Mall S | Lincoln | NE | 68508-1821 | Lancaster | NE16207 | Out of Service | 53281 | 1984 | Pvi | CHWH - ASME/Fired Water Heater | Boiler Room | HWSD - Hot Water Dom/Potable | 3/31/2019
City of Lincoln, Nebraska Pershing Center | 226 Centennial Mall S | Lincoln | NE | 68508-1821 | Lancaster | NE16208 | Out of Service | 53280 | 1984 | Pvi | CHWH - ASME/Fired Water Heater | Boiler Room | HWSD - Hot Water Dom/Potable | 3/31/2019
PERSHING AUDITORIUM | 226 Centennial Mall S | Lincoln | NE | 68508-1821 | LANCASTER | NE16209 | Inactive | 11578 | 1976 | COATES | ELBL - Electric Boiler |  | STHT - Steam-Heat | 9/30/1992
DALE ENTERPRISES | 226-246 N 12TH ST | LINCOLN | NE | 68508-1421 | LANCASTER | NE14789 | Inactive |  | 1940 | WILLIAM BROS. | FT - Firetube Boiler | 236-46 N 12TH | HWHT - Hot Water Heat | 8/31/1991
Eagle Apartments/Restaurant | 230 N 12th St | Lincoln | NE | 68508-1421 | Lancaster | NE07470 | Scrapped/Junked | N/A | 2007 | Peerless | CI - Cast Iron | Basement | STHT - Steam-Heat | 2/28/2013
Eagle Apartments/Restaurant | 230 N 12th St | Lincoln | NE | 68508-1421 | Lancaster | NE16369 | Scrapped/Junked |  | 1990 | Peerless | CI - Cast Iron | Basement | STHT - Steam-Heat | 3/31/2008
Eagle Apartments/Restaurant | 230 N 12th St | Lincoln | NE | 68508-1421 | Lancaster | NE40015 | Scrapped/Junked | 34418 | 1996 | A. O. Smith | COBL - Coil Type Boiler | Basement | HWSD - Hot Water Dom/Potable | 3/31/2013
KUKLIN POOL | 2300 N St | Lincoln | NE | 68510-1117 | LANCASTER | NE07780 | Exempt 1999 LB-66 |  | 1998 | AO SMITH | AHWH - ANSI/Fired Water Htr |  | HWSD - Hot Water Dom/Potable | 2/29/2000
Demolished | 2300 N Street | Lincoln | NE | 68510-1117 | Lancaster | NE17319 | Inactive |  | 1973 | Teledyne & Laars |  | Boiler Room |  | 5/31/2004
LIBERTY TAX SERVICE | 2300 O St | Lincoln | NE | 68510-1123 | LANCASTER | NE12167 | Scrapped/Junked |  | 1980 | PEERLESS HEATER COMPANY |  | BASEMENT BLR ROOM | STHT - Steam-Heat | 12/31/2005
Bryan Medical Ctr West | 2300 S 16th St | Lincoln | NE | 68502-3704 | Lancaster | NE05146 | Out of Service | 37106 | 1983 | KEWA | FTSM - FTS Marine Dry Back | BOILER ROOM | BSUP - Bldg Heat & Process | 2/28/2010
Bryan Medical Ctr West | 2300 S 16th St | Lincoln | NE | 68502-3704 | Lancaster | NE14022 | Out of Service | 21963 | 1965 | B&W | WT - Water Tube Boiler | boiler room | BSUP - Bldg Heat & Process | 10/31/2014
Bryan Medical Ctr West | 2300 S 16th St | Lincoln | NE | 68502-3704 | Lancaster | NE14023 | Out of Service | 21964 | 1965 | B&W | WT - Water Tube Boiler | BOILER ROOM | BSUP - Bldg Heat & Process | 10/31/2014
Bryan Medical Ctr West | 2300 S 16th St | Lincoln | NE | 68502-3704 | Lancaster | NE19869 | Active | 10936 | 2010 | Johnston Boiler Co. | FTSM - FTS Marine Dry Back | Boiler Plant - Blr 2 | BSUP - Bldg Heat & Process | 8/31/2026
Bryan Medical Ctr West | 2300 S 16th St | Lincoln | NE | 68502-3704 | Lancaster | NE23644 | Active | 11071 | 2012 | Johnston Boiler Co. | FTSM - FTS Marine Dry Back | Boiler Room - Blr 3 | BSUP - Bldg Heat & Process | 8/31/2026
Bryan Medical Ctr West | 2300 S 16th St | Lincoln | NE | 68502-3704 | Lancaster | NE26986 | Active | 11342 | 2015 | Johnston Boiler Co. | FTSM - FTS Marine Dry Back | Boiler Room | BSUP - Bldg Heat & Process | 10/31/2026
Auto dealer | 2301 Fairfield St | Lincoln | NE | 68521-1342 | Lancaster | NE09654 | Scrapped/Junked |  | 1994 | PALOMA | COWH - Coil Type Water Heater | MECHANICAL ROOM | HWHF - Hot Water Heat-Floor | 4/30/2005
Auto dealer | 2301 Fairfield St | Lincoln | NE | 68521-1342 | Lancaster | NE09655 | Scrapped/Junked |  | 1994 | PALO | COWH - Coil Type Water Heater | MECHANICAL ROOM | HWHF - Hot Water Heat-Floor | 5/31/2009
PREMIER CLEANERS | 2313 N Cotner Blvd | Lincoln | NE | 68507-2821 | LANCASTER | NE10021 | Inactive | 36053 | 1979 | FULTON BOILERWORKS | FT - Firetube Boiler | 2313 N COTNER | PROC - Process Steam | 4/30/2000
Whitehall Campus | 2320 N 57th St | Lincoln | NE | 68507-2301 | Lancaster | NE30119 | Inactive | 9601 | 1948 | NATIONAL RADIATOR | FT - Firetube Boiler |  | STHT - Steam-Heat | 8/31/1995
Whitehall Campus | 2320 N 57th St | Lincoln | NE | 68507-2301 | Lancaster | NE30760 | Active | N/A | 1995 | Peerless | CI - Cast Iron | SCHOOL BASEMENT | HWHT - Hot Water Heat | 3/31/2026
Whitehall Campus | 2320 N 57th St | Lincoln | NE | 68507-2301 | Lancaster | NE30973 | Scrapped/Junked |  | 1984 | AO SMITH | AHWH - ANSI/Fired Water Htr | SCHOOL BASEMENT | HWSD - Hot Water Dom/Potable | 12/31/2001
Whitehall Campus | 2320 N 57th St | Lincoln | NE | 68507-2301 | Lancaster | NE40067 | Inactive | 146260 | 1998 | RAYPAK INC, CALIFORNIA | CPFT - Horiz Cpr Fin Boiler | WHITEHALL 2320 N57 | HWSD - Hot Water Dom/Potable | 12/31/1999
Capital Humane Society | 2320 Park Blvd | Lincoln | NE | 68502-3327 | Lancaster | NE17211 | Scrapped/Junked |  | 1965 | KEWANEE | FT - Firetube Boiler | BASEMENT | HWHT - Hot Water Heat | 9/30/1999
Capital Humane Society | 2320 Park Blvd | Lincoln | NE | 68502-3327 | Lancaster | NE24392 | Scrapped/Junked | 10080 | 1999 | Aldrich | FTVT - Firetube Vertical TB | BASEMENT | HWHT - Hot Water Heat | 2/28/2022
Capital Humane Society | 2320 Park Blvd | Lincoln | NE | 68502-3327 | Lancaster | NE41810 | Active | 206097 | 2020 | Lochinvar | FTVT - Firetube Vertical TB | Boiler Room | HWHT - Hot Water Heat | 7/31/2026
Capital Humane Society | 2320 Park Blvd | Lincoln | NE | 68502-3327 | Lancaster | NE41811 | Active | 344205 | 2018 | Lochinvar | FTVT - Firetube Vertical TB | Boiler Room | HWHT - Hot Water Heat | 7/31/2026
Capital Humane Society | 2320 Park Blvd | Lincoln | NE | 68502-3327 | Lancaster | NE41812 | Active | 207134 | 2020 | Lochinvar | FTVT - Firetube Vertical TB | Boiler Room | HWHT - Hot Water Heat | 7/31/2026
Roper Elementary School | 2323 S Coddington Ave | Lincoln | NE | 68522-1849 | Lancaster | NE05377 | Active | 8144 | 1994 | Les Inc/Aldrich Co | FTVT - Firetube Vertical TB | BOILER ROOM | GLYC - Glycol Bldg Heat Sys | 11/30/2026
Roper Elementary School | 2323 S Coddington Ave | Lincoln | NE | 68522-1849 | Lancaster | NE05378 | Active | 8145 | 1994 | Les Inc/Aldrich Co | FTVT - Firetube Vertical TB | BOILER ROOM | GLYC - Glycol Bldg Heat Sys | 11/30/2026
Roper Elementary School | 2323 S Coddington Ave | Lincoln | NE | 68522-1849 | Lancaster | NE05379 | Active | 8147 | 1994 | Les Inc/Aldrich Co | FTVT - Firetube Vertical TB | BOILER ROOM | GLYC - Glycol Bldg Heat Sys | 11/30/2026
Roper Elementary School | 2323 S Coddington Ave | Lincoln | NE | 68522-1849 | Lancaster | NE05380 | Active | 8146 | 1994 | Les Inc/Aldrich Co | FTVT - Firetube Vertical TB | BOILER ROOM | GLYC - Glycol Bldg Heat Sys | 11/30/2026
Roper Elementary School | 2323 S Coddington Ave | Lincoln | NE | 68522-1849 | Lancaster | NE05381 | Scrapped/Junked | 27392 | 1994 | AO SMITH | CHWH - ASME/Fired Water Heater | BOILER ROOM | HWSD - Hot Water Dom/Potable | 2/28/2008
Roper Elementary School | 2323 S Coddington Ave | Lincoln | NE | 68522-1849 | Lancaster | NE05382 | Exempt 1999 LB-66 |  | 1994 | AO SMITH | AHWH - ANSI/Fired Water Htr |  | HWSD - Hot Water Dom/Potable | 6/30/2000
APARTMENT BUILDING | 2325 S 14th St | Lincoln | NE | 68502-3658 | LANCASTER | NE06079 | Exempt |  | 1962 | PEERLESS HEATER COMPANY |  | BASEMENT | HWDP - Hotwater Heat & Dom Supply | 3/31/2006
St Matthew's Episcopal Church | 2325 S 24th St | Lincoln | NE | 68502-4005 | LANCASTER | NE15356 | Active | 10040365 | 2007 | Giannoni/Lochinvar | WTSS - Watertube SS Steel | BASEMENT MECH ROOM | HWHT - Hot Water Heat | 3/31/2026
St Matthew's Episcopal Church | 2325 S 24th St | Lincoln | NE | 68502-4005 | LANCASTER | NE15357 | Active | 54677 | 2007 | GIANNONI/LOCHINVAR | WTSS - Watertube SS Steel | BASEMENT MECH ROOM | HWHT - Hot Water Heat | 3/31/2027
St Matthew's Episcopal Church | 2325 S 24th St | Lincoln | NE | 68502-4005 | LANCASTER | NE39138 | Scrapped/Junked |  | 1965 | NATR | CI - Cast Iron | BOILER ROOM | HWHT - Hot Water Heat | 4/30/2009
Super Saver | 233 N 48th St | Lincoln | NE | 68504-3598 | Lancaster | NE24558 | Active | 260513 | 2013 | Peerless | WT - Water Tube Boiler | mech room | HWHT - Hot Water Heat | 1/31/2027
City of Lincoln, Nebraska Information Services Bld | 233 S 10th St | Lincoln | NE | 68508-2250 | Lancaster | NE12576 | Inactive | 123240 | 2008 | A O Smith | CHWH - ASME/Fired Water Heater | Basement | HWSD - Hot Water Dom/Potable | 9/30/2022
City of Lincoln, Nebraska Information Services Bld | 233 S 10th St | Lincoln | NE | 68508-2250 | Lancaster | NE23268 | Inactive | 25542 | 1988 | Bryan | ELBL - Electric Boiler | Boiler Room | HWHT - Hot Water Heat | 9/30/2022
City of Lincoln, Nebraska Information Services Bld | 233 S 10th St | Lincoln | NE | 68508-2250 | Lancaster | NE23269 | Scrapped/Junked | 38642 | 1997 | A. O. Smith | CHWH - ASME/Fired Water Heater | Boiler Area | HWSD - Hot Water Dom/Potable | 9/30/2008
US Bank - Lincoln Main | 233 S 13th St | Lincoln | NE | 68508-2017 | Lancaster | NE02516 | Out of Service | 88839 | 2004 | A. O. Smith | CHWH - ASME/Fired Water Heater | 20TH FLOOR BLR ROOM | HWSD - Hot Water Dom/Potable | 3/31/2012
US Bank - Lincoln Main | 233 S 13th St | Lincoln | NE | 68508-2017 | Lancaster | NE15221 | Scrapped/Junked | 0 | 1984 | Kewanee | FTSM - FTS Marine Dry Back | BOILER ROOM | STHT - Steam-Heat | 3/31/2022
US Bank - Lincoln Main | 233 S 13th St | Lincoln | NE | 68508-2017 | Lancaster | NE15222 | Scrapped/Junked | 6805 | 1965 | Kewanee | FT - Firetube Boiler | 20th Floor BLRM | STHT - Steam-Heat | 3/31/2023
US Bank - Lincoln Main | 233 S 13th St | Lincoln | NE | 68508-2017 | Lancaster | NE23803 | Scrapped/Junked | 67022 | 1998 | Ajax Boiler Inc | COBL - Coil Type Boiler | BOILER ROOM | HWSD - Hot Water Dom/Potable | 3/31/2023
US Bank - Lincoln Main | 233 S 13th St | Lincoln | NE | 68508-2017 | Lancaster | NE23852 | Scrapped/Junked | 63015 | 1999 | State Ind. | CHWH - ASME/Fired Water Heater | BOILER ROOM | HWSD - Hot Water Dom/Potable | 5/31/2005
US Bank - Lincoln Main | 233 S 13th St | Lincoln | NE | 68508-2017 | Lancaster | NE37476 | Scrapped/Junked |  | 1984 | A. O. Smith | AHWH - ANSI/Fired Water Htr |  | HWSD - Hot Water Dom/Potable | 8/31/1998
US Bank - Lincoln Main | 233 S 13th St | Lincoln | NE | 68508-2017 | Lancaster | NE37477 | Scrapped/Junked |  | 1984 | A. O. Smith | AHWH - ANSI/Fired Water Htr |  | HWSD - Hot Water Dom/Potable | 8/31/1999
US Bank - Lincoln Main | 233 S 13th St | Lincoln | NE | 68508-2017 | Lancaster | NE42051 | Active | 17953 | 2021 | Riello | WT - Water Tube Boiler | Top Floor Boiler Room | HWHT - Hot Water Heat | 9/30/2026
US Bank - Lincoln Main | 233 S 13th St | Lincoln | NE | 68508-2017 | Lancaster | NE42052 | Active | 17952 | 2021 | Riello | WT - Water Tube Boiler | Top Floor Boiler Room | HWHT - Hot Water Heat | 9/30/2026
US Bank - Lincoln Main | 233 S 13th St | Lincoln | NE | 68508-2017 | Lancaster | NE42053 | Active | 17945 | 2021 | Riello | WT - Water Tube Boiler | Top Floor Boiler Room | HWHT - Hot Water Heat | 9/30/2026
US Bank - Lincoln Main | 233 S 13th St | Lincoln | NE | 68508-2017 | Lancaster | NE42054 | Active | 18529 | 2021 | Riello | WT - Water Tube Boiler | Top Floor Boiler Room | HWHT - Hot Water Heat | 9/30/2026
US Bank - Lincoln Main | 233 S 13th St | Lincoln | NE | 68508-2017 | Lancaster | NE42055 | Active | 18481 | 2021 | Riello | WT - Water Tube Boiler | Top Floor Boiler Room | HWHT - Hot Water Heat | 9/30/2026
US Bank - Lincoln Main | 233 S 13th St | Lincoln | NE | 68508-2017 | Lancaster | NE42056 | Active | 18469 | 2021 | Riello | WT - Water Tube Boiler | Top Floor Boiler Room | HWHT - Hot Water Heat | 9/30/2026
US Bank - Lincoln Main | 233 S 13th St | Lincoln | NE | 68508-2017 | Lancaster | NE42057 | Active | 19819 | 2021 | Riello | WT - Water Tube Boiler | Top Floor Boiler Room | HWHT - Hot Water Heat | 9/30/2026
US Bank - Lincoln Main | 233 S 13th St | Lincoln | NE | 68508-2017 | Lancaster | NE42058 | Active | 19822 | 2021 | Riello | WT - Water Tube Boiler | Top Floor Boiler Room | HWHT - Hot Water Heat | 9/30/2026
US Bank - Lincoln Main | 233 S 13th St | Lincoln | NE | 68508-2017 | Lancaster | NE42059 | Active | 19820 | 2021 | Riello | WT - Water Tube Boiler | Top Floor Boiler Room | HWHT - Hot Water Heat | 9/30/2026
US Bank - Lincoln Main | 233 S 13th St | Lincoln | NE | 68508-2017 | Lancaster | NE42060 | Active | 15904 | 2021 | Riello | WT - Water Tube Boiler | Top Floor Boiler Room | HWHT - Hot Water Heat | 9/30/2026
US Bank - Lincoln Main | 233 S 13th St | Lincoln | NE | 68508-2017 | Lancaster | NE42061 | Active | 15974 | 2021 | Riello | WT - Water Tube Boiler | Top Floor Boiler Room | HWHT - Hot Water Heat | 9/30/2026
US Bank - Lincoln Main | 233 S 13th St | Lincoln | NE | 68508-2017 | Lancaster | NE42062 | Active | 16108 | 2021 | Riello | WT - Water Tube Boiler | Top Floor Boiler Room | HWHT - Hot Water Heat | 9/30/2026
US Bank - Lincoln Main | 233 S 13th St | Lincoln | NE | 68508-2017 | Lancaster | NE43682 | Active | 308164 | 2023 | A. O. Smith | CHWH - ASME/Fired Water Heater | Top Floor Boiler Room | HWSD - Hot Water Dom/Potable | 9/30/2026
US Bank - Lincoln Main | 233 S 13th St | Lincoln | NE | 68508-2017 | Lancaster | NE43683 | Active | 307157 | 2023 | A. O. Smith | CHWH - ASME/Fired Water Heater | Top Floor Boiler Room | HWSD - Hot Water Dom/Potable | 9/30/2026
US BANK TOWER | 233 S 13th St | Lincoln | NE | 68508-2017 | LANCASTER | NE02091 | Inactive |  | 2003 | STATE INDUSTRIES | AHWH - ANSI/Fired Water Htr | BLR RM TOP FLOOR | HWSD - Hot Water Dom/Potable | 1/1/1900
Car Wash | 2333 N Cotner Blvd | Lincoln | NE | 68507-2821 | Lancaster | NE40219 | Scrapped/Junked | 29192 | 1982 | Teledyne | CPFT - Horiz Cpr Fin Boiler | BOILER ROOM | HWSP - Hot Water Non Potable Supply | 4/30/2020
Car Wash | 2333 N Cotner Blvd | Lincoln | NE | 68507-2821 | Lancaster | NE40220 | Scrapped/Junked | 21719 | 1980 | Teledyne | CPFT - Horiz Cpr Fin Boiler | BOILER ROOM | HWHF - Hot Water Heat-Floor | 4/30/2020
SIMMONS APARTMENTS | 2333 S 14th St | Lincoln | NE | 68502-3659 | LANCASTER | NE09536 | Inactive |  | 1962 | PEERLESS HEATER COMPANY |  | BASEMENT | HWHT - Hot Water Heat | 1/31/2003
Apartment Building - Henricksen | 2341 S 14th St | Lincoln | NE | 68502-3660 | Lancaster | NE09728 | Scrapped/Junked | n/a | 1962 | Peerless | CI - Cast Iron | BASEMENT | HWDP - Hotwater Heat & Dom Supply | 3/31/2012
Apartment Building - Henricksen | 2341 S 14th St | Lincoln | NE | 68502-3660 | Lancaster | NE22558 | Active | 187503 | 2011 | Lochinvar | WTSS - Watertube SS Steel | Laundry Room | HWHT - Hot Water Heat | 4/30/2027
Campbell's Nursery & | 2342 S 40th St | Lincoln | NE | 68506-2409 | Lancaster | NE10000 | Inactive | n/a | 2002 | Dunkirk | CI - Cast Iron | GREEN HOUSE | HWHT - Hot Water Heat | 11/30/2013
Campbell's Nursery & | 2342 S 40th St | Lincoln | NE | 68506-2409 | Lancaster | NE15545 | Out of Service | n/a | 1955 | USRA | CI - Cast Iron | GREENHOUSE | HWHT - Hot Water Heat | 11/30/2011
Campbell's Nursery & | 2342 S 40th St | Lincoln | NE | 68506-2409 | Lancaster | NE15644 | Out of Service | 29744 | 1992 | Lochinvar | CPFT - Horiz Cpr Fin Boiler | GREENHOUSE | HWHT - Hot Water Heat | 11/30/2016
Campbell's Nursery & | 2342 S 40th St | Lincoln | NE | 68506-2409 | Lancaster | NE15645 | Scrapped/Junked | 35609 | 1993 | TELEDYNE LAARS | CPFT - Horiz Cpr Fin Boiler | GREENHOUSE | HWHT - Hot Water Heat | 11/30/2002
Latitude Student Living | 235 S 11th St | Lincoln | NE | 68508 | Lancaster | NE25481 | Active | 6333 | 2014 | CAMUS | WTSS - Watertube SS Steel | Garage Mech Rm | HWHT - Hot Water Heat | 10/31/2026
Latitude Student Living | 235 S 11th St | Lincoln | NE | 68508 | Lancaster | NE25482 | Active | 6334 | 2014 | CAMUS | WTSS - Watertube SS Steel | Garage Mech Rm | HWHT - Hot Water Heat | 10/31/2026
Latitude Student Living | 235 S 11th St | Lincoln | NE | 68508 | Lancaster | NE25483 | Active | 6335 | 2014 | CAMUS | WTSS - Watertube SS Steel | Garage Mech Rm | HWHT - Hot Water Heat | 10/31/2026
Latitude Student Living | 235 S 11th St | Lincoln | NE | 68508 | Lancaster | NE25484 | Active | 196639 | 2014 | AO SMITH | CHWH - ASME/Fired Water Heater | Garage Mech Rm | HWSD - Hot Water Dom/Potable | 10/31/2026
Latitude Student Living | 235 S 11th St | Lincoln | NE | 68508 | Lancaster | NE25485 | Active | 196764 | 2014 | AO SMITH | CHWH - ASME/Fired Water Heater | Garage Mech Rm | HWSD - Hot Water Dom/Potable | 10/31/2026
Latitude Student Living | 235 S 11th St | Lincoln | NE | 68508 | Lancaster | NE25486 | Active | 196884 | 2014 | AO SMITH | CHWH - ASME/Fired Water Heater | Garage Mech Rm | HWSD - Hot Water Dom/Potable | 10/31/2026
Latitude Student Living | 235 S 11th St | Lincoln | NE | 68508 | Lancaster | NE25487 | Active | 196885 | 2014 | AO SMITH | CHWH - ASME/Fired Water Heater | Garage Mech Rm | HWSD - Hot Water Dom/Potable | 10/31/2026
Latitude Student Living | 235 S 11th St | Lincoln | NE | 68508 | Lancaster | NE26555 | Out of Service | 34610 | 2019 | PENTAIR | WT - Water Tube Boiler | Pool Mech. Room | SPAJ - Spa/Jacuzzi Heater | 10/31/2022
Latitude Student Living | 235 S 11th St | Lincoln | NE | 68508 | Lancaster | NE26556 | Scrapped/Junked | 21486 | 2015 | PENTAIR | WT - Water Tube Boiler | Pool Mech. Room | SPAJ - Spa/Jacuzzi Heater | 10/31/2024
Nature's Variety | 235 SW 32nd St | Lincoln | NE | 68522-1032 | Lancaster | NE08176 | Scrapped/Junked | 147220 | 2006 | Columbia | ELBL - Electric Boiler | SW CORNER COOLER | GLFH - Glycol Floor Heat System | 11/30/2024
Nature's Variety | 235 SW 32nd St | Lincoln | NE | 68522-1032 | Lancaster | NE17933 | Inactive | 14043 | 2007 | Hurst | FTNT - FT Vertical Tubeless | Boiler Room | PROC - Process Steam | 6/30/2012
Nature's Variety | 235 SW 32nd St | Lincoln | NE | 68522-1032 | Lancaster | NE17934 | Inactive | 3210 | 1999 | Fulton | COBL - Coil Type Boiler | Boiler Room | 0022 - Oil Heater/HeatXfr | 6/30/2011
Nature's Variety | 235 SW 32nd St | Lincoln | NE | 68522-1032 | Lancaster | NE27010 | Out of Service | 67019 | 2012 | Lochinvar/PMU | WTSS - Watertube SS Steel | Boiler Room | GLFH - Glycol Floor Heat System | 11/30/2023
Nature's Variety | 235 SW 32nd St | Lincoln | NE | 68522-1032 | Lancaster | NE27662 | Active | 18677 | 2018 | Superior Boiler Works | FTWB - FTS Marine Wet Back | Boiler Room | PROC - Process Steam | 11/30/2026
Nature's Variety | 235 SW 32nd St | Lincoln | NE | 68522-1032 | Lancaster | NE42430 | Active | 22853 | 2023 | Cleaver Brooks | FTWB - FTS Marine Wet Back | Boiler Room | PROC - Process Steam | 11/30/2026
Nature's Variety | 235 SW 32nd St | Lincoln | NE | 68522-1032 | Lancaster | NE42431 | Active | 4103 | 2023 | Cain | ECON - Boiler Economizer | Boiler Room | HPEC - High Pressure Economizer | 11/30/2026
Nature's Variety | 235 SW 32nd St | Lincoln | NE | 68522-1032 | Lancaster | NE42432 | Active | 22867 | 2023 | Cleaver Brooks | FTWB - FTS Marine Wet Back | Boiler Room | PROC - Process Steam | 11/30/2026
Nature's Variety | 235 SW 32nd St | Lincoln | NE | 68522-1032 | Lancaster | NE42433 | Active | 4104 | 2023 | Cain | ECON - Boiler Economizer | Boiler Room | HPEC - High Pressure Economizer | 11/30/2026
Nature's Variety | 235 SW 32nd St | Lincoln | NE | 68522-1032 | Lancaster | NE42434 | Active | 22854 | 2023 | Cleaver Brooks | FTWB - FTS Marine Wet Back | Boiler Room | PROC - Process Steam | 11/30/2025
Nature's Variety | 235 SW 32nd St | Lincoln | NE | 68522-1032 | Lancaster | NE42435 | Active | 4102 | 2023 | Cain | ECON - Boiler Economizer | Boiler Room | HPEC - High Pressure Economizer | 11/30/2026
Nature's Variety | 235 SW 32nd St | Lincoln | NE | 68522-1032 | Lancaster | NE43130 | Active | 802 | 2024 | Les Inc/Aldrich Co | FTHT - Firetube Horizontal | North boiler room (PLC 3) | PROC - Process Steam | 11/30/2026
Nature's Variety | 235 SW 32nd St | Lincoln | NE | 68522-1032 | Lancaster | NE43199 | Active | 304928 | 2023 | AO SMITH | CHWH - ASME/Fired Water Heater | Boiler Room | HWSD - Hot Water Dom/Potable | 11/30/2026
Nature's Variety | 235 SW 32nd St | Lincoln | NE | 68522-1032 | Lancaster | NE43361 | Active | 159 | 2024 | Hiperbaric | UFPV - Unfired Pressure Vessel | Building #3 | PROV - Process Vessel | 10/31/2027
UNL Hibner Stadium & Field and Sid & Hazel Dillon | 2400 N 14th St | Lincoln | NE | 68521-2314 | Lancaster | NE25293 | Active | 54234 | 2014 | PVI Industries | FTVT - Firetube Vertical TB | Upstairs MR | HWSD - Hot Water Dom/Potable | 3/31/2026
UNL Hibner Stadium & Field and Sid & Hazel Dillon | 2400 N 14th St | Lincoln | NE | 68521-2314 | Lancaster | NE25294 | Active | 54233 | 2014 | PVI Industries | FTVT - Firetube Vertical TB | Upstairs MR | HWSD - Hot Water Dom/Potable | 3/31/2026
UNL Hibner Stadium & Field and Sid & Hazel Dillon | 2400 N 14th St | Lincoln | NE | 68521-2314 | Lancaster | NE25295 | Active | 266903 | 2015 | Laars | VTWT - Vert Watertube | Upstairs MR | GLYC - Glycol Bldg Heat Sys | 3/31/2026
UNL Hibner Stadium & Field and Sid & Hazel Dillon | 2400 N 14th St | Lincoln | NE | 68521-2314 | Lancaster | NE25296 | Active | 260973 | 2015 | Laars | VTWT - Vert Watertube | Upstairs MR | GLYC - Glycol Bldg Heat Sys | 3/31/2026
UNL Hibner Stadium & Field and Sid & Hazel Dillon | 2400 N 14th St | Lincoln | NE | 68521-2314 | Lancaster | NE25297 | Active | 260972 | 2015 | Laars | VTWT - Vert Watertube | Upstairs MR | GLYC - Glycol Bldg Heat Sys | 3/31/2026
Penterman Armory | 2400 NW 24th St | Lincoln | NE | 68524-1892 | Lancaster | NE18656 | Active | n/a | 2010 | Patterson Kelley | CALU - Cast Aluminum | Mech Room 154 | GLYC - Glycol Bldg Heat Sys | 4/30/2026
Penterman Armory | 2400 NW 24th St | Lincoln | NE | 68524-1892 | Lancaster | NE18657 | Active | n/a | 2010 | Patterson Kelley | CALU - Cast Aluminum | Mech Room 154 | HWHT - Hot Water Heat | 4/30/2026
Penterman Armory | 2400 NW 24th St | Lincoln | NE | 68524-1892 | Lancaster | NE18658 | Inactive | none | 2010 | Tekmar | WTSS - Watertube SS Steel | Mech Rm 154 | HWHT - Hot Water Heat | 4/30/2010
Penterman Armory | 2400 NW 24th St | Lincoln | NE | 68524-1892 | Lancaster | NE19244 | Active | 43564 | 2010 | Tekmar | WTSS - Watertube SS Steel | Mech Rm 154 | HWHT - Hot Water Heat | 4/30/2026
Penterman Armory | 2400 NW 24th St | Lincoln | NE | 68524-1892 | Lancaster | NE30633 | Active | 45281 | 1993 | Kewanee | FTFB - Firetube-Firebox Boiler | Mech Rm 154 | HWHT - Hot Water Heat | 4/30/2026
Penterman Armory | 2400 NW 24th St | Lincoln | NE | 68524-1892 | Lancaster | NE30634 | Out of Service | 45280 | 1993 | Kewanee | FTFB - Firetube-Firebox Boiler | DG PNTRMN ARMY | HWHT - Hot Water Heat | 4/30/2010
Penterman Armory | 2400 NW 24th St | Lincoln | NE | 68524-1892 | Lancaster | NE30635 | Scrapped/Junked | 79231 | 1993 | PVI INDUSTRIES | CHWH - ASME/Fired Water Heater | DG PNTRMN ARMY | HWSD - Hot Water Dom/Potable | 6/30/2005
Penterman Armory | 2400 NW 24th St | Lincoln | NE | 68524-1892 | Lancaster | NE30636 | Scrapped/Junked | 79232 | 1993 | PVI INDUSTRIES | CHWH - ASME/Fired Water Heater | DG PNTRMN ARMY | HWSD - Hot Water Dom/Potable | 6/30/2005
Penterman Armory | 2400 NW 24th St | Lincoln | NE | 68524-1892 | Lancaster | NE30638 | Scrapped/Junked | 79233 | 1993 | PVI INDUSTRIES | WTHW - Watertube Wtr Heater | DG PNTRMN ARMY | HWSD - Hot Water Dom/Potable | 6/30/2003
APARTMENT BUILDING | 2400 Q St | Lincoln | NE | 68503-3650 | LANCASTER | NE05970 | Inactive |  | 1950 | Unknown |  | BASEMENT | STHT - Steam-Heat | 1/1/1900
City of Lincoln, Nebraska Gere Library | 2400 S 56th St | Lincoln | NE | 68506-3501 | Lancaster | NE05718 | Scrapped/Junked | 32609 | 1994 | Lochinvar | WT - Water Tube Boiler | Boiler Room - Basement | HWHT - Hot Water Heat | 9/30/2019
City of Lincoln, Nebraska Gere Library | 2400 S 56th St | Lincoln | NE | 68506-3501 | Lancaster | NE05719 | Scrapped/Junked | 319473 | 2018 | Lochinvar | WT - Water Tube Boiler | Boiler Room - Basement | HWHT - Hot Water Heat | 9/30/2019
City of Lincoln, Nebraska Gere Library | 2400 S 56th St | Lincoln | NE | 68506-3501 | Lancaster | NE05720 | Scrapped/Junked | 32611 | 1994 | Lochinvar | WT - Water Tube Boiler | Boiler Room - Basement | HWHT - Hot Water Heat | 9/30/2019
City of Lincoln, Nebraska Gere Library | 2400 S 56th St | Lincoln | NE | 68506-3501 | Lancaster | NE28514 | Active | 258675 | 2019 | Lochinvar | FTVT - Firetube Vertical TB | Basement | HWHT - Hot Water Heat | 12/31/2026
City of Lincoln, Nebraska Gere Library | 2400 S 56th St | Lincoln | NE | 68506-3501 | Lancaster | NE28515 | Active | 258654 | 2019 | Lochinvar | FTVT - Firetube Vertical TB | Basement | HWHT - Hot Water Heat | 12/31/2026
City of Lincoln, Nebraska Gere Library | 2400 S 56th St | Lincoln | NE | 68506-3501 | Lancaster | NE28516 | Active | 270577 | 2019 | Lochinvar | FTVT - Firetube Vertical TB | Basement | HWHT - Hot Water Heat | 12/31/2026
City of Lincoln, Nebraska Waste Water Treatment | 2400 Theresa St | Lincoln | NE | 68521-1438 | Lancaster | NE09795 | Inactive | 11876 | 2002 | Les-Aldrich | FT - Firetube Boiler | Lab Bldg A-17 | HWHT - Hot Water Heat | 12/31/2024
City of Lincoln, Nebraska Waste Water Treatment | 2400 Theresa St | Lincoln | NE | 68521-1438 | Lancaster | NE16639 | Scrapped/Junked | 89478 | 1991 | Cleaver & Brooks | FT - Firetube Boiler | Co-Gen Plant | HWHT - Hot Water Heat | 12/31/2019
City of Lincoln, Nebraska Waste Water Treatment | 2400 Theresa St | Lincoln | NE | 68521-1438 | Lancaster | NE22171 | Active | 211205 | 2011 | Lochinvar | WTSS - Watertube SS Steel | A16 Mech Room | HHHP - Hotwater Heat & Heat Pump | 12/31/2026
City of Lincoln, Nebraska Waste Water Treatment | 2400 Theresa St | Lincoln | NE | 68521-1438 | Lancaster | NE23266 | Out of Service | 8236 | 1995 | Aldrich | FT - Firetube Boiler | Main Office Boileroom | HWHT - Hot Water Heat | 12/31/2017
City of Lincoln, Nebraska Waste Water Treatment | 2400 Theresa St | Lincoln | NE | 68521-1438 | Lancaster | NE23663 | Inactive | 5574 | 2003 | Heat Transfer Products Inc. | WTSS - Watertube SS Steel | A-6 (Grit) Bldg. | HWHS - Hotwater Heat Sidewalks | 12/31/2015
City of Lincoln, Nebraska Waste Water Treatment | 2400 Theresa St | Lincoln | NE | 68521-1438 | Lancaster | NE27020 | Active | 394891 | 2017 | CAMUS | WTSS - Watertube SS Steel | Admin Building BR | HWHT - Hot Water Heat | 12/31/2026
City of Lincoln, Nebraska Waste Water Treatment | 2400 Theresa St | Lincoln | NE | 68521-1438 | Lancaster | NE27416 | Out of Service | 24894 | 1986 | Kewanee | FTWB - FTS Marine Wet Back | Outside | PROW - Process Hot Water | 6/30/2020
City of Lincoln, Nebraska Waste Water Treatment | 2400 Theresa St | Lincoln | NE | 68521-1438 | Lancaster | NE28726 | Active | 18645 | 2019 | Cleaver Brooks | WT - Water Tube Boiler | Co Gen Plant | PROW - Process Hot Water | 12/31/2026
City of Lincoln, Nebraska Waste Water Treatment | 2400 Theresa St | Lincoln | NE | 68521-1438 | Lancaster | NE28727 | Active | 18642 | 2019 | Cleaver Brooks | WT - Water Tube Boiler | Co Gen Plant | PROW - Process Hot Water | 12/31/2026
Lincoln Waste Water Systems | 2400 Theresa St | Lincoln | NE | 68521-1438 | LANCASTER | NE23267 | Scrapped/Junked | 28062 | 1972 | CLEAVER BROOKS | WT - Water Tube Boiler | LAB | HWHT - Hot Water Heat | 9/30/2002
Lincoln Waste Water Systems | 2400 Theresa St | Lincoln | NE | 68521-1438 | LANCASTER | NE43332 | Active | 426624 | 2024 | Lochinvar | FTHT - Firetube Horizontal | Laboratory Mech Room | HWHT - Hot Water Heat | 4/30/2027
Lincoln Waste Water Systems | 2400 Theresa St | Lincoln | NE | 68521-1438 | LANCASTER | NE43333 | Active | 425275 | 2024 | Lochinvar | FTHT - Firetube Horizontal | Laboratory Mech Room | HWHT - Hot Water Heat | 4/30/2027
Airline Terminal Building | 2400 W Adams St | Lincoln | NE | 68524-1884 | Lancaster | NE20692 | Exempt 1999 LB-66 |  | 1998 | AO SMITH | AHWH - ANSI/Fired Water Htr | BOILER ROOM | HWSD - Hot Water Dom/Potable | 2/29/2000
Airline Terminal Building | 2400 W Adams St | Lincoln | NE | 68524-1884 | Lancaster | NE23362 | Exempt 1999 LB-66 |  | 1999 | STATE INDUSTRIES | AHWH - ANSI/Fired Water Htr | BOILER ROOM | HWSD - Hot Water Dom/Potable | 2/29/2000
Airline Terminal Building | 2400 W Adams St | Lincoln | NE | 68524-1884 | Lancaster | NE24946 | Active | 59505 | 2014 | Bryan | WTSS - Watertube SS Steel | Boiler Room | HWHT - Hot Water Heat | 3/31/2027
Airline Terminal Building | 2400 W Adams St | Lincoln | NE | 68524-1884 | Lancaster | NE24947 | Active | 59506 | 2014 | Bryan | WTSS - Watertube SS Steel | Boiler Room | HWHT - Hot Water Heat | 3/31/2027
Airline Terminal Building | 2400 W Adams St | Lincoln | NE | 68524-1884 | Lancaster | NE24948 | Active | 19256 | 2014 | Aldrich | FTFB - Firetube-Firebox Boiler | Boiler Room | HWHT - Hot Water Heat | 3/31/2027
Airline Terminal Building | 2400 W Adams St | Lincoln | NE | 68524-1884 | Lancaster | NE37224 | Inactive |  | 1985 | PEERLESS HEATER COMPANY |  | TERMINAL BLDG | STHT - Steam-Heat | 3/31/1990
Airline Terminal Building | 2400 W Adams St | Lincoln | NE | 68524-1884 | Lancaster | NE37370 | Scrapped/Junked | n/a | 1973 | Kewanee | FTFB - Firetube-Firebox Boiler | BOILER ROOM | HWHT - Hot Water Heat | 4/30/2014
Airline Terminal Building | 2400 W Adams St | Lincoln | NE | 68524-1884 | Lancaster | NE37371 | Scrapped/Junked | n/a | 1973 | Kewanee | FTFB - Firetube-Firebox Boiler | BOILER ROOM | HWHT - Hot Water Heat | 4/30/2014
Airline Terminal Building | 2400 W Adams St | Lincoln | NE | 68524-1884 | Lancaster | NE42101 | Active | 14025 | 2020 | Riello | WT - Water Tube Boiler | New Addition | HWHT - Hot Water Heat | 3/31/2027
Airline Terminal Building | 2400 W Adams St | Lincoln | NE | 68524-1884 | Lancaster | NE42102 | Active | 14084 | 2020 | Riello | WT - Water Tube Boiler | New Addition | HWHT - Hot Water Heat | 3/31/2027
Airline Terminal Building | 2400 W Adams St | Lincoln | NE | 68524-1884 | Lancaster | NE42103 | Active | 14029 | 2020 | Riello | WT - Water Tube Boiler | New Addition | HWHT - Hot Water Heat | 3/31/2027
GENERAL AVIATION BLDG | 2400 W Adams St | Lincoln | NE | 68524-1884 | LANCASTER | NE37373 | Scrapped/Junked | 4270 | 1982 | RITE ENGINEERING | WT - Water Tube Boiler | AVIATION BLDG | HWHT - Hot Water Heat | 2/29/2000
Delta Zeta Sorority | 2401 N 51st St | Lincoln | NE | 68504-2909 | Lancaster | NE24149 | Scrapped/Junked | 126694 | 2008 | State Industries | CHWH - ASME/Fired Water Heater | basement | HWSD - Hot Water Dom/Potable | 9/30/2025
Delta Zeta Sorority | 2401 N 51st St | Lincoln | NE | 68504-2909 | Lancaster | NE40446 | Scrapped/Junked | n/a | 1993 | Ruud-Rheem | AHWH - ANSI/Fired Water Htr | BASEMENT | HWSD - Hot Water Dom/Potable | 9/30/2013
Delta Zeta Sorority | 2401 N 51st St | Lincoln | NE | 68504-2909 | Lancaster | NE43670 | Active | 318840 | 2024 | A O Smith | AHWH - ANSI/Fired Water Htr | Basement | HWSD - Hot Water Dom/Potable | 8/31/2027
Economy Lodge & Suites | 2410 NW 12th St | Lincoln | NE | 68521-3528 | Lancaster | NE12389 | Inactive | 6105 | 1974 | Pvi | ELBL - Electric Boiler | LAUNDRY ROOM | HWSD - Hot Water Dom/Potable | 11/30/2009
Economy Lodge & Suites | 2410 NW 12th St | Lincoln | NE | 68521-3528 | Lancaster | NE23812 | Inactive | 18758 | 1997 | Teledyne Laars | CPFT - Horiz Cpr Fin Boiler | 2ND FLR BOILER RM | HWSD - Hot Water Dom/Potable | 11/30/2010
NE DEPT OF MILITARY | 2410 NW 24th St | Lincoln | NE | 68524-1892 | LANCASTER | NE30665 | Scrapped/Junked | 23401 | 1995 | BURNHAM COMM/INDUST | FTFB - Firetube-Firebox Boiler | BLDG 648 | STHT - Steam-Heat | 4/30/2008
NE Air National Guard B652 | 2411 W Butler Ave | Lincoln | NE | 68524 | Lancaster | NE00267 | Scrapped/Junked | 51449 | 2000 | PARK | WT - Water Tube Boiler | BLDG 652, RM 128 | HWHT - Hot Water Heat | 1/31/2014
NE Air National Guard B652 | 2411 W Butler Ave | Lincoln | NE | 68524 | Lancaster | NE00268 | Scrapped/Junked | 51450 | 2000 | PARK | WT - Water Tube Boiler | BLDG 652, RM 128 | HWHT - Hot Water Heat | 1/31/2014
NE Air National Guard B652 | 2411 W Butler Ave | Lincoln | NE | 68524 | Lancaster | NE25278 | Active | 68487 | 2014 | Aerco | FTVT - Firetube Vertical TB | Clinic | HWHT - Hot Water Heat | 1/31/2027
NE Air National Guard B652 | 2411 W Butler Ave | Lincoln | NE | 68524 | Lancaster | NE25279 | Active | 68490 | 2014 | Aerco | FTVT - Firetube Vertical TB | Clinic | HWHT - Hot Water Heat | 1/31/2027
NE Air National Guard B636 | 2415 W Furnas Ave | Lincoln | NE | 68524-1888 | Lancaster | NE06099 | Scrapped/Junked | 115100 | 2005 | Pvi | FTHT - Firetube Horizontal | Main Hangar | HWHT - Hot Water Heat | 1/31/2014
NE Air National Guard B636 | 2415 W Furnas Ave | Lincoln | NE | 68524-1888 | Lancaster | NE09356 | Active | 48234 | 2007 | Aerco International | FTVT - Firetube Vertical TB | Motor Vehicles Bldg 636 | HWHT - Hot Water Heat | 1/31/2027
NE Air National Guard B636 | 2415 W Furnas Ave | Lincoln | NE | 68524-1888 | Lancaster | NE09357 | Active | 48179 | 2007 | Aerco International | FTVT - Firetube Vertical TB | Motor Vehicles Bldg 636 | HWHT - Hot Water Heat | 1/31/2027
NE Air National Guard B636 | 2415 W Furnas Ave | Lincoln | NE | 68524-1888 | Lancaster | NE12161 | Scrapped/Junked | 111505 | 2003 | PVI INDUSTRIES | FTVT - Firetube Vertical TB |  | HWDP - Hotwater Heat & Dom Supply | 1/31/2007
NE Air National Guard B636 | 2415 W Furnas Ave | Lincoln | NE | 68524-1888 | Lancaster | NE30574 | Scrapped/Junked | 34467 | 1993 | BRYA | WT - Water Tube Boiler |  | HWHT - Hot Water Heat | 1/31/2010
NE Air National Guard B636 | 2415 W Furnas Ave | Lincoln | NE | 68524-1888 | Lancaster | NE30576 | Scrapped/Junked | 22843 | 1993 | AOSM | CHWH - ASME/Fired Water Heater | DINING HALL | HWSD - Hot Water Dom/Potable | 1/31/2012
NE Air National Guard B636 | 2415 W Furnas Ave | Lincoln | NE | 68524-1888 | Lancaster | NE30577 | Scrapped/Junked | 22841 | 1993 | AOSM | CHWH - ASME/Fired Water Heater | DINING HALL | HWSD - Hot Water Dom/Potable | 1/31/2013
NE Air National Guard B636 | 2415 W Furnas Ave | Lincoln | NE | 68524-1888 | Lancaster | NE30578 | Scrapped/Junked | 112265 | 1993 | RAYP | CPFT - Horiz Cpr Fin Boiler | Dinning Hall Boiler Rm. | HWHT - Hot Water Heat | 1/31/2013
NE Air National Guard B636 | 2415 W Furnas Ave | Lincoln | NE | 68524-1888 | Lancaster | NE30622 | Scrapped/Junked | 7981 | 1994 | ALDR | FTVT - Firetube Vertical TB |  | GLYC - Glycol Bldg Heat Sys | 1/31/2009
NE Air National Guard B636 | 2415 W Furnas Ave | Lincoln | NE | 68524-1888 | Lancaster | NE30623 | Scrapped/Junked | 116757 | 1994 | RAYP | CPFT - Horiz Cpr Fin Boiler | Flight Ops. | HWHT - Hot Water Heat | 1/31/2013
NE Air National Guard B636 | 2415 W Furnas Ave | Lincoln | NE | 68524-1888 | Lancaster | NE30624 | Scrapped/Junked | 116758 | 1994 | RAYP | CPFT - Horiz Cpr Fin Boiler | Flight Ops. | HWHT - Hot Water Heat | 1/31/2013
NE Air National Guard B636 | 2415 W Furnas Ave | Lincoln | NE | 68524-1888 | Lancaster | NE30625 | Scrapped/Junked | 8020 | 1994 | ALDRICH/LES | FTVT - Firetube Vertical TB |  | HWHT - Hot Water Heat | 1/31/2008
NE Air National Guard B636 | 2415 W Furnas Ave | Lincoln | NE | 68524-1888 | Lancaster | NE30626 | Scrapped/Junked | 8019 | 1994 | ALDRICH | FTVT - Firetube Vertical TB |  | HWHT - Hot Water Heat | 1/31/2008
NE Air National Guard B636 | 2415 W Furnas Ave | Lincoln | NE | 68524-1888 | Lancaster | NE30627 | Scrapped/Junked | 8021 | 1994 | ALDRICH | FTVT - Firetube Vertical TB |  | HWHT - Hot Water Heat | 6/30/2006
NE Air National Guard B636 | 2415 W Furnas Ave | Lincoln | NE | 68524-1888 | Lancaster | NE30648 | Scrapped/Junked | 8169 | 1994 | Aldrich | FTVT - Firetube Vertical TB | Fire Station | HWHT - Hot Water Heat | 1/31/2014
NE Air National Guard B636 | 2415 W Furnas Ave | Lincoln | NE | 68524-1888 | Lancaster | NE30649 | Scrapped/Junked | 8170 | 1995 | Aldrich | FTVT - Firetube Vertical TB | Fire Station | HWHT - Hot Water Heat | 1/31/2014
NE Air National Guard B636 | 2415 W Furnas Ave | Lincoln | NE | 68524-1888 | Lancaster | NE30661 | Scrapped/Junked | 23392 | 1995 | BURN | FTFB - Firetube-Firebox Boiler | CE BLDG 635 | STHT - Steam-Heat | 1/31/2014
NE Air National Guard B636 | 2415 W Furnas Ave | Lincoln | NE | 68524-1888 | Lancaster | NE30662 | Scrapped/Junked | 23394 | 1995 | BURN | FTFB - Firetube-Firebox Boiler | Engine Shop BLDG 605 | STHT - Steam-Heat | 1/31/2013
NE Air National Guard B636 | 2415 W Furnas Ave | Lincoln | NE | 68524-1888 | Lancaster | NE30663 | Scrapped/Junked | 23391 | 1995 | BURN | FTFB - Firetube-Firebox Boiler | BLDG 608 | STHT - Steam-Heat | 1/31/2014
NE Air National Guard B636 | 2415 W Furnas Ave | Lincoln | NE | 68524-1888 | Lancaster | NE30712 | Exempt 1999 LB-66 |  | 1994 | AO SMITH | AHWH - ANSI/Fired Water Htr |  | HWSD - Hot Water Dom/Potable | 6/30/2000
NE Air National Guard B636 | 2415 W Furnas Ave | Lincoln | NE | 68524-1888 | Lancaster | NE30800 | Scrapped/Junked | 88351 | 1996 | Pvi | FTVT - Firetube Vertical TB | Main Hangar | HWHT - Hot Water Heat | 1/31/2014
NE Air National Guard B636 | 2415 W Furnas Ave | Lincoln | NE | 68524-1888 | Lancaster | NE30801 | Scrapped/Junked | 88350 | 1996 | Pvi Industries | FT - Firetube Boiler |  | HWHT - Hot Water Heat | 6/30/2005
NE Air National Guard B636 | 2415 W Furnas Ave | Lincoln | NE | 68524-1888 | Lancaster | NE30830 | Exempt 1999 LB-66 |  | 1987 | A. O. Smith | AHWH - ANSI/Fired Water Htr | PENTHOUSE | HWSD - Hot Water Dom/Potable | 4/30/2000
NE Air National Guard B636 | 2415 W Furnas Ave | Lincoln | NE | 68524-1888 | Lancaster | NE30901 | Scrapped/Junked | 133771 | 1996 | RAYPAK INC, CALIFORNIA | WT - Water Tube Boiler |  | HWSD - Hot Water Dom/Potable | 4/30/1999
NE Air National Guard B636 | 2415 W Furnas Ave | Lincoln | NE | 68524-1888 | Lancaster | NE40108 | Scrapped/Junked | 93055 | 1997 | PVI INDUSTRIES | FT - Firetube Boiler |  | HWHT - Hot Water Heat | 6/30/2004
NE Air National Guard B636 | 2415 W Furnas Ave | Lincoln | NE | 68524-1888 | Lancaster | NE40109 | Scrapped/Junked | 93056 | 1997 | PVI INDUSTRIES | FTVT - Firetube Vertical TB |  | HWDP - Hotwater Heat & Dom Supply | 1/31/2007
NE Air National Guard B636 | 2415 W Furnas Ave | Lincoln | NE | 68524-1888 | Lancaster | NE40683 | Scrapped/Junked |  | 1985 | RHEEM MANUFACTURING CO | AHWH - ANSI/Fired Water Htr | EAST PENTHOUSE | HWSD - Hot Water Dom/Potable | 6/30/2002
NE Air National Guard B651 | 2420 W Butler Ave | Lincoln | NE | 68524-1888 | Lancaster | NE17988 | Scrapped/Junked | 53910 | 2009 | Aerco | FTVT - Firetube Vertical TB | Supply Com Bldg. 651 | HWHT - Hot Water Heat | 1/31/2019
NE Air National Guard B651 | 2420 W Butler Ave | Lincoln | NE | 68524-1888 | Lancaster | NE17989 | Active | 53912 | 2009 | Aerco | FTVT - Firetube Vertical TB | Supply Com Bldg. 651 | HWHT - Hot Water Heat | 1/31/2027
NE Air National Guard B651 | 2420 W Butler Ave | Lincoln | NE | 68524-1888 | Lancaster | NE17990 | Active | 53911 | 2009 | Aerco | FTVT - Firetube Vertical TB | Supply Com Bldg. 651 | HWHT - Hot Water Heat | 1/31/2027
NE Air National Guard B651 | 2420 W Butler Ave | Lincoln | NE | 68524-1888 | Lancaster | NE17991 | Active | 53913 | 2009 | Aerco | FTVT - Firetube Vertical TB | Supply Com Bldg. 651 | HWHT - Hot Water Heat | 1/31/2027
NE Air National Guard B651 | 2420 W Butler Ave | Lincoln | NE | 68524-1888 | Lancaster | NE27904 | Active | 82497 | 2018 | Aerco | FTVT - Firetube Vertical TB | Supply Com Bldg. 651 | HWHT - Hot Water Heat | 1/31/2027
PEGLER HOME HEALTH CARE | 2425 O St | Lincoln | NE | 68510-1126 | LANCASTER | NE20689 | Inactive |  | 1967 | PEERLESS HEATER COMPANY |  | BASEMENT | STHT - Steam-Heat | 12/31/2001
JFHQ Army National Guard | 2433 NW 24th St | Lincoln | NE | 68524-1801 | Lancaster | NE26281 | Out of Service | 18191 | 2010 | Aldrich | FTVT - Firetube Vertical TB | Boiler Room | HWHT - Hot Water Heat | 4/30/2025
JFHQ Army National Guard | 2433 NW 24th St | Lincoln | NE | 68524-1801 | Lancaster | NE26282 | Out of Service | 18199 | 2010 | Aldrich | FTVT - Firetube Vertical TB | Boiler Room | HWHT - Hot Water Heat | 4/30/2025
NE Dept of Military | 2435 NW 24TH ST | LINCOLN | NE | 68524-1801 | LANCASTER | NE30664 | Inactive | 23393 | 1995 | BURNHAM COMM/INDUST | FTFB - Firetube-Firebox Boiler | BLDG 660 | STHT - Steam-Heat | 6/30/2004
NE Dept of Military | 2440 NW 24th St | Lincoln | NE | 68524-1892 | LANCASTER | NE30666 | Scrapped/Junked | 23400 | 1995 | BURNHAM COMM/INDUST | FTFB - Firetube-Firebox Boiler | BLDG 644 | STHT - Steam-Heat | 4/30/2008
Cheever Apartments | 2441 N 44th St | Lincoln | NE | 68504-3618 | Lancaster | NE23889 | Scrapped/Junked | 160284 | 2011 | AO SMITH | CHWH - ASME/Fired Water Heater | Laundry Room | HWSD - Hot Water Dom/Potable | 9/30/2021
Cheever Apartments | 2441 N 44th St | Lincoln | NE | 68504-3618 | Lancaster | NE29199 | Active | 256689 | 2019 | AO SMITH | CHWH - ASME/Fired Water Heater | Laundry Room | HWSD - Hot Water Dom/Potable | 3/31/2027
NE Air National Guard B635 | 2445 Furnas Ave | Lincoln | NE | 68524 | Lancaster | NE25276 | Active | 68151 | 2014 | Aerco | FTVT - Firetube Vertical TB | Bldg 635 | HWHT - Hot Water Heat | 1/31/2027
NE Air National Guard B635 | 2445 Furnas Ave | Lincoln | NE | 68524 | Lancaster | NE25277 | Active | 67941 | 2014 | Aerco | FTVT - Firetube Vertical TB | Bldg 635 | HWHT - Hot Water Heat | 1/31/2027
NEBCO Inc | 245 Fallbrook Blvd | Lincoln | NE | 68521 | Lancaster | NE28967 | Active | 346478 | 2019 | Lochinvar | FTVT - Firetube Vertical TB | Mezzanine Boiler Room | HWHT - Hot Water Heat | 10/31/2026
NEBCO Inc | 245 Fallbrook Blvd | Lincoln | NE | 68521 | Lancaster | NE28968 | Active | 346477 | 2019 | Lochinvar | FTVT - Firetube Vertical TB | Mezzanine Boiler Room | HWHT - Hot Water Heat | 10/31/2026
NEBCO Inc | 245 Fallbrook Blvd | Lincoln | NE | 68521 | Lancaster | NE28969 | Active | 346179 | 2019 | Lochinvar | FTVT - Firetube Vertical TB | Mezzanine Boiler Room | HWHT - Hot Water Heat | 10/31/2026
Tamarin Ridge Apartments | 2450 Tamarin Ridge Rd | Lincoln | NE | 68512-4810 | Lancaster | NE22143 | Inactive | 324294 | 2011 | Raypak | CPFH - Copper Fin Water Heater | Pool Mech Room | OPHT - Outdoor Pool Heater | 5/31/2024
Parkhaus Towers | 250 N 13th St Ofc 819 | Lincoln | NE | 68508-1531 | Lancaster | NE28487 | Active | 181280 | 2011 | Lochinvar | WTSS - Watertube SS Steel | Boiler Room | HWHT - Hot Water Heat | 11/30/2026
Parkhaus Towers | 250 N 13th St Ofc 819 | Lincoln | NE | 68508-1531 | Lancaster | NE28488 | Active | 181297 | 2011 | Lochinvar | WTSS - Watertube SS Steel | Boiler Room | HWHT - Hot Water Heat | 11/30/2026
NE Air National Guard B2500 | 2500 Greenlief St | Lincoln | NE | 68524-1100 | Lancaster | NE25280 | Active | 68489 | 2014 | Aerco | FTVT - Firetube Vertical TB | Fire Station | HWHT - Hot Water Heat | 1/31/2027
NE Air National Guard B2500 | 2500 Greenlief St | Lincoln | NE | 68524-1100 | Lancaster | NE25281 | Active | 68488 | 2014 | Aerco | FTVT - Firetube Vertical TB | Fire Station | HWHT - Hot Water Heat | 1/31/2027
MICKLE MIDDLE SCHOOL | 2500 N 67th St | Lincoln | NE | 68507-2807 | LANCASTER | NE30145 | Scrapped/Junked |  | 1960 | KEWANEE | FT - Firetube Boiler | BOILER ROOM | STHT - Steam-Heat | 3/31/2002
MICKLE MIDDLE SCHOOL | 2500 N 67th St | Lincoln | NE | 68507-2807 | LANCASTER | NE30146 | Scrapped/Junked |  | 1960 | KEWANEE | FTFB - Firetube-Firebox Boiler | BOILER ROOM | HWHT - Hot Water Heat | 2/28/2009
MICKLE MIDDLE SCHOOL | 2500 N 67th St | Lincoln | NE | 68507-2807 | LANCASTER | NE30147 | Scrapped/Junked |  | 1960 | KEWANEE | FTFB - Firetube-Firebox Boiler | BOILER ROOM | HWHT - Hot Water Heat | 2/28/2009
Lincoln Community Playhouse | 2500 S 56th St | Lincoln | NE | 68506-3503 | Lancaster | NE23314 | Active | 33491 | 1980 | Kewanee | FTFB - Firetube-Firebox Boiler | boiler room | HWHT - Hot Water Heat | 9/30/2025
vacant building | 2500 State Fair Park Dr | Lincoln | NE | 68504-1552 | Lancaster | NE14720 | Inactive | N/A | 1970 | Kewanee | FTSM - FTS Marine Dry Back | BOILER ROOM | HWHT - Hot Water Heat | 2/28/2016
Holiday Inn | 2500 Tamarin Ridge Rd | Lincoln | NE | 68512-4809 | Lancaster | NE17951 | Scrapped/Junked | 137412 | 2009 | State Industries | FTVT - Firetube Vertical TB | Pool Equip. Rm. | HWSD - Hot Water Dom/Potable | 6/30/2023
Holiday Inn | 2500 Tamarin Ridge Rd | Lincoln | NE | 68512-4809 | Lancaster | NE17952 | Scrapped/Junked | 137407 | 2009 | State Industries | FTVT - Firetube Vertical TB | Pool Mech room | HWSD - Hot Water Dom/Potable | 6/30/2023
Holiday Inn | 2500 Tamarin Ridge Rd | Lincoln | NE | 68512-4809 | Lancaster | NE17953 | Scrapped/Junked | 137410 | 2009 | State Industries | FTVT - Firetube Vertical TB | Pool Mech room | HWSD - Hot Water Dom/Potable | 6/30/2021
Holiday Inn | 2500 Tamarin Ridge Rd | Lincoln | NE | 68512-4809 | Lancaster | NE17954 | Scrapped/Junked | 138855 | 2009 | State Industries | FTVT - Firetube Vertical TB | Pool Mech. Rm. | HWSD - Hot Water Dom/Potable | 6/30/2023
Capitol City Villa | 2501 N St | Lincoln | NE | 68510-1256 | Lancaster | NE18427 | Out of Service | n/a | 1982 | Kewanee | FTFB - Firetube-Firebox Boiler | BOILER ROOM | HWHT - Hot Water Heat | 4/30/2014
Capitol City Villa | 2501 N St | Lincoln | NE | 68510-1256 | Lancaster | NE18428 | Active | na | 1982 | Kewanee | FTFB - Firetube-Firebox Boiler | BOILER ROOM | HWHT - Hot Water Heat | 4/30/2025
Capitol City Villa | 2501 N St | Lincoln | NE | 68510-1256 | Lancaster | NE25663 | Active | n/a | 2014 | Burnham | CI - Cast Iron | boiler room | HWHT - Hot Water Heat | 4/30/2025
The Victorian | 2501 Q St | Lincoln | NE | 68503-3539 | Lancaster | NE23638 | Inactive | C36283 | 2012 | A O Smith | COBL - Coil Type Boiler | Basement | HWSD - Hot Water Dom/Potable | 12/31/2024
Cherry Hill Apartments | 2504 Vine St | Lincoln | NE | 68503-2541 | Lancaster | NE10687 | Scrapped/Junked | 68891 | 2002 | AO Smith | CHWH - ASME/Fired Water Heater | APT # 2 | HWSD - Hot Water Dom/Potable | 9/30/2024
Cherry Hill Apartments | 2504 Vine St | Lincoln | NE | 68503-2541 | Lancaster | NE43151 | Active | 144583 | 2023 | Bradford | CHWH - ASME/Fired Water Heater | APT # 2 | HWSD - Hot Water Dom/Potable | 1/31/2027
MICROTEL INN AND SUITES | 2505 Fairfield St | Lincoln | NE | 68521-1336 | LANCASTER | NE40023 | Exempt 1999 LB-66 |  | 1997 | AO SMITH | AHWH - ANSI/Fired Water Htr | BOILER ROOM | HWSD - Hot Water Dom/Potable | 12/31/1999
MICROTEL INN AND SUITES | 2505 Fairfield St | Lincoln | NE | 68521-1336 | LANCASTER | NE40024 | Exempt 1999 LB-66 |  | 1997 | AO SMITH | AHWH - ANSI/Fired Water Htr | BOILER ROOM | HWSD - Hot Water Dom/Potable | 12/31/1999
Joe's Body Shop | 2505 N 33rd St | Lincoln | NE | 68504-2321 | Lancaster | NE12056 | Scrapped/Junked | 9416 | 2004 | Munchkin/Heat Transfer Products | COBL - Coil Type Boiler | Loft | HWHT - Hot Water Heat | 11/30/2025
Joe's Body Shop | 2505 N 33rd St | Lincoln | NE | 68504-2321 | Lancaster | NE12062 | Scrapped/Junked | 9064 | 2005 | Knight/Lochnivar | COBL - Coil Type Boiler | Loft | HWHT - Hot Water Heat | 11/30/2025
Norris Elementary School | 25211 S 68th St | Firth | NE | 68358-7598 | Lancaster | NE15547 | Scrapped/Junked | 21090 | 1968 | Patterson Kelley | ELBL - Electric Boiler | MECH ROOM | HWSD - Hot Water Dom/Potable | 10/31/2010
Norris Elementary School | 25211 S 68th St | Firth | NE | 68358-7598 | Lancaster | NE20675 | Active | 7686 | 1996 | PREC | ELBL - Electric Boiler | BOILER ROOM | HWHT - Hot Water Heat | 10/31/2026
Norris Elementary School | 25211 S 68th St | Firth | NE | 68358-7598 | Lancaster | NE20676 | Active | 7685 | 1996 | PREC | ELBL - Electric Boiler | BOILER ROOM | HWHT - Hot Water Heat | 10/31/2026
Norris Elementary School | 25211 S 68th St | Firth | NE | 68358-7598 | Lancaster | NE24036 | Active | 55800 | 2012 | PM Lattner | ELBL - Electric Boiler | Intermediate Bldg, New Mech. Room | HWHT - Hot Water Heat | 10/31/2026
Norris Elementary School | 25211 S 68th St | Firth | NE | 68358-7598 | Lancaster | NE24037 | Active | 20038 | 2012 | Precision | ELBL - Electric Boiler | Intermediate Bldg. New Mech. Room | HWSD - Hot Water Dom/Potable | 10/31/2026
Norris Elementary School | 25211 S 68th St | Firth | NE | 68358-7598 | Lancaster | NE24038 | Active | 20037 | 2012 | Precision | ELBL - Electric Boiler | Intermediate Bldg. New Mech. Room | HWSD - Hot Water Dom/Potable | 10/31/2026
Norris Jr Sr High School | 25211 S 68th St | Firth | NE | 68358-7598 | Lancaster | NE09515 | Scrapped/Junked | 69411 | 1974 | GROE | ELPV - Electric Press VSL | KITCHEN | COOK - Cooker/Kettle | 10/31/2026
Norris Jr Sr High School | 25211 S 68th St | Firth | NE | 68358-7598 | Lancaster | NE15571 | Scrapped/Junked | 39621 | 1992 | MARKET FORGE INDUSTRIES | ELBL - Electric Boiler | KITCHEN | 0021 - Steam Supp Cooker/Kettle | 9/30/1998
Norris Jr Sr High School | 25211 S 68th St | Firth | NE | 68358-7598 | Lancaster | NE16102 | Scrapped/Junked | 27101 | 1989 | DEWEY | ELBL - Electric Boiler | PENTHOUSE | HWHT - Hot Water Heat | 10/31/2004
Norris Jr Sr High School | 25211 S 68th St | Firth | NE | 68358-7598 | Lancaster | NE20674 | Active | 7684 | 1996 | PREC | ELBL - Electric Boiler | BOILER ROOM | HWHT - Hot Water Heat | 10/31/2026
Norris Jr Sr High School | 25211 S 68th St | Firth | NE | 68358-7598 | Lancaster | NE20999 | Scrapped/Junked | 15280 | 2005 | Precision | ELBL - Electric Boiler | Upstairs Mech. Room | GLYC - Glycol Bldg Heat Sys | 10/31/2018
Norris Jr Sr High School | 25211 S 68th St | Firth | NE | 68358-7598 | Lancaster | NE22010 | Inactive | 12745 | 1998 | MKTF | ELPV - Electric Press VSL | KITCHEN | COOK - Cooker/Kettle | 10/31/2011
Norris Jr Sr High School | 25211 S 68th St | Firth | NE | 68358-7598 | Lancaster | NE22011 | Scrapped/Junked | 27950 | 1998 | Crown | ELPV - Electric Press VSL | KITCHEN | COOK - Cooker/Kettle | 10/31/2026
Norris Jr Sr High School | 25211 S 68th St | Firth | NE | 68358-7598 | Lancaster | NE22012 | Scrapped/Junked | 28105 | 1998 | Crown | ELPV - Electric Press VSL | KITCHEN BOILER ROOM | COOK - Cooker/Kettle | 10/31/2026
Norris Jr Sr High School | 25211 S 68th St | Firth | NE | 68358-7598 | Lancaster | NE27488 | Active | 21747 | 2018 | Precision | ELBL - Electric Boiler | Upstairs Mech. Room | GLYC - Glycol Bldg Heat Sys | 10/31/2026
Norris Jr Sr High School | 25211 S 68th St | Firth | NE | 68358-7598 | Lancaster | NE28767 | Active | 249127 | 2019 | A O Smith | ELWH - Electric Water Heater | Mechanical Room | HWSD - Hot Water Dom/Potable | 10/31/2026
Norris Jr Sr High School | 25211 S 68th St | Firth | NE | 68358-7598 | Lancaster | NE37722 | Scrapped/Junked | 21097 | 1968 | PATTERSON KELLY | ELBL - Electric Boiler | BOILER ROOM | HWSD - Hot Water Dom/Potable | 10/31/2004
SUPER SAVER | 2525 Pine Lake Rd | Lincoln | NE | 68512-3632 | LANCASTER | NE40965 | Exempt 1999 LB-66 |  | 1998 | AO SMITH | AHWH - ANSI/Fired Water Htr | REAR OF BUILDING | HWSD - Hot Water Dom/Potable | 1/1/1900
SUPER SAVER | 2525 Pine Lake Rd | Lincoln | NE | 68512-3632 | LANCASTER | NE40966 | Exempt 1999 LB-66 |  | 1998 | AO SMITH | AHWH - ANSI/Fired Water Htr | REAR OF BUILDING | HWSD - Hot Water Dom/Potable | 1/1/1900
NE Air National Guard B605 | 2525 W Furnas Ave | Lincoln | NE | 68524 | Lancaster | NE25695 | Active | 69300 | 2014 | Aerco | FTVT - Firetube Vertical TB | Bldg #605 | HWHT - Hot Water Heat | 1/31/2027
NE Air National Guard B605 | 2525 W Furnas Ave | Lincoln | NE | 68524 | Lancaster | NE25696 | Active | 69299 | 2014 | Aerco | FTVT - Firetube Vertical TB | Bldg #605 | HWHT - Hot Water Heat | 1/31/2027
NE Wesleyan University Apt Building | 2535 N 49th St | Lincoln | NE | 68504-2830 | Lancaster | NE16225 | Inactive | N/A | 1981 | AMST | CI - Cast Iron | LAUNDRY ROOM | HWHT - Hot Water Heat | 3/31/2022
O'asian Garden | 2535 O St | Lincoln | NE | 68510-1252 | Lancaster | NE19401 | Inactive | 38469 | 1984 | KEWA | FTFB - Firetube-Firebox Boiler | BOILER ROOM | HWHT - Hot Water Heat | 9/30/2007
Williams Cleaners | 2541 N 48th St | Lincoln | NE | 68504-3630 | Lancaster | NE02742 | Scrapped/Junked | 332 | 1964 | BRYAN | WT - Water Tube Boiler | Boiler Room | PROC - Process Steam | 10/31/2023
Williams Cleaners | 2541 N 48th St | Lincoln | NE | 68504-3630 | Lancaster | NE12270 | Active | 17612 | 1983 | BRYAN | WT - Water Tube Boiler | Boiler Room | PROC - Process Steam | 10/31/2026
Williams Cleaners | 2541 N 48th St | Lincoln | NE | 68504-3630 | Lancaster | NE42637 | Active | 3046 | 2023 | Unilux | WT - Water Tube Boiler | Boiler Room | PROC - Process Steam | 2/28/2027
BETA ALPHA CHAPTER | 2541 N 50th St | Lincoln | NE | 68504-2701 | LANCASTER | NE04283 | Inactive |  | 1965 | AMERICAN RADIATOR |  | BOILER ROOM | HWHT - Hot Water Heat | 10/31/1989
BETA ALPHA CHAPTER | 2541 N 50th St | Lincoln | NE | 68504-2701 | LANCASTER | NE04284 | Inactive |  | 1948 | AMERICAN RADIATOR |  | BOILER ROOM | HWHT - Hot Water Heat | 10/31/1989
ALPHA GAMMA DELTA SOROITY | 2541 N 50th St | Lincoln | NE | 68504-2701 | LANCASTER | NE09979 | Scrapped/Junked |  | 1984 | RUUD | AHWH - ANSI/Fired Water Htr | BASEMENT | HWSD - Hot Water Dom/Potable | 9/30/2004
Super 8 Motel | 2545 Cornhusker Hwy | Lincoln | NE | 68521-1461 | Lancaster | NE00189 | Scrapped/Junked | 47027 | 1998 | AO SMITH | CHWH - ASME/Fired Water Heater | LAUNDRY ROOM | HWSD - Hot Water Dom/Potable | 10/31/2013
Super 8 Motel | 2545 Cornhusker Hwy | Lincoln | NE | 68521-1461 | Lancaster | NE12071 | Scrapped/Junked | 102021 | 2006 | AO SMITH | CHWH - ASME/Fired Water Heater | Lanudry Room | HWSD - Hot Water Dom/Potable | 10/31/2014
Super 8 Motel | 2545 Cornhusker Hwy | Lincoln | NE | 68521-1461 | Lancaster | NE23662 | Scrapped/Junked | 132074 | 2012 | RHEEM | CHWH - ASME/Fired Water Heater | Laundry | HWSD - Hot Water Dom/Potable | 10/31/2021
Super 8 Motel | 2545 Cornhusker Hwy | Lincoln | NE | 68521-1461 | Lancaster | NE25284 | Scrapped/Junked | 139912 | 2014 | RHEEM | CHWH - ASME/Fired Water Heater | Laundry | HWSD - Hot Water Dom/Potable | 10/31/2021
Super 8 Motel | 2545 Cornhusker Hwy | Lincoln | NE | 68521-1461 | Lancaster | NE40192 | Exempt 1999 LB-66 |  | 1995 | AO SMITH | ELWH - Electric Water Heater | E WING MECH ROOM | HWSD - Hot Water Dom/Potable | 10/31/1999
Super 8 Motel | 2545 Cornhusker Hwy | Lincoln | NE | 68521-1461 | Lancaster | NE40193 | Scrapped/Junked | 21850 | 1993 | AO SMITH | CHWH - ASME/Fired Water Heater | LAUNDRY ROOM | HWSD - Hot Water Dom/Potable | 10/31/2000
Super 8 Motel | 2545 Cornhusker Hwy | Lincoln | NE | 68521-1461 | Lancaster | NE40194 | Scrapped/Junked | 22157 | 1993 | AO SMITH | CHWH - ASME/Fired Water Heater | LAUNDRY ROOM | HWSD - Hot Water Dom/Potable | 10/31/1999
Super 8 Motel | 2545 Cornhusker Hwy | Lincoln | NE | 68521-1461 | Lancaster | NE40195 | Exempt 1999 LB-66 |  | 1995 | AO SMITH | ELWH - Electric Water Heater | LAUNDRY ROOM | HWSD - Hot Water Dom/Potable | 10/31/1999
Super 8 Motel | 2545 Cornhusker Hwy | Lincoln | NE | 68521-1461 | Lancaster | NE40442 | Scrapped/Junked | 48291 | 1999 | AOSM | CHWH - ASME/Fired Water Heater | LAUNDRY ROOM | HWSD - Hot Water Dom/Potable | 10/31/2007
Super 8 Motel | 2545 Cornhusker Hwy | Lincoln | NE | 68521-1461 | Lancaster | NE41815 | Active | 290847 | 2022 | AO SMITH | CHWH - ASME/Fired Water Heater | LAUNDRY ROOM | HWSD - Hot Water Dom/Potable | 7/31/2027
Super 8 Motel | 2545 Cornhusker Hwy | Lincoln | NE | 68521-1461 | Lancaster | NE41816 | Active | 285826 | 2021 | AO SMITH | CHWH - ASME/Fired Water Heater | LAUNDRY ROOM | HWSD - Hot Water Dom/Potable | 7/31/2027
THE PANTRY | 2548 S 48th St | Lincoln | NE | 68506-2526 | LANCASTER | NE40943 | Scrapped/Junked | 31973 | 1995 | AO SMITH | CHWH - ASME/Fired Water Heater | BASEMENT | HWSD - Hot Water Dom/Potable | 10/31/2001
THE PANTRY | 2548 S 48th St | Lincoln | NE | 68506-2526 | LANCASTER | NE40944 | Scrapped/Junked |  | 1991 | RUUD | AHWH - ANSI/Fired Water Htr | BASEMENT | HWSD - Hot Water Dom/Potable | 10/31/2002
Casey's General Store | 2555 O St | Lincoln | NE | 68510-1252 | Lancaster | NE24138 | Active | 70741 | 2012 | Lochinvar | FTVT - Firetube Vertical TB | Car Wash | GLFH - Glycol Floor Heat System | 12/31/2026
NE Air National Guard B2600 | 2600 Greenlief | Lincoln | NE | 68524 | Lancaster | NE09358 | Active | 48233 | 2007 | Aerco International | FTVT - Firetube Vertical TB | Fuels Maintenance Hangar | HWHT - Hot Water Heat | 1/31/2027
NE Air National Guard B2600 | 2600 Greenlief | Lincoln | NE | 68524 | Lancaster | NE09359 | Active | 48232 | 2007 | Aerco International | FTVT - Firetube Vertical TB | Fuels Maintenance Hangar | HWHT - Hot Water Heat | 1/31/2027
NE Air National Guard B2600 | 2600 Greenlief | Lincoln | NE | 68524 | Lancaster | NE09360 | Active | 48180 | 2007 | Aerco International | FTVT - Firetube Vertical TB | Greenlief Boiler Room | HWHT - Hot Water Heat | 1/31/2027
ONE HOUR MARTINIZING | 2600 O St | Lincoln | NE | 68510-1339 | LANCASTER | NE13480 | Inactive |  | 1966 | FULTON BOILERWORKS | FT - Firetube Boiler |  | PROC - Process Steam | 9/30/1991
SUN MART FOODS | 2600 S 48th St | Lincoln | NE | 68506-2502 | LANCASTER | NE07763 | Inactive | 70225 | 1995 | RUUD | CHWH - ASME/Fired Water Heater | STOREROOM | HWSD - Hot Water Dom/Potable | 3/31/2006
YMCA Northeast Branch | 2601 N 70th St | Lincoln | NE | 68507-2772 | Lancaster | NE10099 | Active | 264497 | 2007 | Raypak | CPFT - Horiz Cpr Fin Boiler | BOILER ROOM | HWSD - Hot Water Dom/Potable | 12/31/2026
YMCA Northeast Branch | 2601 N 70th St | Lincoln | NE | 68507-2772 | Lancaster | NE10100 | Scrapped/Junked | 264498 | 2007 | RAYP | CHWH - ASME/Fired Water Heater | BOILER ROOM | IPHT - Indoor Pool Heater | 12/31/2018
YMCA Northeast Branch | 2601 N 70th St | Lincoln | NE | 68507-2772 | Lancaster | NE21551 | Scrapped/Junked |  | 1982 | SELLERS | FT - Firetube Boiler | BASEMENT | HWSD - Hot Water Dom/Potable | 5/31/2007
YMCA Northeast Branch | 2601 N 70th St | Lincoln | NE | 68507-2772 | Lancaster | NE27484 | Active | 405331 | 2017 | Lochinvar | WTSS - Watertube SS Steel | BOILER ROOM | IPHT - Indoor Pool Heater | 12/31/2026
Army Hangar (Aasf) | 2601 NW 25th St | Lincoln | NE | 68524-1890 | Lancaster | NE30639 | Scrapped/Junked | 45992 | 1994 | Kewanee | FTFB - Firetube-Firebox Boiler | BLDG 624 | HWHT - Hot Water Heat | 4/30/2018
Army Hangar (Aasf) | 2601 NW 25th St | Lincoln | NE | 68524-1890 | Lancaster | NE30640 | Scrapped/Junked | 45993 | 1994 | Kewanee | FTFB - Firetube-Firebox Boiler | BLDG 624 | HWHT - Hot Water Heat | 4/30/2018
IMMACULATE HEART OF MARY | 2601 P St | Lincoln | NE | 68503-3528 | LANCASTER | NE34829 | Scrapped/Junked |  | 1953 | US RADIATOR |  | BOILER ROOM | HWHT - Hot Water Heat | 8/31/2002
Superior Wash | 2601 Superior St | Lincoln | NE | 68521-4119 | Lancaster | NE40717 | Scrapped/Junked | 124615 | 1995 | Raypak | CPFT - Horiz Cpr Fin Boiler | MECH ROOM | HWSP - Hot Water Non Potable Supply | 8/31/2020
Superior Wash | 2601 Superior St | Lincoln | NE | 68521-4119 | Lancaster | NE40718 | Scrapped/Junked | 126851 | 1995 | Raypak | CPFT - Horiz Cpr Fin Boiler | MECH ROOM | HWHF - Hot Water Heat-Floor | 8/31/2020
100 Year Home Properties - Arrow | 2601 Vine St | Lincoln | NE | 68503-2579 | Lancaster | NE07475 | Active | N/A | 1930 | American Standard | CI - Cast Iron | Basement | HWHT - Hot Water Heat | 3/31/2027
NE Air National Guard B608 | 2605 W Furnas Ave | Lincoln | NE | 68524 | Lancaster | NE25697 | Active | 69495 | 2014 | Aerco | FTVT - Firetube Vertical TB | Bldg #608 | HWHT - Hot Water Heat | 1/31/2027
NE Air National Guard B608 | 2605 W Furnas Ave | Lincoln | NE | 68524 | Lancaster | NE25698 | Active | 69415 | 2014 | Aerco | FTVT - Firetube Vertical TB | Bldg #608 | HWHT - Hot Water Heat | 1/31/2027
Lincoln Electric System | 2620 Fairfield St | Lincoln | NE | 68521-1307 | Lancaster | NE14927 | Scrapped/Junked | 2532 | 1979 | Precision Boilers | ELBL - Electric Boiler | Boiler Room | HWHT - Hot Water Heat | 3/31/2025
Lincoln Electric System | 2620 Fairfield St | Lincoln | NE | 68521-1307 | Lancaster | NE14928 | Scrapped/Junked | 73485 | 1979 | AO SMITH | ELWH - Electric Water Heater | Boiler Room | HWSD - Hot Water Dom/Potable | 3/31/2025
Lincoln Electric System | 2620 Fairfield St | Lincoln | NE | 68521-1307 | Lancaster | NE43844 | Active | 23756 | 2023 | HSI | ELBL - Electric Boiler | Mechanical Room | HWHT - Hot Water Heat | 11/30/2026
Lincoln Manor Apts | 2626 N 49th St | Lincoln | NE | 68504-2811 | Lancaster | NE04281 | Active | N/A | 1965 | Kewanee | FTFB - Firetube-Firebox Boiler | BASEMENT BOILER RM | HWHT - Hot Water Heat | 10/31/2025
Lincoln Manor Apts | 2626 N 49th St | Lincoln | NE | 68504-2811 | Lancaster | NE04282 | Active | N/A | 1965 | Kewanee | FTFB - Firetube-Firebox Boiler | BASEMENT BOILER RM | HWHT - Hot Water Heat | 10/31/2025
Lincoln Manor Apts | 2626 N 49th St | Lincoln | NE | 68504-2811 | Lancaster | NE04754 | Scrapped/Junked | 6345 | 1987 | AOSM | CHWH - ASME/Fired Water Heater | BOILER ROOM | HWSD - Hot Water Dom/Potable | 10/31/2011
Lincoln Manor Apts | 2626 N 49th St | Lincoln | NE | 68504-2811 | Lancaster | NE04755 | Inactive |  | 1988 | AO SMITH | AHWH - ANSI/Fired Water Htr | BOILER ROOM | HWSD - Hot Water Dom/Potable | 6/30/1998
Lincoln Manor Apts | 2626 N 49th St | Lincoln | NE | 68504-2811 | Lancaster | NE20926 | Active | 149820 | 2010 | A O Smith | CHWH - ASME/Fired Water Heater | BOILER ROOM | HWSD - Hot Water Dom/Potable | 10/31/2026
Lincoln Manor Apts | 2626 N 49th St | Lincoln | NE | 68504-2811 | Lancaster | NE22868 | Active | 161931 | 2011 | A O Smith | CHWH - ASME/Fired Water Heater | BOILER ROOM | HWSD - Hot Water Dom/Potable | 10/31/2026
Lincoln Manor Apts | 2626 N 49th St | Lincoln | NE | 68504-2811 | Lancaster | NE23830 | Scrapped/Junked | 43104 | 1998 | AOSM | CHWH - ASME/Fired Water Heater | BOILER ROOM | HWSD - Hot Water Dom/Potable | 10/31/2012
Northeast High School | 2635 N 63rd St | Lincoln | NE | 68507-2422 | Lancaster | NE13138 | Active | 16946 | 2008 | Les Inc/Aldrich Co | FTVT - Firetube Vertical TB | BASEMENT BOILER ROOM | GLYC - Glycol Bldg Heat Sys | 11/30/2026
Northeast High School | 2635 N 63rd St | Lincoln | NE | 68507-2422 | Lancaster | NE13139 | Active | 16945 | 2008 | Les Inc/Aldrich Co | FTVT - Firetube Vertical TB | BASEMENT BOILER ROOM | GLYC - Glycol Bldg Heat Sys | 11/30/2026
Northeast High School | 2635 N 63rd St | Lincoln | NE | 68507-2422 | Lancaster | NE13140 | Active | 16947 | 2008 | Les Inc/Aldrich Co | FTVT - Firetube Vertical TB | BASEMENT BOILER ROOM | GLYC - Glycol Bldg Heat Sys | 11/30/2026
Northeast High School | 2635 N 63rd St | Lincoln | NE | 68507-2422 | Lancaster | NE13141 | Active | 16948 | 2008 | Les Inc/Aldrich Co | FTVT - Firetube Vertical TB | BASEMENT BOILER ROOM | GLYC - Glycol Bldg Heat Sys | 11/30/2026
Northeast High School | 2635 N 63rd St | Lincoln | NE | 68507-2422 | Lancaster | NE13142 | Active | 16915 | 2008 | Les Inc/Aldrich Co | FTVT - Firetube Vertical TB | BOILER ROOM | HWHT - Hot Water Heat | 11/30/2026
Northeast High School | 2635 N 63rd St | Lincoln | NE | 68507-2422 | Lancaster | NE30070 | Inactive |  | 1941 | OIL CITY | FT - Firetube Boiler | BOILER ROOM | STHT - Steam-Heat | 2/28/2007
Northeast High School | 2635 N 63rd St | Lincoln | NE | 68507-2422 | Lancaster | NE30071 | Scrapped/Junked |  | 1941 | OIL CITY | FT - Firetube Boiler | BOILER ROOM | STHT - Steam-Heat | 2/28/2009
Northeast High School | 2635 N 63rd St | Lincoln | NE | 68507-2422 | Lancaster | NE30072 | Scrapped/Junked |  | 1941 | OIL CITY | FT - Firetube Boiler | BOILER ROOM | STHT - Steam-Heat | 2/28/2009
Super 8 Motel | 2635 W O St | Lincoln | NE | 68528-1160 | Lancaster | NE02584 | Scrapped/Junked | 107598 | 2006 | Ruud-Rheem | CHWH - ASME/Fired Water Heater | LAUNDRY | HWSD - Hot Water Dom/Potable | 11/30/2021
Super 8 Motel | 2635 W O St | Lincoln | NE | 68528-1160 | Lancaster | NE10112 | Scrapped/Junked | 115050 | 2007 | RHEEM | CHWH - ASME/Fired Water Heater | LAUNDRY | HWSD - Hot Water Dom/Potable | 11/30/2021
Super 8 Motel | 2635 W O St | Lincoln | NE | 68528-1160 | Lancaster | NE40196 | Scrapped/Junked | 32870 | 1996 | A. O. Smith | CHWH - ASME/Fired Water Heater | LAUNDRY ROOM | HWSD - Hot Water Dom/Potable | 11/30/2006
Super 8 Motel | 2635 W O St | Lincoln | NE | 68528-1160 | Lancaster | NE40197 | Scrapped/Junked | 40428 | 1997 | A. O. Smith | CHWH - ASME/Fired Water Heater | Laundry Room | HWSD - Hot Water Dom/Potable | 11/30/2008
Super 8 Motel | 2635 W O St | Lincoln | NE | 68528-1160 | Lancaster | NE40198 | Exempt 1999 LB-66 |  | 1996 | AO SMITH | AHWH - ANSI/Fired Water Htr | LAUNDRY ROOM | HWSD - Hot Water Dom/Potable | 11/30/1999
Apartment Building - Maranville | 2700 F St | Lincoln | NE | 68510-3139 | Lancaster | NE10384 | Scrapped/Junked | n/a | 2002 | Peerless | CI - Cast Iron | BASEMENT | STHT - Steam-Heat | 11/30/2024
Apartment Building - Maranville | 2700 F St | Lincoln | NE | 68510-3139 | Lancaster | NE16343 | Scrapped/Junked |  | 1979 | PEERLESS HEATER COMPANY |  | BASEMENT | STHT - Steam-Heat | 4/30/2003
Apartment Building - Maranville | 2700 F St | Lincoln | NE | 68510-3139 | Lancaster | NE43128 | Active | N/A | 2022 | Peerless | CI - Cast Iron | Basement | HWHT - Hot Water Heat | 12/31/2026
CL Construction LLC | 2700 Fletcher Ave | Lincoln | NE | 68504-1113 | Lancaster | NE40813 | Active | 187 | 1999 | Thermo Pak | COBL - Coil Type Boiler | BASEMENT | HWHT - Hot Water Heat | 10/31/2026
CL Construction LLC | 2700 Fletcher Ave | Lincoln | NE | 68504-1113 | Lancaster | NE40814 | Active | 188 | 1999 | Thermo Pak | COBL - Coil Type Boiler | BASEMENT | HWHT - Hot Water Heat | 10/31/2026
7244 Ruby Tuesday | 2700 N Hill Rd | Lincoln | NE | 68504-1165 | Lancaster | NE09794 | Scrapped/Junked | 64511 | 2001 | A. O. Smith | CHWH - ASME/Fired Water Heater | Boiler Room | HWSD - Hot Water Dom/Potable | 12/31/2013
Masonic Lodge #210 | 2700 S St | Lincoln | NE | 68503-3133 | Lancaster | NE02517 | Active | N/A | 1950 | Kewanee | FTFB - Firetube-Firebox Boiler | BOILER ROOM | STHT - Steam-Heat | 3/31/2023
The Knock Apartments | 2701 Fletcher Ave | Lincoln | NE | 68504-1140 | Lancaster | NE00774 | Scrapped/Junked | 167683 | 2000 | Raypak | CPFT - Horiz Cpr Fin Boiler | POOL ROOM | OPHT - Outdoor Pool Heater | 6/30/2019
The Knock Apartments | 2701 Fletcher Ave | Lincoln | NE | 68504-1140 | Lancaster | NE00775 | Inactive | 166497 | 2000 | Raypak | CPFT - Horiz Cpr Fin Boiler | POOL MECH ROOM | SPAJ - Spa/Jacuzzi Heater | 6/30/2022
The Knock Apartments | 2701 Fletcher Ave | Lincoln | NE | 68504-1140 | Lancaster | NE10113 | Scrapped/Junked | 84160 | 2004 | A O Smith | CHWH - ASME/Fired Water Heater | MECH ROOM | HWSD - Hot Water Dom/Potable | 6/30/2016
The Knock Apartments | 2701 Fletcher Ave | Lincoln | NE | 68504-1140 | Lancaster | NE12651 | Scrapped/Junked | 123542 | 2008 | A O Smith | CHWH - ASME/Fired Water Heater | 1ST FL MECH ROOM | HWSD - Hot Water Dom/Potable | 6/30/2020
The Knock Apartments | 2701 Fletcher Ave | Lincoln | NE | 68504-1140 | Lancaster | NE12652 | Scrapped/Junked | 121321 | 2007 | A O Smith | CHWH - ASME/Fired Water Heater | 1ST FL MECH ROOM | HWSD - Hot Water Dom/Potable | 6/30/2017
The Knock Apartments | 2701 Fletcher Ave | Lincoln | NE | 68504-1140 | Lancaster | NE17062 | Out of Service | 129358 | 2008 | A O Smith | CHWH - ASME/Fired Water Heater | Mech. Room | HWSD - Hot Water Dom/Potable | 6/30/2019
The Knock Apartments | 2701 Fletcher Ave | Lincoln | NE | 68504-1140 | Lancaster | NE26301 | Inactive | 199780 | 2014 | A O Smith | CHWH - ASME/Fired Water Heater | MECH ROOM | HWSD - Hot Water Dom/Potable | 6/30/2022
The Knock Apartments | 2701 Fletcher Ave | Lincoln | NE | 68504-1140 | Lancaster | NE26973 | Active | 216473 | 2016 | A O Smith | CHWH - ASME/Fired Water Heater | MECH ROOM | HWSD - Hot Water Dom/Potable | 6/30/2025
The Knock Apartments | 2701 Fletcher Ave | Lincoln | NE | 68504-1140 | Lancaster | NE28759 | Active | 256060 | 2019 | A O Smith | CHWH - ASME/Fired Water Heater | MECH ROOM | HWSD - Hot Water Dom/Potable | 6/30/2025
The Knock Apartments | 2701 Fletcher Ave | Lincoln | NE | 68504-1140 | Lancaster | NE28760 | Active | 258201 | 2019 | A O Smith | CHWH - ASME/Fired Water Heater | MECH ROOM | HWSD - Hot Water Dom/Potable | 6/30/2025
The Knock Apartments | 2701 Fletcher Ave | Lincoln | NE | 68504-1140 | Lancaster | NE28761 | Active | 488382 | 2019 | Raypak | CPPH - Ansi Cpr Fin Pool Heater | POOL ROOM | OPHT - Outdoor Pool Heater | 6/30/2026
The Knock Apartments | 2701 Fletcher Ave | Lincoln | NE | 68504-1140 | Lancaster | NE40956 | Scrapped/Junked | 49072 | 1999 | AO SMITH | CHWH - ASME/Fired Water Heater | 1ST FL MECH ROOM | HWSD - Hot Water Dom/Potable | 10/31/2008
The Knock Apartments | 2701 Fletcher Ave | Lincoln | NE | 68504-1140 | Lancaster | NE40957 | Scrapped/Junked | 49080 | 1999 | AO SMITH | CHWH - ASME/Fired Water Heater | 1ST FL MECH ROOM | HWSD - Hot Water Dom/Potable | 10/31/2008
The Knock Apartments | 2701 Fletcher Ave | Lincoln | NE | 68504-1140 | Lancaster | NE40958 | Scrapped/Junked | 49078 | 1999 | AOSM | CHWH - ASME/Fired Water Heater | 1ST FL MECH ROOM | HWSD - Hot Water Dom/Potable | 6/30/2009
The Knock Apartments | 2701 Fletcher Ave | Lincoln | NE | 68504-1140 | Lancaster | NE40959 | Inactive | 49269 | 1999 | AO SMITH | CHWH - ASME/Fired Water Heater | 1ST FL MECH ROOM | HWSD - Hot Water Dom/Potable | 10/31/2008
Villa Apartments | 2701 N 70th St | Lincoln | NE | 68507-2724 | Lancaster | NE40558 | Exempt 1999 LB-66 |  | 1994 | AO SMITH | AHWH - ANSI/Fired Water Htr | B COMPLEX | HWSD - Hot Water Dom/Potable | 7/31/2000
Villa Apartments | 2701 N 70th St | Lincoln | NE | 68507-2724 | Lancaster | NE40559 | Exempt 1999 LB-66 |  | 1999 | AO SMITH | AHWH - ANSI/Fired Water Htr | B COMPLEX | HWSD - Hot Water Dom/Potable | 7/31/2000
Villa Apartments | 2701 N 70th St | Lincoln | NE | 68507-2724 | Lancaster | NE40560 | Exempt 1999 LB-66 |  | 1993 | AO SMITH | AHWH - ANSI/Fired Water Htr | A COMPLEX | HWSD - Hot Water Dom/Potable | 7/31/2000
Villa Apartments | 2701 N 70th St | Lincoln | NE | 68507-2724 | Lancaster | NE40561 | Exempt 1999 LB-66 |  | 1997 | AO SMITH | AHWH - ANSI/Fired Water Htr | A COMPLEX | HWSD - Hot Water Dom/Potable | 7/31/2000
Villa Apartments | 2701 N 70th St | Lincoln | NE | 68507-2724 | Lancaster | NE40562 | Exempt 1999 LB-66 |  | 1991 | AO SMITH | AHWH - ANSI/Fired Water Htr | C COMPLEX | HWSD - Hot Water Dom/Potable | 7/31/2000
Villa Apartments | 2701 N 70th St | Lincoln | NE | 68507-2724 | Lancaster | NE40563 | Exempt 1999 LB-66 |  | 1986 | A. O. Smith | AHWH - ANSI/Fired Water Htr | C COMPLEX | HWSD - Hot Water Dom/Potable | 7/31/2000
Red Robin South Ridge | 2707 Pine Lake Rd | Lincoln | NE | 68516-6037 | Lancaster | NE02372 | Exempt | 62795 | 2002 | TAYLOR-WHARTON | UTNK - Unfired Vertical Tank | KITCHEN | 0041 - CO2 Dispensing | 10/31/2006
Red Robin South Ridge | 2707 Pine Lake Rd | Lincoln | NE | 68516-6037 | Lancaster | NE02526 | Scrapped/Junked | 69281 | 2003 | CLVR | KETT - Fired Kettle | KITCHEN | COOK - Cooker/Kettle | 7/31/2022
Red Robin South Ridge | 2707 Pine Lake Rd | Lincoln | NE | 68516-6037 | Lancaster | NE12090 | Scrapped/Junked | 155989 | 2003 | Loch | CPFH - Copper Fin Water Heater | MECH ROOM | HWSD - Hot Water Dom/Potable | 7/31/2011
Red Robin South Ridge | 2707 Pine Lake Rd | Lincoln | NE | 68516-6037 | Lancaster | NE19594 | Scrapped/Junked | 155169 | 2011 | A O Smith | CHWH - ASME/Fired Water Heater | Mech. Room | HWSD - Hot Water Dom/Potable | 7/31/2014
Red Robin South Ridge | 2707 Pine Lake Rd | Lincoln | NE | 68516-6037 | Lancaster | NE25332 | Scrapped/Junked | 195399 | 2014 | A O Smith | CHWH - ASME/Fired Water Heater | MECH ROOM | HWSD - Hot Water Dom/Potable | 7/31/2018
Olive Creek 1 Monolith | 27077 SW 42nd St | Hallam | NE | 68368 | Lancaster | NE28749 | Active | 54 | 2019 | Doright Co., Ltd | WHTB - Waste Heat Boiler | Upper Level | PROC - Process Steam | 8/13/2025
Olive Creek 1 Monolith | 27077 SW 42nd St | Hallam | NE | 68368 | Lancaster | NE28750 | Active | 51 | 2018 | Doright Co., Ltd | WHTB - Waste Heat Boiler | Upper Level | PROC - Process Steam | 2/28/2026
Olive Creek 1 Monolith | 27077 SW 42nd St | Hallam | NE | 68368 | Lancaster | NE28751 | Active | 50 | 2018 | Doright Co., Ltd | WHTB - Waste Heat Boiler | Upper Level | PROC - Process Steam | 2/28/2026
Olive Creek 1 Monolith | 27077 SW 42nd St | Hallam | NE | 68368 | Lancaster | NE28752 | Active | 52 | 2018 | Doright Co., Ltd | WHTB - Waste Heat Boiler | Upper Level | PROC - Process Steam | 2/28/2026
Olive Creek 1 Monolith | 27077 SW 42nd St | Hallam | NE | 68368 | Lancaster | NE28753 | Out of Service | 45361 | 2018 | Rbi | FTVT - Firetube Vertical TB | Portable | HWSP - Hot Water Non Potable Supply | 3/31/2021
Olive Creek 1 Monolith | 27077 SW 42nd St | Hallam | NE | 68368 | Lancaster | NE28904 | Active | 385 | 2019 | Wattco | FPV - Fired Pressure Vessel | Outside ground level | PHTR - Pre-Heater | 2/28/2026
Olive Creek 1 Monolith | 27077 SW 42nd St | Hallam | NE | 68368 | Lancaster | NE43189 | Active | 660 | 2023 | Wattco | FPV - Fired Pressure Vessel | Outside ground level | PHTR - Pre-Heater | 2/28/2026
Starcrest Cleaners | 2720 Porter Ridge Rd | Lincoln | NE | 68516-5875 | Lancaster | NE25957 | Active | 56858 | 2014 | Lattner Boiler Co | FTNT - FT Vertical Tubeless | Boiler Room | PROC - Process Steam | 5/31/2027
Community Correction Ctr | 2720 W Van Dorn St | Lincoln | NE | 68522-9284 | Lancaster | NE19557 | Scrapped/Junked | 17933 | 2010 | Aldrich | FTVT - Firetube Vertical TB | ROOM A124 | HWSD - Hot Water Dom/Potable | 9/30/2013
Community Correction Ctr | 2720 W Van Dorn St | Lincoln | NE | 68522-9284 | Lancaster | NE19558 | Scrapped/Junked | 17934 | 2010 | Aldrich | FTVT - Firetube Vertical TB | ROOM A124 | HWSD - Hot Water Dom/Potable | 9/30/2013
Community Correction Ctr | 2720 W Van Dorn St | Lincoln | NE | 68522-9284 | Lancaster | NE24178 | Active | 63895 | 2012 | Aerco | WTSS - Watertube SS Steel | Room A124 | HWSD - Hot Water Dom/Potable | 9/30/2026
Community Correction Ctr | 2720 W Van Dorn St | Lincoln | NE | 68522-9284 | Lancaster | NE25202 | Active | 68455 | 2014 | Aerco | WTSS - Watertube SS Steel | Boom A124 | HWSD - Hot Water Dom/Potable | 9/30/2026
Community Correction Ctr | 2720 W Van Dorn St | Lincoln | NE | 68522-9284 | Lancaster | NE27207 | Active | 914 | 2016 | Intellihot | FT - Firetube Boiler | T.H.U, HWH#2 | HWSD - Hot Water Dom/Potable | 9/30/2026
Community Correction Ctr | 2720 W Van Dorn St | Lincoln | NE | 68522-9284 | Lancaster | NE27208 | Active | 760 | 2016 | Intellihot | FT - Firetube Boiler | T.H.U, HWH#2 | HWSD - Hot Water Dom/Potable | 9/30/2026
Community Correction Ctr | 2720 W Van Dorn St | Lincoln | NE | 68522-9284 | Lancaster | NE27209 | Active | 880 | 2016 | Intellihot | FT - Firetube Boiler | T.H.U, HWH #2 | HWSD - Hot Water Dom/Potable | 9/30/2026
Community Correction Ctr | 2720 W Van Dorn St | Lincoln | NE | 68522-9284 | Lancaster | NE27210 | Active | 775 | 2016 | Intellihot | FT - Firetube Boiler | T.H.U, HWH#1 | HWSD - Hot Water Dom/Potable | 9/30/2026
Community Correction Ctr | 2720 W Van Dorn St | Lincoln | NE | 68522-9284 | Lancaster | NE27211 | Active | 700 | 2016 | Intellihot | FT - Firetube Boiler | T.H.U, HWH#1 | HWSD - Hot Water Dom/Potable | 9/30/2026
Community Correction Ctr | 2720 W Van Dorn St | Lincoln | NE | 68522-9284 | Lancaster | NE27212 | Active | 685 | 2016 | Intellihot | FT - Firetube Boiler | T.H.U. - HWH#1 | HWSD - Hot Water Dom/Potable | 9/30/2026
Community Correction Ctr | 2720 W Van Dorn St | Lincoln | NE | 68522-9284 | Lancaster | NE27961 | Active | 79333 | 2017 | Aerco | FTVT - Firetube Vertical TB | New Addition | HWSD - Hot Water Dom/Potable | 9/30/2026
Community Correction Ctr | 2720 W Van Dorn St | Lincoln | NE | 68522-9284 | Lancaster | NE27962 | Active | 79334 | 2017 | Aerco | FTVT - Firetube Vertical TB | New Addition | HWSD - Hot Water Dom/Potable | 9/30/2026
Community Correction Ctr | 2720 W Van Dorn St | Lincoln | NE | 68522-9284 | Lancaster | NE27963 | Active | 78647 | 2017 | Aerco | FTVT - Firetube Vertical TB | New Addition | HWSD - Hot Water Dom/Potable | 9/30/2026
Community Correction Ctr | 2720 W Van Dorn St | Lincoln | NE | 68522-9284 | Lancaster | NE27964 | Active | 79332 | 2017 | Aerco | FTVT - Firetube Vertical TB | New Addition | HWSD - Hot Water Dom/Potable | 9/30/2026
Community Correction Ctr | 2720 W Van Dorn St | Lincoln | NE | 68522-9284 | Lancaster | NE27965 | Active | 79327 | 2017 | Aerco | FTVT - Firetube Vertical TB | New Addition | HWHT - Hot Water Heat | 9/30/2026
Community Correction Ctr | 2720 W Van Dorn St | Lincoln | NE | 68522-9284 | Lancaster | NE27966 | Active | 79254 | 2017 | Aerco | FTVT - Firetube Vertical TB | New Addition | HWHT - Hot Water Heat | 9/30/2026
Community Correction Ctr | 2720 W Van Dorn St | Lincoln | NE | 68522-9284 | Lancaster | NE30470 | Out of Service | 7406 | 1992 | Aldrich | FTVT - Firetube Vertical TB | ROOM A129 B-1 | HWHT - Hot Water Heat | 9/30/2019
Community Correction Ctr | 2720 W Van Dorn St | Lincoln | NE | 68522-9284 | Lancaster | NE30471 | Scrapped/Junked | 7409 | 1992 | Aldrich | FTVT - Firetube Vertical TB | ROOM A129 B-2 | HWHT - Hot Water Heat | 9/30/2023
Community Correction Ctr | 2720 W Van Dorn St | Lincoln | NE | 68522-9284 | Lancaster | NE30472 | Scrapped/Junked | 7408 | 1992 | Aldrich | FTVT - Firetube Vertical TB | ROOM A129 B-3 | HWHT - Hot Water Heat | 9/30/2023
Community Correction Ctr | 2720 W Van Dorn St | Lincoln | NE | 68522-9284 | Lancaster | NE30473 | Scrapped/Junked | 7407 | 1992 | Aldrich | FTVT - Firetube Vertical TB | ROOM A129 B-4 | HWHT - Hot Water Heat | 9/30/2023
Community Correction Ctr | 2720 W Van Dorn St | Lincoln | NE | 68522-9284 | Lancaster | NE30474 | Scrapped/Junked | 5659 | 1992 | AOSM | CPFT - Horiz Cpr Fin Boiler | ROOM A124 | HWSD - Hot Water Dom/Potable | 9/30/2011
Community Correction Ctr | 2720 W Van Dorn St | Lincoln | NE | 68522-9284 | Lancaster | NE30475 | Scrapped/Junked | 5657 | 1992 | AOSM | CPFT - Horiz Cpr Fin Boiler | ROOM A124 | HWSD - Hot Water Dom/Potable | 9/30/2011
Community Correction Ctr | 2720 W Van Dorn St | Lincoln | NE | 68522-9284 | Lancaster | NE42439 | Active | 95410 | 2023 | Aerco | FTVT - Firetube Vertical TB | ROOM A129 B-2 | HWHT - Hot Water Heat | 9/30/2026
Community Correction Ctr | 2720 W Van Dorn St | Lincoln | NE | 68522-9284 | Lancaster | NE42440 | Active | 95411 | 2023 | Aerco | FTVT - Firetube Vertical TB | ROOM A129 B-2 | HWHT - Hot Water Heat | 9/30/2026
Community Correction Ctr | 2720 W Van Dorn St | Lincoln | NE | 68522-9284 | Lancaster | NE42441 | Active | 95412 | 2023 | Aerco | FTVT - Firetube Vertical TB | ROOM A129 B-2 | HWHT - Hot Water Heat | 9/30/2026
Honda of Lincoln | 2720 Yankee Hill Rd | Lincoln | NE | 68516-7746 | Lancaster | NE06528 | Active | 13812 | 2005 | Aldrich/L.E.S. | FTVT - Firetube Vertical TB | Mezzanine | HWHT - Hot Water Heat | 2/28/2027
Honda of Lincoln | 2720 Yankee Hill Rd | Lincoln | NE | 68516-7746 | Lancaster | NE06529 | Active | 13813 | 2005 | Aldrich/L.E.S. | FTVT - Firetube Vertical TB | Mezzanine | HWHT - Hot Water Heat | 2/28/2027
Honda of Lincoln | 2720 Yankee Hill Rd | Lincoln | NE | 68516-7746 | Lancaster | NE06530 | Out of Service | 7329 | 2005 | Pressure Tech | FT - Firetube Boiler | Mezzanine | HWHT - Hot Water Heat | 2/28/2021
Honda of Lincoln | 2720 Yankee Hill Rd | Lincoln | NE | 68516-7746 | Lancaster | NE06531 | Out of Service | 7169 | 2004 | Pressure Tech | FT - Firetube Boiler | Mezzanine | HWHT - Hot Water Heat | 2/28/2021
First United Methodist Church | 2723 N 50th St | Lincoln | NE | 68504-2765 | Lancaster | NE17220 | Out of Service | N/A | 1955 | American Standard | CI - Cast Iron | BOILER ROOM | STHT - Steam-Heat | 2/28/2010
First United Methodist Church | 2723 N 50th St | Lincoln | NE | 68504-2765 | Lancaster | NE19130 | Active | 8389 | 1995 | Aldrich | FTVT - Firetube Vertical TB | BASEMENT | HWHT - Hot Water Heat | 2/28/2027
First United Methodist Church | 2723 N 50th St | Lincoln | NE | 68504-2765 | Lancaster | NE19131 | Active | 8388 | 1995 | Aldrich | FTVT - Firetube Vertical TB | BASEMENT | HWHT - Hot Water Heat | 2/28/2027
JetSplash Car Wash | 2730 Dan Ave | Lincoln | NE | 68504-1101 | Lancaster | NE42671 | Active | 155303 | 2010 | Lochinvar | WTSS - Watertube SS Steel | Mechanical Room | HWHF - Hot Water Heat-Floor | 5/31/2026
JetSplash Car Wash | 2730 Dan Ave | Lincoln | NE | 68504-1101 | Lancaster | NE42672 | Active | 150958 | 2010 | Lochinvar | WTSS - Watertube SS Steel | Mechanical Room | HWHF - Hot Water Heat-Floor | 5/31/2026
JetSplash Car Wash | 2730 Dan Ave | Lincoln | NE | 68504-1101 | Lancaster | NE42673 | Scrapped/Junked | 139627 | 2008 | Lochinvar | WTSS - Watertube SS Steel | Mechanical Room | HWSP - Hot Water Non Potable Supply | 5/31/2025
JetSplash Car Wash | 2730 Dan Ave | Lincoln | NE | 68504-1101 | Lancaster | NE43309 | Active | 608502 | 2024 | Lochinvar | WTSS - Watertube SS Steel | Boiler Room | HWHP - Hot Water Heat & Nonpotable | 5/31/2026
Great Plains Budget Inn | 2732 O St | Lincoln | NE | 68510-1341 | Lancaster | NE40869 | Inactive | n/a | 1980 | Peerless | CI - Cast Iron | BASEMENT | HWHT - Hot Water Heat | 4/30/2019
Great Plains Budget Inn | 2732 O St | Lincoln | NE | 68510-1341 | Lancaster | NE40870 | Scrapped/Junked | 33879 | 1996 | AO SMITH | CHWH - ASME/Fired Water Heater | BASEMENT | HWSD - Hot Water Dom/Potable | 4/30/2006
Great Plains Budget Inn | 2732 O St | Lincoln | NE | 68510-1341 | Lancaster | NE40871 | Inactive |  | 1970 | PEERLESS HEATER COMPANY |  | BASEMENT | HWHT - Hot Water Heat | 1/1/1900
Great Plains Budget Inn | 2732 O St | Lincoln | NE | 68510-1341 | Lancaster | NE40872 | Scrapped/Junked |  | 1987 | AO SMITH | AHWH - ANSI/Fired Water Htr | BASEMENT | HWSD - Hot Water Dom/Potable | 4/30/2002
Osiri Place | 2737 N 49th St | Lincoln | NE | 68504-2666 | Lancaster | NE20440 | Out of Service | NA | 1991 | Peerless | CI - Cast Iron | Boiler room | HWHT - Hot Water Heat | 1/31/2025
Osiri Place | 2737 N 49th St | Lincoln | NE | 68504-2666 | Lancaster | NE37676 | Inactive |  | 1982 | PEERLESS HEATER COMPANY |  |  | HWHT - Hot Water Heat | 1/31/1997
Madison Apartments | 2742 N 48th St | Lincoln | NE | 68504-2625 | Lancaster | NE10392 | Out of Service | N/A | 1907 | AMST | CI - Cast Iron | BASEMENT | HWHT - Hot Water Heat | 10/31/2011
Irving Middle School | 2745 S 22nd St | Lincoln | NE | 68502-3915 | Lancaster | NE05486 | Exempt 1999 LB-66 |  | 1992 | RUUD | AHWH - ANSI/Fired Water Htr |  | HWSD - Hot Water Dom/Potable | 6/30/2000
Irving Middle School | 2745 S 22nd St | Lincoln | NE | 68502-3915 | Lancaster | NE05487 | Exempt 1999 LB-66 |  | 1992 | RUUD | AHWH - ANSI/Fired Water Htr |  | HWSD - Hot Water Dom/Potable | 6/30/2000
Irving Middle School | 2745 S 22nd St | Lincoln | NE | 68502-3915 | Lancaster | NE05701 | Exempt 1999 LB-66 |  | 1992 | AO SMITH | ELWH - Electric Water Heater | BOILER ROOM | HWSD - Hot Water Dom/Potable | 6/30/2001
Irving Middle School | 2745 S 22nd St | Lincoln | NE | 68502-3915 | Lancaster | NE30152 | Scrapped/Junked | N/A | 1961 | Kewanee | FTFB - Firetube-Firebox Boiler | BOILER ROOM | STHT - Steam-Heat | 4/30/2016
Irving Middle School | 2745 S 22nd St | Lincoln | NE | 68502-3915 | Lancaster | NE30153 | Scrapped/Junked | N/A | 1961 | Kewanee | FTFB - Firetube-Firebox Boiler | BOILER ROOM | STHT - Steam-Heat | 2/28/2015
The Meeting Place | 2748 S St | Lincoln | NE | 68503-3133 | Lancaster | NE40118 | Inactive | n/a | 1965 | AMST | CI - Cast Iron | BASEMENT | STHT - Steam-Heat | 10/31/2011
FAMOUS DAVE'S | 2750 Pine Lake Rd | Lincoln | NE | 68516-6011 | LANCASTER | NE24269 | Scrapped/Junked | 64711 | 1999 | STATE INDUSTRIES | CHWH - ASME/Fired Water Heater | KITCHEN | HWSD - Hot Water Dom/Potable | 10/31/2007
Kenny's Dry Cleaners | 2760 South St | Lincoln | NE | 68502-3252 | Lancaster | NE03669 | Inactive | 9864 | 1977 | BRYAN STEAM | WT - Water Tube Boiler | BOILER ROOM | PROC - Process Steam | 4/30/2003
Kenny's Dry Cleaners | 2760 South St | Lincoln | NE | 68502-3252 | Lancaster | NE09848 | Scrapped/Junked | 10105 | 2002 | Hurst | VTNT - Vertical Tubeless | BOILER ROOM | PROC - Process Steam | 7/31/2010
Kenny's Dry Cleaners | 2760 South St | Lincoln | NE | 68502-3252 | Lancaster | NE30427 | Out of Service | 31273 | 1991 | BRYAN STEAM LLC | WT - Water Tube Boiler | BOILER ROOM | PROC - Process Steam | 3/31/2011
Usa Steak Buffet | 2800 Cornhusker Hwy | Lincoln | NE | 68504-1572 | Lancaster | NE09736 | Inactive | 72299 | 2001 | STAT | CHWH - ASME/Fired Water Heater | MECH ROOM | HWSD - Hot Water Dom/Potable | 3/31/2010
Theta Chi Fraternity | 2800 N 50th St | Lincoln | NE | 68504-2703 | Lancaster | NE06639 | Scrapped/Junked | 95831 | 2005 | AOSC | CHWH - ASME/Fired Water Heater | NORTH ROOM/BASEMENT | HWSD - Hot Water Dom/Potable | 10/31/2013
Theta Chi Fraternity | 2800 N 50th St | Lincoln | NE | 68504-2703 | Lancaster | NE24679 | Active | 167846 | 2012 | AO SMITH | CHWH - ASME/Fired Water Heater | Basement | HWSD - Hot Water Dom/Potable | 9/30/2027
Theta Chi Fraternity | 2800 N 50th St | Lincoln | NE | 68504-2703 | Lancaster | NE30836 | Scrapped/Junked | 33588 | 1996 | AO SMITH | CHWH - ASME/Fired Water Heater | LAUNDRY ROOM | HWSD - Hot Water Dom/Potable | 2/28/2006
Country Club Apartments | 2800 Woods Blvd | Lincoln | NE | 68502-5817 | Lancaster | NE12246 | Active | 109638 | 2006 | RHEEM | CHWH - ASME/Fired Water Heater | BLDG #700 | HWSD - Hot Water Dom/Potable | 5/31/2026
Country Club Apartments | 2800 Woods Blvd | Lincoln | NE | 68502-5817 | Lancaster | NE13143 | Scrapped/Junked | 77498 | 2003 | AOSM | CHWH - ASME/Fired Water Heater | BLDG #400 | HWSD - Hot Water Dom/Potable | 7/31/2009
Country Club Apartments | 2800 Woods Blvd | Lincoln | NE | 68502-5817 | Lancaster | NE13144 | Scrapped/Junked | 77019 | 1997 | RHEEM | CHWH - ASME/Fired Water Heater | BLDG #200 | HWSD - Hot Water Dom/Potable | 5/31/2011
Country Club Apartments | 2800 Woods Blvd | Lincoln | NE | 68502-5817 | Lancaster | NE13145 | Scrapped/Junked | 57931 | 1997 | State Industries | CHWH - ASME/Fired Water Heater | BLDG #1300 | HWSD - Hot Water Dom/Potable | 5/31/2014
Country Club Apartments | 2800 Woods Blvd | Lincoln | NE | 68502-5817 | Lancaster | NE13146 | Scrapped/Junked | 64005 | 1999 | State Industries | CHWH - ASME/Fired Water Heater | BLDG #1100 | HWSD - Hot Water Dom/Potable | 5/31/2014
Country Club Apartments | 2800 Woods Blvd | Lincoln | NE | 68502-5817 | Lancaster | NE13147 | Active | 105999 | 2005 | RHEEM | CHWH - ASME/Fired Water Heater | BLDG #900 | HWSD - Hot Water Dom/Potable | 5/31/2025
Country Club Apartments | 2800 Woods Blvd | Lincoln | NE | 68502-5817 | Lancaster | NE15756 | Scrapped/Junked | 120509 | 2009 | RHEEM | CHWH - ASME/Fired Water Heater | BLDG 400 | HWSD - Hot Water Dom/Potable | 5/31/2021
CHIPOTLE | 2801 Pine Lake Rd | Lincoln | NE | 68516-6041 | LANCASTER | NE05974 | Inactive |  | 2004 | NORITZ AMERICAN CORP | AHWH - ANSI/Fired Water Htr | KITCHEN | HWSD - Hot Water Dom/Potable | 1/1/1900
Jersey Mikes | 2801 Pine Lake Rd Ste G | Lincoln | NE | 68516-6041 | Lancaster | NE25707 | Scrapped/Junked | 3814-3816 | 2013 | AO SMITH | WTHW - Watertube Wtr Heater | back room | HWSD - Hot Water Dom/Potable | 3/31/2018
TRAVEL LODGE MOTEL | 2801 W O St | Lincoln | NE | 68528-1804 | LANCASTER | NE24231 | Exempt 1999 LB-66 |  | 1992 | AO SMITH | AHWH - ANSI/Fired Water Htr | 2ND FLOOR | HWSD - Hot Water Dom/Potable | 1/1/1900
TRAVEL LODGE MOTEL | 2801 W O St | Lincoln | NE | 68528-1804 | LANCASTER | NE24232 | Scrapped/Junked |  | 1979 | PRESTIGE | AHWH - ANSI/Fired Water Htr | 2ND FLOOR | HWSD - Hot Water Dom/Potable | 1/1/1900
TRAVEL LODGE MOTEL | 2801 W O St | Lincoln | NE | 68528-1804 | LANCASTER | NE24233 | Scrapped/Junked |  | 1984 | PRESTIGE | AHWH - ANSI/Fired Water Htr | 2ND FLOOR | HWSD - Hot Water Dom/Potable | 1/1/1900
Colonial Heights Apartment Complex | 2815 Tierra Dr | Lincoln | NE | 68516-5000 | Lancaster | NE10696 | Active | N/A | 1984 | BURN | CI - Cast Iron | EAST POOL ROOM | HWHT - Hot Water Heat | 5/31/2027
Colonial Heights Apartment Complex | 2815 Tierra Dr | Lincoln | NE | 68516-5000 | Lancaster | NE10697 | Scrapped/Junked | N/A | 1988 | TELE | CPFH - Copper Fin Water Heater | EAST POOL ROOM | SPAJ - Spa/Jacuzzi Heater | 5/31/2016
Colonial Heights Apartment Complex | 2815 Tierra Dr | Lincoln | NE | 68516-5000 | Lancaster | NE10698 | Scrapped/Junked |  | 1989 | TELE | CPFH - Copper Fin Water Heater | WEST POOL ROOM | IPHT - Indoor Pool Heater | 5/31/2009
Colonial Heights Apartment Complex | 2815 Tierra Dr | Lincoln | NE | 68516-5000 | Lancaster | NE10699 | Scrapped/Junked | N/A | 1989 | TELE | CPFH - Copper Fin Water Heater | WEST POOL ROOM | OPHT - Outdoor Pool Heater | 5/31/2012
Colonial Heights Apartment Complex | 2815 Tierra Dr | Lincoln | NE | 68516-5000 | Lancaster | NE15354 | Scrapped/Junked | 245874 | 2008 | JANDY | CPFT - Horiz Cpr Fin Boiler | POOL MECH ROOM | IPHT - Indoor Pool Heater | 5/31/2012
Colonial Heights Apartment Complex | 2815 Tierra Dr | Lincoln | NE | 68516-5000 | Lancaster | NE25720 | Scrapped/Junked | 13882 | 2011 | PENTAIR | CPPH - Ansi Cpr Fin Pool Heater | Pool Mech. Room | IPHT - Indoor Pool Heater | 5/31/2016
Colonial Heights Apartment Complex | 2815 Tierra Dr | Lincoln | NE | 68516-5000 | Lancaster | NE25721 | Scrapped/Junked | 000853 | 2013 | Hayward | CPPH - Ansi Cpr Fin Pool Heater | Pool Mech Room | OPHT - Outdoor Pool Heater | 5/31/2025
Colonial Heights Apartment Complex | 2815 Tierra Dr | Lincoln | NE | 68516-5000 | Lancaster | NE26310 | Active | 23610 | 2016 | PENTAIR | CPPH - Ansi Cpr Fin Pool Heater | Pool Mech. Room | IPHT - Indoor Pool Heater | 5/31/2026
Apartment Building | 2827 N 53rd St | Lincoln | NE | 68504-2778 | Lancaster | NE04748 | Scrapped/Junked | n/a | 1981 | AMST | CI - Cast Iron | BASEMENT | HWHT - Hot Water Heat | 3/31/2016
TERRENCE L KUBICEK | 2835 S 14th St | Lincoln | NE | 68502-4525 | LANCASTER | NE30302 | Inactive |  | 1915 | NICHOLS-SHEPARD | FT - Firetube Boiler | PORTABLE | 0024 - Antique Steam Tractor | 12/31/1995
TERRENCE L KUBICEK | 2835 S 14th St | Lincoln | NE | 68502-4525 | LANCASTER | NE30507 | Inactive |  | 1920 | CASE | FT - Firetube Boiler | PORTABLE | 0024 - Antique Steam Tractor | 12/31/1996
TERRENCE L KUBICEK | 2835 S 14th St | Lincoln | NE | 68502-4525 | LANCASTER | NE30714 | Inactive |  | 1922 | KECK CONNERMAN | FT - Firetube Boiler | PORTABLE | 0024 - Antique Steam Tractor | 12/31/1995
Northridge Heights Apts | 2840 Fletcher Ave | Lincoln | NE | 68504-1141 | Lancaster | NE40516 | Inactive | 156756 | 1999 | Raypak | CPFT - Horiz Cpr Fin Boiler | POOL ROOM | OPHT - Outdoor Pool Heater | 6/30/2018
RUSS'S MARKET #15 | 2840 S 70th St | Lincoln | NE | 68506-3662 | LANCASTER | NE00768 | Scrapped/Junked | 52019 | 1999 | AO SMITH | CHWH - ASME/Fired Water Heater | 2ND FLOOR | HWSD - Hot Water Dom/Potable | 11/30/2003
RUSS'S MARKET #15 | 2840 S 70th St | Lincoln | NE | 68506-3662 | LANCASTER | NE30655 | Scrapped/Junked | 27473 | 1994 | AO SMITH | CHWH - ASME/Fired Water Heater |  | HWSD - Hot Water Dom/Potable | 10/31/2000
Huntington Elementary | 2900 N 46th St | Lincoln | NE | 68504-2630 | Lancaster | NE07819 | Active | 9640 | 1998 | Les Inc/Aldrich Co | FTVT - Firetube Vertical TB | BOILER ROOM | GLYC - Glycol Bldg Heat Sys | 11/30/2026
Huntington Elementary | 2900 N 46th St | Lincoln | NE | 68504-2630 | Lancaster | NE07820 | Active | 9641 | 1998 | Les Inc/Aldrich Co | FTVT - Firetube Vertical TB | BOILER ROOM | GLYC - Glycol Bldg Heat Sys | 11/30/2026
Huntington Elementary | 2900 N 46th St | Lincoln | NE | 68504-2630 | Lancaster | NE07821 | Active | 9659 | 1998 | Les Inc/Aldrich Co | FTVT - Firetube Vertical TB | BOILER ROOM | GLYC - Glycol Bldg Heat Sys | 11/30/2026
Huntington Elementary | 2900 N 46th St | Lincoln | NE | 68504-2630 | Lancaster | NE07822 | Active | 9661 | 1998 | Les Inc/Aldrich Co | FTVT - Firetube Vertical TB | BOILER ROOM | GLYC - Glycol Bldg Heat Sys | 11/30/2026
Reed Investment Properties | 2900 O St | Lincoln | NE | 68510-1454 | Lancaster | NE26259 | Active | 354272 | 2014 | CAMUS | WTSS - Watertube SS Steel | 3rd Floor Mechanical Room | HWHT - Hot Water Heat | 3/31/2027
Reed Investment Properties | 2900 O St | Lincoln | NE | 68510-1454 | Lancaster | NE34121 | Scrapped/Junked | 88402 | 1988 | Teledyne Laars | CPFT - Horiz Cpr Fin Boiler | EQUIP ROOM | HWHT - Hot Water Heat | 3/31/2016
Northbrook Apartments | 2901 Fletcher Ave | Lincoln | NE | 68504-1144 | Lancaster | NE07966 | Scrapped/Junked | N/A | 2006 | Lochinvar | CPFH - Copper Fin Water Heater | POOL ROOM | OPHT - Outdoor Pool Heater | 6/30/2009
Northbrook Apartments | 2901 Fletcher Ave | Lincoln | NE | 68504-1144 | Lancaster | NE08500 | Inactive | 170599 | 2000 | Raypak | CPFT - Horiz Cpr Fin Boiler | SPA ROOM | SPAJ - Spa/Jacuzzi Heater | 6/30/2024
Northbrook Apartments | 2901 Fletcher Ave | Lincoln | NE | 68504-1144 | Lancaster | NE19242 | Scrapped/Junked | 255470 | 2010 | Lochinvar | CPFH - Copper Fin Water Heater | Pool Mech Room | OPHT - Outdoor Pool Heater | 6/30/2020
NORTHBROOK APARTMENTS | 2901 Fletcher Ave | Lincoln | NE | 68504-1144 | LANCASTER | NE00185 | Scrapped/Junked | 160617 | 1999 | RAYPAK INC, CALIFORNIA | CPFT - Horiz Cpr Fin Boiler | POOL ROOM | OPHT - Outdoor Pool Heater | 6/30/2007
NE Air National Guard | 2901 NW 24th St | Lincoln | NE | 68524 | Lancaster | NE07577 | Exempt | 30726 | 1993 | Groen | KETT - Fired Kettle | Dinning Hall | COOK - Cooker/Kettle | 1/31/2022
NE Air National Guard | 2901 NW 24th St | Lincoln | NE | 68524 | Lancaster | NE07578 | Exempt | 30742 | 1993 | Groen | KETT - Fired Kettle | Dinning Hall | COOK - Cooker/Kettle | 1/31/2022
NE Air National Guard | 2901 NW 24th St | Lincoln | NE | 68524 | Lancaster | NE30575 | Active | 65600 | 1993 | WBLT | ELBL - Electric Boiler | DINING HALL | 0021 - Steam Supp Cooker/Kettle | 1/31/2027
NE Air National Guard B2901 | 2901 NW 24th St #2 | Lincoln | NE | 68524 | Lancaster | NE24195 | Active | 62866 | 2012 | Aerco | FTVT - Firetube Vertical TB | Dinning Hall Mech. | HWHT - Hot Water Heat | 1/31/2027
NE Air National Guard B2901 | 2901 NW 24th St #2 | Lincoln | NE | 68524 | Lancaster | NE24196 | Active | 63061 | 2012 | Aerco | FTVT - Firetube Vertical TB | Dinning Hall Mech. | HWHT - Hot Water Heat | 1/31/2027
NE Air National Guard B2901 | 2901 NW 24th St #2 | Lincoln | NE | 68524 | Lancaster | NE24197 | Active | 175133 | 2012 | A O Smith | CHWH - ASME/Fired Water Heater | Dinning Hall Mech. | HWSD - Hot Water Dom/Potable | 1/31/2027
NE Air National Guard B2901 | 2901 NW 24th St #2 | Lincoln | NE | 68524 | Lancaster | NE24198 | Active | 175147 | 2012 | A O Smith | CHWH - ASME/Fired Water Heater | Dinning Hall Mech. | HWSD - Hot Water Dom/Potable | 1/31/2027
Cadre Holdings | 2915 S 16th St | Lincoln | NE | 68502-4603 | Lancaster | NE10397 | Scrapped/Junked | n/a | 2002 | Burnham | CI - Cast Iron | Basement | HWHT - Hot Water Heat | 12/31/2015
Cadre Holdings | 2915 S 16th St | Lincoln | NE | 68502-4603 | Lancaster | NE10398 | Scrapped/Junked | n/a | 2001 | Burnham | CI - Cast Iron | Basement | HWHT - Hot Water Heat | 12/31/2014
Cadre Holdings | 2915 S 16th St | Lincoln | NE | 68502-4603 | Lancaster | NE25244 | Active | n/a | 2014 | Burnham | CI - Cast Iron | boiler room | HWHT - Hot Water Heat | 12/31/2024
Cadre Holdings | 2915 S 16th St | Lincoln | NE | 68502-4603 | Lancaster | NE26240 | Out of Service | N/A | 2015 | Peerless | CI - Cast Iron | Boiler Room | HWHT - Hot Water Heat | 12/31/2024
SOUTHMINISTER UMC | 2915 S 16th St | Lincoln | NE | 68502-4603 | LANCASTER | NE14523 | Scrapped/Junked |  | 1987 | PEERLESS HEATER COMPANY |  | BASEMENT | HWHT - Hot Water Heat | 12/31/2002
Old Chicago Restaurant #46 | 2918 Pine Lake Rd | Lincoln | NE | 68516-6010 | Lancaster | NE05962 | Exempt | 100109 | 1999 | MVE/CHART IND | UTNK - Unfired Vertical Tank | KITCHEN | 0041 - CO2 Dispensing | 12/31/2006
Old Chicago Restaurant #46 | 2918 Pine Lake Rd | Lincoln | NE | 68516-6010 | Lancaster | NE09792 | Scrapped/Junked | 60658 | 2001 | AOSM | CHWH - ASME/Fired Water Heater | MECHANICAL ROOM | HWSD - Hot Water Dom/Potable | 6/30/2010
Old Chicago Restaurant #46 | 2918 Pine Lake Rd | Lincoln | NE | 68516-6010 | Lancaster | NE18648 | Scrapped/Junked | 147367 | 2010 | AO SMITH | CHWH - ASME/Fired Water Heater | Mech Room | HWSD - Hot Water Dom/Potable | 11/30/2015
Old Chicago Restaurant #46 | 2918 Pine Lake Rd | Lincoln | NE | 68516-6010 | Lancaster | NE25497 | Scrapped/Junked | 207543 | 2013 | AO SMITH | CHWH - ASME/Fired Water Heater | Kitchen MR | HWSD - Hot Water Dom/Potable | 12/31/2019
Old Chicago Restaurant #46 | 2918 Pine Lake Rd | Lincoln | NE | 68516-6010 | Lancaster | NE28313 | Active | 254243 | 2013 | AO SMITH | CHWH - ASME/Fired Water Heater | Kitchen MR | HWSD - Hot Water Dom/Potable | 9/30/2027
Knights Inn | 2920 NW 12th St | Lincoln | NE | 68521-3605 | Lancaster | NE06638 | Scrapped/Junked | 85554 | 2000 | Ruud-Rheem | CHWH - ASME/Fired Water Heater | Mechanical Room | HWSD - Hot Water Dom/Potable | 2/28/2012
Knights Inn | 2920 NW 12th St | Lincoln | NE | 68521-3605 | Lancaster | NE19584 | Scrapped/Junked | 157964 | 2011 | A O Smith | AHWH - ANSI/Fired Water Htr | Mech. Room | HWSD - Hot Water Dom/Potable | 6/30/2013
Knights Inn | 2920 NW 12th St | Lincoln | NE | 68521-3605 | Lancaster | NE40200 | Scrapped/Junked | 68431 | 1995 | Ruud-Rheem | CHWH - ASME/Fired Water Heater | Boiler Room | HWSD - Hot Water Dom/Potable | 12/31/2005
Knights Inn | 2920 NW 12th St | Lincoln | NE | 68521-3605 | Lancaster | NE40272 | Scrapped/Junked | 45111 | 1998 | A. O. Smith | CHWH - ASME/Fired Water Heater | Mechanical Room | HWSD - Hot Water Dom/Potable | 2/28/2011
Bryan Health | 2920 S 84th St | Lincoln | NE | 68506-4142 | Lancaster | NE24241 | Active | 9959 | 1998 | Aldrich/Les | FTVT - Firetube Vertical TB | Penthouse | HWHT - Hot Water Heat | 10/31/2025
Bryan Health | 2920 S 84th St | Lincoln | NE | 68506-4142 | Lancaster | NE24242 | Active | 9961 | 1998 | Aldrich/Les | FTVT - Firetube Vertical TB | Penthouse | HWHT - Hot Water Heat | 10/31/2025
Bryan Health | 2920 S 84th St | Lincoln | NE | 68506-4142 | Lancaster | NE24243 | Active | 9975 | 1998 | Aldrich/Les | FTVT - Firetube Vertical TB | 2nd Floor FL B-3 | HWHT - Hot Water Heat | 10/31/2025
Bryan Health | 2920 S 84th St | Lincoln | NE | 68506-4142 | Lancaster | NE24244 | Active | 9966 | 1998 | Aldrich/Les | FTVT - Firetube Vertical TB | 2 nd Floor | HWHT - Hot Water Heat | 10/31/2025
NE Air National Guard B600 | 2925 NW 25th St | Lincoln | NE | 68524-2410 | Lancaster | NE25282 | Active | 85635 | 2019 | Aerco | FTVT - Firetube Vertical TB | Main Hangar | HWHT - Hot Water Heat | 1/31/2027
NE Air National Guard B600 | 2925 NW 25th St | Lincoln | NE | 68524-2410 | Lancaster | NE25283 | Active | 67618 | 2014 | Aerco | FTVT - Firetube Vertical TB | Main Hangar | HWHT - Hot Water Heat | 1/31/2027
Southeast High School | 2930 S 37th St | Lincoln | NE | 68506-3230 | Lancaster | NE10110 | Scrapped/Junked | 155937 | 2005 | Teledyne Laars | CPFH - Copper Fin Water Heater | pool boiler room | IPHT - Indoor Pool Heater | 4/30/2019
Southeast High School | 2930 S 37th St | Lincoln | NE | 68506-3230 | Lancaster | NE12213 | Scrapped/Junked | 16295 | 2006 | Les Inc/Aldrich Co | FTVT - Firetube Vertical TB | BOILER ROOM | HWSD - Hot Water Dom/Potable | 2/28/2012
Southeast High School | 2930 S 37th St | Lincoln | NE | 68506-3230 | Lancaster | NE12214 | Scrapped/Junked | 16346 | 2006 | Les Inc/Aldrich Co | FTVT - Firetube Vertical TB | BOILER ROOM | HWSD - Hot Water Dom/Potable | 2/28/2012
Southeast High School | 2930 S 37th St | Lincoln | NE | 68506-3230 | Lancaster | NE12215 | Inactive | 16495 | 2007 | Les Inc/Aldrich Co | FTVT - Firetube Vertical TB | BOILER ROOM #1 | GLYC - Glycol Bldg Heat Sys | 4/30/2020
Southeast High School | 2930 S 37th St | Lincoln | NE | 68506-3230 | Lancaster | NE12216 | Active | 16496 | 2007 | Les Inc/Aldrich Co | FTVT - Firetube Vertical TB | BOILER ROOM #2 | GLYC - Glycol Bldg Heat Sys | 11/30/2026
Southeast High School | 2930 S 37th St | Lincoln | NE | 68506-3230 | Lancaster | NE12217 | Active | 16497 | 2007 | Les Inc/Aldrich Co | FTVT - Firetube Vertical TB | BOILER ROOM #3 | GLYC - Glycol Bldg Heat Sys | 11/30/2026
Southeast High School | 2930 S 37th St | Lincoln | NE | 68506-3230 | Lancaster | NE13696 | Scrapped/Junked | 17916 | 1953 | KEWANEE | FTFB - Firetube-Firebox Boiler | BOILER ROOM | BSUP - Bldg Heat & Process | 2/28/2008
Southeast High School | 2930 S 37th St | Lincoln | NE | 68506-3230 | Lancaster | NE27912 | Active | 292113 | 2018 | Teledyne Laars | CPFH - Copper Fin Water Heater | pool boiler room | IPHT - Indoor Pool Heater | 11/30/2026
Southeast High School | 2930 S 37th St | Lincoln | NE | 68506-3230 | Lancaster | NE30073 | Scrapped/Junked |  | 1953 | KEWANEE | FT - Firetube Boiler | BOILER ROOM | STHT - Steam-Heat | 2/28/2008
Southeast High School | 2930 S 37th St | Lincoln | NE | 68506-3230 | Lancaster | NE30074 | Scrapped/Junked |  | 1953 | KEWANEE | FT - Firetube Boiler | BOILER ROOM | STHT - Steam-Heat | 2/28/2008
Southeast High School | 2930 S 37th St | Lincoln | NE | 68506-3230 | Lancaster | NE37734 | Inactive | 19219 | 1977 | Unknown | WT - Water Tube Boiler | SOUTHEAST HIGH | PROC - Process Steam | 6/30/1997
LAA Car Center | 2940 N Park Rd | Lincoln | NE | 68524-2402 | Lancaster | NE08770 | Scrapped/Junked | 131453 | 2001 | Lochinvar | CPFT - Horiz Cpr Fin Boiler | MECHANICAL ROOM | HWHT - Hot Water Heat | 4/30/2022
LAA Car Center | 2940 N Park Rd | Lincoln | NE | 68524-2402 | Lancaster | NE41574 | Active | 161669 | 2020 | US Boiler | FTVT - Firetube Vertical TB | Mechanical Room | HWHF - Hot Water Heat-Floor | 5/31/2026
Luxury Inn | 2940 NW 12th St | Lincoln | NE | 68521-3605 | Lancaster | NE17075 | Scrapped/Junked | 120718 | 2009 | RHEEM | CHWH - ASME/Fired Water Heater | Upstairs | HWSD - Hot Water Dom/Potable | 3/31/2024
Luxury Inn | 2940 NW 12th St | Lincoln | NE | 68521-3605 | Lancaster | NE40395 | Out of Service | 69053 | 1995 | RHEE | CHWH - ASME/Fired Water Heater | UPSTAIRS | HWSD - Hot Water Dom/Potable | 3/31/2010
Luxury Inn | 2940 NW 12th St | Lincoln | NE | 68521-3605 | Lancaster | NE40396 | Scrapped/Junked | 66770 | 1994 | RHEE | CHWH - ASME/Fired Water Heater | UPSTAIRS | HWSD - Hot Water Dom/Potable | 4/30/2010
Bryan Health | 2940 S 84th St | Lincoln | NE | 68506-4142 | Lancaster | NE25723 | Active | 197 | 2014 | IA Manufacturing | FTVT - Firetube Vertical TB | boiler room | HWHT - Hot Water Heat | 10/31/2025
Bryan Health | 2940 S 84th St | Lincoln | NE | 68506-4142 | Lancaster | NE40961 | Active | 9971 | 1998 | Aldrich/Les | FTVT - Firetube Vertical TB | 2ND Floor B-5 | HWHT - Hot Water Heat | 10/31/2025
Bryan Health | 2940 S 84th St | Lincoln | NE | 68506-4142 | Lancaster | NE40962 | Scrapped/Junked | 9970 | 1998 | Aldrich/Les | FTVT - Firetube Vertical TB | 2nd Floor B6 | HWDP - Hotwater Heat & Dom Supply | 10/31/2015
Bryan Health | 2940 S 84th St | Lincoln | NE | 68506-4142 | Lancaster | NE40963 | Active | 9963 | 1998 | Aldrich/Les | FTVT - Firetube Vertical TB | 2nd FLR B-7 | HWHT - Hot Water Heat | 10/31/2025
Bryan Health | 2940 S 84th St | Lincoln | NE | 68506-4142 | Lancaster | NE40964 | Active | 9976 | 1998 | Aldrich/Les | FTVT - Firetube Vertical TB | 2nd FL B-8 | HWHT - Hot Water Heat | 10/31/2025
NE Air National Guard | 2945 NW 25th St | Lincoln | NE | 68524-2410 | Lancaster | NE24510 | Active | 65537 | 2013 | Aerco | VTTB - Vertical Tube Bundle | Squad OPS | HWHT - Hot Water Heat | 1/31/2027
NE Air National Guard | 2945 NW 25th St | Lincoln | NE | 68524-2410 | Lancaster | NE24511 | Active | 65730 | 2013 | Aerco | VTTB - Vertical Tube Bundle | Squad Ops | HWHT - Hot Water Heat | 1/31/2027
VILLAGE INN | 2949 N 27th St | Lincoln | NE | 68521-1476 | LANCASTER | NE40880 | Scrapped/Junked | 47811 | 1999 | AO SMITH | CHWH - ASME/Fired Water Heater | BOILER RM | HWSD - Hot Water Dom/Potable | 9/30/2004
C. S. M. S. | 2960 N Park Rd | Lincoln | NE | 68524-2402 | Lancaster | NE40110 | Scrapped/Junked | 29773 | 1995 | AOSM | CHWH - ASME/Fired Water Heater | MECHANICAL ROOM | HWSD - Hot Water Dom/Potable | 4/30/2012
Lakeview Elementary | 300 Capitol Beach Blvd | Lincoln | NE | 68528-1643 | Lancaster | NE05700 | Exempt 1999 LB-66 |  | 1995 | AO SMITH | AHWH - ANSI/Fired Water Htr |  | HWSD - Hot Water Dom/Potable | 6/30/2000
Lakeview Elementary | 300 Capitol Beach Blvd | Lincoln | NE | 68528-1643 | Lancaster | NE30266 | Scrapped/Junked | N/A | 1963 | Kewanee | FTFB - Firetube-Firebox Boiler | BOILER ROOM | STHT - Steam-Heat | 2/28/2012
Lakeview Elementary | 300 Capitol Beach Blvd | Lincoln | NE | 68528-1643 | Lancaster | NE30267 | Scrapped/Junked | N/A | 1963 | Kewanee | FTFB - Firetube-Firebox Boiler | BOILER ROOM | STHT - Steam-Heat | 2/28/2012
Lakeview Elementary | 300 Capitol Beach Blvd | Lincoln | NE | 68528-1643 | Lancaster | NE35285 | Scrapped/Junked | N/A | 1986 | AOSM | AHWH - ANSI/Fired Water Htr | BOILER ROOM | HWSD - Hot Water Dom/Potable | 2/28/2009
UNL Parking Garage | 300 N 17th St | Lincoln | NE | 68588-0005 | Lancaster | NE08855 | Active | 11339 | 2001 | ALES | FTVT - Firetube Vertical TB | MECH. ROOM 9 | GLYC - Glycol Bldg Heat Sys | 5/31/2026
UNL Parking Garage | 300 N 17th St | Lincoln | NE | 68588-0005 | Lancaster | NE08856 | Active | 11344 | 2001 | ALES | FTVT - Firetube Vertical TB | MECH ROOM 9 | GLYC - Glycol Bldg Heat Sys | 5/31/2025
Blackstone Apartments | 300 S 16th St | Lincoln | NE | 68508-2530 | Lancaster | NE02560 | Out of Service | n/a | 1962 | Peerless | CI - Cast Iron | BASEMENT | HWHT - Hot Water Heat | 12/31/2020
Hawthorne Elementary | 300 S 48th St | Lincoln | NE | 68510-1830 | Lancaster | NE05425 | Exempt 1999 LB-66 |  | 1995 | AO SMITH | AHWH - ANSI/Fired Water Htr |  | HWSD - Hot Water Dom/Potable | 6/30/2000
Hawthorne Elementary | 300 S 48th St | Lincoln | NE | 68510-1830 | Lancaster | NE09410 | Scrapped/Junked |  | 1987 | AO SMITH | AHWH - ANSI/Fired Water Htr | BOILER ROOM | HWSD - Hot Water Dom/Potable | 6/30/2001
Hawthorne Elementary | 300 S 48th St | Lincoln | NE | 68510-1830 | Lancaster | NE17889 | Scrapped/Junked | 45254 | 1993 | Kewanee | FTFB - Firetube-Firebox Boiler | boiler room | STHT - Steam-Heat | 2/28/2011
Hawthorne Elementary | 300 S 48th St | Lincoln | NE | 68510-1830 | Lancaster | NE17890 | Scrapped/Junked | 45255 | 1993 | Kewanee | FTFB - Firetube-Firebox Boiler | boiler room | STHT - Steam-Heat | 2/28/2011
68th Street Place | 300 S 68th St | Lincoln | NE | 68510-2475 | Lancaster | NE04138 | Active | 53690 | 1966 | Raypak | CPFT - Horiz Cpr Fin Boiler | 5TH FLOOR | HWHT - Hot Water Heat | 3/31/2027
The Church of Jesus Christ - Lincoln FM - Lincoln | 3000 Old Cheney Road | Lincoln | NE | 68516 | Lancaster | NE21207 | Scrapped/Junked |  | 1984 | A. O. Smith | FT - Firetube Boiler | Locker | HWDP - Hotwater Heat & Dom Supply | 4/30/2004
The Church of Jesus Christ - Lincoln FM - Lincoln | 3000 Old Cheney Road | Lincoln | NE | 68516 | Lancaster | NE50020 | Scrapped/Junked | none | 2003 | Mobius |  | Mech room | HWDP - Hotwater Heat & Dom Supply | 3/6/2006
Americas Best Value Inn | 3001 NW 12th St | Lincoln | NE | 68521-3608 | Lancaster | NE08644 | Scrapped/Junked | 56925 | 2000 | AOSM | CHWH - ASME/Fired Water Heater | 2ND FL LAUNDRY RM | HWSD - Hot Water Dom/Potable | 11/30/2010
Americas Best Value Inn | 3001 NW 12th St | Lincoln | NE | 68521-3608 | Lancaster | NE19243 | Scrapped/Junked | 151559 | 2010 | AO SMITH | CHWH - ASME/Fired Water Heater | 2nd Floor Mech. | HWSD - Hot Water Dom/Potable | 8/31/2023
Americas Best Value Inn | 3001 NW 12th St | Lincoln | NE | 68521-3608 | Lancaster | NE40885 | Scrapped/Junked | 43283 | 1998 | AO SMITH | CHWH - ASME/Fired Water Heater | 2ND FLOOR MAINT RM | HWSD - Hot Water Dom/Potable | 9/30/2001
Test Record | 301 Centennial Mall | Lincoln | NE | 68508-2529 | Lancaster | NE25554 | Inactive | 321 | 1999 | Combustion Eng | WT - Water Tube Boiler | BASEMENT | POWR - Power Generation | 6/30/2007
GOOD NEWS BROADCASTING | 301 S 12th St | Lincoln | NE | 68508-2108 | LANCASTER | NE37570 | Inactive |  | 1972 | KEWANEE | FT - Firetube Boiler | BOILER ROOM | STHT - Steam-Heat | 7/31/1996
Southeast Community College | 301 S 68th St Pl | Lincoln | NE | 68510-2449 | Lancaster | NE05953 | Scrapped/Junked | 91687 | 2004 | AOSM | CHWH - ASME/Fired Water Heater | 5TH FLR MECH RM | HWSD - Hot Water Dom/Potable | 7/31/2009
Southeast Community College | 301 S 68th St Pl | Lincoln | NE | 68510-2449 | Lancaster | NE21352 | Scrapped/Junked | 8137 | 1996 | Aldrich/L.E.S. | FTVT - Firetube Vertical TB | 5th Floor Equipt. Room | HWHT - Hot Water Heat | 9/30/2015
Southeast Community College | 301 S 68th St Pl | Lincoln | NE | 68510-2449 | Lancaster | NE21353 | Scrapped/Junked | 33720 | 1996 | AO SMITH | CHWH - ASME/Fired Water Heater | 5TH FLOOR | HWSD - Hot Water Dom/Potable | 10/31/2003
Southeast Community College | 301 S 68th St Pl | Lincoln | NE | 68510-2449 | Lancaster | NE25586 | Active | 19493 | 2015 | LES | FT - Firetube Boiler | Boiler Room | HWHT - Hot Water Heat | 1/31/2027
Doane College Building | 303 N 52nd St | Lincoln | NE | 68504-3507 | Lancaster | NE16368 | Scrapped/Junked |  | 1977 | RAYT | CPFT - Horiz Cpr Fin Boiler | PARKING GARAGE | HWHT - Hot Water Heat | 6/30/2008
Doane Building | 303 N 52nd St | Lincoln | NE | 68510 | Lancaster | NE13415 | Scrapped/Junked | 78573 | 2008 | Giannoni France | SSCO - SS Coil Boiler | BOILER ROOM | HWHT - Hot Water Heat | 2/28/2020
Doane Building | 303 N 52nd St | Lincoln | NE | 68510 | Lancaster | NE13416 | Scrapped/Junked | 78572 | 2008 | Giannoni France | SSCO - SS Coil Boiler | BOILER ROOM | HWHT - Hot Water Heat | 2/28/2020
Doane Building | 303 N 52nd St | Lincoln | NE | 68510 | Lancaster | NE28341 | Out of Service | 6694 | 2019 | Riello | WT - Water Tube Boiler | Boiler Room | HWHT - Hot Water Heat | 10/31/2023
Doane Building | 303 N 52nd St | Lincoln | NE | 68510 | Lancaster | NE28342 | Scrapped/Junked | 8282 | 2019 | Riello | WT - Water Tube Boiler | Boiler Room | HWHT - Hot Water Heat | 10/31/2023
Doane Building | 303 N 52nd St | Lincoln | NE | 68510 | Lancaster | NE42984 | Active | 3635 | 2023 | Riello | WT - Water Tube Boiler | Garage Boiler Room | HWHT - Hot Water Heat | 11/30/2026
Doane Building | 303 N 52nd St | Lincoln | NE | 68510 | Lancaster | NE42985 | Active | 3096 | 2023 | Riello | WT - Water Tube Boiler | Garage Boiler Room | HWHT - Hot Water Heat | 11/30/2026
Scheels | 3030 Pine Lake Rd | Lincoln | NE | 68516-6021 | Lancaster | NE27411 | Active | 313975 | 2017 | Lochinvar | FT - Firetube Boiler | BOILER ROOM | GLYC - Glycol Bldg Heat Sys | 12/31/2026
Scheels | 3030 Pine Lake Rd | Lincoln | NE | 68516-6021 | Lancaster | NE27412 | Active | 313974 | 2017 | Lochinvar | FT - Firetube Boiler | BOILER ROOM | GLYC - Glycol Bldg Heat Sys | 12/31/2026
Scheels | 3030 Pine Lake Rd | Lincoln | NE | 68516-6021 | Lancaster | NE27413 | Active | 313166 | 2017 | Lochinvar | FT - Firetube Boiler | BOILER ROOM | GLYC - Glycol Bldg Heat Sys | 12/31/2026
RATHBONE CAR WASH | 3044 S St | Lincoln | NE | 68503-3235 | LANCASTER | NE08381 | Scrapped/Junked |  | 1987 | AO SMITH | AHWH - ANSI/Fired Water Htr | MECH ROOM | HWSD - Hot Water Dom/Potable | 4/30/2002
RATHBONE CAR WASH | 3044 S St | Lincoln | NE | 68503-3235 | LANCASTER | NE08382 | Inactive | 98690 | 1987 | TELEDYNE LAARS | WT - Water Tube Boiler | MECH ROOM | HWHT - Hot Water Heat | 4/30/2002
Van Sickle Paint Mfg Co | 305 M St | Lincoln | NE | 68508-2421 | Lancaster | NE08775 | Out of Service | n/a | 2000 | Peerless | CI - Cast Iron | Mech Room | STHT - Steam-Heat | 11/30/2024
Van Sickle Paint Mfg Co | 305 M St | Lincoln | NE | 68508-2421 | Lancaster | NE37765 | Scrapped/Junked |  | 1986 | PEERLESS HEATER COMPANY |  | BASEMENT | STHT - Steam-Heat | 1/31/2002
Tru Hotel | 305 N 50th St | Lincoln | NE | 68504-3514 | Lancaster | NE42725 | Active | 313281 | 2023 | AO SMITH | CHWH - ASME/Fired Water Heater | Mech Room | HWHT - Hot Water Heat | 7/31/2026
Tru Hotel | 305 N 50th St | Lincoln | NE | 68504-3514 | Lancaster | NE42726 | Active | 313571 | 2023 | AO SMITH | CHWH - ASME/Fired Water Heater | Mech Room | HWHT - Hot Water Heat | 7/31/2026
Tru Hotel | 305 N 50th St | Lincoln | NE | 68504-3514 | Lancaster | NE42727 | Active | 313568 | 2023 | AO SMITH | CHWH - ASME/Fired Water Heater | Mech Room | HWHT - Hot Water Heat | 7/31/2026
Wilderness Hills Flats | 3055 Crescent Dr | Lincoln | NE | 68516-1068 | Lancaster | NE28000 | Active | 462637 | 2018 | Raypak | CPPH - Ansi Cpr Fin Pool Heater | Pool Mech Room | OPHT - Outdoor Pool Heater | 5/31/2026
SHERIDAN ELEMENTARY | 3100 Plymouth Ave | Lincoln | NE | 68502-4129 | LANCASTER | NE05725 | Exempt 1999 LB-66 |  | 1997 | AO SMITH | AHWH - ANSI/Fired Water Htr |  | HWSD - Hot Water Dom/Potable | 6/30/2000
SHERIDAN ELEMENTARY | 3100 Plymouth Ave | Lincoln | NE | 68502-4129 | LANCASTER | NE17304 | Scrapped/Junked |  | 1989 | AO SMITH | CHWH - ASME/Fired Water Heater | BOILER ROOM | HWSD - Hot Water Dom/Potable | 6/30/2001
SHERIDAN ELEMENTARY | 3100 Plymouth Ave | Lincoln | NE | 68502-4129 | LANCASTER | NE30082 | Scrapped/Junked |  | 1954 | NATIONAL CRANE | FT - Firetube Boiler | BOILER ROOM | STHT - Steam-Heat | 2/28/2008
SHERIDAN ELEMENTARY | 3100 Plymouth Ave | Lincoln | NE | 68502-4129 | LANCASTER | NE30163 | Scrapped/Junked |  | 1965 | KEWANEE | FTFB - Firetube-Firebox Boiler | BOILER ROOM | STHT - Steam-Heat | 2/28/2008
JA Woollam | 311 S 7th St | Lincoln | NE | 68508-2424 | Lancaster | NE42703 | Active | 394251 | 2022 | Lochinvar | FTVT - Firetube Vertical TB | Mechanical Room | HWHT - Hot Water Heat | 6/30/2027
JA Woollam | 311 S 7th St | Lincoln | NE | 68508-2424 | Lancaster | NE42704 | Active | 394250 | 2022 | Lochinvar | FTVT - Firetube Vertical TB | Mechanical Room | HWHT - Hot Water Heat | 6/30/2027
JA Woollam | 311 S 7th St | Lincoln | NE | 68508-2424 | Lancaster | NE42705 | Active | 394252 | 2022 | Lochinvar | FTVT - Firetube Vertical TB | Mechanical Room | HWHT - Hot Water Heat | 6/30/2027
Orchard Park Inc | 3110 S 48th St | Lincoln | NE | 68506-3353 | Lancaster | NE15658 | Scrapped/Junked |  | 1988 | RUUD | AHWH - ANSI/Fired Water Htr | KITCHEN | HWSD - Hot Water Dom/Potable | 6/30/2000
Orchard Park Inc | 3110 S 48th St | Lincoln | NE | 68506-3353 | Lancaster | NE20661 | Scrapped/Junked | 73130 | 1996 | RHEE | CHWH - ASME/Fired Water Heater | MECH ROOM | HWSD - Hot Water Dom/Potable | 6/30/2009
Orchard Park Inc | 3110 S 48th St | Lincoln | NE | 68506-3353 | Lancaster | NE23363 | Scrapped/Junked | 79948 | 1998 | RHEEM | CHWH - ASME/Fired Water Heater | MECH ROOM | HWSD - Hot Water Dom/Potable | 6/30/2011
UNL FEED STORAGE BLDG | 3115 N 70th St | Lincoln | NE | 68507-2104 | LANCASTER | NE17648 | Scrapped/Junked |  | 1995 | SLANT FIN |  | BASEMENT | HWHT - Hot Water Heat | 3/31/2002
UNIVERSITY OF NE PRESS | 312 N 14th St | Lincoln | NE | 68588-0009 | LANCASTER | NE16345 | Inactive |  | 1945 | TITUS | FT - Firetube Boiler | 1400-1428 Q ST | HWHT - Hot Water Heat | 5/31/1993
Mary Reipma Ross Media Arts Center | 313 N 13th St | Lincoln | NE | 68588 | Lancaster | NE10383 | Active | 57774 | 2002 | Reimers | ELBL - Electric Boiler | BASEMENT | GLYC - Glycol Bldg Heat Sys | 5/31/2026
Hacienda Real | 3130 Pine Lake Rd | Lincoln | NE | 68516-6059 | Lancaster | NE01646 | Exempt | 141409 | 2002 | MVE/CHART IND | UTNK - Unfired Vertical Tank | SE MECH ROOM | 0041 - CO2 Dispensing | 5/31/2006
Hacienda Real | 3130 Pine Lake Rd | Lincoln | NE | 68516-6059 | Lancaster | NE10680 | Scrapped/Junked | 72207 | 2002 | AOSM | CHWH - ASME/Fired Water Heater | MECH RM SE CORNER | HWSD - Hot Water Dom/Potable | 6/30/2011
Hacienda Real | 3130 Pine Lake Rd | Lincoln | NE | 68516-6059 | Lancaster | NE20567 | Scrapped/Junked | 144538 | 2010 | A O Smith | CHWH - ASME/Fired Water Heater | MECH RM SE CORNER | HWSD - Hot Water Dom/Potable | 9/30/2019
City of Lincoln Health Department | 3131 O St | Lincoln | NE | 68510-1534 | Lancaster | NE08826 | Scrapped/Junked | 7744 | 1993 | Les Aldrich | FT - Firetube Boiler | Bsmt Blr Rm | HWHT - Hot Water Heat | 9/30/2022
City of Lincoln Health Department | 3131 O St | Lincoln | NE | 68510-1534 | Lancaster | NE08827 | Out of Service | 7745 | 1993 | Les Aldrich | FT - Firetube Boiler | Bsmt Blr Rm | HWHT - Hot Water Heat | 9/30/2019
City of Lincoln Health Department | 3131 O St | Lincoln | NE | 68510-1534 | Lancaster | NE41551 | Active | 20580 | 2020 | Aldrich | FTVT - Firetube Vertical TB | Bsmt Blr Rm | HWHT - Hot Water Heat | 3/31/2027
City of Lincoln Health Department | 3131 O St | Lincoln | NE | 68510-1534 | Lancaster | NE41552 | Active | 20884 | 2022 | Aldrich | FTVT - Firetube Vertical TB | Bsmt Blr Rm | HWHT - Hot Water Heat | 3/31/2027
Tico's | 317 S 17th St | Lincoln | NE | 68508-2525 | Lancaster | NE01753 | Active | na | 2003 | BURN | CI - Cast Iron | BACK OF KITCHEN | STHT - Steam-Heat | 1/31/2027
Tico's | 317 S 17th St | Lincoln | NE | 68508-2525 | Lancaster | NE19639 | Scrapped/Junked |  | 1994 | A. O. Smith |  |  |  | 3/31/1999
Tico's | 317 S 17th St | Lincoln | NE | 68508-2525 | Lancaster | NE30601 | Scrapped/Junked |  | 1991 | PEER | CI - Cast Iron | BACK OF KITCHEN | PROC - Process Steam | 3/31/2003
City of Lincoln, Woods Memorial Pool | 3200 J St | Lincoln | NE | 68508 | Lancaster | NE09831 | Scrapped/Junked | 138424 | 2002 | Lochinvar | CPFH - Copper Fin Water Heater | West Side of Bldg | OPHT - Outdoor Pool Heater | 5/31/2023
City of Lincoln, Woods Memorial Pool | 3200 J St | Lincoln | NE | 68508 | Lancaster | NE09832 | Out of Service | 138423 | 2002 | Lochinvar | CPFH - Copper Fin Water Heater | PUMP ROOM | OPHT - Outdoor Pool Heater | 5/31/2015
City of Lincoln, Woods Memorial Pool | 3200 J St | Lincoln | NE | 68508 | Lancaster | NE42395 | Active | 401311 | 2023 | Lochinvar | CPPH - Ansi Cpr Fin Pool Heater | Outside | OPHT - Outdoor Pool Heater | 8/31/2026
City of Lincoln, Woods Memorial Pool | 3200 J St | Lincoln | NE | 68508 | Lancaster | NE44161 | Active | 446349 | 2025 | Lochinvar | CPPH - Ansi Cpr Fin Pool Heater | Outside | OPHT - Outdoor Pool Heater | 8/31/2026
WOODS MEMORIAL POOL | 3200 J ST | LINCOLN | NE | 68510 | LANCASTER | NE18002 | Scrapped/Junked | 33077 | 1993 | LOCHINVAR | CPFT - Horiz Cpr Fin Boiler | BOILER ROOM | OPHT - Outdoor Pool Heater | 5/31/2001
WOODS MEMORIAL POOL | 3200 J ST | LINCOLN | NE | 68510 | LANCASTER | NE18003 | Scrapped/Junked | 33076 | 1993 | LOCHINVAR | CPFT - Horiz Cpr Fin Boiler | BOILER ROOM | OPHT - Outdoor Pool Heater | 5/31/2002
WOODS MEMORIAL POOL | 3200 J ST | LINCOLN | NE | 68510 | LANCASTER | NE18004 | Scrapped/Junked |  | 1986 | AO SMITH | AHWH - ANSI/Fired Water Htr | BOILER ROOM | HWSD - Hot Water Dom/Potable | 5/31/2003
Motel 6 | 3200 NW 12th St | Lincoln | NE | 68521-3611 | Lancaster | NE00259 | Inactive | 81939 | 1999 | RHEE | CHWH - ASME/Fired Water Heater | 5TH FLOOR | HWSD - Hot Water Dom/Potable | 4/30/2008
Motel 6 | 3200 NW 12th St | Lincoln | NE | 68521-3611 | Lancaster | NE10313 | Out of Service | 74778 | 2002 | State Industries | CHWH - ASME/Fired Water Heater | KITCHEN | HWSD - Hot Water Dom/Potable | 4/30/2018
Motel 6 | 3200 NW 12th St | Lincoln | NE | 68521-3611 | Lancaster | NE24640 | Active | 181719 | 2013 | AO SMITH | CHWH - ASME/Fired Water Heater | 5th floor | HWSD - Hot Water Dom/Potable | 4/30/2027
Motel 6 | 3200 NW 12th St | Lincoln | NE | 68521-3611 | Lancaster | NE24641 | Active | 184686 | 2013 | AO SMITH | CHWH - ASME/Fired Water Heater | 5th floor | HWSD - Hot Water Dom/Potable | 4/30/2027
Motel 6 | 3200 NW 12th St | Lincoln | NE | 68521-3611 | Lancaster | NE24642 | Active | 185010 | 2013 | AO SMITH | CHWH - ASME/Fired Water Heater | 5th floor | HWSD - Hot Water Dom/Potable | 4/30/2027
Motel 6 | 3200 NW 12th St | Lincoln | NE | 68521-3611 | Lancaster | NE30710 | Scrapped/Junked | 69670 | 1995 | RHEEM | CHWH - ASME/Fired Water Heater | LAUNDRY ROOM | HWSD - Hot Water Dom/Potable | 4/30/2012
Motel 6 | 3200 NW 12th St | Lincoln | NE | 68521-3611 | Lancaster | NE40349 | Scrapped/Junked | 77575 | 1998 | RHEEM | CHWH - ASME/Fired Water Heater | 5TH FLOOR | HWSD - Hot Water Dom/Potable | 4/30/2014
Motel 6 | 3200 NW 12th St | Lincoln | NE | 68521-3611 | Lancaster | NE40350 | Scrapped/Junked | 77211 | 1997 | RHEEM | CHWH - ASME/Fired Water Heater | 5TH FLOOR | HWSD - Hot Water Dom/Potable | 4/30/2014
QUALITY INN | 3200 NW 12th St | Lincoln | NE | 68521-3611 | LANCASTER | NE30884 | Exempt |  | 1997 | TELEDYNE LAARS | WT - Water Tube Boiler | POOL ROOM | OPHT - Outdoor Pool Heater | 5/31/1997
QUALITY INN | 3200 NW 12th St | Lincoln | NE | 68521-3611 | LANCASTER | NE30958 | Scrapped/Junked | 54359 | 1996 | STATE INDUSTRIES | CHWH - ASME/Fired Water Heater | KITCHEN | HWSD - Hot Water Dom/Potable | 9/30/2003
Lincoln Country Club | 3200 S 24th St | Lincoln | NE | 68502-4900 | Lancaster | NE00353 | Scrapped/Junked |  | 1979 | AO SMITH | AHWH - ANSI/Fired Water Htr | POOL ROOM | HWSD - Hot Water Dom/Potable | 5/31/2004
Lincoln Country Club | 3200 S 24th St | Lincoln | NE | 68502-4900 | Lancaster | NE06018 | Scrapped/Junked | 53725 | 2003 | Steam Master | ELBL - Electric Boiler | MECH ROOM | SAUN - Sauna Steam Room Heat | 5/31/2019
Lincoln Country Club | 3200 S 24th St | Lincoln | NE | 68502-4900 | Lancaster | NE06019 | Inactive | 220930 | 2004 | RAYP | CPFH - Copper Fin Water Heater | POOL ROOM | OPHT - Outdoor Pool Heater | 5/31/2009
Lincoln Country Club | 3200 S 24th St | Lincoln | NE | 68502-4900 | Lancaster | NE06020 | Inactive | 221074 | 2004 | RAYP | CPFH - Copper Fin Water Heater | POOL ROOM | OPHT - Outdoor Pool Heater | 5/31/2009
Lincoln Country Club | 3200 S 24th St | Lincoln | NE | 68502-4900 | Lancaster | NE09509 | Scrapped/Junked | 137020 | 2002 | LOCHINVAR | CPFH - Copper Fin Water Heater | POOL ROOM | OPHT - Outdoor Pool Heater | 5/31/2004
Lincoln Country Club | 3200 S 24th St | Lincoln | NE | 68502-4900 | Lancaster | NE14124 | Scrapped/Junked | 211476 | 2009 | LAARS HEATING SYSTEMS CO | CPFT - Horiz Cpr Fin Boiler | POOL MECH ROOM | OPHT - Outdoor Pool Heater | 5/31/2022
Lincoln Country Club | 3200 S 24th St | Lincoln | NE | 68502-4900 | Lancaster | NE14125 | Scrapped/Junked | 11293 | 2009 | PENTAIR POOL PRODUCTS | CPFH - Copper Fin Water Heater | POOL MECH ROOM | SPAJ - Spa/Jacuzzi Heater | 5/31/2026
Lincoln Country Club | 3200 S 24th St | Lincoln | NE | 68502-4900 | Lancaster | NE14739 | Active | 43066 | 1976 | AOSM | COBL - Coil Type Boiler | BOILER RM | HWSD - Hot Water Dom/Potable | 5/31/2026
Lincoln Country Club | 3200 S 24th St | Lincoln | NE | 68502-4900 | Lancaster | NE18714 | Scrapped/Junked | 50871 | 1995 | LOCHINVAR | WT - Water Tube Boiler | POOL RM | HWHT - Hot Water Heat | 5/31/2002
Lincoln Country Club | 3200 S 24th St | Lincoln | NE | 68502-4900 | Lancaster | NE18721 | Exempt 1999 LB-66 |  | 1993 | AO SMITH | AHWH - ANSI/Fired Water Htr | MAIN BOILER ROOM | HWSD - Hot Water Dom/Potable | 5/31/1999
Lincoln Country Club | 3200 S 24th St | Lincoln | NE | 68502-4900 | Lancaster | NE18722 | Exempt 1999 LB-66 |  | 1993 | AO SMITH | AHWH - ANSI/Fired Water Htr | MAIN BOILER ROOM | HWSD - Hot Water Dom/Potable | 5/31/1999
Lincoln Country Club | 3200 S 24th St | Lincoln | NE | 68502-4900 | Lancaster | NE18723 | Scrapped/Junked | 118607 | 1986 | COLUMBIA BOILER CO | ELBL - Electric Boiler | STEAM ROOM | SAUN - Sauna Steam Room Heat | 5/31/2003
Lincoln Country Club | 3200 S 24th St | Lincoln | NE | 68502-4900 | Lancaster | NE27982 | Active | 118657 | 2019 | Steamist | ELBL - Electric Boiler | MECH ROOM | SAUN - Sauna Steam Room Heat | 5/31/2026
Lincoln Country Club | 3200 S 24th St | Lincoln | NE | 68502-4900 | Lancaster | NE37233 | Scrapped/Junked |  | 1984 | PEERLESS HEATER COMPANY |  | BOILER ROOM | STHT - Steam-Heat | 5/31/2003
Lincoln Country Club | 3200 S 24th St | Lincoln | NE | 68502-4900 | Lancaster | NE41570 | Active | 311115 | 2022 | LAARS HEATING SYSTEMS CO | CPFT - Horiz Cpr Fin Boiler | POOL MECH ROOM | OPHT - Outdoor Pool Heater | 5/31/2026
Lincoln Country Club | 3200 S 24th St | Lincoln | NE | 68502-4900 | Lancaster | NE44144 | Active | 53754 | 2025 | PENTAIR POOL PRODUCTS | CPFH - Copper Fin Water Heater | POOL MECH ROOM | SPAJ - Spa/Jacuzzi Heater | 5/31/2027
Black Sand Apartment Homes | 3205 Folkways Blvd | Lincoln | NE | 68504-1363 | Lancaster | NE12250 | Active | 00203293 | 2007 | Lochinvar | CPFT - Horiz Cpr Fin Boiler | MECH ROOM | HWSD - Hot Water Dom/Potable | 5/31/2027
Lincoln Correctional Ctr | 3216 W Van Dorn St | Lincoln | NE | 68522-9278 | Lancaster | NE28164 | Active | 78261 | 2017 | Aerco | FTVT - Firetube Vertical TB | Boiler Room/1C | HWSD - Hot Water Dom/Potable | 6/30/2026
Lincoln Correctional Ctr | 3216 W Van Dorn St | Lincoln | NE | 68522-9278 | Lancaster | NE28165 | Active | 78262 | 2017 | Aerco | FTVT - Firetube Vertical TB | Boiler Room/1B | HWSD - Hot Water Dom/Potable | 6/30/2026
Lincoln Correctional Ctr | 3216 W Van Dorn St | Lincoln | NE | 68522-9278 | Lancaster | NE28166 | Active | 78096 | 2017 | Aerco | FTVT - Firetube Vertical TB | Boiler Room/1B | HWSD - Hot Water Dom/Potable | 6/30/2026
Lincoln Correctional Ctr | 3216 W Van Dorn St | Lincoln | NE | 68522-9278 | Lancaster | NE28167 | Scrapped/Junked | 156686 | 2019 | RHEEM | CHWH - ASME/Fired Water Heater | Laundry | HWSD - Hot Water Dom/Potable | 6/30/2025
Lincoln Correctional Ctr | 3216 W Van Dorn St | Lincoln | NE | 68522-9278 | Lancaster | NE30047 | Scrapped/Junked | 30170 | 1977 | Kewanee | FTFB - Firetube-Firebox Boiler | BOILER RM/UNIT #3 | HWHT - Hot Water Heat | 11/30/2016
Lincoln Correctional Ctr | 3216 W Van Dorn St | Lincoln | NE | 68522-9278 | Lancaster | NE30049 | Scrapped/Junked | 30028 | 1977 | Kewanee | FTFB - Firetube-Firebox Boiler | BOILER RM/UNIT #1 | HWHT - Hot Water Heat | 6/30/2020
Lincoln Correctional Ctr | 3216 W Van Dorn St | Lincoln | NE | 68522-9278 | Lancaster | NE30050 | Scrapped/Junked | 29981 | 1977 | Kewanee | FTFB - Firetube-Firebox Boiler | BOILER RM/UNIT #2 | HWHT - Hot Water Heat | 6/30/2020
Lincoln Correctional Ctr | 3216 W Van Dorn St | Lincoln | NE | 68522-9278 | Lancaster | NE40367 | Scrapped/Junked | 95805 | 1998 | Lochinvar | CPFT - Horiz Cpr Fin Boiler | LAUNDRY #1 | HWSD - Hot Water Dom/Potable | 6/30/2019
Lincoln Correctional Ctr | 3216 W Van Dorn St | Lincoln | NE | 68522-9278 | Lancaster | NE40368 | Scrapped/Junked | 95804 | 1998 | Lochinvar | CPFT - Horiz Cpr Fin Boiler | LAUNDRY #2 | HWSD - Hot Water Dom/Potable | 11/30/2016
Lincoln Correctional Ctr | 3216 W Van Dorn St | Lincoln | NE | 68522-9278 | Lancaster | NE43828 | Active | 366458 | 2022 | PVI Industries | CHWH - ASME/Fired Water Heater | M-30 Boiler Room | HWSD - Hot Water Dom/Potable | 6/30/2026
Lincoln Correctional Ctr | 3216 W Van Dorn St | Lincoln | NE | 68522-9278 | Lancaster | NE43829 | Active | 406566 | 2023 | Lochinvar | FTSS - Firetube Stainless Steel | M-30 Boiler Room | HWHT - Hot Water Heat | 6/30/2026
Lincoln Correctional Ctr | 3216 W Van Dorn St | Lincoln | NE | 68522-9278 | Lancaster | NE43830 | Active | 406563 | 2023 | Lochinvar | FTSS - Firetube Stainless Steel | M-30 Boiler Room | HWHT - Hot Water Heat | 6/30/2026
Tifereth Israel Synagogue | 3219 Sheridan Blvd | Lincoln | NE | 68502-5236 | Lancaster | NE34215 | Inactive | NA | 1958 | Kewannee | FT - Firetube Boiler | Basement | STHT - Steam-Heat | 10/31/2022
Scottish Rite Temple | 322 Centennial Mall S | Lincoln | NE | 68508-2528 | Lancaster | NE05303 | Scrapped/Junked |  | 1992 | STATE INDUSTRIES | CHWH - ASME/Fired Water Heater | BOILER ROOM | HWSD - Hot Water Dom/Potable | 5/31/2001
Scottish Rite Temple | 322 Centennial Mall S | Lincoln | NE | 68508-2528 | Lancaster | NE08316 | Inactive |  | 1999 | STATE INDUSTRIES | AHWH - ANSI/Fired Water Htr | BASEMENT | HWSD - Hot Water Dom/Potable | 1/1/1900
Scottish Rite Temple | 322 Centennial Mall S | Lincoln | NE | 68508-2528 | Lancaster | NE08378 | Scrapped/Junked | 66485 | 1999 | State Industries | CHWH - ASME/Fired Water Heater | BASEMENT | HWSD - Hot Water Dom/Potable | 3/31/2021
Scottish Rite Temple | 322 Centennial Mall S | Lincoln | NE | 68508-2528 | Lancaster | NE34221 | Inactive | n/a | 1980 | Peerless | CI - Cast Iron | BOILER ROOM | STHT - Steam-Heat | 3/31/2016
Vet Clinic | 3220 N 14th St | Lincoln | NE | 68521-2121 | Lancaster | NE01478 | Scrapped/Junked | 9219 | 1988 | WEBEN JARCO | COBL - Coil Type Boiler | BOILER ROOM | HWSD - Hot Water Dom/Potable | 7/31/2004
Vet Clinic | 3220 N 14th St | Lincoln | NE | 68521-2121 | Lancaster | NE01479 | Out of Service | 66245 | 2000 | WEBJ | COBL - Coil Type Boiler | BOILER ROOM | HWSD - Hot Water Dom/Potable | 10/31/2013
Vet Clinic | 3220 N 14th St | Lincoln | NE | 68521-2121 | Lancaster | NE01641 | Out of Service | 68599 | 2004 | WEBJ | COBL - Coil Type Boiler | BOILER ROOM | HWSD - Hot Water Dom/Potable | 10/31/2013
Vet Clinic | 3220 N 14th St | Lincoln | NE | 68521-2121 | Lancaster | NE05458 | Exempt 1999 LB-66 | 9219 | 1988 | WEBEN JARCO | AHWH - ANSI/Fired Water Htr | BASEMENT | HWSD - Hot Water Dom/Potable | 7/31/2000
Vet Clinic | 3220 N 14th St | Lincoln | NE | 68521-2121 | Lancaster | NE11503 | Scrapped/Junked | 6095 | 1989 | WEBEN JARCO | COBL - Coil Type Boiler | BOILER ROOM | HWSD - Hot Water Dom/Potable | 7/31/2001
Vet Clinic | 3220 N 14th St | Lincoln | NE | 68521-2121 | Lancaster | NE11517 | Out of Service | 16597 | 1991 | WEBJ | COBL - Coil Type Boiler | BOILER ROOM | HWHT - Hot Water Heat | 10/31/2013
Vet Clinic | 3220 N 14th St | Lincoln | NE | 68521-2121 | Lancaster | NE11518 | Out of Service | 16598 | 1991 | WEBJ | COBL - Coil Type Boiler | BOILER ROOM | HWHT - Hot Water Heat | 10/31/2013
Tornado Car Wash | 3220 O St | Lincoln | NE | 68510-1538 | Lancaster | NE40223 | Scrapped/Junked | 69303 | 1995 | Ruud-Rheem | CHWH - ASME/Fired Water Heater | BOILER ROOM | HWSP - Hot Water Non Potable Supply | 11/30/2009
Tornado Car Wash | 3220 O St | Lincoln | NE | 68510-1538 | Lancaster | NE40224 | Active | N/A | 1983 | Weil-Mcclain | CI - Cast Iron | BOILER ROOM | HWHF - Hot Water Heat-Floor | 12/31/2026
Power Wash | 3220 S 13th St | Lincoln | NE | 68502-4516 | Lancaster | NE40207 | Scrapped/Junked | 66281 | 1994 | Ruud-Rheem | CHWH - ASME/Fired Water Heater | BOILER ROOM | HWSP - Hot Water Non Potable Supply | 4/30/2020
Power Wash | 3220 S 13th St | Lincoln | NE | 68502-4516 | Lancaster | NE40208 | Active | N/A | 1983 | Weil-Mcclain | CI - Cast Iron | BOILER ROOM | HWHF - Hot Water Heat-Floor | 4/30/2027
Lincoln Correctional Center | 3220 W Van Dorn St | Lincoln | NE | 68522-9278 | Lancaster | NE25334 | Scrapped/Junked | 68181 | 2014 | Aerco | CHWH - ASME/Fired Water Heater | Lower Mech Room D&E | HWSD - Hot Water Dom/Potable | 6/30/2021
Lincoln Correctional Center | 3220 W Van Dorn St | Lincoln | NE | 68522-9278 | Lancaster | NE25335 | Scrapped/Junked | 68180 | 2014 | Aerco | CHWH - ASME/Fired Water Heater | Lower Mech Room D&E | HWSD - Hot Water Dom/Potable | 6/30/2021
Lincoln Correctional Center | 3220 W Van Dorn St | Lincoln | NE | 68522-9278 | Lancaster | NE30438 | Scrapped/Junked | 138086 | 2002 | Lochinvar | CPFT - Horiz Cpr Fin Boiler | LOWER MECH RM, D & E | HWSD - Hot Water Dom/Potable | 2/28/2015
Lincoln Correctional Center | 3220 W Van Dorn St | Lincoln | NE | 68522-9278 | Lancaster | NE30495 | Scrapped/Junked | 33006 | 1993 | Lochinvar | CPFT - Horiz Cpr Fin Boiler | RIGHT D&E | HWSD - Hot Water Dom/Potable | 2/28/2015
Lincoln Correctional Center | 3220 W Van Dorn St | Lincoln | NE | 68522-9278 | Lancaster | NE41556 | Active | 0668 | 2020 | Fulton | FTHT - Firetube Horizontal | Central Utility Plant | HWHT - Hot Water Heat | 6/30/2026
Lincoln Correctional Center | 3220 W Van Dorn St | Lincoln | NE | 68522-9278 | Lancaster | NE41557 | Active | 0676 | 2020 | Fulton | FTHT - Firetube Horizontal | Central Utility Plant | HWHT - Hot Water Heat | 6/30/2026
Lincoln Correctional Center | 3220 W Van Dorn St | Lincoln | NE | 68522-9278 | Lancaster | NE41558 | Active | 0753 | 2020 | Fulton | FTHT - Firetube Horizontal | Central Utility Plant | HWHT - Hot Water Heat | 6/30/2026
Lincoln Correctional Center | 3220 W Van Dorn St | Lincoln | NE | 68522-9278 | Lancaster | NE41559 | Active | 0782 | 2020 | Fulton | FTHT - Firetube Horizontal | Central Utility Plant | HWHT - Hot Water Heat | 6/30/2026
Lincoln Correctional Center | 3220 W Van Dorn St | Lincoln | NE | 68522-9278 | Lancaster | NE41571 | Active | 88752 | 2021 | Aerco | FTVT - Firetube Vertical TB | 3218 Bldg. | HWSD - Hot Water Dom/Potable | 6/30/2026
Lincoln Correctional Center | 3220 W Van Dorn St | Lincoln | NE | 68522-9278 | Lancaster | NE41572 | Active | 88741 | 2021 | Aerco | FTVT - Firetube Vertical TB | 3218 bldg. | HWSD - Hot Water Dom/Potable | 6/30/2026
Lincoln Correctional Center | 3220 W Van Dorn St | Lincoln | NE | 68522-9278 | Lancaster | NE41836 | Active | 90212 | 2021 | Aerco | FTVT - Firetube Vertical TB | G Block | HWSD - Hot Water Dom/Potable | 6/30/2026
Lincoln Correctional Center | 3220 W Van Dorn St | Lincoln | NE | 68522-9278 | Lancaster | NE41837 | Active | 90211 | 2021 | Aerco | FTVT - Firetube Vertical TB | G Block | HWSD - Hot Water Dom/Potable | 6/30/2026
Lincoln Correctional Center | 3220 W Van Dorn St | Lincoln | NE | 68522-9278 | Lancaster | NE41838 | Active | 90214 | 2021 | Aerco | FTVT - Firetube Vertical TB | F Block | HWSD - Hot Water Dom/Potable | 6/30/2026
Lincoln Correctional Center | 3220 W Van Dorn St | Lincoln | NE | 68522-9278 | Lancaster | NE41839 | Active | 90213 | 2021 | Aerco | FTVT - Firetube Vertical TB | F Block | HWSD - Hot Water Dom/Potable | 6/30/2026
Black Sand Apartment Homes | 3223 Folkways Blvd | Lincoln | NE | 68504-1293 | Lancaster | NE12249 | Active | 201183 | 2007 | Lochinvar | CPFT - Horiz Cpr Fin Boiler | MECH ROOM | HWSD - Hot Water Dom/Potable | 5/31/2027
APPLE DRY CLEANING | 3230 Apple St | Lincoln | NE | 68503-1920 | LANCASTER | NE40789 | Exempt 1999 LB-66 |  | 1995 | PALOMA | AHWH - ANSI/Fired Water Htr | REAR OF PLANT | HWSP - Hot Water Non Potable Supply | 1/1/1900
APPLE DRY CLEANING | 3230 Apple St | Lincoln | NE | 68503-1920 | LANCASTER | NE40867 | Exempt 1999 LB-66 |  | 1995 | PALOMA | AHWH - ANSI/Fired Water Htr | REAR OF PLANT | HWSP - Hot Water Non Potable Supply | 1/1/1900
APPLE DRY CLEANING | 3230 Apple St | Lincoln | NE | 68503-1920 | LANCASTER | NE40868 | Exempt 1999 LB-66 |  | 1995 | PALOMA | AHWH - ANSI/Fired Water Htr | REAR OF PLANT | HWSP - Hot Water Non Potable Supply | 1/1/1900
Black Sand Apartment Homes | 3233 Folkways Blvd | Lincoln | NE | 68504-1283 | Lancaster | NE13913 | Active | 203757 | 2004 | Lochinvar | CPFH - Copper Fin Water Heater | Mech. Room | HWSD - Hot Water Dom/Potable | 5/31/2027
Alpha Gamma NU Fraternity | 3248 Starr St | Lincoln | NE | 68503-1997 | Lancaster | NE17506 | Scrapped/Junked | n/a | 2008 | Peerless | CI - Cast Iron | Basement | HWHT - Hot Water Heat | 2/28/2018
Alpha Gamma NU Fraternity | 3248 Starr St | Lincoln | NE | 68503-1997 | Lancaster | NE40439 | Exempt 1999 LB-66 |  | 1987 | RUUD | AHWH - ANSI/Fired Water Htr | BSMT/WEST WING | HWSD - Hot Water Dom/Potable | 4/30/2000
Alpha Gamma NU Fraternity | 3248 Starr St | Lincoln | NE | 68503-1997 | Lancaster | NE40440 | Scrapped/Junked |  | 1984 | Weil-Mcclain | CI - Cast Iron | BSMT/EAST WING | HWHT - Hot Water Heat | 4/30/2007
Black Sand Apartment Homes | 3249 Folkways Ave | Lincoln | NE | 68504-1271 | Lancaster | NE13914 | Active | 207414 | 2004 | Lochinvar | CPFH - Copper Fin Water Heater | BUILDING #12 | HWSD - Hot Water Dom/Potable | 5/31/2027
Arapahoe Village Apartments | 3250 S 12th St | Lincoln | NE | 68502-4574 | Lancaster | NE10551 | Scrapped/Junked | 41671 | 1997 | AOSM | CHWH - ASME/Fired Water Heater | EAST BSMT MECH RM | HWSD - Hot Water Dom/Potable | 9/30/2008
PICKERING CREATIVE GROUP | 3256 S 13th St | Lincoln | NE | 68502-4516 | LANCASTER | NE04873 | Scrapped/Junked |  | 1977 | PEERLESS HEATER COMPANY |  | BOILER ROOM | HWHT - Hot Water Heat | 7/31/2003
Arapahoe Village Apt | 3260 S 12th St | Lincoln | NE | 68502-4578 | Lancaster | NE01773 | Scrapped/Junked | 82038 | 2003 | AOSF | CHWH - ASME/Fired Water Heater | WEST BSMT MECH RM | HWSD - Hot Water Dom/Potable | 9/30/2019
Arapahoe Village Apt | 3260 S 12th St | Lincoln | NE | 68502-4578 | Lancaster | NE10552 | Scrapped/Junked |  | 1999 | STATE INDUSTRIES | AHWH - ANSI/Fired Water Htr | WEST BSMT MECH RM | HWSD - Hot Water Dom/Potable | 4/30/2004
CEDAR HOLLOW FOODS | 327 F St | Lincoln | NE | 68508-3057 | LANCASTER | NE01323 | Inactive | 6625 | 1974 | SUPERIOR BOILERWORKS | FT - Firetube Boiler | BOILER ROOM | PROC - Process Steam | 3/31/1992
CEDAR HOLLOW FOODS | 327 F St | Lincoln | NE | 68508-3057 | LANCASTER | NE03656 | Inactive | 1423 | 1967 | NEBRASKA BOILER | WT - Water Tube Boiler |  | PROC - Process Steam | 3/31/1993
CEDAR HOLLOW FOODS | 327 F St | Lincoln | NE | 68508-3057 | LANCASTER | NE19153 | Inactive | 6625 | 1974 | SUPERIOR BOILERWORKS | FT - Firetube Boiler | BOILER ROOM | PROC - Process Steam | 10/31/2005
U-Stop Store #16 | 3280 Superior St | Lincoln | NE | 68504-1112 | Lancaster | NE06907 | Active | 183195 | 2006 | Lochinvar | CPFT - Horiz Cpr Fin Boiler | MECHANICAL ROOM | HWHF - Hot Water Heat-Floor | 2/28/2026
Goldenrod Inc | 329 S 11th St | Lincoln | NE | 68508-2103 | Lancaster | NE15583 | Scrapped/Junked | n/a | 1991 | Peerless | CI - Cast Iron | REAR OF BLDG | STHT - Steam-Heat | 12/31/2012
Nelnet Inc | 330 S 21st St | Lincoln | NE | 68510-1039 | Lancaster | NE14582 | Inactive | O/N #1 | 1965 | Kewannee | FTFB - Firetube-Firebox Boiler | Warehouse Boiler Room | STHT - Steam-Heat | 12/31/2019
Nelnet Inc | 330 S 21st St | Lincoln | NE | 68510-1039 | Lancaster | NE17689 | Exempt 1999 LB-66 |  | 1995 | RUUD | AHWH - ANSI/Fired Water Htr |  | HWSD - Hot Water Dom/Potable | 8/31/1999
Capital Athletic Club | 330 W P St | Lincoln | NE | 68528-1538 | Lancaster | NE10111 | Scrapped/Junked | 255180 | 2006 | Raypak | CPFH - Copper Fin Water Heater | FILTER ROOM | IPHT - Indoor Pool Heater | 10/31/2023
Capital Athletic Club | 330 W P St | Lincoln | NE | 68528-1538 | Lancaster | NE15511 | Inactive |  | 1978 | ALDRICH | FT - Firetube Boiler | EQUIP ROOM | PROC - Process Steam | 10/31/1999
Capital Athletic Club | 330 W P St | Lincoln | NE | 68528-1538 | Lancaster | NE17507 | Active | 135764 | 2009 | AO SMITH | CHWH - ASME/Fired Water Heater | Boiler Room | HWSD - Hot Water Dom/Potable | 10/31/2026
Capital Athletic Club | 330 W P St | Lincoln | NE | 68528-1538 | Lancaster | NE20628 | Scrapped/Junked | 34831 | 1996 | AOSM | CHWH - ASME/Fired Water Heater | BOILER ROOM | HWSD - Hot Water Dom/Potable | 10/31/2009
Capital Athletic Club | 330 W P St | Lincoln | NE | 68528-1538 | Lancaster | NE20800 | Active | 144073 | 2010 | AO SMITH | CHWH - ASME/Fired Water Heater | Boiler Room | HWSD - Hot Water Dom/Potable | 10/31/2026
Capital Athletic Club | 330 W P St | Lincoln | NE | 68528-1538 | Lancaster | NE23337 | Scrapped/Junked | 41181 | 1997 | AOSM | CHWH - ASME/Fired Water Heater | BOILER ROOM | HWSD - Hot Water Dom/Potable | 10/31/2011
Capital Athletic Club | 330 W P St | Lincoln | NE | 68528-1538 | Lancaster | NE23381 | Scrapped/Junked | 43591 | 2000 | MRST | ELBL - Electric Boiler | STEAM ROOM SAUNA | SAUN - Sauna Steam Room Heat | 10/31/2014
Capital Athletic Club | 330 W P St | Lincoln | NE | 68528-1538 | Lancaster | NE23382 | Scrapped/Junked |  | 1986 | Teledyne & Laars | WT - Water Tube Boiler | Boiler Room | IPHT - Indoor Pool Heater | 10/31/2007
Capital Athletic Club | 330 W P St | Lincoln | NE | 68528-1538 | Lancaster | NE25656 | Active | 96521 | 2014 | Sussman/Mr Steam | ELBL - Electric Boiler | Pool Mech Room | SAUN - Sauna Steam Room Heat | 10/31/2026
Capital Athletic Club | 330 W P St | Lincoln | NE | 68528-1538 | Lancaster | NE43871 | Active | 599071 | 2025 | Raypak | CPFH - Copper Fin Water Heater | FILTER ROOM | IPHT - Indoor Pool Heater | 10/31/2025
Vestis | 3300 N 41st St | Lincoln | NE | 68504-1917 | Lancaster | NE03307 | Scrapped/Junked | 1435 | 1968 | NEBC | WT - Water Tube Boiler | BOILER ROOM | PROC - Process Steam | 6/30/2009
Vestis | 3300 N 41st St | Lincoln | NE | 68504-1917 | Lancaster | NE04212 | Inactive | 35734 | 1983 | PM LATTNER MFR COMPANY | FT - Firetube Boiler |  | PROC - Process Steam | 5/31/1992
Vestis | 3300 N 41st St | Lincoln | NE | 68504-1917 | Lancaster | NE13611 | Inactive | 7787 | 1977 | SUPERIOR BOILERWORKS | FTSM - FTS Marine Dry Back | OUTSIDE | PROC - Process Steam | 1/31/2010
Vestis | 3300 N 41st St | Lincoln | NE | 68504-1917 | Lancaster | NE13640 | Active | 10805 | 2008 | JOHNSTON BOILER COMP | FTSM - FTS Marine Dry Back | BOILER ROOM | PROC - Process Steam | 6/30/2026
Schworer Volkswagen | 3301 Schworer Dr | Lincoln | NE | 68504-4780 | Lancaster | NE13425 | Active | 69485 | 2008 | LOCHINVAR | SSCO - SS Coil Boiler | BOILER ROOM | HWHT - Hot Water Heat | 2/28/2027
Schworer Volkswagen | 3301 Schworer Dr | Lincoln | NE | 68504-4780 | Lancaster | NE14148 | Active | 69482 | 2008 | LOCHINVAR | SSCO - SS Coil Boiler | BOILER ROOM | HWHT - Hot Water Heat | 2/28/2027
Nelson Cleaners | 3309 A St | Lincoln | NE | 68510-4513 | Lancaster | NE02806 | Out of Service | 179 | 1957 | Superior Boiler Works | FTSM - FTS Marine Dry Back | BOILER ROOM | PROC - Process Steam | 8/31/2014
RESIDENCE | 3318 Randolph St | Lincoln | NE | 68510-3340 | LANCASTER | NE15283 | Exempt |  | 1989 | WEIL MCLAIN |  | BASEMENT | HWHT - Hot Water Heat | 5/31/1994
The Cornhusker Hotel | 333 S 13th St | Lincoln | NE | 68508-2516 | Lancaster | NE14949 | Inactive | 3104 | 1982 | PRECISION BOILERS | ELBL - Electric Boiler |  | STHT - Steam-Heat | 7/31/1996
The Cornhusker Hotel | 333 S 13th St | Lincoln | NE | 68508-2516 | Lancaster | NE14950 | Inactive | 3103 | 1982 | PRECISION BOILERS | ELBL - Electric Boiler |  | STHT - Steam-Heat | 7/31/1996
The Cornhusker Hotel | 333 S 13th St | Lincoln | NE | 68508-2516 | Lancaster | NE30777 | Active | 86790 | 1996 | Pvi | FT - Firetube Boiler | MECH ROOM | STHT - Steam-Heat | 8/31/2026
The Cornhusker Hotel | 333 S 13th St | Lincoln | NE | 68508-2516 | Lancaster | NE30778 | Active | 86791 | 1996 | Pvi | FT - Firetube Boiler | Basement Boiler | STHT - Steam-Heat | 8/31/2026
NelNet Inc | 333 S 21st St | Lincoln | NE | 68510 | Lancaster | NE15209 | Inactive | O/N #2 | 1958 | Kewanee | FT - Firetube Boiler | Garage Boiler Room | STHT - Steam-Heat | 12/31/2016
demolished | 335 S 70th St | Lincoln | NE | 68510-2403 | Lancaster | NE40213 | Scrapped/Junked | 54259 | 1996 | State Industries | CHWH - ASME/Fired Water Heater | BOILER ROOM | HWSP - Hot Water Non Potable Supply | 4/30/2011
demolished | 335 S 70th St | Lincoln | NE | 68510-2403 | Lancaster | NE40214 | Scrapped/Junked | 752 | 1980 | Teledyne | CPFT - Horiz Cpr Fin Boiler | BOILER ROOM | HWHF - Hot Water Heat-Floor | 4/30/2013
Duncan Aviation | 3355 Aviation Rd | Lincoln | NE | 68524 | Lancaster | NE23661 | Active | 32073 | 2010 | Prestige | WT - Water Tube Boiler | Paint Hanger #4 | HWHS - Hotwater Heat Sidewalks | 12/31/2026
Duncan Aviation | 3355 Aviation Rd | Lincoln | NE | 68524 | Lancaster | NE44156 | Active | 122247 | 2024 | Laars | FTSS - Firetube Stainless Steel | Paint Hanger #6/7 | GLFH - Glycol Floor Heat System | 12/31/2025
Duncan Aviation | 3355 Aviation Rd | Lincoln | NE | 68524 | Lancaster | NE44157 | Active | 122250 | 2024 | Laars | FTSS - Firetube Stainless Steel | Paint Hanger #6/7 | GLFH - Glycol Floor Heat System | 12/31/2025
Speedway Properties | 340 Victory Ln | Lincoln | NE | 68528-1501 | Lancaster | NE35587 | Active | 40826 | 1988 | Kewanee | FTFB - Firetube-Firebox Boiler | Main Plant Penthouse | HWHT - Hot Water Heat | 11/30/2026
Magnuson Hotel | 3400 NW 12th St | Lincoln | NE | 68521-3615 | Lancaster | NE13904 | Scrapped/Junked | 122299 | 2008 | AO SMITH | CHWH - ASME/Fired Water Heater | BOILER ROOM | HWSD - Hot Water Dom/Potable | 3/31/2015
Magnuson Hotel | 3400 NW 12th St | Lincoln | NE | 68521-3615 | Lancaster | NE25978 | Scrapped/Junked | 202476 | 2015 | A O Smith | CHWH - ASME/Fired Water Heater | Mech Room Outside | HWSD - Hot Water Dom/Potable | 7/31/2019
Magnuson Hotel | 3400 NW 12th St | Lincoln | NE | 68521-3615 | Lancaster | NE40104 | Scrapped/Junked | 25252 | 1994 | AOSM | CHWH - ASME/Fired Water Heater | BOILER ROOM | HWSD - Hot Water Dom/Potable | 3/31/2008
Magnuson Hotel | 3400 NW 12th St | Lincoln | NE | 68521-3615 | Lancaster | NE40105 | Scrapped/Junked | 25243 | 1994 | A O Smith | CHWH - ASME/Fired Water Heater | BOILER ROOM | HWSD - Hot Water Dom/Potable | 3/31/2011
Magnuson Hotel | 3400 NW 12th St | Lincoln | NE | 68521-3615 | Lancaster | NE40106 | Scrapped/Junked | 25442 | 1994 | AOSM | CHWH - ASME/Fired Water Heater | BOILER ROOM | HWSD - Hot Water Dom/Potable | 3/31/2015
Magnuson Hotel | 3400 NW 12th St | Lincoln | NE | 68521-3615 | Lancaster | NE40107 | Exempt |  | 1994 | TELEDYNE LAARS | CPFT - Horiz Cpr Fin Boiler | BOILER ROOM | OPHT - Outdoor Pool Heater | 1/31/1999
Hampton Enterprises | 3400 Plantation Dr | Lincoln | NE | 68516-5061 | Lancaster | NE07695 | Active | 15835 | 2006 | Peerless | COBL - Coil Type Boiler | MECH ROOM | HWHT - Hot Water Heat | 3/31/2027
Hampton Enterprises | 3400 Plantation Dr | Lincoln | NE | 68516-5061 | Lancaster | NE07696 | Active | 15847 | 2006 | Peerless | COBL - Coil Type Boiler | MECH ROOM | HWHT - Hot Water Heat | 3/31/2027
Hampton Enterprises | 3400 Plantation Dr | Lincoln | NE | 68516-5061 | Lancaster | NE07697 | Active | 15849 | 2006 | Peerless | COBL - Coil Type Boiler | MECH ROOM | HWHT - Hot Water Heat | 3/31/2027
Catholic Chancery | 3400 Sheridan Blvd | Lincoln | NE | 68506-6125 | Lancaster | NE06634 | Active | n/a | 2005 | Peerless | CI - Cast Iron | Mech Room | HWHT - Hot Water Heat | 10/31/2026
CHANCERY OFFICE | 3400 Sheridan Blvd | Lincoln | NE | 68506-6125 | LANCASTER | NE39125 | Scrapped/Junked |  | 1968 | PEERLESS HEATER COMPANY |  | BOILER ROOM | HWHT - Hot Water Heat | 10/31/2005
Nationwide Mutual Ins Co | 3401 Village Dr | Lincoln | NE | 68516-4717 | Lancaster | NE00260 | Scrapped/Junked | 3278 | 1999 | Fulton | FT - Firetube Boiler | Boiler Room | HWHT - Hot Water Heat | 3/31/2014
Nationwide Mutual Ins Co | 3401 Village Dr | Lincoln | NE | 68516-4717 | Lancaster | NE26309 | Active | 73623 | 2016 | Aerco | FTVT - Firetube Vertical TB | Mech. Room | HWHT - Hot Water Heat | 3/31/2026
Lincoln Airport Authority ops | 3401 W Luke St | Lincoln | NE | 68524-2060 | Lancaster | NE07476 | Scrapped/Junked | 18580 | 2006 | Giannoni France | WT - Water Tube Boiler | OPS BLDG | HWDP - Hotwater Heat & Dom Supply | 4/30/2020
Lincoln Airport Authority ops | 3401 W Luke St | Lincoln | NE | 68524-2060 | Lancaster | NE20660 | Exempt 1999 LB-66 |  | 1988 | STATE INDUSTRIES | AHWH - ANSI/Fired Water Htr |  | HWSD - Hot Water Dom/Potable | 2/29/2000
Lincoln Airport Authority ops | 3401 W Luke St | Lincoln | NE | 68524-2060 | Lancaster | NE28139 | Active | 456971 | 2019 | Lochinvar | WTSS - Watertube SS Steel | OPS Building Basement | HWDP - Hotwater Heat & Dom Supply | 6/30/2026
Lincoln Airport Authority ops | 3401 W Luke St | Lincoln | NE | 68524-2060 | Lancaster | NE37374 | Scrapped/Junked |  | 1978 | PEERLESS HEATER COMPANY |  | BOILER ROOM | HWHT - Hot Water Heat | 4/30/2007
FIRE/RESCUE BUILDING | 3401 W Luke St | Lincoln | NE | 68524-2060 | LANCASTER | NE01770 | Inactive |  | 1998 | STATE INDUSTRIES | AHWH - ANSI/Fired Water Htr | BOILER ROOM | HWSD - Hot Water Dom/Potable | 1/1/1900
Apartment Building | 3421 Holdrege St | Lincoln | NE | 68503-1427 | Lancaster | NE09889 | Scrapped/Junked | N/A | 1962 | Peerless | CI - Cast Iron | BASEMENT LAUNDRY | HWHT - Hot Water Heat | 3/31/2013
Belmont Elementary | 3425 N 14th St | Lincoln | NE | 68521-2126 | Lancaster | NE05450 | Exempt 1999 LB-66 |  | 1992 | AO SMITH | AHWH - ANSI/Fired Water Htr |  | HWSD - Hot Water Dom/Potable | 6/30/2000
Belmont Elementary | 3425 N 14th St | Lincoln | NE | 68521-2126 | Lancaster | NE05451 | Exempt 1999 LB-66 |  | 1992 | AO SMITH | AHWH - ANSI/Fired Water Htr |  | HWSD - Hot Water Dom/Potable | 6/30/2000
Belmont Elementary | 3425 N 14th St | Lincoln | NE | 68521-2126 | Lancaster | NE05480 | Exempt 1999 LB-66 |  | 1992 | AO SMITH | AHWH - ANSI/Fired Water Htr |  | HWSD - Hot Water Dom/Potable | 6/30/2000
Belmont Elementary | 3425 N 14th St | Lincoln | NE | 68521-2126 | Lancaster | NE05481 | Exempt 1999 LB-66 |  | 1992 | AO SMITH | AHWH - ANSI/Fired Water Htr |  | HWSD - Hot Water Dom/Potable | 6/30/2000
Belmont Elementary | 3425 N 14th St | Lincoln | NE | 68521-2126 | Lancaster | NE17305 | Scrapped/Junked | 44037 | 1992 | Kewanee | FTFB - Firetube-Firebox Boiler | BOILER ROOM | HWHT - Hot Water Heat | 4/30/2019
Belmont Elementary | 3425 N 14th St | Lincoln | NE | 68521-2126 | Lancaster | NE17306 | Scrapped/Junked | 44055 | 1992 | Kewanee | FTFB - Firetube-Firebox Boiler | BOILER ROOM | HWHT - Hot Water Heat | 4/30/2019
BUILDING #1034 | 3430 NW 36TH ST | LINCOLN | NE | 68524 | LANCASTER | NE00764 | Inactive |  | 1999 | PEERLESS HEATER COMPANY |  | BOILER ROOM | STHT - Steam-Heat | 2/28/2003
STATE PATROL BLDG 1034 | 3430 NW 36TH ST | LINCOLN | NE | 68524 | LANCASTER | NE37377 | Scrapped/Junked |  | 1968 | AMERICAN STANDARD |  | BOILER ROOM | STHT - Steam-Heat | 2/28/2001
STATE PATROL BLDG 1034 | 3430 NW 36TH ST | LINCOLN | NE | 68524 | LANCASTER | NE37378 | Scrapped/Junked |  | 1988 | STATE INDUSTRIES | CHWH - ASME/Fired Water Heater | BOILER ROOM | HWSD - Hot Water Dom/Potable | 2/28/2001
Vacant Building | 344 S 13th St | Lincoln | NE | 68508-2501 | Lancaster | NE15265 | Scrapped/Junked | 0 | 1984 | Peerless Heater Co. | CI - Cast Iron | Boiler Rm | HWHT - Hot Water Heat | 2/28/2019
Vacant Building | 344 S 13th St | Lincoln | NE | 68508-2501 | Lancaster | NE27932 | Active | 257280 | 2017 | Lochinvar | FTVT - Firetube Vertical TB | Basement | HWHT - Hot Water Heat | 10/31/2026
JTL CORP-THE STEAK HOUSE | 3441 Adams St | Lincoln | NE | 68504-1587 | LANCASTER | NE19619 | Scrapped/Junked |  | 1989 | STATE INDUSTRIES | AHWH - ANSI/Fired Water Htr |  | HWSD - Hot Water Dom/Potable | 2/29/2000
The Landing Williamsburg | 3500 Faulkner Dr | Lincoln | NE | 68516-6634 | Lancaster | NE08763 | Active | 45986 | 2000 | BRYA | WT - Water Tube Boiler | Boiler Plant | GLYC - Glycol Bldg Heat Sys | 10/31/2025
The Landing Williamsburg | 3500 Faulkner Dr | Lincoln | NE | 68516-6634 | Lancaster | NE08764 | Active | 45976 | 2000 | BRYA | WT - Water Tube Boiler | Boiler Plant | GLYC - Glycol Bldg Heat Sys | 10/31/2025
The Landing Williamsburg | 3500 Faulkner Dr | Lincoln | NE | 68516-6634 | Lancaster | NE09656 | Scrapped/Junked | 1853 | 2001 | PENT | CPFT - Horiz Cpr Fin Boiler | Pool Room | SPAJ - Spa/Jacuzzi Heater | 10/31/2010
The Landing Williamsburg | 3500 Faulkner Dr | Lincoln | NE | 68516-6634 | Lancaster | NE09657 | Scrapped/Junked | 1870 | 2001 | PENT | CPFT - Horiz Cpr Fin Boiler | Pool Room | IPHT - Indoor Pool Heater | 10/31/2010
The Landing Williamsburg | 3500 Faulkner Dr | Lincoln | NE | 68516-6634 | Lancaster | NE17978 | Scrapped/Junked | 299547 | 2009 | Raypak | CPPH - Ansi Cpr Fin Pool Heater | Pool Mech. Room | SPAJ - Spa/Jacuzzi Heater | 10/31/2018
The Landing Williamsburg | 3500 Faulkner Dr | Lincoln | NE | 68516-6634 | Lancaster | NE17979 | Scrapped/Junked | 309569 | 2010 | Raypak | CPPH - Ansi Cpr Fin Pool Heater | Pool Mech. Room | IPHT - Indoor Pool Heater | 10/31/2022
The Landing Williamsburg | 3500 Faulkner Dr | Lincoln | NE | 68516-6634 | Lancaster | NE27429 | Active | 444119 | 2017 | Raypak | CPPH - Ansi Cpr Fin Pool Heater | Pool Mech. Room | SPAJ - Spa/Jacuzzi Heater | 10/31/2025
The Landing Williamsburg | 3500 Faulkner Dr | Lincoln | NE | 68516-6634 | Lancaster | NE42110 | Active | 547722 | 2022 | Raypak | CPPH - Ansi Cpr Fin Pool Heater | Pool Mech. Room | IPHT - Indoor Pool Heater | 10/31/2025
Window Technologies | 3500 N 44th St | Lincoln | NE | 68504-1604 | Lancaster | NE05665 | Inactive | 9039 | 1996 | Les Inc/Aldrich Co | FTFB - Firetube-Firebox Boiler | Boiler Room | HWHT - Hot Water Heat | 10/31/2008
Window Technologies | 3500 N 44th St | Lincoln | NE | 68504-1604 | Lancaster | NE18558 | Inactive |  | 1979 | A. O. Smith | WT - Water Tube Boiler | BOILER ROOM | HWHT - Hot Water Heat | 10/31/2000
Window Technologies | 3500 N 44th St | Lincoln | NE | 68504-1604 | Lancaster | NE18559 | Inactive |  | 1980 | A. O. Smith | WT - Water Tube Boiler | BOILER ROOM | HWHT - Hot Water Heat | 10/31/2000
Window Technologies | 3500 N 44th St | Lincoln | NE | 68504-1604 | Lancaster | NE24272 | Inactive | 9425 | 1997 | Les Inc/Aldrich Co | FTFB - Firetube-Firebox Boiler | Boiler Room | HWHT - Hot Water Heat | 10/31/2008
Joseph Hayden | 3500 N 44th St | Lincoln | NE | 68504-1604 | Lancaster | NE01991 | Out of Service | 15510 | 2006 | ALES | FTVT - Firetube Vertical TB | BOILER ROOM | HWHT - Hot Water Heat | 2/28/2010
Joseph Hayden | 3500 N 44th St | Lincoln | NE | 68504-1604 | Lancaster | NE01992 | Out of Service | 15512 | 2006 | ALES | FTVT - Firetube Vertical TB | BOILER ROOM | HWHT - Hot Water Heat | 2/28/2010
Joseph Hayden | 3500 N 44th St | Lincoln | NE | 68504-1604 | Lancaster | NE01993 | Out of Service | 15511 | 2006 | ALES | FTVT - Firetube Vertical TB | BOILER ROOM | HWHT - Hot Water Heat | 2/28/2010
Joseph Hayden | 3500 N 44th St | Lincoln | NE | 68504-1604 | Lancaster | NE05373 | Inactive | 8501 | 1995 | ALDRICH/LES | FTVT - Firetube Vertical TB | BOILER ROOM | GLYC - Glycol Bldg Heat Sys | 2/28/2008
Joseph Hayden | 3500 N 44th St | Lincoln | NE | 68504-1604 | Lancaster | NE05374 | Inactive | 8502 | 1995 | ALDRICH/LES | FTVT - Firetube Vertical TB | BOILER ROOM | GLYC - Glycol Bldg Heat Sys | 2/28/2008
Joseph Hayden | 3500 N 44th St | Lincoln | NE | 68504-1604 | Lancaster | NE05375 | Inactive | 8658 | 1996 | ALDRICH/LES | FT - Firetube Boiler | BOILER ROOM | STHT - Steam-Heat | 2/28/2005
Cathedral O'Risen Christ | 3500 Sheridan Blvd | Lincoln | NE | 68506-6127 | Lancaster | NE14780 | Active | n/a | 1964 | Kewanee | FTFB - Firetube-Firebox Boiler | BOILER ROOM | HWHT - Hot Water Heat | 3/31/2027
Cathedral O'Risen Christ | 3500 Sheridan Blvd | Lincoln | NE | 68506-6127 | Lancaster | NE14781 | Active | n/a | 1962 | Kewanee | FTFB - Firetube-Firebox Boiler | BOILER ROOM | HWHT - Hot Water Heat | 3/31/2027
Cathedral O'Risen Christ | 3500 Sheridan Blvd | Lincoln | NE | 68506-6127 | Lancaster | NE34472 | Scrapped/Junked | n/a | 1953 | Fitzgibbons | FT - Firetube Boiler | BOILER ROOM | STHT - Steam-Heat | 3/31/2014
ST TERESA'S CONVENT | 3515 Laura Ave | Lincoln | NE | 68510-3337 | LANCASTER | NE39124 | Scrapped/Junked |  | 1956 | BRYANT |  | BOILER ROOM | HWHT - Hot Water Heat | 8/31/2005
Vacant Building | 3544 S 48th St | Lincoln | NE | 68506-6428 | Lancaster | NE40211 | Exempt 1999 LB-66 |  | 1997 | AO SMITH | AHWH - ANSI/Fired Water Htr |  | HWSD - Hot Water Dom/Potable | 11/30/1999
Vacant Building | 3544 S 48th St | Lincoln | NE | 68506-6428 | Lancaster | NE40212 | Scrapped/Junked | 790 | 1980 | Teledyne | CPFT - Horiz Cpr Fin Boiler | BOILER ROOM | HWHF - Hot Water Heat-Floor | 4/30/2012
Lineage Logistics | 3600 NW 12th St | Lincoln | NE | 68521-3619 | Lancaster | NE12063 | Scrapped/Junked | 8036 | 1995 | Fes Inc | UFPV - Unfired Pressure Vessel | Compressor Room | 0035 - Ammonia Separator | 12/31/2020
Lineage Logistics | 3600 NW 12th St | Lincoln | NE | 68521-3619 | Lancaster | NE23666 | Exempt | 3256 | 2009 | M & M Refrig | UFPV - Unfired Pressure Vessel | Comp Room, OS-80002 | SEPR - Separator | 12/31/2022
Lineage Logistics | 3600 NW 12th St | Lincoln | NE | 68521-3619 | Lancaster | NE41027 | Exempt | 5577 | 2020 | M & M Refrig | UFPV - Unfired Pressure Vessel | Comp Room, OS-60005 | 0035 - Ammonia Separator | 12/31/2022
Farmhouse Fraternity | 3601 Apple St | Lincoln | NE | 68503-2098 | Lancaster | NE23664 | Scrapped/Junked | C35385 | 2012 | AO SMITH | COBL - Coil Type Boiler | Sprinkler Room | HWSD - Hot Water Dom/Potable | 9/30/2017
Farmhouse Fraternity | 3601 Apple St | Lincoln | NE | 68503-2098 | Lancaster | NE40391 | Scrapped/Junked | N/A | 1988 | AOSM | AHWH - ANSI/Fired Water Htr | BOILER ROOM | HWSD - Hot Water Dom/Potable | 9/30/2015
Farmhouse Fraternity | 3601 Apple St | Lincoln | NE | 68503-2098 | Lancaster | NE40392 | Scrapped/Junked | N/A | 1970 | AMST | CI - Cast Iron | BOILER ROOM | HWHT - Hot Water Heat | 9/30/2017
Farmhouse Fraternity | 3601 Apple St | Lincoln | NE | 68503-2098 | Lancaster | NE40393 | Scrapped/Junked | 135706 | 1996 | Raypak | CPFT - Horiz Cpr Fin Boiler | BOILER ROOM | HWSD - Hot Water Dom/Potable | 9/30/2012
Farmhouse Fraternity | 3601 Apple St | Lincoln | NE | 68503-2098 | Lancaster | NE40394 | Scrapped/Junked | N/A | 1966 | AMST | CI - Cast Iron | BOILER ROOM | HWHT - Hot Water Heat | 9/30/2016
BUILDING #1028 | 3601 W Mathis St | Lincoln | NE | 68524-2078 | LANCASTER | NE37376 | Inactive |  | 1987 | PEERLESS HEATER COMPANY |  | BOILER ROOM | STHT - Steam-Heat | 2/28/2003
City of Lincoln Anderson Library | 3635 Touzalin Ave | Lincoln | NE | 68507-1650 | Lancaster | NE00901 | Scrapped/Junked | 92392 | 1999 | Lochinvar | WT - Water Tube Boiler | Basement | HWHT - Hot Water Heat | 9/30/2019
City of Lincoln Anderson Library | 3635 Touzalin Ave | Lincoln | NE | 68507-1650 | Lancaster | NE00902 | Scrapped/Junked | 92393 | 1999 | Lochinvar | WT - Water Tube Boiler | Basement | HWHT - Hot Water Heat | 9/30/2019
City of Lincoln Anderson Library | 3635 Touzalin Ave | Lincoln | NE | 68507-1650 | Lancaster | NE28476 | Active | 258677 | 2017 | Lochinvar | FTVT - Firetube Vertical TB | Basement | HWHT - Hot Water Heat | 11/30/2026
City of Lincoln Anderson Library | 3635 Touzalin Ave | Lincoln | NE | 68507-1650 | Lancaster | NE28477 | Active | 246932 | 2017 | Lochinvar | FTVT - Firetube Vertical TB | Basement | HWHT - Hot Water Heat | 11/30/2026
Paul Davis Restoration | 3641 S 6th St | Lincoln | NE | 68502-4323 | Lancaster | NE18649 | Active | 59943 | 2010 | Parker Boiler Company | WT - Water Tube Boiler | North Bldg | PROC - Process Steam | 9/30/2026
Continental Western Ins | 3641 Village Dr | Lincoln | NE | 68516-4721 | Lancaster | NE07259 | Scrapped/Junked | 7423 | 1992 | Aldrich | FTVT - Firetube Vertical TB | BASEMENT | HWHT - Hot Water Heat | 10/31/2014
Continental Western Ins | 3641 Village Dr | Lincoln | NE | 68516-4721 | Lancaster | NE24089 | Active | 276581 | 2013 | Lochinvar/Giannoni | WTSS - Watertube SS Steel | Boiler Room | HWHT - Hot Water Heat | 12/31/2026
Union Bank and Trust | 3643 S 48th St | Lincoln | NE | 68506-4341 | Lancaster | NE03373 | Scrapped/Junked | n/a | 1983 | Dunkirk | CI - Cast Iron | BASEMENT | HWHT - Hot Water Heat | 4/30/2012
Union Bank and Trust | 3643 S 48th St | Lincoln | NE | 68506-4341 | Lancaster | NE22837 | Active | N/A | 2011 | Burnham | CI - Cast Iron | Basement | HWHT - Hot Water Heat | 4/30/2027
UNL EAST CAMPUS | 36TH & HOLDREGE ST | LINCOLN | NE | 68504 | LANCASTER | NE00421 | Inactive |  | 1917 | HEINE | WT - Water Tube Boiler | BUILDING 14-C | BSUP - Bldg Heat & Process | 11/30/1986
UNL EAST CAMPUS | 36TH & HOLDREGE ST | LINCOLN | NE | 68504 | LANCASTER | NE00535 | Scrapped/Junked |  | 1917 | HEINE | WT - Water Tube Boiler | BUILDING 14-C | BSUP - Bldg Heat & Process | 11/30/1987
UNL EAST CAMPUS | 36TH & HOLDREGE ST | LINCOLN | NE | 68504 | LANCASTER | NE15483 | Inactive |  | 1968 | KEWANEE | FT - Firetube Boiler | WHITTIER BLDG | STHT - Steam-Heat | 7/31/1997
3801 Harney LLC | 3700 NW 12th St | Lincoln | NE | 68521-3621 | Lancaster | NE05221 | Scrapped/Junked |  | 1990 | Rheem Manufacturing Co | CHWH - ASME/Fired Water Heater | MECH ROOM | HWSD - Hot Water Dom/Potable | 6/30/2004
3801 Harney LLC | 3700 NW 12th St | Lincoln | NE | 68521-3621 | Lancaster | NE05819 | Exempt 1999 LB-66 |  | 1994 | RHEEM MANUFACTURING CO | AHWH - ANSI/Fired Water Htr | BOILER ROOM | HWSD - Hot Water Dom/Potable | 6/30/2000
3801 Harney LLC | 3700 NW 12th St | Lincoln | NE | 68521-3621 | Lancaster | NE37217 | Out of Service | NA | 1984 | Kewanee | FT - Firetube Boiler | Mechanical Room | STHT - Steam-Heat | 10/31/2009
John The 23rd Center | 3700 Sheridan Blvd | Lincoln | NE | 68506-6100 | Lancaster | NE04265 | Active | n/a | 1965 | Kewanee | FTFB - Firetube-Firebox Boiler | BOILER ROOM | HWHT - Hot Water Heat | 3/31/2026
NE State Lab Facility | 3701 S 14th St | Lincoln | NE | 68502-5317 | Lancaster | NE01310 | Scrapped/Junked | 25089 | 1972 | KEWA | FTWB - FTS Marine Wet Back | EQUIPMENT ROOM | PROC - Process Steam | 6/30/2011
NE State Lab Facility | 3701 S 14th St | Lincoln | NE | 68502-5317 | Lancaster | NE01366 | Scrapped/Junked | 10376 | 1978 | BRYA | WT - Water Tube Boiler | BASEMENT | PROC - Process Steam | 11/30/2009
NE State Lab Facility | 3701 S 14th St | Lincoln | NE | 68502-5317 | Lancaster | NE07653 | Out of Service | 110945 | 2006 | AOSM | CHWH - ASME/Fired Water Heater | EQUIP ROOM | HWSD - Hot Water Dom/Potable | 11/30/2018
NE State Lab Facility | 3701 S 14th St | Lincoln | NE | 68502-5317 | Lancaster | NE17508 | Active | 56987 | 2009 | BRYAN STEAM | WT - Water Tube Boiler | New Boiler Room, B1 | HWHT - Hot Water Heat | 11/30/2026
NE State Lab Facility | 3701 S 14th St | Lincoln | NE | 68502-5317 | Lancaster | NE17509 | Active | 56988 | 2009 | BRYAN STEAM | WT - Water Tube Boiler | New Boiler Room, B2 | HWHT - Hot Water Heat | 11/30/2026
NE State Lab Facility | 3701 S 14th St | Lincoln | NE | 68502-5317 | Lancaster | NE17510 | Active | 56974 | 2009 | BRYAN STEAM | WT - Water Tube Boiler | New Boiler Room, B3 | PROC - Process Steam | 11/30/2026
NE State Lab Facility | 3701 S 14th St | Lincoln | NE | 68502-5317 | Lancaster | NE17511 | Active | 56975 | 2009 | BRYAN STEAM | WT - Water Tube Boiler | New Boiler Room, B4 | PROC - Process Steam | 11/30/2026
NE State Lab Facility | 3701 S 14th St | Lincoln | NE | 68502-5317 | Lancaster | NE17512 | Active | 62062 | 2009 | Armstrong | ELPV - Electric Press VSL | New Boiler Room | STMG - Steam Generator | 11/30/2026
NE State Lab Facility | 3701 S 14th St | Lincoln | NE | 68502-5317 | Lancaster | NE30154 | Scrapped/Junked | 116753 | 2001 | TELE | WT - Water Tube Boiler | GARAGE | HWSP - Hot Water Non Potable Supply | 11/30/2009
NE State Lab Facility | 3701 S 14th St | Lincoln | NE | 68502-5317 | Lancaster | NE30237 | Scrapped/Junked | 11059 | 1990 | AO SMITH | CHWH - ASME/Fired Water Heater | EQUIP RM | HWSD - Hot Water Dom/Potable | 12/31/2006
Rousseau Elementary | 3701 S 33rd St | Lincoln | NE | 68506-3804 | Lancaster | NE05465 | Exempt 1999 LB-66 |  | 1992 | AO SMITH | AHWH - ANSI/Fired Water Htr |  | HWSD - Hot Water Dom/Potable | 6/30/2000
Rousseau Elementary | 3701 S 33rd St | Lincoln | NE | 68506-3804 | Lancaster | NE05825 | Scrapped/Junked | 8759 | 1996 | Les Inc/Aldrich Co | FTVT - Firetube Vertical TB | BOILER ROOM | GLYC - Glycol Bldg Heat Sys | 2/28/2011
Rousseau Elementary | 3701 S 33rd St | Lincoln | NE | 68506-3804 | Lancaster | NE09392 | Scrapped/Junked | 301 | 1987 | AOSM | CHWH - ASME/Fired Water Heater | BOILER ROOM | HWSD - Hot Water Dom/Potable | 2/28/2009
Rousseau Elementary | 3701 S 33rd St | Lincoln | NE | 68506-3804 | Lancaster | NE30279 | Scrapped/Junked | N/A | 1964 | KEWA | FTFB - Firetube-Firebox Boiler | BOILER ROOM | HWHT - Hot Water Heat | 2/28/2010
Rousseau Elementary | 3701 S 33rd St | Lincoln | NE | 68506-3804 | Lancaster | NE30280 | Scrapped/Junked | N/A | 1964 | Kewanee | FT - Firetube Boiler | BOILER ROOM | HWHT - Hot Water Heat | 2/28/2011
Calvert Elementary School | 3709 S 46th St | Lincoln | NE | 68506-4218 | LANCASTER | NE14599 | Scrapped/Junked | 41044 | 1988 | KEWANEE | FTFB - Firetube-Firebox Boiler | BOILER ROOM | STHT - Steam-Heat | 2/28/2008
Calvert Elementary School | 3709 S 46th St | Lincoln | NE | 68506-4218 | LANCASTER | NE14600 | Scrapped/Junked | 41042 | 1988 | KEWANEE | FTFB - Firetube-Firebox Boiler | BOILER ROOM | STHT - Steam-Heat | 2/28/2008
Calvert Elementary School | 3709 S 46th St | Lincoln | NE | 68506-4218 | LANCASTER | NE15201 | Scrapped/Junked | 3267 | 1988 | AO SMITH | CHWH - ASME/Fired Water Heater | BOILER ROOM | HWSD - Hot Water Dom/Potable | 2/28/2008
Calvert Elementary School | 3709 S 46th St | Lincoln | NE | 68506-4218 | LANCASTER | NE15202 | Scrapped/Junked | 865 | 1988 | AO SMITH | CHWH - ASME/Fired Water Heater | BOILER ROOM | HWSD - Hot Water Dom/Potable | 2/28/2008
Calvert Elementary School | 3709 S 46th St | Lincoln | NE | 68506-4218 | LANCASTER | NE15359 | Active | 16778 | 2007 | ALDRICH/LES | FTVT - Firetube Vertical TB | BOILER ROOM | GLYC - Glycol Bldg Heat Sys | 11/30/2026
City of Lincoln Air Park West Rec Center | 3720 NW 46th St | Lincoln | NE | 68524-1635 | Lancaster | NE04750 | Scrapped/Junked |  | 1974 | AO SMITH | AHWH - ANSI/Fired Water Htr | BOILER ROOM | HWSD - Hot Water Dom/Potable | 9/30/2004
City of Lincoln Air Park West Rec Center | 3720 NW 46th St | Lincoln | NE | 68524-1635 | Lancaster | NE07771 | Inactive | 9800 | 1998 | ALDRICH | FT - Firetube Boiler | BOILER ROOM | STHT - Steam-Heat | 11/30/2023
City of Lincoln Air Park West Rec Center | 3720 NW 46th St | Lincoln | NE | 68524-1635 | Lancaster | NE16217 | Scrapped/Junked | 43141 | 1990 | Kewannee | FT - Firetube Boiler | Boiler Room | STHT - Steam-Heat | 1/31/2011
Capital Carwash | 3744 Touzalin Ave | Lincoln | NE | 68507-1652 | Lancaster | NE08867 | Inactive | N/A | 1993 | PALO | COWH - Coil Type Water Heater | BOILER ROOM | HWHF - Hot Water Heat-Floor | 4/30/2010
Capital Carwash | 3744 Touzalin Ave | Lincoln | NE | 68507-1652 | Lancaster | NE08868 | Inactive | N/A | 1993 | PALO | COWH - Coil Type Water Heater | BOILER ROOM | GLYC - Glycol Bldg Heat Sys | 11/30/2004
Capital Carwash | 3750 Cornhusker Hwy | Lincoln | NE | 68504-1532 | Lancaster | NE12169 | Out of Service | 00155279 | 2003 | Loch | CPFH - Copper Fin Water Heater | MECH ROOM | HWSP - Hot Water Non Potable Supply | 4/30/2010
Capital Carwash | 3750 Cornhusker Hwy | Lincoln | NE | 68504-1532 | Lancaster | NE12170 | Out of Service | 00148575 | 2002 | Loch | CPFT - Horiz Cpr Fin Boiler | MECH ROOM | HWHF - Hot Water Heat-Floor | 4/30/2010
Donavan Apartments | 3751 Faulkner Dr | Lincoln | NE | 68516-4729 | Lancaster | NE22154 | Active | 326976 | 2011 | Raypak, Inc. | CPFH - Copper Fin Water Heater | Pool Equipment Room | OPHT - Outdoor Pool Heater | 6/30/2027
Union Adventist University | 3800 S 48th St | Lincoln | NE | 68506-4345 | Lancaster | NE02739 | Out of Service | 1306 | 1964 | NEBC | WT - Water Tube Boiler | BOILER ROOM | BSUP - Bldg Heat & Process | 8/31/2007
Union Adventist University | 3800 S 48th St | Lincoln | NE | 68506-4345 | Lancaster | NE03387 | Inactive |  | 1965 | PEERLESS HEATER COMPANY |  | KITCHEN | PROC - Process Steam | 8/31/1997
Union Adventist University | 3800 S 48th St | Lincoln | NE | 68506-4345 | Lancaster | NE10104 | Active | 12643 | 2006 | Hurst | FTSM - FTS Marine Dry Back | BOILER ROOM | STHT - Steam-Heat | 7/31/2026
Union Adventist University | 3800 S 48th St | Lincoln | NE | 68506-4345 | Lancaster | NE10105 | Active | 12647 | 2006 | Hurst | FTSM - FTS Marine Dry Back | BOILER ROOM | STHT - Steam-Heat | 10/31/2026
Union Adventist University | 3800 S 48th St | Lincoln | NE | 68506-4345 | Lancaster | NE11790 | Scrapped/Junked | 2349 | 1957 | WICK | WT - Water Tube Boiler | BOILER ROOM | PROC - Process Steam | 3/31/2007
Union Adventist University | 3800 S 48th St | Lincoln | NE | 68506-4345 | Lancaster | NE17638 | Inactive |  | 1994 | AMERICAN STANDARD |  | MECHANICAL ROOM | PROC - Process Steam | 3/31/2003
Union Adventist University | 3800 S 48th St | Lincoln | NE | 68506-4345 | Lancaster | NE23254 | Scrapped/Junked | 70353 | 1968 | ACME | HEXC - Heat Exchanger | BOILER HOUSE | REFR - Refrigerant Storage/Supp | 3/31/2005
Union Adventist University | 3800 S 48th St | Lincoln | NE | 68506-4345 | Lancaster | NE23255 | Scrapped/Junked | 70356 | 1968 | ACME | HEXC - Heat Exchanger | BOILER HOUSE | REFR - Refrigerant Storage/Supp | 3/31/2005
JetSplash Car Wash | 3800 S 9th St | Lincoln | NE | 68521-2508 | Lancaster | NE10506 | Scrapped/Junked | 00147694 | 2002 | Lochinvar | CPFT - Horiz Cpr Fin Boiler | MECH ROOM | HWHF - Hot Water Heat-Floor | 2/28/2021
JetSplash Car Wash | 3800 S 9th St | Lincoln | NE | 68521-2508 | Lancaster | NE10507 | Scrapped/Junked | 192937 | 2002 | Raypak | CPFT - Horiz Cpr Fin Boiler | MECH ROOM | HWSP - Hot Water Non Potable Supply | 2/28/2016
JetSplash Car Wash | 3800 S 9th St | Lincoln | NE | 68521-2508 | Lancaster | NE26235 | Active | 366892 | 2015 | Lochinvar | WTSS - Watertube SS Steel | Mech. Room | HWSP - Hot Water Non Potable Supply | 12/31/2026
JetSplash Car Wash | 3800 S 9th St | Lincoln | NE | 68521-2508 | Lancaster | NE29177 | Active | 457456 | 2019 | Lochinvar | WTSS - Watertube SS Steel | Mech. Room | GLFH - Glycol Floor Heat System | 12/31/2026
Duncan Aviation | 3801 Aviation Rd | Lincoln | NE | 68524-2415 | Lancaster | NE01418 | Scrapped/Junked | 164880 | 1999 | RAYP | CPFT - Horiz Cpr Fin Boiler | BASEMENT BOILER RM | HWHT - Hot Water Heat | 12/31/2015
Duncan Aviation | 3801 Aviation Rd | Lincoln | NE | 68524-2415 | Lancaster | NE01419 | Scrapped/Junked | 164879 | 1999 | RAYP | CPFT - Horiz Cpr Fin Boiler | BASEMENT BOILER RM | HWSD - Hot Water Dom/Potable | 12/31/2016
Duncan Aviation | 3801 Aviation Rd | Lincoln | NE | 68524-2415 | Lancaster | NE01420 | Scrapped/Junked | 164881 | 1999 | RAYP | CPFT - Horiz Cpr Fin Boiler | BASEMENT BOILER RM | HWHT - Hot Water Heat | 12/31/2022
Duncan Aviation | 3801 Aviation Rd | Lincoln | NE | 68524-2415 | Lancaster | NE25500 | Scrapped/Junked | 408707 | 2015 | Raypak | CPFT - Horiz Cpr Fin Boiler | Hangar D Boiler Rm | HWHT - Hot Water Heat | 12/31/2022
Duncan Aviation | 3801 Aviation Rd | Lincoln | NE | 68524-2415 | Lancaster | NE26711 | Scrapped/Junked | 430382 | 2016 | Raypak | CPFT - Horiz Cpr Fin Boiler | Hanger D | HWHT - Hot Water Heat | 12/31/2022
Duncan Aviation | 3801 Aviation Rd | Lincoln | NE | 68524-2415 | Lancaster | NE41881 | Active | 18897 | 2021 | Riello | WT - Water Tube Boiler | Hanger D | HWDP - Hotwater Heat & Dom Supply | 12/31/2026
Duncan Aviation | 3801 Aviation Rd | Lincoln | NE | 68524-2415 | Lancaster | NE41882 | Active | 18896 | 2021 | Riello | WT - Water Tube Boiler | Hanger D | HWDP - Hotwater Heat & Dom Supply | 12/31/2026
Duncan Aviation | 3801 Aviation Rd | Lincoln | NE | 68524-2415 | Lancaster | NE41883 | Active | 18895 | 2021 | Riello | WT - Water Tube Boiler | Hanger D | HWDP - Hotwater Heat & Dom Supply | 12/31/2026
Duncan Aviation | 3801 Aviation Rd | Lincoln | NE | 68524-2415 | Lancaster | NE41884 | Active | 18893 | 2021 | Riello | WT - Water Tube Boiler | Hanger D | HWDP - Hotwater Heat & Dom Supply | 12/31/2026
Duncan Aviation | 3801 Aviation Rd | Lincoln | NE | 68524-2415 | Lancaster | NE41885 | Active | 18894 | 2021 | Riello | WT - Water Tube Boiler | Hanger D | HWDP - Hotwater Heat & Dom Supply | 12/31/2026
Duncan Aviation | 3801 Aviation Rd | Lincoln | NE | 68524-2415 | Lancaster | NE41886 | Active | 18886 | 2021 | Riello | WT - Water Tube Boiler | Hanger D | HWDP - Hotwater Heat & Dom Supply | 12/31/2026
Celerion Building | 3801 S 14th St | Lincoln | NE | 68502-5340 | Lancaster | NE06687 | Active | 13710 | 2004 | ALES | FTVT - Firetube Vertical TB | BASEMENT | GLYC - Glycol Bldg Heat Sys | 12/31/2026
Celerion Building | 3801 S 14th St | Lincoln | NE | 68502-5340 | Lancaster | NE06688 | Active | 13713 | 2004 | ALES | FTVT - Firetube Vertical TB | BASEMENT | GLYC - Glycol Bldg Heat Sys | 12/31/2026
South Street Laundromat | 3801 South St | Lincoln | NE | 68506-5237 | Lancaster | NE09737 | Scrapped/Junked | 34942 | 1975 | AOSM | COBL - Coil Type Boiler | MECANICAL ROOM | HWSD - Hot Water Dom/Potable | 5/31/2023
Lancaster County Adult Detention Facility | 3801 W O St | Lincoln | NE | 68528-1806 | Lancaster | NE22133 | Active | 129797 | 2010 | PVI Industries | FTVT - Firetube Vertical TB | Boiler Room | HWSD - Hot Water Dom/Potable | 2/28/2026
Lancaster County Adult Detention Facility | 3801 W O St | Lincoln | NE | 68528-1806 | Lancaster | NE22134 | Active | 129798 | 2010 | PVI Industries | FTVT - Firetube Vertical TB | Boiler Room | HWSD - Hot Water Dom/Potable | 2/28/2028
Lancaster County Adult Detention Facility | 3801 W O St | Lincoln | NE | 68528-1806 | Lancaster | NE22135 | Active | 129799 | 2010 | PVI Industries | FTVT - Firetube Vertical TB | Boiler Room | HWSD - Hot Water Dom/Potable | 2/28/2028
Taylor Apartments | 3811 S 48th St | Lincoln | NE | 68506-4310 | Lancaster | NE19044 | Exempt | N/A | 2009 | Peerless | CI - Cast Iron | Basement | HWHT - Hot Water Heat | 12/31/2012
BIO NEBRASKA | 3820 NW 46th St | Lincoln | NE | 68524-1637 | LANCASTER | NE40124 | Inactive | 49974 | 1998 | KEWANEE | FT - Firetube Boiler | MECH ROOM | PROC - Process Steam | 7/31/2002
BIO NEBRASKA | 3820 NW 46th St | Lincoln | NE | 68524-1637 | LANCASTER | NE40125 | Inactive | 24904 | 1997 | ELECTRO-STEAM GENERATOR | ELBL - Electric Boiler | AUTOCLAVE | 0020 - Supp to Sterlizer/Autoclave | 4/30/1999
Duncan Aviation | 3833 North Park Road | Lincoln | NE | 68524 | Lancaster | NE24961 | Active | 65387 | 2013 | Aerco | FTVT - Firetube Vertical TB | Hanger G/H Upstairs | HWHF - Hot Water Heat-Floor | 12/31/2026
Duncan Aviation | 3833 North Park Road | Lincoln | NE | 68524 | Lancaster | NE24962 | Active | 65384 | 2013 | Aerco | FTVT - Firetube Vertical TB | Hanger G/H Upstairs | HWHF - Hot Water Heat-Floor | 12/31/2026
Duncan Aviation | 3833 North Park Road | Lincoln | NE | 68524 | Lancaster | NE24963 | Active | 65431 | 2013 | Aerco | FTVT - Firetube Vertical TB | Hanger G/H Upstairs | GLFH - Glycol Floor Heat System | 12/31/2026
Duncan Aviation | 3833 North Park Road | Lincoln | NE | 68524 | Lancaster | NE24964 | Active | 65435 | 2013 | Aerco | FTVT - Firetube Vertical TB | Hanger G/H Upstairs | GLFH - Glycol Floor Heat System | 12/31/2026
Duncan Aviation | 3833 North Park Road | Lincoln | NE | 68524 | Lancaster | NE42693 | Active | 95087 | 2023 | Aerco | FTVT - Firetube Vertical TB | Upstairs Mech Room | GLFH - Glycol Floor Heat System | 12/31/2026
Duncan Aviation | 3833 North Park Road | Lincoln | NE | 68524 | Lancaster | NE42694 | Active | 95206 | 2023 | Aerco | FTVT - Firetube Vertical TB | Upstairs Mech Room | GLFH - Glycol Floor Heat System | 12/31/2026
Duncan Aviation | 3833 North Park Road | Lincoln | NE | 68524 | Lancaster | NE42695 | Active | 94764 | 2022 | Aerco | FTVT - Firetube Vertical TB | Upstairs Mech Room | HWHT - Hot Water Heat | 12/31/2026
Duncan Aviation | 3833 North Park Road | Lincoln | NE | 68524 | Lancaster | NE42696 | Active | 94765 | 2022 | Aerco | FTVT - Firetube Vertical TB | Upstairs Mech Room | HWHT - Hot Water Heat | 12/31/2026
Rocket Carwash | 3833 Village Dr | Lincoln | NE | 68516-4737 | Lancaster | NE43677 | Active | 248479 | 2021 | Lochinvar | FTSS - Firetube Stainless Steel | Mechanical Room | GLFH - Glycol Floor Heat System | 9/30/2025
Apartment Building - Caves | 3900 Franklin St | Lincoln | NE | 68506-5245 | Lancaster | NE42198 | Active | N/A | 2021 | US Boiler | CI - Cast Iron | Basement | HWDP - Hotwater Heat & Dom Supply | 4/30/2026
Savannah Pines LLC | 3900 Pine Lake Rd | Lincoln | NE | 68516-5489 | Lancaster | NE08301 | Active | 100272 | 2000 | PVI | CHWH - ASME/Fired Water Heater | EAST WING | HWSD - Hot Water Dom/Potable | 3/31/2027
Savannah Pines LLC | 3900 Pine Lake Rd | Lincoln | NE | 68516-5489 | Lancaster | NE08302 | Scrapped/Junked | 100269 | 2000 | Pvi | CHWH - ASME/Fired Water Heater | EAST WING | HWSD - Hot Water Dom/Potable | 3/31/2013
Savannah Pines LLC | 3900 Pine Lake Rd | Lincoln | NE | 68516-5489 | Lancaster | NE08303 | Scrapped/Junked | 100270 | 2000 | Pvi | CHWH - ASME/Fired Water Heater | WEST WING | HWSD - Hot Water Dom/Potable | 3/31/2014
Savannah Pines LLC | 3900 Pine Lake Rd | Lincoln | NE | 68516-5489 | Lancaster | NE08304 | Active | 100271 | 2000 | PVI | CHWH - ASME/Fired Water Heater | WEST WING | HWSD - Hot Water Dom/Potable | 3/31/2027
Savannah Pines LLC | 3900 Pine Lake Rd | Lincoln | NE | 68516-5489 | Lancaster | NE08305 | Inactive | 167682 | 2000 | Raypak | COBL - Coil Type Boiler | CENTER MAINT ROOM | SPAJ - Spa/Jacuzzi Heater | 3/31/2023
BALLARD POOL | 3901 N 66TH ST | LINCOLN | NE | 68507 | LANCASTER | NE18007 | Scrapped/Junked | 4483 | 1976 | TELEDYNE LAARS | CPFT - Horiz Cpr Fin Boiler | BOILER ROOM | OPHT - Outdoor Pool Heater | 5/31/2003
BALLARD POOL | 3901 N 66TH ST | LINCOLN | NE | 68507 | LANCASTER | NE20603 | Exempt 1999 LB-66 |  | 1994 | AO SMITH | AHWH - ANSI/Fired Water Htr |  | HWSD - Hot Water Dom/Potable | 2/29/2000
M J Marketing | 3901 N 69th St | Lincoln | NE | 68507-1912 | Lancaster | NE15501 | Inactive |  | 1980 | WISE | CI - Cast Iron | EQUIP ROOM | HWHT - Hot Water Heat | 3/31/2009
Optical Gallery | 3923 S 48th St | Lincoln | NE | 68506-4318 | Lancaster | NE06057 | Scrapped/Junked | N/A | 2004 | Peerless | CI - Cast Iron | BASEMENT | STHT - Steam-Heat | 8/31/2014
Baymont Inn & Suites | 3939 N 26th St | Lincoln | NE | 68521-4138 | Lancaster | NE17983 | Exempt | 299641 | 2009 | RAYP | CPFT - Horiz Cpr Fin Boiler | Pool Mech. Room | IPHT - Indoor Pool Heater | 7/31/2010
Baymont Inn & Suites | 3939 N 26th St | Lincoln | NE | 68521-4138 | Lancaster | NE23494 | Scrapped/Junked | n/a | 2012 | AO SMITH | AHWH - ANSI/Fired Water Htr | Maintenance Room | HWSD - Hot Water Dom/Potable | 11/5/2012
Baymont Inn & Suites | 3939 N 26th St | Lincoln | NE | 68521-4138 | Lancaster | NE23876 | Scrapped/Junked | 168957 | 2012 | AO SMITH | CHWH - ASME/Fired Water Heater | Boiler Room | HWSD - Hot Water Dom/Potable | 2/28/2017
Baymont Inn & Suites | 3939 N 26th St | Lincoln | NE | 68521-4138 | Lancaster | NE25688 | Scrapped/Junked | 2974 | 2014 | American Standard | CHWH - ASME/Fired Water Heater | mech room | HWSD - Hot Water Dom/Potable | 2/28/2022
Baymont Inn & Suites | 3939 N 26th St | Lincoln | NE | 68521-4138 | Lancaster | NE25689 | Scrapped/Junked | 364601 | 2013 | Raypak | CPFH - Copper Fin Water Heater | pool mech room | SPAJ - Spa/Jacuzzi Heater | 2/28/2022
Baymont Inn & Suites | 3939 N 26th St | Lincoln | NE | 68521-4138 | Lancaster | NE26720 | Active | 3288 | 2016 | American Standard | CHWH - ASME/Fired Water Heater | mech room | HWSD - Hot Water Dom/Potable | 2/28/2027
Baymont Inn & Suites | 3939 N 26th St | Lincoln | NE | 68521-4138 | Lancaster | NE40677 | Exempt | 150183 | 1998 | Raypak | CPFT - Horiz Cpr Fin Boiler | POOL RM | IPHT - Indoor Pool Heater | 9/30/2011
Baymont Inn & Suites | 3939 N 26th St | Lincoln | NE | 68521-4138 | Lancaster | NE40678 | Scrapped/Junked | 144849 | 1997 | RAYP | CPFT - Horiz Cpr Fin Boiler | POOL RM | IPHT - Indoor Pool Heater | 7/31/2010
Baymont Inn & Suites | 3939 N 26th St | Lincoln | NE | 68521-4138 | Lancaster | NE40679 | Scrapped/Junked | 59497 | 1997 | STAT | CHWH - ASME/Fired Water Heater | MECH RM | HWSD - Hot Water Dom/Potable | 9/30/2012
Baymont Inn & Suites | 3939 N 26th St | Lincoln | NE | 68521-4138 | Lancaster | NE40680 | Scrapped/Junked | 61383 | 1998 | STAT | CHWH - ASME/Fired Water Heater | MECH RM | HWSD - Hot Water Dom/Potable | 9/30/2014
Baymont Inn & Suites | 3939 N 26th St | Lincoln | NE | 68521-4138 | Lancaster | NE42835 | Active | 3873 | 2020 | American Standard | CHWH - ASME/Fired Water Heater | Mechanical Room | HWHT - Hot Water Heat | 2/28/2027
Golden Corral Restaurant | 3940 N 26th St | Lincoln | NE | 68521-4100 | Lancaster | NE01425 | Scrapped/Junked | 107670 | 2000 | TELE | CPFT - Horiz Cpr Fin Boiler | SW MECH ROOM | HWDP - Hotwater Heat & Dom Supply | 1/31/2018
Golden Corral Restaurant | 3940 N 26th St | Lincoln | NE | 68521-4100 | Lancaster | NE05972 | Exempt | 18776 | 1994 | TAYLOR-WHARTON | UTNK - Unfired Vertical Tank | KITCHEN | 0041 - CO2 Dispensing | 1/31/2007
Shanghai King | 3940 Village Dr | Lincoln | NE | 68516-4783 | Lancaster | NE24273 | Scrapped/Junked | 26748 | 1994 | AO SMITH | CHWH - ASME/Fired Water Heater | KITCHEN | HWSD - Hot Water Dom/Potable | 1/31/2008
Shanghai King | 3940 Village Dr | Lincoln | NE | 68516-4783 | Lancaster | NE24274 | Inactive | 25739 | 1994 | AOSM | CHWH - ASME/Fired Water Heater | KITCHEN | HWSD - Hot Water Dom/Potable | 4/30/2011
Applebee's Bar & Grill | 3951 N 27th St | Lincoln | NE | 68521-4101 | Lancaster | NE06062 | Scrapped/Junked | 87659 | 2004 | AOSM | CHWH - ASME/Fired Water Heater | MECH ROOM | HWSD - Hot Water Dom/Potable | 7/31/2012
Applebee's Bar & Grill | 3951 N 27th St | Lincoln | NE | 68521-4101 | Lancaster | NE40676 | Scrapped/Junked | 99377 | 1999 | Lochinvar | CPFT - Horiz Cpr Fin Boiler | BOILER RM | HWSD - Hot Water Dom/Potable | 7/31/2005
State Patrol Crime Lab | 3977 Airpark Rd | Lincoln | NE | 68524 | Lancaster | NE25488 | Scrapped/Junked | 6628 | 2015 | CAMUS | WTSS - Watertube SS Steel | Mech Room 149 | GLYC - Glycol Bldg Heat Sys | 10/31/2016
State Patrol Crime Lab | 3977 Airpark Rd | Lincoln | NE | 68524 | Lancaster | NE25489 | Scrapped/Junked | 6629 | 2015 | CAMUS | WTSS - Watertube SS Steel | Mech Room 149 | GLYC - Glycol Bldg Heat Sys | 10/31/2016
State Patrol Crime Lab | 3977 Airpark Rd | Lincoln | NE | 68524 | Lancaster | NE25594 | Scrapped/Junked | 8175 | 2016 | CAMUS | WTSS - Watertube SS Steel | Boiler Room | GLYC - Glycol Bldg Heat Sys | 10/31/2017
State Patrol Crime Lab | 3977 Airpark Rd | Lincoln | NE | 68524 | Lancaster | NE26250 | Scrapped/Junked | 7361 | 2016 | CAMUS | WTSS - Watertube SS Steel | Mech Room 149 | GLYC - Glycol Bldg Heat Sys | 10/31/2017
State Patrol Crime Lab | 3977 Airpark Rd | Lincoln | NE | 68524 | Lancaster | NE26265 | Scrapped/Junked | 7362 | 2016 | CAMUS | FTVT - Firetube Vertical TB | Mech Room 149 | GLYC - Glycol Bldg Heat Sys | 10/31/2017
State Patrol Crime Lab | 3977 Airpark Rd | Lincoln | NE | 68524 | Lancaster | NE26734 | Active | 8242 | 2017 | CAMUS | WTSS - Watertube SS Steel | Boiler Room | GLYC - Glycol Bldg Heat Sys | 10/31/2026
State Patrol Crime Lab | 3977 Airpark Rd | Lincoln | NE | 68524 | Lancaster | NE26954 | Active | 8243 | 2017 | CAMUS | WTSS - Watertube SS Steel | Boiler Room | GLYC - Glycol Bldg Heat Sys | 10/31/2026
State Patrol Crime Lab | 3977 Airpark Rd | Lincoln | NE | 68524 | Lancaster | NE43870 | Active | 434847 | 2025 | Lochinvar | FTVT - Firetube Vertical TB | Boiler Room | GLYC - Glycol Bldg Heat Sys | 10/31/2026
Crete Carrier Corp | 400 NW 56th St | Lincoln | NE | 68528-8842 | Lancaster | NE03376 | Inactive |  | 1969 | AMERICAN STANDARD |  | 130-32 S 13TH | STHT - Steam-Heat | 6/30/1998
Crete Carrier Corp | 400 NW 56th St | Lincoln | NE | 68528-8842 | Lancaster | NE05710 | Active | 33655 | 1993 | Bryan | WT - Water Tube Boiler | BOILER ROOM | HUMI - Humidifier/Humidity Contr | 2/28/2027
Crete Carrier Corp | 400 NW 56th St | Lincoln | NE | 68528-8842 | Lancaster | NE05721 | Active | 45173 | 1993 | Kewanee | FTFB - Firetube-Firebox Boiler | BOILER ROOM | HWHT - Hot Water Heat | 2/28/2027
Crete Carrier Corp | 400 NW 56th St | Lincoln | NE | 68528-8842 | Lancaster | NE05722 | Active | 45174 | 1993 | Kewanee | FTFB - Firetube-Firebox Boiler | BOILER ROOM | HWHT - Hot Water Heat | 2/28/2027
Crete Carrier Corp | 400 NW 56th St | Lincoln | NE | 68528-8842 | Lancaster | NE05853 | Scrapped/Junked | 72835 | 1998 | A. O. Smith | CHWH - ASME/Fired Water Heater | BOILER ROOM | HWSD - Hot Water Dom/Potable | 2/28/2004
Crete Carrier Corp | 400 NW 56th St | Lincoln | NE | 68528-8842 | Lancaster | NE05854 | Scrapped/Junked | 41859 | 1997 | AO SMITH | CHWH - ASME/Fired Water Heater | BOILER ROOM | HWSD - Hot Water Dom/Potable | 2/28/2003
Crete Carrier Corp | 400 NW 56th St | Lincoln | NE | 68528-8842 | Lancaster | NE07937 | Scrapped/Junked | 51806 | 1999 | AO SMITH | CHWH - ASME/Fired Water Heater | DRIVERS SHOWER | HWSD - Hot Water Dom/Potable | 2/28/2004
Haymarket Project | 400 Pinnacle Bank Arena Dr | Lincoln | NE | 68508 | Lancaster | NE42344 | Out of Service | 154280 | 2017 | Columbia | WT - Water Tube Boiler | Pinnacle Bank Arena | HWDP - Hotwater Heat & Dom Supply | 6/30/2024
Haymarket Project | 400 Pinnacle Bank Arena Dr | Lincoln | NE | 68508 | Lancaster | NE42345 | Out of Service | 153939 | 2017 | Columbia | WT - Water Tube Boiler | Catalyst Credit Union 350 Canopy St | HWDP - Hotwater Heat & Dom Supply | 6/30/2024
Haymarket Project | 400 Pinnacle Bank Arena Dr | Lincoln | NE | 68508 | Lancaster | NE42346 | Out of Service | 23706 | 2019 | Hurst | FTHT - Firetube Horizontal | Oscar Bldg.m601 P St. | HWDP - Hotwater Heat & Dom Supply | 6/30/2024
Delta Gamma Sorority | 400 University Ter | Lincoln | NE | 68508-1675 | Lancaster | NE04280 | Scrapped/Junked |  | 1966 | AMERICAN STANDARD |  |  | STHT - Steam-Heat | 12/31/1999
Delta Gamma Sorority | 400 University Ter | Lincoln | NE | 68508-1675 | Lancaster | NE24236 | Scrapped/Junked |  | 1997 | Burnham Industrial | CI - Cast Iron | BASEMENT | STHT - Steam-Heat | 12/31/2004
Delta Gamma Sorority | 400 University Ter | Lincoln | NE | 68508-1675 | Lancaster | NE30677 | Scrapped/Junked |  | 1993 | AO SMITH | AHWH - ANSI/Fired Water Htr |  | HWSD - Hot Water Dom/Potable | 12/31/1999
HUNTINGTON PARK APARTMENT | 4000 Huntington Ave | Lincoln | NE | 68504-3843 | LANCASTER | NE06550 | Inactive | 44078 | 1998 | AO SMITH | CHWH - ASME/Fired Water Heater | MECH ROOM | HWSD - Hot Water Dom/Potable | 9/30/2008
City of Lincoln, Ballard Pool | 4000 N 65th St | Lincoln | NE | 68507 | Lancaster | NE10524 | Scrapped/Junked | 130666 | 2002 | Teledyne & Laars | CPFT - Horiz Cpr Fin Boiler | POOL ROOM | OPHT - Outdoor Pool Heater | 5/31/2022
City of Lincoln, Ballard Pool | 4000 N 65th St | Lincoln | NE | 68507 | Lancaster | NE44160 | Active | 445542 | 2025 | Lochinvar | AHWH - ANSI/Fired Water Htr | Outdoor | OPHT - Outdoor Pool Heater | 6/30/2026
TS Tech Tri-Con Mfg | 4000 NW 44th St | Lincoln | NE | 68524-1606 | Lancaster | NE04269 | Scrapped/Junked |  | 1968 | AMERICAN STANDARD |  | 4001 NW 41ST | STHT - Steam-Heat | 6/30/2000
TS Tech Tri-Con Mfg | 4000 NW 44th St | Lincoln | NE | 68524-1606 | Lancaster | NE06100 | Inactive | 60838 | 2004 | REIMERS ELECTRA STEAM | ELBL - Electric Boiler | PRODUCTION FLR MEZZ | PROC - Process Steam | 10/31/2007
TS Tech Tri-Con Mfg | 4000 NW 44th St | Lincoln | NE | 68524-1606 | Lancaster | NE13699 | Inactive | 36871 | 1983 | Kewanee | FTSM - FTS Marine Dry Back | BOILER ROOM | STHT - Steam-Heat | 10/31/2022
TS Tech Tri-Con Mfg | 4000 NW 44th St | Lincoln | NE | 68524-1606 | Lancaster | NE24268 | Inactive | n/a | 1999 | PEER | CI - Cast Iron | BOILER ROOM | HWHT - Hot Water Heat | 10/31/2019
TS Tech Tri-Con Mfg | 4000 NW 44th St | Lincoln | NE | 68524-1606 | Lancaster | NE37223 | Inactive |  | 1978 | PEERLESS HEATER COMPANY |  |  | STHT - Steam-Heat | 6/30/1991
TS Tech Tri-Con Mfg | 4000 NW 44th St | Lincoln | NE | 68524-1606 | Lancaster | NE37227 | Inactive |  | 1971 | Kewannee | FT - Firetube Boiler | 4001 NW 44TH | STHT - Steam-Heat | 6/30/1989
City of Lincoln, Arnold Heights Pool | 4000 NW 46th St | Lincoln | NE | 68524-1639 | Lancaster | NE00264 | Scrapped/Junked | 101432 | 2000 | Teledyne & Laars | WT - Water Tube Boiler | South end of pool | OPHT - Outdoor Pool Heater | 5/31/2024
City of Lincoln, Arnold Heights Pool | 4000 NW 46th St | Lincoln | NE | 68524-1639 | Lancaster | NE44164 | Active | 445164 | 2025 | Lochinvar | AHWH - ANSI/Fired Water Htr | Outdoor | OPHT - Outdoor Pool Heater | 6/30/2026
ARNOLD HEIGHTS POOL | 4000 NW 46th St | Lincoln | NE | 68524-1639 | LANCASTER | NE18001 | Scrapped/Junked | 20051 | 1980 | TELEDYNE LAARS | CPFT - Horiz Cpr Fin Boiler | BOILER ROOM | OPHT - Outdoor Pool Heater | 2/28/2001
ARNOLD HEIGHTS POOL | 4000 NW 46th St | Lincoln | NE | 68524-1639 | LANCASTER | NE20602 | Exempt 1999 LB-66 |  | 1996 | RUUD | AHWH - ANSI/Fired Water Htr |  | HWSD - Hot Water Dom/Potable | 2/29/2000
Ritchie Brothers | 4000 Pine Lake Rd | Lincoln | NE | 68516-5484 | Lancaster | NE24261 | Scrapped/Junked | 50057 | 1999 | Kewanee | FTFB - Firetube-Firebox Boiler | BOILER ROOM | GLYC - Glycol Bldg Heat Sys | 1/31/2015