Church of Jesus Christ of Latter Day Saints | 501 Winter Creek Dr | Scottsbluff | NE | 69361-1456 | Scotts Bluff | NE16837 | Scrapped/Junked | N/A | 7724193 | 1987 | Burnham | CI - Cast Iron | HWHT - Hot Water Heat | 1/31/2024
Church of Jesus Christ of Latter Day Saints | 501 Winter Creek Dr | Scottsbluff | NE | 69361-1456 | Scotts Bluff | NE42848 | Active | NA | CP8088077 | 2023 | WEIL MCLAIN | CI - Cast Iron | HWHT - Hot Water Heat | 11/14/2023
Church of Jesus Christ of Latter Day Saints | 501 Winter Creek Dr | Scottsbluff | NE | 69361-1456 | Scotts Bluff | NE42849 | Active | NA | CP8079201 | 2023 | WEIL MCLAIN | CI - Cast Iron | HWHT - Hot Water Heat | 11/16/2023
Villa Tierra Apartments | 5010 Emerald Dr | Lincoln | NE | 68516-4903 | Lancaster | NE02305 | Scrapped/Junked | 80008 | LH03-2649725-110 | 2003 | AOSM | CHWH - ASME/Fired Water Heater | HWSD - Hot Water Dom/Potable | 2/28/2020
Villa Tierra Apartments | 5010 Emerald Dr | Lincoln | NE | 68516-4903 | Lancaster | NE06509 | Scrapped/Junked | 80006 | 80006/LH032649726110 | 2003 | AOSM | CHWH - ASME/Fired Water Heater | HWSD - Hot Water Dom/Potable | 2/28/2020
Villa Tierra Apartments | 5010 Emerald Dr | Lincoln | NE | 68516-4903 | Lancaster | NE10876 | Scrapped/Junked | 68345 | LD021645634110 | 2002 | AOSM | CHWH - ASME/Fired Water Heater | HWSD - Hot Water Dom/Potable | 2/28/2024
Villa Tierra Apartments | 5010 Emerald Dr | Lincoln | NE | 68516-4903 | Lancaster | NE10877 | Scrapped/Junked | n/a | J94696313 | 1994 | State | AHWH - ANSI/Fired Water Htr | HWSD - Hot Water Dom/Potable | 2/28/2014
Villa Tierra Apartments | 5010 Emerald Dr | Lincoln | NE | 68516-4903 | Lancaster | NE10878 | Scrapped/Junked |  | 0483405388 | 1983 | RUUD | AHWH - ANSI/Fired Water Htr | HWSD - Hot Water Dom/Potable | 8/31/2005
Villa Tierra Apartments | 5010 Emerald Dr | Lincoln | NE | 68516-4903 | Lancaster | NE10879 | Scrapped/Junked | 63200 | C99417760 | 1999 | State | CHWH - ASME/Fired Water Heater | HWSD - Hot Water Dom/Potable | 2/28/2020
Villa Tierra Apartments | 5010 Emerald Dr | Lincoln | NE | 68516-4903 | Lancaster | NE10880 | Scrapped/Junked | n/a | RUN0483405386 | 1983 | Ruud-Rheem | AHWH - ANSI/Fired Water Htr | HWSD - Hot Water Dom/Potable | 2/28/2014
Villa Tierra Apartments | 5010 Emerald Dr | Lincoln | NE | 68516-4903 | Lancaster | NE10881 | Scrapped/Junked |  | 1282403899 | 1982 | RUUD | AHWH - ANSI/Fired Water Htr | HWSD - Hot Water Dom/Potable | 8/31/2004
Villa Tierra Apartments | 5010 Emerald Dr | Lincoln | NE | 68516-4903 | Lancaster | NE23550 | Scrapped/Junked | 20195 |  | 1994 | WEBEN JARCO | COBL - Coil Type Boiler | HWSD - Hot Water Dom/Potable | 4/30/2000
Farm Credit Services of America | 5010 S 118th St | Omaha | NE | 68137-2208 | Douglas | NE28996 | Active | 331 | 18217 | 2018 | Fulton | WT - Water Tube Boiler | HWSD - Hot Water Dom/Potable | 12/31/2025
Farm Credit Services of America | 5010 S 118th St | Omaha | NE | 68137-2208 | Douglas | NE28997 | Active | 0336 | 0336-FHS | 2018 | Fulton | WT - Water Tube Boiler | HWSD - Hot Water Dom/Potable | 12/31/2025
Farm Credit Services of America | 5010 S 118th St | Omaha | NE | 68137-2208 | Douglas | NE28998 | Active | 335 | 0335-FHS | 2018 | Fulton | WT - Water Tube Boiler | HWSD - Hot Water Dom/Potable | 12/31/2025
Farm Credit Services of America | 5010 S 118th St | Omaha | NE | 68137-2208 | Douglas | NE28999 | Active | 0333 | 0333-FHS | 2018 | Fulton | WT - Water Tube Boiler | HWSD - Hot Water Dom/Potable | 12/31/2025
Bryan Elementary School | 5010 S 144th St | Omaha | NE | 68137-1437 | Douglas | NE19789 | Exempt 1999 LB-66 |  | 000000000091062 | 1986 | AO SMITH | AHWH - ANSI/Fired Water Htr | HWSD - Hot Water Dom/Potable | 8/31/2000
Bryan Elementary School | 5010 S 144th St | Omaha | NE | 68137-1437 | Douglas | NE19790 | Exempt 1999 LB-66 |  | 000000000029731 | 1989 | AO SMITH | AHWH - ANSI/Fired Water Htr | HWSD - Hot Water Dom/Potable | 8/31/2000
Bryan Elementary School | 5010 S 144th St | Omaha | NE | 68137-1437 | Douglas | NE25781 | Active | 293332 | D1.13.51.00543 | 2013 | Lochinvar | COND - Condenser | HWHT - Hot Water Heat | 8/31/2026
Bryan Elementary School | 5010 S 144th St | Omaha | NE | 68137-1437 | Douglas | NE25782 | Active | 293338 | D1.13.51.00549 | 2013 | Lochinvar | COND - Condenser | HWHT - Hot Water Heat | 8/31/2026
Bryan Elementary School | 5010 S 144th St | Omaha | NE | 68137-1437 | Douglas | NE33567 | Scrapped/Junked | n/a | M2789 | 1962 | Kewanee | FTFB - Firetube-Firebox Boiler | HWHT - Hot Water Heat | 8/31/2015
Bryan Elementary School | 5010 S 144th St | Omaha | NE | 68137-1437 | Douglas | NE33568 | Scrapped/Junked | n/a | M3238 | 1962 | Kewanee | FTFB - Firetube-Firebox Boiler | HWHT - Hot Water Heat | 8/31/2015
CLEAR CHANNEL/KFAB | 5010 Underwood Ave | Omaha | NE | 68132-2236 | Douglas | NE21401 | Inactive |  | 22174 | 1956 | PENNCO |  | STHT - Steam-Heat | 10/31/2003
COX ENTERPRISES | 5011 Capitol Ave | Omaha | NE | 68132-2921 | Douglas | NE14926 | Inactive | 7263 |  | 1961 | KEWANEE | FT - Firetube Boiler | HWHT - Hot Water Heat | 4/30/2001
RILEY ELEMENTARY SCHOOL | 5012 ORCHARD ST | LINCOLN | NE | 68504 | LANCASTER | NE05413 | Exempt 1999 LB-66 |  | 0000002543 | 1992 | RUUD | AHWH - ANSI/Fired Water Htr | HWSD - Hot Water Dom/Potable | 6/30/2000
RILEY ELEMENTARY SCHOOL | 5012 ORCHARD ST | LINCOLN | NE | 68504 | LANCASTER | NE30230 | Scrapped/Junked |  | M3605 | 1964 | KEWANEE | FT - Firetube Boiler | HWHT - Hot Water Heat | 2/28/2005
RILEY ELEMENTARY SCHOOL | 5012 ORCHARD ST | LINCOLN | NE | 68504 | LANCASTER | NE30231 | Scrapped/Junked |  | M3611 | 1964 | KEWANEE | FT - Firetube Boiler | HWHT - Hot Water Heat | 2/28/2005
Black Sand Apartment Homes | 5013 N 32nd St | Lincoln | NE | 68504-4772 | Lancaster | NE06979 | Active | 182873 | 06182873 | 2006 | Lochinvar | CPFH - Copper Fin Water Heater | HWSD - Hot Water Dom/Potable | 5/31/2026
Farm Credit Services of America | 5015 S 118th St | Omaha | NE | 68137-2210 | Douglas | NE09911 | Scrapped/Junked | 11873 | 02E-9788 | 2002 | Aldrich | FTVT - Firetube Vertical TB | HWHT - Hot Water Heat | 12/31/2015
Farm Credit Services of America | 5015 S 118th St | Omaha | NE | 68137-2210 | Douglas | NE09912 | Scrapped/Junked | 11870 | 02E-9785 | 2002 | Aldrich | FTVT - Firetube Vertical TB | HWHT - Hot Water Heat | 12/31/2015
Farm Credit Services of America | 5015 S 118th St | Omaha | NE | 68137-2210 | Douglas | NE09913 | Scrapped/Junked | 11874 | 02E-9789 | 2002 | Aldrich | FTVT - Firetube Vertical TB | HWHT - Hot Water Heat | 12/31/2015
Farm Credit Services of America | 5015 S 118th St | Omaha | NE | 68137-2210 | Douglas | NE09914 | Scrapped/Junked | 72639 | L01-18/L01151424 | 2001 | state | CHWH - ASME/Fired Water Heater | HWSD - Hot Water Dom/Potable | 12/31/2019
Farm Credit Services of America | 5015 S 118th St | Omaha | NE | 68137-2210 | Douglas | NE20753 | Active | 18016 | F5924 | 2010 | Aldrich | FTVT - Firetube Vertical TB | HWHT - Hot Water Heat | 12/31/2025
Farm Credit Services of America | 5015 S 118th St | Omaha | NE | 68137-2210 | Douglas | NE20754 | Active | 18018 | F5926 | 2010 | Aldrich | FTVT - Firetube Vertical TB | HWHT - Hot Water Heat | 12/31/2025
Farm Credit Services of America | 5015 S 118th St | Omaha | NE | 68137-2210 | Douglas | NE20755 | Active | 18017 | F5925 | 2010 | Aldrich | FTVT - Firetube Vertical TB | HWHT - Hot Water Heat | 12/31/2025
Farm Credit Services of America | 5015 S 118th St | Omaha | NE | 68137-2210 | Douglas | NE20756 | Active | 149326 | 149326 | 2010 | AO SMITH | CHWH - ASME/Fired Water Heater | HWSD - Hot Water Dom/Potable | 12/31/2025
Farm Credit Services of America | 5015 S 118th St | Omaha | NE | 68137-2210 | Douglas | NE26998 | Active | 71213 | G-15-1109 | 2015 | Aerco | FTVT - Firetube Vertical TB | HWHT - Hot Water Heat | 12/31/2025
Farm Credit Services of America | 5015 S 118th St | Omaha | NE | 68137-2210 | Douglas | NE26999 | Active | 71212 | G-15-1108 | 2015 | Aerco | FTVT - Firetube Vertical TB | HWHT - Hot Water Heat | 12/31/2025
Smithfield Omaha Plant | 5015 S 33rd St | Omaha | NE | 68107-2539 | Douglas | NE04014 | Active | 37966 | R6516 | 1984 | Kewanee | FTSM - FTS Marine Dry Back | PROC - Process Steam | 6/30/2026
Smithfield Omaha Plant | 5015 S 33rd St | Omaha | NE | 68107-2539 | Douglas | NE04015 | Active | 37964 | R6517 | 1984 | Kewanee | FTSM - FTS Marine Dry Back | PROC - Process Steam | 6/30/2026
Smithfield Omaha Plant | 5015 S 33rd St | Omaha | NE | 68107-2539 | Douglas | NE25979 | Active | 11049 | 11049 | 2000 | Mycom | UFPV - Unfired Pressure Vessel | 0033 - Oil Seperator | 4/30/2027
Smithfield Omaha Plant | 5015 S 33rd St | Omaha | NE | 68107-2539 | Douglas | NE25980 | Active | 10551 | 97844 | 1997 | Mycom | UFPV - Unfired Pressure Vessel | 0033 - Oil Seperator | 4/30/2027
Smithfield Omaha Plant | 5015 S 33rd St | Omaha | NE | 68107-2539 | Douglas | NE28813 | Inactive | 29869 | A97-177W | 2013 | AESYS | FTSM - FTS Marine Dry Back | PROC - Process Steam | 7/31/2021
HITCHCOCK ICE ARENA | 5015 S 45th St | Omaha | NE | 68117-2161 | Douglas | NE21320 | Scrapped/Junked | 66479 | Y66479 | 1997 | AO SMITH | CHWH - ASME/Fired Water Heater | HWSD - Hot Water Dom/Potable | 7/31/2000
HITCHCOCK ICE ARENA | 5015 S 45th St | Omaha | NE | 68117-2161 | Douglas | NE24920 | Scrapped/Junked | 10893 | OOE-8647 | 1999 | ALDRICH | CHWH - ASME/Fired Water Heater | HWSD - Hot Water Dom/Potable | 9/30/2004
ROYCROFT APARTMENTS | 5017 Underwood Ave | Omaha | NE | 68132-2214 | Douglas | NE18324 | Scrapped/Junked |  | 00211-6564 | 1982 | PEERLESS HEATER COMPANY |  | STHT - Steam-Heat | 2/28/2007
SUPER SAVER | 5018 Ames Ave | Omaha | NE | 68104-2323 | Douglas | NE05650 | Exempt 1999 LB-66 |  | J88892858 | 1988 | STATE INDUSTRIES | AHWH - ANSI/Fired Water Htr | HWSD - Hot Water Dom/Potable | 1/31/2000
SUPER SAVER | 5018 Ames Ave | Omaha | NE | 68104-2323 | Douglas | NE07784 | Exempt 1999 LB-66 |  | M97460739 | 1996 | STATE INDUSTRIES | AHWH - ANSI/Fired Water Htr | HWSD - Hot Water Dom/Potable | 2/29/2000
Family Fare Grocery | 5019 Grover St | Omaha | NE | 68106-3830 | Douglas | NE26020 | Active | 201678 | 201678 | 2015 | State Industries | CHWH - ASME/Fired Water Heater | HWSD - Hot Water Dom/Potable | 9/30/2027
Village of Milligan | 502 9th St | Milligan | NE | 68406-3978 | Fillmore | NE10853 | Active | na | 64467444 | 2002 | Burnham | CI - Cast Iron | HWHT - Hot Water Heat | 2/28/2026
Village of Milligan | 502 9th St | Milligan | NE | 68406-3978 | Fillmore | NE31589 | Active | N/A | 1B-J1 | 1957 | American Standard | CI - Cast Iron | STHT - Steam-Heat | 2/28/2026
Village of Milligan | 502 9th St | Milligan | NE | 68406-3978 | Fillmore | NE32824 | Scrapped/Junked |  | GEM-12075 | 1978 | PEERLESS HEATER COMPANY |  | HWHT - Hot Water Heat | 3/31/2004
DOBSON DODGE | 502 Box Butte Ave | Alliance | NE | 69301-3346 | BOX BUTTE | NE04399 | Inactive |  | G108 | 1981 | AMERICAN STANDARD |  | STHT - Steam-Heat | 3/31/1991
Park View Aqua Gym | 502 E Walnut St | Harvard | NE | 68944-3014 | Clay | NE07668 | Out of Service | 240415 | F05HJ10079 | 2005 | Teledyne Laars | WT - Water Tube Boiler | IPHT - Indoor Pool Heater | 1/31/2014
Park View Aqua Gym | 502 E Walnut St | Harvard | NE | 68944-3014 | Clay | NE07669 | Out of Service | 240318 | F05H10020 | 2005 | Teledyne Laars | WT - Water Tube Boiler | IPHT - Indoor Pool Heater | 1/31/2014
Park View Aqua Gym | 502 E Walnut St | Harvard | NE | 68944-3014 | Clay | NE08399 | Scrapped/Junked |  |  | 1980 | AO SMITH | COBL - Coil Type Boiler | OPHT - Outdoor Pool Heater | 6/30/2002
Park View Aqua Gym | 502 E Walnut St | Harvard | NE | 68944-3014 | Clay | NE20508 | Scrapped/Junked |  | 61-52976-1089 | 1989 | PEERLESS HEATER COMPANY |  | HWHT - Hot Water Heat | 2/28/2002
MUNICIPAL BLDG | 502 East Ave | Holdrege | NE | 68949-2217 | PHELPS | NE35428 | Scrapped/Junked |  | G-6015 | 1962 | AMERICAN STANDARD |  | STHT - Steam-Heat | 5/31/2001
SEW CLEAN | 502 Hale Ave | Newman Grove | NE | 68758-6033 | MADISON | NE05066 | Scrapped/Junked | 2295 | 10 HP | 1950 | BRYAN STEAM LLC | WT - Water Tube Boiler | PROC - Process Steam | 9/30/2007
vacant bldg | 502 Larch St | Orleans | NE | 68966-6888 | Harlan | NE31582 | Out of Service |  | 28-5-5 | 1963 | USRA | CI - Cast Iron | STHT - Steam-Heat | 7/31/2008
vacant bldg | 502 Larch St | Orleans | NE | 68966-6888 | Harlan | NE37276 | Out of Service |  | 0282402379 | 1982 | RHEE | AHWH - ANSI/Fired Water Htr | HWSD - Hot Water Dom/Potable | 7/31/2008
vacant bldg | 502 Larch St | Orleans | NE | 68966-6888 | Harlan | NE37277 | Out of Service |  | 0282402381 | 1982 | RHEE | AHWH - ANSI/Fired Water Htr | HWSD - Hot Water Dom/Potable | 7/31/2008
Calvary Bible Evangelical Church | 502 Lincoln St | Wayne | NE | 68787-1834 | Wayne | NE20901 | Active | n/a | K3167 | 1958 | Kewanee | FTFB - Firetube-Firebox Boiler | HWHT - Hot Water Heat | 2/28/2025
PETTIT'S PASTRY | 502 N 16th St | Omaha | NE | 68102-4710 | Douglas | NE21857 | Exempt 1999 LB-66 |  | 0297402666 | 1997 | RHEEM MANUFACTURING CO | AHWH - ANSI/Fired Water Htr | HWSD - Hot Water Dom/Potable | 10/31/1999
PETTIT'S PASTRY | 502 N 16th St | Omaha | NE | 68102-4710 | Douglas | NE21858 | Exempt 1999 LB-66 |  | 0297G02660 | 1997 | RHEEM MANUFACTURING CO | AHWH - ANSI/Fired Water Htr | HWSD - Hot Water Dom/Potable | 10/31/1999
Bertrand City Pool | 502 Nelson St | Bertrand | NE | 68927 | Phelps | NE08097 | Scrapped/Junked | 152388 | C05152388 | 2005 | WTRP | CPFT - Horiz Cpr Fin Boiler | OPHT - Outdoor Pool Heater | 6/30/2020
Spaghetti Works | 502 S 11th St | Omaha | NE | 68102-2808 | Douglas | NE09586 | Scrapped/Junked | 64231 | 200H0164231 | 2001 | A O Smith | CPFT - Horiz Cpr Fin Boiler | HWSD - Hot Water Dom/Potable | 3/31/2019
Spaghetti Works | 502 S 11th St | Omaha | NE | 68102-2808 | Douglas | NE27693 | Active | 317433 | 18317433 | 2018 | Lochinvar | CPFH - Copper Fin Water Heater | HWSD - Hot Water Dom/Potable | 8/31/2026
LIVING TRUTH ACADEMY | 502 S 5th St | Plattsmouth | NE | 68048-2123 | CASS | NE32026 | Inactive |  | 10BJ10 | 1955 | AMERICAN RADIATOR |  | HWHT - Hot Water Heat | 8/31/1999
HOLY TRINITY SCHOOL | 502 S Broadway Ave | Hartington | NE | 68739-4665 | CEDAR | NE31971 | Scrapped/Junked |  | 7L83 | 1957 | KEWANEE | FT - Firetube Boiler | STHT - Steam-Heat | 6/30/1999
Howard Elementary | 502 W 9th St | Grand Island | NE | 68801-4237 | Hall | NE01621 | Active | 37198 | G-02-546 | 2002 | Aerco International | FTVT - Firetube Vertical TB | HWHT - Hot Water Heat | 1/31/2027
Howard Elementary | 502 W 9th St | Grand Island | NE | 68801-4237 | Hall | NE01622 | Active | 37892 | G-02-995 | 2002 | Aerco International | FTVT - Firetube Vertical TB | HWHT - Hot Water Heat | 1/31/2027
Howard Elementary | 502 W 9th St | Grand Island | NE | 68801-4237 | Hall | NE31513 | Scrapped/Junked |  | 6391 | 1952 | CYCLOTHERM | FT - Firetube Boiler | STHT - Steam-Heat | 7/31/2003
Howard Elementary | 502 W 9th St | Grand Island | NE | 68801-4237 | Hall | NE31514 | Scrapped/Junked |  | 6105 | 1953 | CYCLOTHERM | FT - Firetube Boiler | STHT - Steam-Heat | 7/31/2003
ST MARYS SCHOOL | 502 W DIVISION | GRAND ISLAND | NE | 68801 | HALL | NE37589 | Inactive |  | 588-7SD404 | 1960 | PEERLESS HEATER COMPANY |  | STHT - Steam-Heat | 10/31/2001
Laurel Concord School | 502 Wakefield St | Laurel | NE | 68745-1743 | Cedar | NE02187 | Inactive |  |  | 1977 | AO SMITH | AHWH - ANSI/Fired Water Htr | HWSD - Hot Water Dom/Potable | 7/31/2003
Laurel Concord School | 502 Wakefield St | Laurel | NE | 68745-1743 | Cedar | NE02188 | Scrapped/Junked |  |  | 1977 | AO SMITH | AHWH - ANSI/Fired Water Htr | HWSD - Hot Water Dom/Potable | 7/31/2003
Laurel Concord School | 502 Wakefield St | Laurel | NE | 68745-1743 | Cedar | NE02189 | Scrapped/Junked |  |  | 1977 | AO SMITH | AHWH - ANSI/Fired Water Htr | HWSD - Hot Water Dom/Potable | 7/31/2003
Laurel Concord School | 502 Wakefield St | Laurel | NE | 68745-1743 | Cedar | NE09698 | Out of Service | 74235 | LM02-2131023 | 2002 | AOSM | CHWH - ASME/Fired Water Heater | HWSD - Hot Water Dom/Potable | 1/31/2022
Laurel Concord School | 502 Wakefield St | Laurel | NE | 68745-1743 | Cedar | NE09699 | Scrapped/Junked | 68538 | n/a | 2002 | AOSM | CHWH - ASME/Fired Water Heater | HWSD - Hot Water Dom/Potable | 1/31/2023
Laurel Concord School | 502 Wakefield St | Laurel | NE | 68745-1743 | Cedar | NE17388 | Scrapped/Junked |  | 0000000792 | 1992 | AO SMITH | AHWH - ANSI/Fired Water Htr | HWSD - Hot Water Dom/Potable | 7/31/2003
Laurel Concord School | 502 Wakefield St | Laurel | NE | 68745-1743 | Cedar | NE18502 | Scrapped/Junked | 8391 | 95E-5153 | 1995 | ALES | FTVT - Firetube Vertical TB | HWHT - Hot Water Heat | 1/31/2023
Laurel Concord School | 502 Wakefield St | Laurel | NE | 68745-1743 | Cedar | NE18503 | Inactive | 8406 | 95E-5185 | 1995 | ALES | FTFB - Firetube-Firebox Boiler | STHT - Steam-Heat | 1/31/2022
Laurel Concord School | 502 Wakefield St | Laurel | NE | 68745-1743 | Cedar | NE18504 | Scrapped/Junked | 8403 | 95E-5182 | 1995 | ALES | FTFB - Firetube-Firebox Boiler | STHT - Steam-Heat | 1/31/2023
Laurel Concord School | 502 Wakefield St | Laurel | NE | 68745-1743 | Cedar | NE18505 | Out of Service | 8407 | 95E-5186 | 1995 | ALES | FTFB - Firetube-Firebox Boiler | STHT - Steam-Heat | 1/31/2022
Laurel Concord School | 502 Wakefield St | Laurel | NE | 68745-1743 | Cedar | NE21595 | Exempt 1999 LB-66 |  | MF94-0345497 | 1994 | AO SMITH | AHWH - ANSI/Fired Water Htr | HWSD - Hot Water Dom/Potable | 8/31/2000
Laurel Concord School | 502 Wakefield St | Laurel | NE | 68745-1743 | Cedar | NE21596 | Exempt 1999 LB-66 |  | MM92-0252834 | 1992 | AO SMITH | AHWH - ANSI/Fired Water Htr | HWSD - Hot Water Dom/Potable | 8/31/2000
Laurel Concord School | 502 Wakefield St | Laurel | NE | 68745-1743 | Cedar | NE23646 | Active | 214628 | C12H10214628 | 2012 | Lochinvar/Giannoni | WTSS - Watertube SS Steel | HWHT - Hot Water Heat | 11/30/2026
Laurel Concord School | 502 Wakefield St | Laurel | NE | 68745-1743 | Cedar | NE23647 | Active | 214633 | C12H10214633 | 2012 | Lochinvar/Giannoni | WTSS - Watertube SS Steel | HWHT - Hot Water Heat | 11/30/2026
Laurel Concord School | 502 Wakefield St | Laurel | NE | 68745-1743 | Cedar | NE31995 | Inactive |  |  | 1965 | CONTINENTAL | FT - Firetube Boiler | HWHT - Hot Water Heat | 8/31/2000
Laurel Concord School | 502 Wakefield St | Laurel | NE | 68745-1743 | Cedar | NE33101 | Inactive |  |  | 1957 | KEWANEE | FT - Firetube Boiler | STHT - Steam-Heat | 8/31/2000
Laurel Concord School | 502 Wakefield St | Laurel | NE | 68745-1743 | Cedar | NE37102 | Scrapped/Junked | n/a | 4828 | 1987 | Burnham | CI - Cast Iron | HWHT - Hot Water Heat | 1/31/2013
Laurel Concord School | 502 Wakefield St | Laurel | NE | 68745-1743 | Cedar | NE37103 | Scrapped/Junked | n/a | n/a | 1987 | Burnham | CI - Cast Iron | HWHT - Hot Water Heat | 1/31/2013
Laurel Concord School | 502 Wakefield St | Laurel | NE | 68745-1743 | Cedar | NE37104 | Scrapped/Junked | n/a | n/a | 1987 | Burnham | CI - Cast Iron | HWHT - Hot Water Heat | 1/31/2013
Laurel Concord School | 502 Wakefield St | Laurel | NE | 68745-1743 | Cedar | NE42856 | Active | 355962 | 22.VNT100.187.00087 | 2022 | Laars | FTVT - Firetube Vertical TB | HWHT - Hot Water Heat | 11/30/2026
Laurel Concord School | 502 Wakefield St | Laurel | NE | 68745-1743 | Cedar | NE42857 | Active | 357873 | 22.VNT100.187.00087 | 2023 | Laars | FTVT - Firetube Vertical TB | HWHT - Hot Water Heat | 11/30/2026
Laurel Concord School | 502 Wakefield St | Laurel | NE | 68745-1743 | Cedar | NE42858 | Active | 22410 | IN501-858 | 2022 | Intellihot Inc | WTHW - Watertube Wtr Heater | HWSD - Hot Water Dom/Potable | 11/30/2026
Laurel Concord School | 502 Wakefield St | Laurel | NE | 68745-1743 | Cedar | NE42859 | Active | 22405 | IN501-853 | 2022 | Intellihot Inc | WTHW - Watertube Wtr Heater | HWSD - Hot Water Dom/Potable | 11/30/2026
Laurel Concord School | 502 Wakefield St | Laurel | NE | 68745-1743 | Cedar | NE42860 | Active | 22411 | IN501-859 | 2022 | Intellihot Inc | WTHW - Watertube Wtr Heater | HWSD - Hot Water Dom/Potable | 11/30/2026
Metro Area Youth Services | 5020 Grand Ave | Omaha | NE | 68104-2367 | Douglas | NE14613 | Scrapped/Junked | 65111 | E08H10065111 | 2008 | Lochinvar | WT - Water Tube Boiler | HWHT - Hot Water Heat | 11/30/2024
Metro Area Youth Services | 5020 Grand Ave | Omaha | NE | 68104-2367 | Douglas | NE14614 | Scrapped/Junked | 60974 | E08H10060974 | 2008 | Lochinvar | WT - Water Tube Boiler | HWHT - Hot Water Heat | 11/30/2024
Metro Area Youth Services | 5020 Grand Ave | Omaha | NE | 68104-2367 | Douglas | NE19443 | Scrapped/Junked | 66980 | G08H10066980 | 2008 | GIANNONI | WT - Water Tube Boiler | HWHT - Hot Water Heat | 11/30/2024
Metro Area Youth Services | 5020 Grand Ave | Omaha | NE | 68104-2367 | Douglas | NE19444 | Scrapped/Junked | 65877 | G08H10065877 | 2008 | Lochinvar | WT - Water Tube Boiler | HWHT - Hot Water Heat | 11/30/2024
Metro Area Youth Services | 5020 Grand Ave | Omaha | NE | 68104-2367 | Douglas | NE20095 | Exempt 1999 LB-66 |  | B843201344A | 1984 | AMERICAN APPLIANCE | AHWH - ANSI/Fired Water Htr | HWSD - Hot Water Dom/Potable | 10/31/1999
Metro Area Youth Services | 5020 Grand Ave | Omaha | NE | 68104-2367 | Douglas | NE33536 | Scrapped/Junked |  | K6165 | 1958 | KEWANEE | FT - Firetube Boiler | HWHT - Hot Water Heat | 10/31/2008
ST PAUL LUTHERAN CHURCH | 5020 Grand Ave | Omaha | NE | 68104-2367 | Douglas | NE09482 | Scrapped/Junked |  | JB | 1965 | WEIL MCLAIN |  | HWHT - Hot Water Heat | 10/31/2008
VACANT BUILDING | 5020 O St | Lincoln | NE | 68510-1951 | LANCASTER | NE30656 | Scrapped/Junked | 40194 | 9238 | 1986 | KEWANEE | FTFB - Firetube-Firebox Boiler | HWHT - Hot Water Heat | 5/31/2002
HUSKER AUTO GROUP | 5020 O St | Lincoln | NE | 68510-1951 | LANCASTER | NE05728 | Scrapped/Junked |  | 0659961 | 1997 | AO SMITH | AHWH - ANSI/Fired Water Htr | HWSD - Hot Water Dom/Potable | 6/30/2000
ConAgra Brands | 5020 S 19th St | Lincoln | NE | 68512-1222 | Lancaster | NE11732 | Active | 1456 | 2D1456 | 1968 | Nebraska Boiler | WT - Water Tube Boiler | PROC - Process Steam | 5/31/2026
ConAgra Brands | 5020 S 19th St | Lincoln | NE | 68512-1222 | Lancaster | NE11733 | Active | 1457 | 2D1457 | 1968 | Nebraska Boiler | WT - Water Tube Boiler | PROC - Process Steam | 5/31/2026
American Laboratories | 5020 S 33rd St | Omaha | NE | 68107-2574 | Douglas | NE03706 | Inactive | 14816 |  | 1977 | COATES | ELBL - Electric Boiler | PROC - Process Steam | 4/30/1996
American Laboratories | 5020 S 33rd St | Omaha | NE | 68107-2574 | Douglas | NE05156 | Active | 47777 | L-68644 | 1979 | Cleaver Brooks | FTSM - FTS Marine Dry Back | PROC - Process Steam | 5/31/2026
American Laboratories | 5020 S 33rd St | Omaha | NE | 68107-2574 | Douglas | NE25649 | Scrapped/Junked | 31672 | G-98-726 | 1987 | AERCO INTERNATIONAL | CHWH - ASME/Fired Water Heater | HWSD - Hot Water Dom/Potable | 5/31/2005
American Laboratories | 5020 S 33rd St | Omaha | NE | 68107-2574 | Douglas | NE27691 | Active | 89330 | 83990 | 2012 | TDC Manufacturing Co | ELBL - Electric Boiler | GLFH - Glycol Floor Heat System | 5/31/2026
Riley Elementary School | 5021 Orchard St | Lincoln | NE | 68504-3264 | Lancaster | NE02092 | Active | 13192 | 04F-1108 | 2004 | Les Inc/Aldrich Co | FTVT - Firetube Vertical TB | HWHT - Hot Water Heat | 11/30/2026
Riley Elementary School | 5021 Orchard St | Lincoln | NE | 68504-3264 | Lancaster | NE02093 | Active | 13195 | 04F-1111 | 2004 | Les Inc/Aldrich Co | FTVT - Firetube Vertical TB | GLYC - Glycol Bldg Heat Sys | 11/30/2026
Black Sand Apartment Homes | 5023 N 32nd St | Lincoln | NE | 68504-4775 | Lancaster | NE07536 | Active | 189513 | 6189513 | 2005 | Lochinvar | CPFH - Copper Fin Water Heater | HWHT - Hot Water Heat | 5/31/2026
Kroger/Baker's Kitchen | 5024 William St | Omaha | NE | 68106-2407 | Douglas | NE04345 | Scrapped/Junked | 3390 |  | 1984 | Industrial Boiler Co | FTVT - Firetube Vertical TB | STHT - Steam-Heat | 5/31/2002
Kroger/Baker's Kitchen | 5024 William St | Omaha | NE | 68106-2407 | Douglas | NE10532 | Out of Service | 320 | V86-15-M | 2002 | Hurst Boiler & Welding Co | FTNT - FT Vertical Tubeless | PROC - Process Steam | 11/30/2009
SOUTH PARK APARTMENTS | 5025 A St | Omaha | NE | 68106-4442 | Douglas | NE22988 | Exempt 1999 LB-66 |  | 1096G02777 | 1996 | RUUD | AHWH - ANSI/Fired Water Htr | HWSD - Hot Water Dom/Potable | 4/30/2000
SOUTH PARK APARTMENTS | 5025 A St | Omaha | NE | 68106-4442 | Douglas | NE22989 | Exempt 1999 LB-66 |  | 0397G01796 | 1997 | RUUD | AHWH - ANSI/Fired Water Htr | HWSD - Hot Water Dom/Potable | 4/30/2000
Kearney Airport Box Hanger | 5025 Airport Rd | Kearney | NE | 68847-3758 | Buffalo | NE43621 | Active | 595873 | D1.23.28.00022 | 2023 | Laars | WTSS - Watertube SS Steel | GLFH - Glycol Floor Heat System | 7/31/2026
OMAHA COLD STORAGE TERM. | 5025 S 33rd St | Omaha | NE | 68107-2539 | Douglas | NE34189 | Scrapped/Junked | 40583 |  | 1988 | KEWANEE | FT - Firetube Boiler | PROC - Process Steam | 8/31/1998
Apartments | 5029 Cleveland Ave | Lincoln | NE | 68504-2740 | Lancaster | NE06628 | Active | NA | NA | 1990 | Weil-Mcclain | CI - Cast Iron | HWHT - Hot Water Heat | 9/30/2026
Bubbles Car Wash | 503 2nd St | St Paul | NE | 68873-2105 | Howard | NE05947 | Scrapped/Junked | 985 | 04L146 | 2004 | Axeman-Anderson | FTHT - Firetube Horizontal | HWHP - Hot Water Heat & Nonpotable | 4/30/2020
Bubbles Car Wash | 503 2nd St | St Paul | NE | 68873-2105 | Howard | NE28406 | Active | 95220 | 06726002AK28050026 | 2017 | Navien | SSCO - SS Coil Boiler | HWBS - HWHT Building & Sidewalks | 2/28/2026
Bubbles Car Wash | 503 2nd St | St Paul | NE | 68873-2105 | Howard | NE28407 | Active | 51404 | 06726002KS24050019 | 2017 | Navien | SSCO - SS Coil Boiler | HWBS - HWHT Building & Sidewalks | 2/28/2026
LARRY HANSEN | 503 Hudson Ave | Alliance | NE | 69301-3518 | BOX BUTTE | NE15167 | Inactive |  | 8892881 | 1989 | TELEDYNE LAARS | CPFT - Horiz Cpr Fin Boiler | HWSD - Hot Water Dom/Potable | 2/28/1994
Gerald Schmidt | 503 N York Ave | Harvard | NE | 68944-2104 | Clay | NE30299 | Inactive | n/a | 1560 | 1884 | WH | HOBB - Hobby/Antique Boiler | 0024 - Antique Steam Tractor | 8/31/2007
District Energy Corp | 503 S 9th St | Lincoln | NE | 68508-2806 | Lancaster | NE21310 | Scrapped/Junked | 13199 | 13199 | 1996 | SUPR | FTWB - FTS Marine Wet Back | STHT - Steam-Heat | 1/31/2021
District Energy Corp | 503 S 9th St | Lincoln | NE | 68508-2806 | Lancaster | NE27001 | Active | 76318 | G-16-2263 | 2016 | Aerco | FTSS - Firetube Stainless Steel | HWHT - Hot Water Heat | 1/31/2026
District Energy Corp | 503 S 9th St | Lincoln | NE | 68508-2806 | Lancaster | NE27002 | Active | 76319 | G-16-2664 | 2016 | Aerco | FTSS - Firetube Stainless Steel | HWHT - Hot Water Heat | 1/31/2026
District Energy Corp | 503 S 9th St | Lincoln | NE | 68508-2806 | Lancaster | NE27003 | Active | 76317 | G-16-2662 | 2016 | Aerco | FTSS - Firetube Stainless Steel | HWHT - Hot Water Heat | 1/31/2026
District Energy Corp | 503 S 9th St | Lincoln | NE | 68508-2806 | Lancaster | NE27004 | Active | 76316 | G-16-2661 | 2016 | Aerco | FTSS - Firetube Stainless Steel | HWHT - Hot Water Heat | 1/31/2026
District Energy Corp | 503 S 9th St | Lincoln | NE | 68508-2806 | Lancaster | NE29036 | Out of Service | 21355 | T7 516-2-1 | 2019 | Cleaver Brooks | ELBL - Electric Boiler | HWCA - Hotwater to Coil Htexchgr | 11/30/2021
District Energy Corp | 503 S 9th St | Lincoln | NE | 68508-2806 | Lancaster | NE29037 | Out of Service | 23055 | 1800237 | 2019 | Hurst | FTFB - Firetube-Firebox Boiler | HWHT - Hot Water Heat | 11/30/2021
District Energy Corp | 503 S 9th St | Lincoln | NE | 68508-2806 | Lancaster | NE29054 | Out of Service | 23704 | LPE200-15/100W-6 | 2019 | Hurst | FTFB - Firetube-Firebox Boiler | HWSD - Hot Water Dom/Potable | 11/30/2020
District Energy Corp | 503 S 9th St | Lincoln | NE | 68508-2806 | Lancaster | NE29082 | Active | 2667 | A3668 | 2020 | Unilux | WT - Water Tube Boiler | HWHT - Hot Water Heat | 1/31/2026
District Energy Corp | 503 S 9th St | Lincoln | NE | 68508-2806 | Lancaster | NE29083 | Active | 2664 | A3667 | 2020 | Unilux | WT - Water Tube Boiler | HWHT - Hot Water Heat | 1/31/2026
District Energy Corp | 503 S 9th St | Lincoln | NE | 68508-2806 | Lancaster | NE37242 | Scrapped/Junked | 28529 | P6063 | 1975 | Kewanee | FTWB - FTS Marine Wet Back | STHT - Steam-Heat | 1/31/2017
District Energy Corp | 503 S 9th St | Lincoln | NE | 68508-2806 | Lancaster | NE37243 | Scrapped/Junked | 28514 | P6064 | 1975 | Kewanee | FTWB - FTS Marine Wet Back | STHT - Steam-Heat | 1/31/2021
Bertrand Community Schools | 503 School St | Bertrand | NE | 68927-1206 | Phelps | NE14669 | Active | 17525 | 09F-5432 | 2009 | ALDRICH/LES | FTFB - Firetube-Firebox Boiler | HWHT - Hot Water Heat | 3/31/2026
Bertrand Community Schools | 503 School St | Bertrand | NE | 68927-1206 | Phelps | NE14670 | Active | 17526 | 09F-5433 | 2009 | ALDRICH/LES | FTFB - Firetube-Firebox Boiler | HWHT - Hot Water Heat | 3/31/2026
Bertrand Community Schools | 503 School St | Bertrand | NE | 68927-1206 | Phelps | NE28263 | Active | 472546 | 1.19.28.00151 | 2019 | Lochinvar | COBL - Coil Type Boiler | HWSD - Hot Water Dom/Potable | 3/31/2026
Bertrand Community Schools | 503 School St | Bertrand | NE | 68927-1206 | Phelps | NE31481 | Scrapped/Junked |  | 25962A | 1957 | Fitzgibbons | FT - Firetube Boiler | STHT - Steam-Heat | 3/31/2010
Bertrand Community Schools | 503 School St | Bertrand | NE | 68927-1206 | Phelps | NE35144 | Scrapped/Junked | 62619 | 1087106367 | 1987 | Raytherm/Raypak | WT - Water Tube Boiler | HWSD - Hot Water Dom/Potable | 3/31/2020
Ponca Public School | 503 W 3rd St | Ponca | NE | 68770-7226 | Dixon | NE18550 | Exempt 1999 LB-66 |  | 0MF930279130880 | 1993 | AO SMITH | AHWH - ANSI/Fired Water Htr | HWSD - Hot Water Dom/Potable | 8/31/2001
Ponca Public School | 503 W 3rd St | Ponca | NE | 68770-7226 | Dixon | NE20939 | Active | 226619 | A10 226619 | 2010 | Laars | WT - Water Tube Boiler | HWHT - Hot Water Heat | 2/28/2026
Ponca Public School | 503 W 3rd St | Ponca | NE | 68770-7226 | Dixon | NE20940 | Active | 226618 | A10-226618 | 2010 | Laars | WT - Water Tube Boiler | HWHT - Hot Water Heat | 2/28/2026
Ponca Public School | 503 W 3rd St | Ponca | NE | 68770-7226 | Dixon | NE21588 | Exempt 1999 LB-66 |  | RN1288403509 | 1988 | RHEEM MANUFACTURING CO | AHWH - ANSI/Fired Water Htr | HWSD - Hot Water Dom/Potable | 8/31/2000
Ponca Public School | 503 W 3rd St | Ponca | NE | 68770-7226 | Dixon | NE22560 | Active | 187308 | NTH500NJN2 | 2011 | Laars | WT - Water Tube Boiler | HWDP - Hotwater Heat & Dom Supply | 2/28/2026
Ponca Public School | 503 W 3rd St | Ponca | NE | 68770-7226 | Dixon | NE22561 | Active | 182402 | NTH500NJN2 | 2011 | Laars | WT - Water Tube Boiler | HWHT - Hot Water Heat | 2/28/2026
Ponca Public School | 503 W 3rd St | Ponca | NE | 68770-7226 | Dixon | NE23007 | Scrapped/Junked | 40256 | 0662367 | 1997 | AOSM | CHWH - ASME/Fired Water Heater | HWSD - Hot Water Dom/Potable | 2/28/2012
Ponca Public School | 503 W 3rd St | Ponca | NE | 68770-7226 | Dixon | NE34581 | Scrapped/Junked | n/a | n/a | 1974 | Kewanee | FTFB - Firetube-Firebox Boiler | STHT - Steam-Heat | 2/28/2012
Ponca Public School | 503 W 3rd St | Ponca | NE | 68770-7226 | Dixon | NE34584 | Scrapped/Junked | n/a | n/a | 1975 | Kewanee | FTFB - Firetube-Firebox Boiler | STHT - Steam-Heat | 2/28/2012
Carberry Apts | 503-07 N 40th St | Omaha | NE | 68131-1864 | Douglas | NE13843 | Scrapped/Junked | N/A | 607879-200810 | 2008 | Peerless | CI - Cast Iron | STHT - Steam-Heat | 3/31/2013
Carberry Apts | 503-07 N 40th St | Omaha | NE | 68131-1864 | Douglas | NE15066 | Scrapped/Junked |  | 377879-200110 | 2001 | PEER | CI - Cast Iron | STHT - Steam-Heat | 3/31/2006
Carberry Apts | 503-07 N 40th St | Omaha | NE | 68131-1864 | Douglas | NE18096 | Scrapped/Junked | N/A | 000211A05N | 1994 | Peerless | CI - Cast Iron | STHT - Steam-Heat | 3/31/2013
Carberry Apts | 503-07 N 40th St | Omaha | NE | 68131-1864 | Douglas | NE20304 | Scrapped/Junked | N/A | 211A-101270994 | 1994 | Peerless | CI - Cast Iron | STHT - Steam-Heat | 3/31/2013
Carberry Apts | 503-07 N 40th St | Omaha | NE | 68131-1864 | Douglas | NE04429 | Scrapped/Junked |  | 3683V00035 | 1985 | DUNKIRK |  | STHT - Steam-Heat | 3/31/2004
Carberry Apts | 503-07 N 40th St | Omaha | NE | 68131-1864 | Douglas | NE20302 | Exempt 1999 LB-66 |  | 00000K84400278 | 1984 | STATE INDUSTRIES | AHWH - ANSI/Fired Water Htr | HWSD - Hot Water Dom/Potable | 3/31/2000
Carberry Apts | 503-07 N 40th St | Omaha | NE | 68131-1864 | Douglas | NE20303 | Exempt 1999 LB-66 |  | 00000K85500614 | 1985 | STATE INDUSTRIES | AHWH - ANSI/Fired Water Htr | HWSD - Hot Water Dom/Potable | 3/31/2000
Carberry Apts | 503-07 N 40th St | Omaha | NE | 68131-1864 | Douglas | NE22965 | Exempt 1999 LB-66 |  | MH97-0672914970 | 1997 | AO SMITH | AHWH - ANSI/Fired Water Htr | HWSD - Hot Water Dom/Potable | 3/31/2000
NE Wesleyan University - Building Demolished | 5034 Madison Ave | Lincoln | NE | 68504-2746 | Lancaster | NE06627 | Scrapped/Junked | n/a | 60-11581 | 1970 | Peerless | CI - Cast Iron | HWHT - Hot Water Heat | 8/31/2020
American Laboratories | 5036 S 33rd St | Omaha | NE | 68107-2574 | Douglas | NE24770 | Active | 64248 | LB3437 | 1987 | Cleaver Brooks | FTSM - FTS Marine Dry Back | PROC - Process Steam | 6/30/2026
United Church Of Pender-BMIC#537445 | 504 Earl St | Pender | NE | 68047-4084 | Thurston | NE14534 | Active | 12300 | 12300 | 1980 | Burnham | FTFB - Firetube-Firebox Boiler | HWHT - Hot Water Heat | 12/31/2025
OLD WALNUT JUNIOR HIGH | 504 ELM ST | GRAND ISLAND | NE | 68803-5900 | HALL | NE34558 | Inactive |  | 000000000004235 | 1970 | KEWANEE | FT - Firetube Boiler | STHT - Steam-Heat | 7/31/1998
OLD WALNUT JUNIOR HIGH | 504 ELM ST | GRAND ISLAND | NE | 68803-5900 | HALL | NE34559 | Inactive |  | 00000-4234 | 1970 | KEWANEE | FT - Firetube Boiler | STHT - Steam-Heat | 7/31/1998
Leyton High School | 504 Main St | Dalton | NE | 69131-7705 | Cheyenne | NE06376 | Scrapped/Junked | 223065 | 0406223065 | 2004 | Raypak | CPFH - Copper Fin Water Heater | HWSD - Hot Water Dom/Potable | 11/30/2024
Leyton High School | 504 Main St | Dalton | NE | 69131-7705 | Cheyenne | NE10431 | Inactive | n/a | 380224-200111 | 2002 | Peerless | CI - Cast Iron | STHT - Steam-Heat | 11/30/2015
Leyton High School | 504 Main St | Dalton | NE | 69131-7705 | Cheyenne | NE10432 | Inactive | n/a | 368868-200108 | 2002 | Peerless | CI - Cast Iron | STHT - Steam-Heat | 11/30/2015
Leyton High School | 504 Main St | Dalton | NE | 69131-7705 | Cheyenne | NE18188 | Scrapped/Junked |  | 76339 | 1961 | PEERLESS HEATER COMPANY |  | STHT - Steam-Heat | 5/31/2005
Leyton High School | 504 Main St | Dalton | NE | 69131-7705 | Cheyenne | NE31796 | Scrapped/Junked | 1420 |  | 1965 | Kewannee | FT - Firetube Boiler | STHT - Steam-Heat | 7/31/2002
Leyton High School | 504 Main St | Dalton | NE | 69131-7705 | Cheyenne | NE31797 | Scrapped/Junked | 1428 |  | 1965 | KEWANEE | FT - Firetube Boiler | STHT - Steam-Heat | 7/31/2002
Hampton Inn | 504 N Diers Ave | Grand Island | NE | 68803-4964 | Hall | NE06831 | Scrapped/Junked | 68153 | 83153 | 2005 | Bradford White | FTVT - Firetube Vertical TB | HWSD - Hot Water Dom/Potable | 11/30/2016
Hampton Inn | 504 N Diers Ave | Grand Island | NE | 68803-4964 | Hall | NE06832 | Scrapped/Junked | 68978 | 83978 | 2005 | Bradford White | FTVT - Firetube Vertical TB | HWSD - Hot Water Dom/Potable | 11/30/2015
Hampton Inn | 504 N Diers Ave | Grand Island | NE | 68803-4964 | Hall | NE06833 | Out of Service | 68465 | 83465 | 2005 | Bradford White | HCFT - Helical FT-Boiler | HWSD - Hot Water Dom/Potable | 11/30/2017
Hampton Inn | 504 N Diers Ave | Grand Island | NE | 68803-4964 | Hall | NE06834 | Out of Service | 68152 | 83152 | 2005 | Bradford White | FTVT - Firetube Vertical TB | HWSD - Hot Water Dom/Potable | 11/30/2016
Eustis-Farnam School | 504 N Ingall St | Eustis | NE | 69028-3527 | Frontier | NE10172 | Active | 16627 | 07F-4534 | 2007 | ALES | FTVT - Firetube Vertical TB | HWHT - Hot Water Heat | 3/31/2026
Eustis-Farnam School | 504 N Ingall St | Eustis | NE | 69028-3527 | Frontier | NE10173 | Active | 16629 | 07F-4536 | 2007 | ALES | FTVT - Firetube Vertical TB | HWHT - Hot Water Heat | 3/31/2026
Eustis-Farnam School | 504 N Ingall St | Eustis | NE | 69028-3527 | Frontier | NE10174 | Out of Service | 18422 | 030745567 | 2007 | Rbi | FTVT - Firetube Vertical TB | IPHT - Indoor Pool Heater | 3/31/2019
Eustis-Farnam School | 504 N Ingall St | Eustis | NE | 69028-3527 | Frontier | NE17251 | Scrapped/Junked |  | 7171-0691 | 1992 | PEER | CI - Cast Iron | STHT - Steam-Heat | 3/31/2008
Eustis-Farnam School | 504 N Ingall St | Eustis | NE | 69028-3527 | Frontier | NE20201 | Exempt 1999 LB-66 |  | 5743 | 1992 | RHEEM MANUFACTURING CO | AHWH - ANSI/Fired Water Htr | HWSD - Hot Water Dom/Potable | 6/30/2000
Eustis-Farnam School | 504 N Ingall St | Eustis | NE | 69028-3527 | Frontier | NE28115 | Active | 484249 | 1903484249 | 2019 | Raypak | CPFH - Copper Fin Water Heater | IPHT - Indoor Pool Heater | 7/31/2026
Eustis-Farnam School | 504 N Ingall St | Eustis | NE | 69028-3527 | Frontier | NE31850 | Scrapped/Junked | 23009 | G-7094606 | 1970 | Cleaver & Brooks | WT - Water Tube Boiler | HWHT - Hot Water Heat | 3/31/2007
OLSON BUILDING | 504 S 7th St | Lincoln | NE | 68508-2908 | LANCASTER | NE20165 | Exempt 1999 LB-66 |  | 00000AJ84-02282 | 1984 | AO SMITH | AHWH - ANSI/Fired Water Htr | HWSD - Hot Water Dom/Potable | 9/30/1999
OLSON BUILDING | 504 S 7th St | Lincoln | NE | 68508-2908 | LANCASTER | NE20166 | Inactive |  | M2642 | 1962 | KEWANEE | FT - Firetube Boiler | HWHT - Hot Water Heat | 10/31/2003
St Leonard's School | 504 S Nebraska St | Madison | NE | 68748-6421 | Madison | NE19030 | Active | 231481 | 031010427 | 2009 | CAMUS | COBL - Coil Type Boiler | HWHT - Hot Water Heat | 11/30/2026
St Leonard's School | 504 S Nebraska St | Madison | NE | 68748-6421 | Madison | NE19031 | Active | 409818 | 031010428 | 2009 | CAMUS | COBL - Coil Type Boiler | HWHT - Hot Water Heat | 11/30/2026
St Leonard's School | 504 S Nebraska St | Madison | NE | 68748-6421 | Madison | NE31966 | Scrapped/Junked |  | 118344 | 1954 | PACI | FT - Firetube Boiler | HWHT - Hot Water Heat | 6/30/2010
St Leonard's School | 504 S Nebraska St | Madison | NE | 68748-6421 | Madison | NE37560 | Inactive |  | N8262 | 1968 | KEWANEE | FTFB - Firetube-Firebox Boiler | STHT - Steam-Heat | 6/30/2005
Ideal Cleaners | 504 W 1st St | Grand Island | NE | 68801-5803 | Hall | NE01192 | Scrapped/Junked | 661 |  | 1964 | BRYANT | WT - Water Tube Boiler | PROC - Process Steam | 6/30/2004
Ideal Cleaners | 504 W 1st St | Grand Island | NE | 68801-5803 | Hall | NE06109 | Active | 51402 | 91988 | 2004 | Bryan Steam LLC | WT - Water Tube Boiler | PROC - Process Steam | 9/30/2026
Lewellen Tiger Den | 504 W Hwy 26 | Lewellen | NE | 69147 | Garden | NE31715 | Out of Service |  | B537165N2 | 1948 | CRAN | CI - Cast Iron | STHT - Steam-Heat | 6/30/2010
Lewellen Tiger Den | 504 W Hwy 26 | Lewellen | NE | 69147 | Garden | NE31716 | Out of Service | n/a | K2851 | 1957 | Kewanee | FTFB - Firetube-Firebox Boiler | HWHT - Hot Water Heat | 3/31/2018
Lewellen Tiger Den | 504 W Hwy 26 | Lewellen | NE | 69147 | Garden | NE31717 | Out of Service | n/a | K2829 | 1957 | Kewanee | FTFB - Firetube-Firebox Boiler | HWHT - Hot Water Heat | 3/31/2018
GARDEN COUNTY JR HIGH SCHOOL | 504 W HWY 26 | LEWELLEN | NE | 69147 | GARDEN | NE20240 | Exempt 1999 LB-66 |  | 000000000000129 | 1976 | AO SMITH | AHWH - ANSI/Fired Water Htr | HWSD - Hot Water Dom/Potable | 7/31/2000
GARDEN COUNTY JR HIGH SCHOOL | 504 W HWY 26 | LEWELLEN | NE | 69147 | GARDEN | NE20241 | Exempt 1999 LB-66 |  | 000000000000128 | 1976 | AO SMITH | AHWH - ANSI/Fired Water Htr | HWSD - Hot Water Dom/Potable | 7/31/2000
Radius Youth Center | 5040 Grand Ave | Omaha | NE | 68104-2367 | Douglas | NE42463 | Active | 299011 | 21.WHTX.188.1653 | 2022 | PVI Industries | CHWH - ASME/Fired Water Heater | HWSD - Hot Water Dom/Potable | 11/30/2025
J P Dry Cleaners | 5040 S 108th St | Omaha | NE | 68137-2314 | Douglas | NE21929 | Scrapped/Junked | 37719 |  | 1996 | BRYAN STEAM LLC | WT - Water Tube Boiler | PROC - Process Steam | 4/30/2003
J P Dry Cleaners | 5040 S 108th St | Omaha | NE | 68137-2314 | Douglas | NE22545 | Active | 80300 | 80300 | 1997 | Fulton | FTNT - FT Vertical Tubeless | PROC - Process Steam | 8/31/2019
CHI Nex Core Medical Center | 5045 S 153rd St | Omaha | NE | 68137-5068 | Douglas | NE28589 | Active | 190126 | 19.PGT550.112.0618 | 2019 | Lochinvar | FT - Firetube Boiler | HWHT - Hot Water Heat | 3/31/2026
CHI Nex Core Medical Center | 5045 S 153rd St | Omaha | NE | 68137-5068 | Douglas | NE28590 | Active | 109125 | 19.PGT550.112.0617 | 2019 | Lochinvar | FT - Firetube Boiler | HWHT - Hot Water Heat | 3/31/2026
Washington Elementary | 505 14th Ave | Holdrege | NE | 68949-1342 | Phelps | NE33715 | Scrapped/Junked | n/a | 7L79 | 1952 | Kewanee | FT - Firetube Boiler | STHT - Steam-Heat | 3/31/2016
The Tassel/Holdrege Public Schools | 505 14th Ave | Holdrege | NE | 68949-1342 | Phelps | NE23567 | Scrapped/Junked | 9822 | 98E7247 | 1999 | ALES | FTVT - Firetube Vertical TB | HWHT - Hot Water Heat | 3/31/2018
The Tassel/Holdrege Public Schools | 505 14th Ave | Holdrege | NE | 68949-1342 | Phelps | NE23568 | Scrapped/Junked | 9823 | 98E7248 | 1999 | ALES | FTVT - Firetube Vertical TB | HWHT - Hot Water Heat | 3/31/2018
The Tassel/Holdrege Public Schools | 505 14th Ave | Holdrege | NE | 68949-1342 | Phelps | NE27590 | Active | 80996 | G-18-1092 | 2018 | Lochinvar | FT - Firetube Boiler | HWHT - Hot Water Heat | 3/31/2026
The Tassel/Holdrege Public Schools | 505 14th Ave | Holdrege | NE | 68949-1342 | Phelps | NE27591 | Active | 81016 | G-18-1097 | 2018 | Lochinvar | FT - Firetube Boiler | HWHT - Hot Water Heat | 3/31/2026
WASHINGTON ELEMENTARY | 505 14th Ave | Holdrege | NE | 68949-1342 | PHELPS | NE22345 | Exempt 1999 LB-66 |  | 0897-G03556 | 1997 | RUUD | AHWH - ANSI/Fired Water Htr | HWSD - Hot Water Dom/Potable | 7/31/1999
Morrill Elementary School | 505 Center Ave | Morrill | NE | 69358-3003 | Scotts Bluff | NE18925 | Exempt 1999 LB-66 |  | 770F792756 | 1979 | AO SMITH | AHWH - ANSI/Fired Water Htr | HWSD - Hot Water Dom/Potable | 10/31/1999
Morrill Elementary School | 505 Center Ave | Morrill | NE | 69358-3003 | Scotts Bluff | NE18926 | Exempt 1999 LB-66 |  | 770F792758 | 1979 | AO SMITH | AHWH - ANSI/Fired Water Htr | HWSD - Hot Water Dom/Potable | 10/31/1999
Morrill Elementary School | 505 Center Ave | Morrill | NE | 69358-3003 | Scotts Bluff | NE18927 | Exempt 1999 LB-66 |  | 770F792756 | 1979 | AO SMITH | AHWH - ANSI/Fired Water Htr | HWSD - Hot Water Dom/Potable | 10/31/1999
Morrill Elementary School | 505 Center Ave | Morrill | NE | 69358-3003 | Scotts Bluff | NE20048 | Scrapped/Junked | 34201 | LD96-51795 | 1996 | AOSM | CHWH - ASME/Fired Water Heater | HWSD - Hot Water Dom/Potable | 6/30/2025
Morrill Elementary School | 505 Center Ave | Morrill | NE | 69358-3003 | Scotts Bluff | NE22045 | Active | 82886 | L15065311 | 2008 | Heat Transfer Products Inc. | WTSS - Watertube SS Steel | HWHT - Hot Water Heat | 6/30/2026
Morrill Elementary School | 505 Center Ave | Morrill | NE | 69358-3003 | Scotts Bluff | NE22046 | Active | 88108 | F24216337 | 2009 | Heat Transfer Products Inc. | WTSS - Watertube SS Steel | HWHT - Hot Water Heat | 6/30/2026
Morrill Elementary School | 505 Center Ave | Morrill | NE | 69358-3003 | Scotts Bluff | NE34819 | Scrapped/Junked | 32183 | R0618 | 1979 | Kewanee | FTFB - Firetube-Firebox Boiler | HWHT - Hot Water Heat | 10/31/2014
Morrill Elementary School | 505 Center Ave | Morrill | NE | 69358-3003 | Scotts Bluff | NE34820 | Active | 32361 | R0727 | 1979 | Kewanee | FTFB - Firetube-Firebox Boiler | HWHT - Hot Water Heat | 6/30/2023
Morrill Elementary School | 505 Center Ave | Morrill | NE | 69358-3003 | Scotts Bluff | NE43388 | Active | 169601 | 169601 | 2023 | RHEEM | CHWH - ASME/Fired Water Heater | HWSD - Hot Water Dom/Potable | 6/30/2024
Goodall Recreation Center | 505 E G St | Ogallala | NE | 69153-2242 | Keith | NE08623 | Scrapped/Junked | 127330 | D015783 | 2001 | Lochinvar | CPFT - Horiz Cpr Fin Boiler | IPHT - Indoor Pool Heater | 1/31/2013
Goodall Recreation Center | 505 E G St | Ogallala | NE | 69153-2242 | Keith | NE08624 | Scrapped/Junked | 129604 | F018014 | 2001 | Lochinvar | CHWH - ASME/Fired Water Heater | HWSD - Hot Water Dom/Potable | 1/31/2017
Goodall Recreation Center | 505 E G St | Ogallala | NE | 69153-2242 | Keith | NE08625 | Scrapped/Junked | 131438 | 01131438 | 2001 | Lochinvar | CPFT - Horiz Cpr Fin Boiler | HWHT - Hot Water Heat | 1/31/2015
Goodall Recreation Center | 505 E G St | Ogallala | NE | 69153-2242 | Keith | NE24112 | Scrapped/Junked | 233924 | I12H10233924 | 2012 | Lochinvar | WTSS - Watertube SS Steel | IPHT - Indoor Pool Heater | 1/31/2023
Goodall Recreation Center | 505 E G St | Ogallala | NE | 69153-2242 | Keith | NE42205 | Active | 546143 | D1220300212 | 2022 | Trinity | WTSS - Watertube SS Steel | IPHT - Indoor Pool Heater | 12/31/2026
American Legion Post #240 | 505 Main St | Milligan | NE | 68406-3953 | Fillmore | NE24347 | Inactive | n/a | 211-12983-1097 | 1997 | Peerless | CI - Cast Iron | STHT - Steam-Heat | 12/31/2015
Baker's Supermarket | 505 N 155th Plz | Omaha | NE | 68154-3775 | Douglas | NE07830 | Scrapped/Junked | 164280 | 9911164280 | 1999 | RayPak Inc, California | CPFH - Copper Fin Water Heater | HWSD - Hot Water Dom/Potable | 11/30/2023
Insurance Agency Marketing | 505 N 210th St | Elkhorn | NE | 68022-4609 | Douglas | NE23736 | Active | 223933 | D1.12.17.00892 | 2012 | Giannoni France | COND - Condenser | HWHF - Hot Water Heat-Floor | 3/31/2026
First Baptist Church | 505 N C St | Fremont | NE | 68025-5043 | Dodge | NE14560 | Active | n/a | 1B-J1 | 1967 | American Standard | CI - Cast Iron | HWHT - Hot Water Heat | 2/28/2026
First Baptist Church | 505 N C St | Fremont | NE | 68025-5043 | Dodge | NE14561 | Active | n/a | G-107 | 1976 | Burnham | CI - Cast Iron | STHT - Steam-Heat | 2/28/2025
Scotia Municipal Pool | 505 N Greely | Scotia | NE | 68875 | Greeley | NE00309 | Scrapped/Junked | 82817 |  | 1998 | TELE | CPFT - Horiz Cpr Fin Boiler | OPHT - Outdoor Pool Heater | 6/30/2005
Scotia Municipal Pool | 505 N Greely | Scotia | NE | 68875 | Greeley | NE17596 | Scrapped/Junked | N/A | 0810042347 | 2009 | Raypak | CPPH - Ansi Cpr Fin Pool Heater | OPHT - Outdoor Pool Heater | 6/30/2010
Scotia Municipal Pool | 505 N Greely | Scotia | NE | 68875 | Greeley | NE22080 | Scrapped/Junked | 309162 | 1005309162 | 2012 | Raypak | CPPH - Ansi Cpr Fin Pool Heater | OPHT - Outdoor Pool Heater | 6/30/2021
Scotia Municipal Pool | 505 N Greely | Scotia | NE | 68875 | Greeley | NE41345 | Active | 53644 | 2201536441 | 2022 | Raypak | CPPH - Ansi Cpr Fin Pool Heater | OPHT - Outdoor Pool Heater | 7/31/2024
Office Building | 505 N Hastings Ave | Hastings | NE | 68901-5181 | Adams | NE32407 | Inactive |  | P4152 | 1975 | KEWA | FTFB - Firetube-Firebox Boiler | STHT - Steam-Heat | 6/30/2010
Office Building | 505 N Hastings Ave | Hastings | NE | 68901-5181 | Adams | NE32409 | Inactive |  | P4151 | 1975 | KEWA | FTFB - Firetube-Firebox Boiler | STHT - Steam-Heat | 6/30/2010
OFFICE BUILDING | 505 N Main St | Fremont | NE | 68025-5083 | DODGE | NE23358 | Exempt 1999 LB-66 |  | 3317 | 1999 | AO SMITH | AHWH - ANSI/Fired Water Htr | HWSD - Hot Water Dom/Potable | 5/31/2000
OFFICE BUILDING | 505 N Main St | Fremont | NE | 68025-5083 | DODGE | NE23388 | Inactive |  | 61-978331299 | 1999 | PEERLESS HEATER COMPANY |  | STHT - Steam-Heat | 6/30/2002
Skyview at Bridgeport | 505 O St | Bridgeport | NE | 69336-4045 | Morrill | NE07505 | Active | 4671 | AGJF-0094 | 2006 | Allied | WT - Water Tube Boiler | HWHT - Hot Water Heat | 5/31/2026
Skyview at Bridgeport | 505 O St | Bridgeport | NE | 69336-4045 | Morrill | NE10178 | Active | 5251 | SHJG-1896 | 2007 | Allied | CPFT - Horiz Cpr Fin Boiler | HWHT - Hot Water Heat | 5/31/2026
Skyview at Bridgeport | 505 O St | Bridgeport | NE | 69336-4045 | Morrill | NE14390 | Scrapped/Junked | 2933 | LF88-0002933-860 | 1988 | AOSM | AHWH - ANSI/Fired Water Htr | HWSD - Hot Water Dom/Potable | 5/31/2020
Skyview at Bridgeport | 505 O St | Bridgeport | NE | 69336-4045 | Morrill | NE14391 | Scrapped/Junked | 3262 | LG88-0003262-830 | 1988 | AOSM | AHWH - ANSI/Fired Water Htr | HWSD - Hot Water Dom/Potable | 5/31/2021
Skyview at Bridgeport | 505 O St | Bridgeport | NE | 69336-4045 | Morrill | NE28408 | Scrapped/Junked | 158809 | 158809 | 2020 | RHEEM | FT - Firetube Boiler | HWSD - Hot Water Dom/Potable | 5/31/2025
Skyview at Bridgeport | 505 O St | Bridgeport | NE | 69336-4045 | Morrill | NE29166 | Active | 162165 | 162165 | 2020 | RHEEM | FT - Firetube Boiler | HWSD - Hot Water Dom/Potable | 5/31/2026
Skyview at Bridgeport | 505 O St | Bridgeport | NE | 69336-4045 | Morrill | NE35493 | Scrapped/Junked |  |  | 1966 | CRANE |  | HWHT - Hot Water Heat | 4/30/2008
Skyview at Bridgeport | 505 O St | Bridgeport | NE | 69336-4045 | Morrill | NE35495 | Scrapped/Junked |  |  | 1963 | NATIONAL RADIATOR |  | HWHT - Hot Water Heat | 4/30/2007
CRYSTAL CLEAR CAR WASH | 505 S 12th St | Lincoln | NE | 68508-2825 | LANCASTER | NE24258 | Inactive | 9833 | 0479101576 | 1979 | RAYPAK INC, CALIFORNIA | CPFT - Horiz Cpr Fin Boiler | HWSP - Hot Water Non Potable Supply | 12/31/2005
CRYSTAL CLEAR CAR WASH | 505 S 12th St | Lincoln | NE | 68508-2825 | LANCASTER | NE40334 | Inactive | 49562 | RUN-0288401649 | 1987 | RUUD | CHWH - ASME/Fired Water Heater | HWSP - Hot Water Non Potable Supply | 12/31/2005
Kensington Towers | 505 S 16th St | Omaha | NE | 68102-2715 | Douglas | NE05457 | Exempt 1999 LB-66 |  | 000000589701137 | 1989 | STATE INDUSTRIES | AHWH - ANSI/Fired Water Htr | HWSD - Hot Water Dom/Potable | 6/30/1999
Kensington Towers | 505 S 16th St | Omaha | NE | 68102-2715 | Douglas | NE11661 | Scrapped/Junked | 77260 | 0789105 | 1990 | Raypak | WT - Water Tube Boiler | HWHT - Hot Water Heat | 3/31/2020
Kensington Towers | 505 S 16th St | Omaha | NE | 68102-2715 | Douglas | NE11662 | Scrapped/Junked | 77261 | 0789105161 | 1990 | Raypak | WT - Water Tube Boiler | HWHT - Hot Water Heat | 3/31/2020
Kensington Towers | 505 S 16th St | Omaha | NE | 68102-2715 | Douglas | NE28540 | Active | n/a | 19H00019 | 2019 | Aerco | CALU - Cast Aluminum | HWHT - Hot Water Heat | 3/31/2023
Kimball County Owned | 505 S Burg St | Kimball | NE | 69145-1313 | Kimball | NE02049 | Active | 3381 | 0-13425 | 1955 | Cleaver Brooks | FTSM - FTS Marine Dry Back | STHT - Steam-Heat | 5/31/2024
Kimball County Owned | 505 S Burg St | Kimball | NE | 69145-1313 | Kimball | NE02101 | Active | 7085 | L20749 | 1959 | Cleaver Brooks | FTSM - FTS Marine Dry Back | STHT - Steam-Heat | 5/31/2024
Kimball County Owned | 505 S Burg St | Kimball | NE | 69145-1313 | Kimball | NE06000 | Out of Service | 55064 | 86938-T04 | 2004 | SUSSMAN | ELBL - Electric Boiler | 0020 - Supp to Sterlizer/Autoclave | 5/31/2024
Kimball County Owned | 505 S Burg St | Kimball | NE | 69145-1313 | Kimball | NE08601 | Active | 90170 | SE01-90170-Y3 | 2001 | AOSM | CHWH - ASME/Fired Water Heater | HWSD - Hot Water Dom/Potable | 5/31/2026
Kimball County Owned | 505 S Burg St | Kimball | NE | 69145-1313 | Kimball | NE18198 | Scrapped/Junked | 55215 |  | 1994 | A. O. Smith | CHWH - ASME/Fired Water Heater | HWSD - Hot Water Dom/Potable | 5/31/2003
LPS Distribution Center | 505 South St | Lincoln | NE | 68502-1941 | Lancaster | NE09489 | Scrapped/Junked |  | M205 | 1971 | KEWANEE | FT - Firetube Boiler | HWHT - Hot Water Heat | 6/30/2004
LPS Distribution Center | 505 South St | Lincoln | NE | 68502-1941 | Lancaster | NE09572 | Active | 12882 | 03F-0798 | 2003 | Les Inc/Aldrich Co | FTVT - Firetube Vertical TB | HWHT - Hot Water Heat | 11/30/2026
LPS Distribution Center | 505 South St | Lincoln | NE | 68502-1941 | Lancaster | NE09573 | Active | 12881 | 03F-0797 | 2003 | Les Inc/Aldrich Co | FTVT - Firetube Vertical TB | HWHT - Hot Water Heat | 11/30/2026
St Libory Catholic Church | 505 Spruce St | St Libory | NE | 68872-3225 | Howard | NE38066 | Scrapped/Junked | n/a | 3BJ3 | 1975 | American Standard | CI - Cast Iron | HWHT - Hot Water Heat | 2/28/2011
St Libory Catholic Church | 505 Spruce St | St Libory | NE | 68872-3225 | Howard | NE38067 | Active | n/a | 2117434 | 1975 | Peerless | CI - Cast Iron | STHT - Steam-Heat | 1/31/2027
McCook Municipal Bldg | 505 W C St | McCook | NE | 69001-3618 | Red Willow | NE22801 | Inactive | 171019 | 171019 | 2012 | State Industries | CFPV - Coil/Fired PSI Vsl | HWSD - Hot Water Dom/Potable | 10/31/2019
McCook Municipal Bldg | 505 W C St | McCook | NE | 69001-3618 | Red Willow | NE22802 | Out of Service | 171016 | 171016 | 2012 | State Industries | CFPV - Coil/Fired PSI Vsl | HWSD - Hot Water Dom/Potable | 10/31/2021
McCook Municipal Bldg | 505 W C St | McCook | NE | 69001-3618 | Red Willow | NE22803 | Active | 213422 | D12H10213422 | 2012 | Lochinvar | WTSS - Watertube SS Steel | HWHT - Hot Water Heat | 10/31/2026
McCook Municipal Bldg | 505 W C St | McCook | NE | 69001-3618 | Red Willow | NE22804 | Active | 213423 | D12H10213423 | 2012 | Lochinvar | WTSS - Watertube SS Steel | HWHT - Hot Water Heat | 10/31/2026
McCook Municipal Bldg | 505 W C St | McCook | NE | 69001-3618 | Red Willow | NE22805 | Active | 217024 | E12H10217024 | 2012 | Lochinvar | WTSS - Watertube SS Steel | HWHT - Hot Water Heat | 10/31/2026
Ashland Park/Robbins | 5050 S 51st St | Omaha | NE | 68117-1955 | Douglas | NE05044 | Active | 44902 | n/a | 1993 | Kewanee | FTFB - Firetube-Firebox Boiler | HWHT - Hot Water Heat | 12/31/2026
Ashland Park/Robbins | 5050 S 51st St | Omaha | NE | 68117-1955 | Douglas | NE05045 | Active | 44903 | n/a | 1993 | Kewanee | FTFB - Firetube-Firebox Boiler | HWHT - Hot Water Heat | 12/31/2026
Ashland Park/Robbins | 5050 S 51st St | Omaha | NE | 68117-1955 | Douglas | NE05046 | Active | 44901 | n/a | 1993 | Kewanee | FTFB - Firetube-Firebox Boiler | HWHT - Hot Water Heat | 12/31/2026
Ashland Park/Robbins | 5050 S 51st St | Omaha | NE | 68117-1955 | Douglas | NE05047 | Scrapped/Junked | 77032 | n/a | 1992 | Pvi | CHWH - ASME/Fired Water Heater | HWSD - Hot Water Dom/Potable | 12/31/2011
Ashland Park/Robbins | 5050 S 51st St | Omaha | NE | 68117-1955 | Douglas | NE05048 | Scrapped/Junked | 77031 | n/a | 1992 | Pvi | CHWH - ASME/Fired Water Heater | HWSD - Hot Water Dom/Potable | 12/31/2014
Boys/Girls Club Of Omaha | 5051 S 22nd St | Omaha | NE | 68107-2819 | Douglas | NE12994 | Scrapped/Junked | 55188 |  | 1985 | AO SMITH | COBL - Coil Type Boiler | IPHT - Indoor Pool Heater | 5/31/1998
Boys/Girls Club Of Omaha | 5051 S 22nd St | Omaha | NE | 68107-2819 | Douglas | NE20604 | Scrapped/Junked | 55188 | 55188 | 1983 | AO SMITH | COBL - Coil Type Boiler | IPHT - Indoor Pool Heater | 4/30/2011
Boys/Girls Club Of Omaha | 5051 S 22nd St | Omaha | NE | 68107-2819 | Douglas | NE20605 | Scrapped/Junked | 33249 | 33249 | 1983 | A O Smith | COBL - Coil Type Boiler | IPHT - Indoor Pool Heater | 4/30/2019
Boys/Girls Club Of Omaha | 5051 S 22nd St | Omaha | NE | 68107-2819 | Douglas | NE20606 | Scrapped/Junked | 33248 | 33248 | 1985 | AO SMITH | COBL - Coil Type Boiler | IPHT - Indoor Pool Heater | 4/30/2019
Boys/Girls Club Of Omaha | 5051 S 22nd St | Omaha | NE | 68107-2819 | Douglas | NE21654 | Scrapped/Junked | 33249 |  | 1985 | AO SMITH | COBL - Coil Type Boiler | IPHT - Indoor Pool Heater | 5/31/1998
Boys/Girls Club Of Omaha | 5051 S 22nd St | Omaha | NE | 68107-2819 | Douglas | NE21655 | Scrapped/Junked | 33248 |  | 1985 | AO SMITH | COBL - Coil Type Boiler | IPHT - Indoor Pool Heater | 5/31/1998
Boys/Girls Club Of Omaha | 5051 S 22nd St | Omaha | NE | 68107-2819 | Douglas | NE22762 | Scrapped/Junked | C28611 | K3519 | 2010 | A O Smith | COBL - Coil Type Boiler | IPHT - Indoor Pool Heater | 4/30/2019
Bryan Surgery Center | 5055 A St | Lincoln | NE | 68510-4912 | Lancaster | NE27022 | Active | 60810 | 101421 | 2017 | Bryan | WT - Water Tube Boiler | STDP - STM Heat/Pot WTR HTXCHANG | 10/31/2024
Bryan Surgery Center | 5055 A St | Lincoln | NE | 68510-4912 | Lancaster | NE27023 | Active | 60808 | 101419 | 2017 | Bryan | WT - Water Tube Boiler | STDP - STM Heat/Pot WTR HTXCHANG | 10/31/2025
Bryan Surgery Center | 5055 A St | Lincoln | NE | 68510-4912 | Lancaster | NE27024 | Active | 60807 | 101418 | 2017 | Bryan | WT - Water Tube Boiler | STDP - STM Heat/Pot WTR HTXCHANG | 10/31/2025
TESAR MEATS INC | 5055 S 108th St | Omaha | NE | 68137-2369 | Douglas | NE10911 | Inactive | 10745 |  | 1970 | YORK SHIPLEY | FTSM - FTS Marine Dry Back | PROC - Process Steam | 3/31/1987
GOODALL RECREATION CENTER | 506 E G ST | OGALLALA | NE | 69153 | KEITH | NE04253 | Scrapped/Junked | 4910 |  | 1975 | SELLERS | FT - Firetube Boiler | HWHT - Hot Water Heat | 6/30/2002
Harvard Public School | 506 E North St | Harvard | NE | 68944-2151 | CLAY | NE10330 | Active | 92658 | 92658 | 2002 | RHEEM | CHWH - ASME/Fired Water Heater | HWSD - Hot Water Dom/Potable | 10/31/2027
Harvard Public School | 506 E North St | Harvard | NE | 68944-2151 | CLAY | NE19102 | Scrapped/Junked |  | 730D7772419 | 1977 | AO SMITH | AHWH - ANSI/Fired Water Htr | HWSD - Hot Water Dom/Potable | 8/31/2003
Harvard Public School | 506 E North St | Harvard | NE | 68944-2151 | CLAY | NE20415 | Exempt 1999 LB-66 |  | 000000393D07422 | 1993 | RHEEM MANUFACTURING CO | AHWH - ANSI/Fired Water Htr | HWSD - Hot Water Dom/Potable | 8/31/2000
Harvard Public School | 506 E North St | Harvard | NE | 68944-2151 | CLAY | NE20416 | Exempt 1999 LB-66 |  | 000000393D07423 | 1993 | RHEEM MANUFACTURING CO | AHWH - ANSI/Fired Water Htr | HWSD - Hot Water Dom/Potable | 8/31/2000
Harvard Public School | 506 E North St | Harvard | NE | 68944-2151 | CLAY | NE32446 | Scrapped/Junked | 28792 | P-6830 | 1977 | KEWA | FTFB - Firetube-Firebox Boiler | STHT - Steam-Heat | 10/31/2008
Harvard Public School | 506 E North St | Harvard | NE | 68944-2151 | CLAY | NE32447 | Scrapped/Junked | 28809 | P6236 | 1977 | KEWA | FTFB - Firetube-Firebox Boiler | STHT - Steam-Heat | 10/31/2008
Stanton Elementary School | 506 Fir St | Stanton | NE | 68779-7927 | Stanton | NE07705 | Active | 45202 | G-06-1055 | 2006 | Aerco International | COWH - Coil Type Water Heater | HWHT - Hot Water Heat | 7/31/2025
Stanton Elementary School | 506 Fir St | Stanton | NE | 68779-7927 | Stanton | NE22349 | Exempt 1999 LB-66 |  | MA97-0614497 | 1997 | AO SMITH | AHWH - ANSI/Fired Water Htr | HWSD - Hot Water Dom/Potable | 7/31/2000
Stanton Elementary School | 506 Fir St | Stanton | NE | 68779-7927 | Stanton | NE32470 | Inactive | n/a | N8266 | 1968 | Kewanee | FTFB - Firetube-Firebox Boiler | HWHT - Hot Water Heat | 7/31/2016
St Paul Lutheran Church | 506 Main St | Bridgeport | NE | 69336-4013 | Morrill | NE35470 | Active | N/A | 605011 | 1968 | Peerless | CI - Cast Iron | HWHT - Hot Water Heat | 10/31/2025
Aldrich Elementary School | 506 N 162nd Ave | Omaha | NE | 68118-2527 | Douglas | NE18085 | Scrapped/Junked | 45502 | 98776 | 1993 | Kewanee | FTFB - Firetube-Firebox Boiler | HWHT - Hot Water Heat | 8/31/2023
Aldrich Elementary School | 506 N 162nd Ave | Omaha | NE | 68118-2527 | Douglas | NE18086 | Scrapped/Junked | 45503 | 98595 | 1993 | Kewanee | FTFB - Firetube-Firebox Boiler | HWHT - Hot Water Heat | 8/31/2023
Aldrich Elementary School | 506 N 162nd Ave | Omaha | NE | 68118-2527 | Douglas | NE18087 | Active | 130144 | A93CG0104 | 1993 | Teledyne Laars | CPFT - Horiz Cpr Fin Boiler | HWSD - Hot Water Dom/Potable | 8/31/2026
Aldrich Elementary School | 506 N 162nd Ave | Omaha | NE | 68118-2527 | Douglas | NE19772 | Exempt 1999 LB-66 |  | 000000000277441 | 1993 | AO SMITH | AHWH - ANSI/Fired Water Htr | HWSD - Hot Water Dom/Potable | 8/31/2000
Aldrich Elementary School | 506 N 162nd Ave | Omaha | NE | 68118-2527 | Douglas | NE43401 | Active | 16725 | 21-HE153310921 | 2021 | Riello | WT - Water Tube Boiler | HWHT - Hot Water Heat | 8/31/2026
Aldrich Elementary School | 506 N 162nd Ave | Omaha | NE | 68118-2527 | Douglas | NE43402 | Active | 16712 | 21- HE153180921 | 2021 | Riello | WT - Water Tube Boiler | HWHT - Hot Water Heat | 8/31/2026
Aldrich Elementary School | 506 N 162nd Ave | Omaha | NE | 68118-2527 | Douglas | NE43403 | Active | 16709 | 21-HE153150921 | 2021 | Riello | WT - Water Tube Boiler | HWHT - Hot Water Heat | 8/31/2026
Aldrich Elementary School | 506 N 162nd Ave | Omaha | NE | 68118-2527 | Douglas | NE43404 | Active | 16703 | 21-HE153090921 | 2021 | Riello | WT - Water Tube Boiler | HWHT - Hot Water Heat | 8/31/2026
Osmond General Hospital | 506 N Maple St | Osmond | NE | 68765-5580 | Pierce | NE06039 | Active | 41488 | G-04-1224 | 2004 | Aerco International, Inc. | FTVT - Firetube Vertical TB | HWHT - Hot Water Heat | 1/31/2026
Osmond General Hospital | 506 N Maple St | Osmond | NE | 68765-5580 | Pierce | NE16678 | Out of Service | O/N 1 | 2682VB00030 | 1979 | BRYN | CI - Cast Iron | HWHT - Hot Water Heat | 3/31/2011
Osmond General Hospital | 506 N Maple St | Osmond | NE | 68765-5580 | Pierce | NE16681 | Active | 0 | G28D6 | 1986 | American-Standard | CI - Cast Iron | HWHT - Hot Water Heat | 1/31/2025
Osmond General Hospital | 506 N Maple St | Osmond | NE | 68765-5580 | Pierce | NE16682 | Active | 0 | 29B-47792 | 1963 | Bryant Air Conditioning Co. | CI - Cast Iron | HWHT - Hot Water Heat | 1/31/2026
Osmond General Hospital | 506 N Maple St | Osmond | NE | 68765-5580 | Pierce | NE22600 | Active | 59698 | G-11-1915 | 2011 | Aerco International, Inc. | FTVT - Firetube Vertical TB | HWHT - Hot Water Heat | 1/31/2026
School - Diller Odell High | 506 Perry St | Odell | NE | 68415-3148 | GAGE | NE18442 | Inactive | 69213 |  | 1991 | LAARS HEATING SYSTEMS CO | CPFT - Horiz Cpr Fin Boiler | HWHT - Hot Water Heat | 3/31/1998
School - Diller Odell High | 506 Perry St | Odell | NE | 68415-3148 | GAGE | NE18457 | Active | 135074 | A95CD0087 | 1995 | Teledyne & Laars | CPFT - Horiz Cpr Fin Boiler | HWSD - Hot Water Dom/Potable | 3/31/2026
School - Diller Odell High | 506 Perry St | Odell | NE | 68415-3148 | GAGE | NE22792 | Active | 240395 | E12H00240395 | 2012 | Lochinvar | CPFT - Horiz Cpr Fin Boiler | HWHT - Hot Water Heat | 3/31/2025
School - Diller Odell High | 506 Perry St | Odell | NE | 68415-3148 | GAGE | NE30236 | Scrapped/Junked | NA | 108841N | 1959 | Ajax | WT - Water Tube Boiler | HWHT - Hot Water Heat | 3/31/2013
Woodland Apartments | 506 S 31st St | Omaha | NE | 68105-1440 | Douglas | NE04431 | Scrapped/Junked | NA | 211-5619 | 1980 | Peerless | CI - Cast Iron | STHT - Steam-Heat | 11/30/2014
Woodland Apartments | 506 S 31st St | Omaha | NE | 68105-1440 | Douglas | NE21930 | Exempt 1999 LB-66 |  | RUN0384402865 | 1984 | Ruud-Rheem | AHWH - ANSI/Fired Water Htr | HWSD - Hot Water Dom/Potable | 1/31/1999
Ideal Laundry & Cleaners | 506 S Beltline Hwy E | Scottsbluff | NE | 69361-3503 | Scotts Bluff | NE02114 | Inactive | 3694 |  | 1967 | SUPERIOR BOILERWORKS | FTSM - FTS Marine Dry Back | PROC - Process Steam | 10/31/2005
Ideal Laundry & Cleaners | 506 S Beltline Hwy E | Scottsbluff | NE | 69361-3503 | Scotts Bluff | NE02347 | Active | 13622 | OL104333 | 2005 | Cleaver Brooks | FTWB - FTS Marine Wet Back | PROC - Process Steam | 5/31/2026
DORCHESTER PUBLIC SCHOOL | 506 W 9TH ST | DORCHESTER | NE | 68343 | SALINE | NE01955 | Scrapped/Junked |  | 363244-200106 | 2004 | PEERLESS HEATER COMPANY |  | STHT - Steam-Heat | 8/31/2008
DORCHESTER PUBLIC SCHOOL | 506 W 9TH ST | DORCHESTER | NE | 68343 | SALINE | NE33680 | Inactive |  | HSB73785 | 1948 | FITZGIBBONS | FT - Firetube Boiler | STHT - Steam-Heat | 8/31/2004
DORCHESTER PUBLIC SCHOOL | 506 W 9TH ST | DORCHESTER | NE | 68343 | SALINE | NE33896 | Scrapped/Junked |  | M7320 | 1964 | KEWANEE | FTFB - Firetube-Firebox Boiler | HWHT - Hot Water Heat | 8/31/2008
Kimball Baptist Fellowship - BMIC #450816 | 507 S Oak St | Kimball | NE | 69145-1546 | Kimball | NE23540 | Scrapped/Junked | N/A | 24809 | 1959 | Triad Boiler | FT - Firetube Boiler | HWHT - Hot Water Heat | 3/31/2013
Kimball Baptist Fellowship - BMIC #450816 | 507 S Oak St | Kimball | NE | 69145-1546 | Kimball | NE23541 | Scrapped/Junked | N/A | 4810 | 1959 | Triad Boiler | FT - Firetube Boiler | HWHT - Hot Water Heat | 3/31/2013
Kimball Baptist Fellowship - BMIC #450816 | 507 S Oak St | Kimball | NE | 69145-1546 | Kimball | NE24585 | Active | n/a | 431200850 | 2013 | Dunkirk | CI - Cast Iron | HWHT - Hot Water Heat | 3/31/2025
Kimball Baptist Fellowship - BMIC #450816 | 507 S Oak St | Kimball | NE | 69145-1546 | Kimball | NE24586 | Active | n/a | 501301014 | 2013 | Dunkirk | CI - Cast Iron | HWHT - Hot Water Heat | 3/31/2025
Gosper County Courthouse | 507 Smith Ave | Elwood | NE | 68937-5240 | GOSPER | NE00798 | Active | 11017 | 00E8772 | 2000 | ALES | FTVT - Firetube Vertical TB | HWHT - Hot Water Heat | 2/28/2026
Gosper County Courthouse | 507 Smith Ave | Elwood | NE | 68937-5240 | GOSPER | NE00799 | Active | 11019 | 00E8774 | 2000 | ALES | FTVT - Firetube Vertical TB | HWHT - Hot Water Heat | 2/28/2026
Gosper County Courthouse | 507 Smith Ave | Elwood | NE | 68937-5240 | GOSPER | NE00800 | Active | 10021 | 00E8776 | 2000 | ALES | FTVT - Firetube Vertical TB | HWHT - Hot Water Heat | 2/28/2026
Gosper County Courthouse | 507 Smith Ave | Elwood | NE | 68937-5240 | GOSPER | NE35156 | Scrapped/Junked |  |  | 1950 | KEWANEE | FT - Firetube Boiler | STHT - Steam-Heat | 5/31/2001
Hampton Inn | 507 Talmadge St | Kearney | NE | 68845 | Buffalo | NE24598 | Scrapped/Junked | 348749 | 1211348749 | 2012 | Raypak | CPFH - Copper Fin Water Heater | IPHT - Indoor Pool Heater | 2/28/2022
Hampton Inn | 507 Talmadge St | Kearney | NE | 68845 | Buffalo | NE24599 | Exempt | 365050 | 1309365050 | 2012 | Raypak | CPFH - Copper Fin Water Heater | IPHT - Indoor Pool Heater | 2/28/2024
Hampton Inn | 507 Talmadge St | Kearney | NE | 68845 | Buffalo | NEW | Exempt | NA | 1903360553 | 2017 | Raypak | CPFH - Copper Fin Water Heater | IPHT - Indoor Pool Heater | 2/7/2022
Relax Inn | 507 W 2nd St | Grand Island | NE | 68801-5937 | HALL | NE15526 | Active | n/a | 7825265 | 1976 | Ajax | WT - Water Tube Boiler | HWHT - Hot Water Heat | 9/30/2026
Relax Inn | 507 W 2nd St | Grand Island | NE | 68801-5937 | HALL | NE20608 | Exempt 1999 LB-66 |  | 3419 | 1996 | VANGUARD | AHWH - ANSI/Fired Water Htr | HWSD - Hot Water Dom/Potable | 3/31/2000
Holiday Inn Express | 508 2nd Ave S | Kearney | NE | 68847-9301 | Buffalo | NE26770 | Scrapped/Junked | 1765 | ITG 1765 | 2015 | Intellihot | WT - Water Tube Boiler | HWSD - Hot Water Dom/Potable | 2/28/2025
Holiday Inn Express | 508 2nd Ave S | Kearney | NE | 68847-9301 | Buffalo | NE26771 | Inactive | 1657 | ITG 1657 | 2015 | Intellihot | WT - Water Tube Boiler | HWSD - Hot Water Dom/Potable | 2/28/2025
Holiday Inn Express | 508 2nd Ave S | Kearney | NE | 68847-9301 | Buffalo | NE26772 | Scrapped/Junked | 1766 | ITG 1766 | 2015 | Intellihot | WT - Water Tube Boiler | HWSD - Hot Water Dom/Potable | 2/28/2025
Holiday Inn Express | 508 2nd Ave S | Kearney | NE | 68847-9301 | Buffalo | NE26773 | Scrapped/Junked | 1763 | ITG 1763 | 2015 | Intellihot | WT - Water Tube Boiler | HWSD - Hot Water Dom/Potable | 2/28/2025
ConAgra Brands | 508 Conagra Dr | Omaha | NE | 68102-5017 | Douglas | NE15320 | Scrapped/Junked | 115390 |  | 1989 | TELE | CPFT - Horiz Cpr Fin Boiler | HWHT - Hot Water Heat | 10/31/2008
ConAgra Brands | 508 Conagra Dr | Omaha | NE | 68102-5017 | Douglas | NE41959 | Active | 93436 | G-22-1762 | 2022 | Aerco | WT - Water Tube Boiler | HWHT - Hot Water Heat | 11/30/2026
ConAgra Brands | 508 Conagra Dr | Omaha | NE | 68102-5017 | Douglas | NE41960 | Active | 93435 | G-22-1761 | 2022 | Aerco | WT - Water Tube Boiler | HWHT - Hot Water Heat | 11/30/2026
E Z Wash & Wax | 508 E 1st St | Stuart | NE | 68780 | Holt | NE01501 | Active | NA | SERIES 1 | 2000 | Weil-Mcclain | CI - Cast Iron | HWDP - Hotwater Heat & Dom Supply | 11/30/2025
Blue Diamond Car Wash | 508 E Highway 30 | Cozad | NE | 69130-2232 | Dawson | NE41352 | Active | 215237 | 03122115237 | 2003 | Raypak | CPFT - Horiz Cpr Fin Boiler | GLFH - Glycol Floor Heat System | 7/31/2022
WILCOX CLEANERS | 508 Ella St | Beatrice | NE | 68310-3929 | GAGE | NE01124 | Inactive | 7271 |  | 1960 | STEAMASTER | FTSM - FTS Marine Dry Back | PROC - Process Steam | 6/30/2008
Zippy Lube | 508 N 13th St | Norfolk | NE | 68701-3716 | Madison | NE06857 | Active | 5317 | 6001980014 | 1998 | 0036 | FTHT - Firetube Horizontal | GLFH - Glycol Floor Heat System | 1/31/2025
APARTMENT BUILDING | 508 S 12TH ST | LINCOLN | NE | 68510 | LANCASTER | NE04882 | Scrapped/Junked |  | G-66 | 1975 | AMERICAN STANDARD |  | HWHT - Hot Water Heat | 1/31/2002
The James House | 508 S 47th St | Lincoln | NE | 68510-1822 | Lancaster | NE06920 | Active | 14862 | 06F-2769 | 2006 | ALES | FTVT - Firetube Vertical TB | HWHT - Hot Water Heat | 2/28/2026
The James House | 508 S 47th St | Lincoln | NE | 68510-1822 | Lancaster | NE06921 | Active | 14863 | 06F-2770 | 2006 | ALES | FTVT - Firetube Vertical TB | HWHT - Hot Water Heat | 2/28/2026
Trinity Lutheran Church-BMIC#435222 | 508 S Jackson St | Madison | NE | 68748-6334 | Madison | NE02356 | Inactive |  | 03T-3865 | 2003 | NY THERMAL INC | COBL - Coil Type Boiler | HWHT - Hot Water Heat | 1/1/1900
Trinity Lutheran Church-BMIC#435222 | 508 S Jackson St | Madison | NE | 68748-6334 | Madison | NE02357 | Inactive |  | 03T-3750 | 2003 | NY THERMAL INC | COBL - Coil Type Boiler | HWHT - Hot Water Heat | 1/1/1900
Trinity Lutheran Church-BMIC#435222 | 508 S Jackson St | Madison | NE | 68748-6334 | Madison | NE04223 | Scrapped/Junked |  |  | 1951 | KEWANEE | FTFB - Firetube-Firebox Boiler | HWHT - Hot Water Heat | 9/30/2004
Trinity Lutheran Church-BMIC#435222 | 508 S Jackson St | Madison | NE | 68748-6334 | Madison | NE05935 | Inactive | 428795 | M!.18.15.00703 | 2004 | Sermeta | COBL - Coil Type Boiler | HWHT - Hot Water Heat | 10/31/2023
Trinity Lutheran Church-BMIC#435222 | 508 S Jackson St | Madison | NE | 68748-6334 | Madison | NE05936 | Scrapped/Junked | 244 | 10252 | 2004 | Giannoni | COBL - Coil Type Boiler | HWHT - Hot Water Heat | 10/31/2019
Trinity Lutheran Church-BMIC#435222 | 508 S Jackson St | Madison | NE | 68748-6334 | Madison | NE28509 | Active | 322161 | 114763118 | 2018 | Lochinvar | FTVT - Firetube Vertical TB | HWHT - Hot Water Heat | 10/31/2026
Trinity Lutheran Church-BMIC#435222 | 508 S Jackson St | Madison | NE | 68748-6334 | Madison | NE42275 | Active | 349607 | 22.VC60.338.05932 | 2018 | Lochinvar | FTVT - Firetube Vertical TB | HWHT - Hot Water Heat | 10/31/2026
Grand Island Waste Water Treatment Plant | 508 S Shady Bend Rd | Grand Island | NE | 68801-8521 | Hall | NE41177 | Active | 149808 | 20.WHTX.188.0024 | 2020 | PVI | FT - Firetube Boiler | HWSD - Hot Water Dom/Potable | 12/31/2026
Maranatha Fellowship-BMIC#455879 | 508 W 24th Ave | Bellevue | NE | 68005-5100 | Sarpy | NE16802 | Active | na | M7621 | 1964 | Kewanee | FTFB - Firetube-Firebox Boiler | HWHT - Hot Water Heat | 5/31/2026
St Patrick's Catholic Church | 508 W Angus St | Gretna | NE | 68028-4422 | Sarpy | NE08394 | Active | 10810 | 00E-8551 | 2000 | ALES | FTVT - Firetube Vertical TB | HWHT - Hot Water Heat | 4/30/2026
St Patrick's Catholic Church | 508 W Angus St | Gretna | NE | 68028-4422 | Sarpy | NE08395 | Active | 10808 | 00E-8549 | 2000 | ALES | FTVT - Firetube Vertical TB | HWHT - Hot Water Heat | 4/30/2026
ST ANTHONYS PARISH | 508 W Main St | Cedar Rapids | NE | 68627-5557 | BOONE | NE14703 | Inactive |  | 1701348 | 1970 | PEERLESS HEATER COMPANY |  | STHT - Steam-Heat | 8/31/2003
Baker Place Dialysis Ctr | 5084 Ames Ave | Omaha | NE | 68104-2323 | Douglas | NE00613 | Scrapped/Junked | 85718 | 0300G02686 | 2000 | Ruud-Rheem | CHWH - ASME/Fired Water Heater | HWSD - Hot Water Dom/Potable | 8/31/2005
Fresenius Health | 5084 Ames Ave | Omaha | NE | 68104-2323 | Douglas | NE09303 | Scrapped/Junked | 106641 | 106641 | 2005 | RUUD | CHWH - ASME/Fired Water Heater | HWSD - Hot Water Dom/Potable | 3/31/2015
Fresenius Health | 5084 Ames Ave | Omaha | NE | 68104-2323 | Douglas | NE26023 | Scrapped/Junked | 193701 | 193701 | 2014 | State Industries | CHWH - ASME/Fired Water Heater | HWSD - Hot Water Dom/Potable | 7/31/2018
Fresenius Health | 5084 Ames Ave | Omaha | NE | 68104-2323 | Douglas | NE41954 | Active | 238199 | 1810109509508 | 2018 | A O Smith | CHWH - ASME/Fired Water Heater | HWSD - Hot Water Dom/Potable | 10/31/2026
CLARKSON DIALYSIS | 5084 Ames Ave | Omaha | NE | 68104-2323 | Douglas | NE21305 | Scrapped/Junked | 62327 |  | 1993 | RHEEM MANUFACTURING CO | CHWH - ASME/Fired Water Heater | HWSD - Hot Water Dom/Potable | 8/31/2000
Pilot Travel Center #901 | 5085 Buffalo Creek Rd | Elm Creek | NE | 68836-1511 | Buffalo | NE08596 | Scrapped/Junked | 56812 | 71812 | 2002 | BRDW | CHWH - ASME/Fired Water Heater | HWSD - Hot Water Dom/Potable | 8/31/2012
Pilot Travel Center #901 | 5085 Buffalo Creek Rd | Elm Creek | NE | 68836-1511 | Buffalo | NE41606 | Active | 291826 | 291826 | 2022 | A O Smith | CHWH - ASME/Fired Water Heater | HWSD - Hot Water Dom/Potable | 8/31/2026
St Paul's Lutheran Church | 509 13th St | Wisner | NE | 68791-2232 | Cuming | NE09450 | Active | n/a | 4746-224-1 | 1988 | Dunkirk | CI - Cast Iron | HWHT - Hot Water Heat | 10/31/2026
LAKE AVE EYE CARE | 509 9th St | Gothenburg | NE | 69138-1948 | DAWSON | NE40581 | Scrapped/Junked |  | GAH-2218 | 1998 | HYDROTHERM/ADV THER HYD |  | HWHT - Hot Water Heat | 4/30/2006
Newcastle Public School | 509 Annie St | Newcastle | NE | 68757 | Dixon | NE33761 | Inactive | n/a | K-5710 | 1958 | Kewanee | FTWB - FTS Marine Wet Back | STHT - Steam-Heat | 2/28/2015
NEWCASTLE PUBLIC SCHOOL | 509 ANNIE ST | NEWCASTLE | NE | 68757 | DIXON | NE23041 | Exempt 1999 LB-66 |  | 0754018 | 1996 | AO SMITH | AHWH - ANSI/Fired Water Htr | HWSD - Hot Water Dom/Potable | 7/31/2001
ST MARY'S SCHOOL | 509 N Hill St | Osmond | NE | 68765-5581 | PIERCE | NE31975 | Inactive |  | 434261 | 1965 | BRYANT |  | STHT - Steam-Heat | 3/31/2003
Cargill Food Safety | 509 Road 9 | Schuyler | NE | 68661 | Colfax | NE25953 | Out of Service | 78790 | N420123 | 2010 | SUSSMAN | ELBL - Electric Boiler | STER - Sterilizer | 6/30/2018
Cargill Food Safety | 509 Road 9 | Schuyler | NE | 68661 | Colfax | NE25954 | Out of Service | 78786 | N420122 | 2010 | SUSSMAN | ELBL - Electric Boiler | STER - Sterilizer | 6/30/2018
Cargill Food Safety | 509 Road 9 | Schuyler | NE | 68661 | Colfax | NE25955 | Out of Service | 78793 | N420124 | 2010 | SUSSMAN | ELBL - Electric Boiler | STER - Sterilizer | 6/30/2018
Apartment Building - Red Prairie | 509 S 18th St | Lincoln | NE | 68508-2618 | Lancaster | NE20111 | Scrapped/Junked | N/A | 1BNJ1 | 1977 | AMST | CI - Cast Iron | HWHT - Hot Water Heat | 1/31/2017
Apartment Building - Red Prairie | 509 S 18th St | Lincoln | NE | 68508-2618 | Lancaster | NE26746 | Active | 142703 | L14 H30142703 | 2014 | Lochinvar | FTVT - Firetube Vertical TB | HWHT - Hot Water Heat | 1/31/2026
UERLING HOME FURNISHINGS | 509 W 2nd St | Hastings | NE | 68901-7537 | ADAMS | NE23368 | Scrapped/Junked |  | G0007113 | 1999 | GALX | CI - Cast Iron | STHT - Steam-Heat | 9/30/2005
UERLING HOME FURNISHINGS | 509 W 2nd St | Hastings | NE | 68901-7537 | ADAMS | NE23369 | Scrapped/Junked |  | G0007872 | 1999 | GALAXY/SLANT FIN |  | STHT - Steam-Heat | 9/30/2005
The Embers Assisted | 509 W Cedar St | Coleridge | NE | 68727-2622 | Cedar | NE01522 | Active | 10895 | 00E-8649 | 2000 | ALES | FTVT - Firetube Vertical TB | HWDP - Hotwater Heat & Dom Supply | 10/31/2026
The Embers Assisted | 509 W Cedar St | Coleridge | NE | 68727-2622 | Cedar | NE01523 | Active | 10902 | 00E-8656 | 2000 | ALES | FTVT - Firetube Vertical TB | HWHT - Hot Water Heat | 10/31/2026
Maples at Centennial | 510 Centennial Cir | North Platte | NE | 69101-6586 | Lincoln | NE07835 | Scrapped/Junked | 81433 | SK99-81433Y3 | 1999 | AOSM | CHWH - ASME/Fired Water Heater | HWSD - Hot Water Dom/Potable | 7/31/2016
Maples at Centennial | 510 Centennial Cir | North Platte | NE | 69101-6586 | Lincoln | NE09847 | Scrapped/Junked | 96178 | SF02-96178Y3 | 2002 | AOSM | CHWH - ASME/Fired Water Heater | HWSD - Hot Water Dom/Potable | 7/31/2020
Maples at Centennial | 510 Centennial Cir | North Platte | NE | 69101-6586 | Lincoln | NE09990 | Scrapped/Junked | 96550 | SH02-96550Y3 | 2002 | AOSM | CHWH - ASME/Fired Water Heater | HWSD - Hot Water Dom/Potable | 7/31/2020
Maples at Centennial | 510 Centennial Cir | North Platte | NE | 69101-6586 | Lincoln | NE14386 | Scrapped/Junked | 20008 |  | 1988 | AO SMITH | CHWH - ASME/Fired Water Heater | HWSD - Hot Water Dom/Potable | 7/31/2002
Maples at Centennial | 510 Centennial Cir | North Platte | NE | 69101-6586 | Lincoln | NE26484 | Active | 207609 | 207609 | 2015 | A O Smith | CHWH - ASME/Fired Water Heater | HWSD - Hot Water Dom/Potable | 7/31/2027
Maples at Centennial | 510 Centennial Cir | North Platte | NE | 69101-6586 | Lincoln | NE26485 | Active | 207385 | 207385 | 2015 | A O Smith | CHWH - ASME/Fired Water Heater | HWSD - Hot Water Dom/Potable | 7/31/2027
Maples at Centennial | 510 Centennial Cir | North Platte | NE | 69101-6586 | Lincoln | NE28264 | Active | 256178 | 1925115362144 | 2019 | A O Smith | CHWH - ASME/Fired Water Heater | HWSD - Hot Water Dom/Potable | 7/31/2027
Maples at Centennial | 510 Centennial Cir | North Platte | NE | 69101-6586 | Lincoln | NE35474 | Scrapped/Junked | 20344 | 587-20344-Y3 | 1987 | AOSM | CHWH - ASME/Fired Water Heater | HWSD - Hot Water Dom/Potable | 7/31/2016
Maples at Centennial | 510 Centennial Cir | North Platte | NE | 69101-6586 | Lincoln | NE35475 | Scrapped/Junked | 20007 |  | 1987 | AO SMITH | CHWH - ASME/Fired Water Heater | HWSD - Hot Water Dom/Potable | 7/31/2003
Maples at Centennial | 510 Centennial Cir | North Platte | NE | 69101-6586 | Lincoln | NE35476 | Scrapped/Junked | 20345 |  | 1987 | AO SMITH | CHWH - ASME/Fired Water Heater | HWSD - Hot Water Dom/Potable | 7/31/2005
Maples at Centennial | 510 Centennial Cir | North Platte | NE | 69101-6586 | Lincoln | NE35477 | Inactive | 20346 |  | 1987 | A. O. Smith | CHWH - ASME/Fired Water Heater | HWSD - Hot Water Dom/Potable | 7/31/1999
OREGON TRAIL DEV LLC | 510 E St | Fairbury | NE | 68352-2360 | JEFFERSON | NE30407 | Inactive |  | PFA5 | 1970 | AMERICAN STANDARD |  | STHT - Steam-Heat | 3/31/1995
HOUSE OF TUDOR | 510 Galvin Rd S | Bellevue | NE | 68005-2120 | SARPY | NE13753 | Inactive | 14176 |  | 1966 | FULTON BOILERWORKS | FT - Firetube Boiler | PROC - Process Steam | 3/31/1989
Xpress Wash | 510 Lake Ave | Gothenburg | NE | 69138-2260 | Dawson | NE41353 | Active | 7464 | 20910201912109081 | 2019 | Navien | FT - Firetube Boiler | GLFH - Glycol Floor Heat System | 1/31/2025
HUSKER PRIDE | 510 Main St | Wakefield | NE | 68784-6024 | DIXON | NE16854 | Inactive |  | 7725630 | 1991 | BURNHAM COMM/INDUST |  | HWHT - Hot Water Heat | 10/31/1999
HUSKER PRIDE | 510 Main St | Wakefield | NE | 68784-6024 | DIXON | NE16855 | Inactive |  | 7726364 | 1991 | BURNHAM COMM/INDUST |  | HWHT - Hot Water Heat | 10/31/1999
BIG RED FARM | 510 Main St | Wakefield | NE | 68784-6024 | DIXON | NE07815 | Scrapped/Junked | 2486 |  | 1990 | KEWANEE | FTSM - FTS Marine Dry Back | PROC - Process Steam | 10/31/2002
BIG RED FARM | 510 Main St | Wakefield | NE | 68784-6024 | DIXON | NE17393 | Scrapped/Junked |  | 0007710185 | 1991 | BURNHAM COMM/INDUST |  | HWHT - Hot Water Heat | 10/31/1996
BIG RED FARM | 510 Main St | Wakefield | NE | 68784-6024 | DIXON | NE17394 | Scrapped/Junked |  | 0034000844 | 1993 | BURNHAM COMM/INDUST | WT - Water Tube Boiler | PROC - Process Steam | 10/31/1996
MILTON G WALDBAUM | 510 Main St | Wakefield | NE | 68784-6024 | WAYNE | NE04170 | Scrapped/Junked | 53237 |  | 1982 | CLEAVER BROOKS | FT - Firetube Boiler | PROC - Process Steam | 10/31/1999
FOX & HOUND ENGLISH | 510 N 120th St | Omaha | NE | 68154-4201 | Douglas | NE21870 | Exempt 1999 LB-66 |  | MJ97-0677313970 | 1997 | AO SMITH | AHWH - ANSI/Fired Water Htr | HWSD - Hot Water Dom/Potable | 1/31/2000
St Timothy's Lutheran Church-BMIC#473235 | 510 N 93rd St | Omaha | NE | 68114-2605 | Douglas | NE01695 | Scrapped/Junked | 129680 | S02K0227 | 2002 | WTRP | COBL - Coil Type Boiler | HWHT - Hot Water Heat | 4/30/2019
St Timothy's Lutheran Church-BMIC#473235 | 510 N 93rd St | Omaha | NE | 68114-2605 | Douglas | NE01696 | Scrapped/Junked | 129673 | S02K0225 | 2002 | WTRP | COBL - Coil Type Boiler | HWHT - Hot Water Heat | 4/30/2020
St Timothy's Lutheran Church-BMIC#473235 | 510 N 93rd St | Omaha | NE | 68114-2605 | Douglas | NE01697 | Active | 129427 | S02K0224 | 2002 | WTRP | WT - Water Tube Boiler | HWHT - Hot Water Heat | 4/30/2026
St Timothy's Lutheran Church-BMIC#473235 | 510 N 93rd St | Omaha | NE | 68114-2605 | Douglas | NE28032 | Active | 437605 | G18437605 | 2018 | Laars | WT - Water Tube Boiler | HWHT - Hot Water Heat | 4/30/2026
Juniata Elementary School | 510 N Brass Ave | Juniata | NE | 68955-2215 | Adams | NE17417 | Scrapped/Junked | 59605 | 0292D07729 | 1992 | RHEEM | CHWH - ASME/Fired Water Heater | HWSD - Hot Water Dom/Potable | 7/31/2016
Juniata Elementary School | 510 N Brass Ave | Juniata | NE | 68955-2215 | Adams | NE17418 | Out of Service | 48765 | 0788403872 | 1987 | Ruud-Rheem | CHWH - ASME/Fired Water Heater | HWSD - Hot Water Dom/Potable | 7/31/2012
Juniata Elementary School | 510 N Brass Ave | Juniata | NE | 68955-2215 | Adams | NE33873 | Inactive | 3220 |  | 1962 | KEWANEE | FTFB - Firetube-Firebox Boiler | HWHT - Hot Water Heat | 7/31/2005
Lumen | 510 N D St | Fremont | NE | 68025-5052 | Dodge | NE21231 | Active | n/a | 211-11255-0995 | 1995 | Peerless | CI - Cast Iron | HWHT - Hot Water Heat | 9/30/2026
Cherry County Hospital | 510 N Green St | Valentine | NE | 69201-1932 | Cherry | NE18192 | Active | n/a | P1786 | 1974 | Kewanee | FTFB - Firetube-Firebox Boiler | GLYC - Glycol Bldg Heat Sys | 5/31/2026
Cherry County Hospital | 510 N Green St | Valentine | NE | 69201-1932 | Cherry | NE18193 | Inactive |  | P1784 | 1974 | KEWA | FTFB - Firetube-Firebox Boiler | HWHT - Hot Water Heat | 5/31/2010
Cherry County Hospital | 510 N Green St | Valentine | NE | 69201-1932 | Cherry | NE18194 | Scrapped/Junked | 52235 |  | 1988 | Pvi | CHWH - ASME/Fired Water Heater | HWSD - Hot Water Dom/Potable | 5/31/2010
Cherry County Hospital | 510 N Green St | Valentine | NE | 69201-1932 | Cherry | NE18195 | Scrapped/Junked | 17542 |  | 1992 | A. O. Smith | CHWH - ASME/Fired Water Heater | HWSD - Hot Water Dom/Potable | 5/31/2006
Cherry County Hospital | 510 N Green St | Valentine | NE | 69201-1932 | Cherry | NE19235 | Active | 18062 | 10F-5970 | 2010 | Aldrich | FTFB - Firetube-Firebox Boiler | GLYC - Glycol Bldg Heat Sys | 5/31/2025
Cherry County Hospital | 510 N Green St | Valentine | NE | 69201-1932 | Cherry | NE20224 | Scrapped/Junked | 23613 |  | 1996 | MEDEQUIP | FT - Firetube Boiler | PROC - Process Steam | 5/31/2006
Cherry County Hospital | 510 N Green St | Valentine | NE | 69201-1932 | Cherry | NE22077 | Active | 144644 | GC-32040-005 | 2004 | SUSSMAN | ELBL - Electric Boiler | STER - Sterilizer | 5/31/2026
Cherry County Hospital | 510 N Green St | Valentine | NE | 69201-1932 | Cherry | NE25182 | Active | 94652 | 94652 | 2013 | Getinge | ELBL - Electric Boiler | STER - Sterilizer | 5/31/2026
Cherry County Hospital | 510 N Green St | Valentine | NE | 69201-1932 | Cherry | NE28159 | Active | 235569 | 235569 | 2017 | AO SMITH | CHWH - ASME/Fired Water Heater | HWSD - Hot Water Dom/Potable | 5/31/2026
York County Courthouse | 510 N Lincoln Ave | York | NE | 68467-2945 | York | NE04127 | Scrapped/Junked | 31225 | P9496 | 1978 | Kewanee | FTFB - Firetube-Firebox Boiler | HWHT - Hot Water Heat | 1/31/2012
York County Courthouse | 510 N Lincoln Ave | York | NE | 68467-2945 | York | NE04128 | Scrapped/Junked | 31219 | P9498 | 1978 | Kewanee | FTFB - Firetube-Firebox Boiler | HWHT - Hot Water Heat | 1/31/2012
York County Courthouse | 510 N Lincoln Ave | York | NE | 68467-2945 | York | NE19552 | Scrapped/Junked | 145346 | 145346 | 2010 | A O Smith | FTVT - Firetube Vertical TB | HWSD - Hot Water Dom/Potable | 1/31/2018
York County Courthouse | 510 N Lincoln Ave | York | NE | 68467-2945 | York | NE20191 | Scrapped/Junked | 52779 | F96385891 | 1995 | STAT | CHWH - ASME/Fired Water Heater | HWSD - Hot Water Dom/Potable | 1/31/2011
York County Courthouse | 510 N Lincoln Ave | York | NE | 68467-2945 | York | NE20780 | Scrapped/Junked | 177144/47 | E11H10177144 | 2011 | Lochinvar | WTSS - Watertube SS Steel | HWHT - Hot Water Heat | 1/31/2023
York County Courthouse | 510 N Lincoln Ave | York | NE | 68467-2945 | York | NE20781 | Active | 233368 | F11H11233368 | 2011 | Lochinvar | WTSS - Watertube SS Steel | HWHT - Hot Water Heat | 1/31/2027
York County Courthouse | 510 N Lincoln Ave | York | NE | 68467-2945 | York | NE26917 | Active | 229291 | 1720106183474 | 2017 | A O Smith | CHWH - ASME/Fired Water Heater | HWSD - Hot Water Dom/Potable | 1/31/2027
York County Courthouse | 510 N Lincoln Ave | York | NE | 68467-2945 | York | NE41854 | Active | 21041 | 22F-8949 | 2022 | Aldrich | FTHT - Firetube Horizontal | HWHT - Hot Water Heat | 1/31/2027
Wayne County Courthouse | 510 N Pearl St | Wayne | NE | 68787-1907 | Wayne | NE15082 | Active | 12764 | 56884 | 2002 | Triad Boiler | FTVT - Firetube Vertical TB | HWHT - Hot Water Heat | 4/30/2026
Wayne County Courthouse | 510 N Pearl St | Wayne | NE | 68787-1907 | Wayne | NE16690 | Scrapped/Junked |  | G-6013-R | 1970 | American Standard | CI - Cast Iron | STHT - Steam-Heat | 4/30/2003
Norfolk Junior High | 510 Pasewalk Ave | Norfolk | NE | 68701 | Madison | NE18773 | Scrapped/Junked | 226152 | E10H00226152 | 2010 | Lochinvar | CPFH - Copper Fin Water Heater | HWSD - Hot Water Dom/Potable | 1/31/2020
Norfolk Junior High | 510 Pasewalk Ave | Norfolk | NE | 68701 | Madison | NE18980 | Scrapped/Junked | 8450 | 95-E5299 | 1995 | ALDR | FTFB - Firetube-Firebox Boiler | STHT - Steam-Heat | 1/31/2021
Norfolk Junior High | 510 Pasewalk Ave | Norfolk | NE | 68701 | Madison | NE18981 | Scrapped/Junked | 8451 | 95-E5301 | 1995 | ALDR | FTFB - Firetube-Firebox Boiler | STHT - Steam-Heat | 1/31/2021
Norfolk Junior High | 510 Pasewalk Ave | Norfolk | NE | 68701 | Madison | NE18982 | Scrapped/Junked | 8455 | 95-E5314 | 1995 | ALDR | FTFB - Firetube-Firebox Boiler | STHT - Steam-Heat | 1/31/2021
Norfolk Junior High | 510 Pasewalk Ave | Norfolk | NE | 68701 | Madison | NE18983 | Scrapped/Junked | 56085 | H952399 | 1995 | Loch | CPFT - Horiz Cpr Fin Boiler | HWSD - Hot Water Dom/Potable | 7/31/2010
Norfolk Junior High | 510 Pasewalk Ave | Norfolk | NE | 68701 | Madison | NE27941 | Out of Service | 333450 | 18333450 | 2018 | Lochinvar | CPFT - Horiz Cpr Fin Boiler | HWSD - Hot Water Dom/Potable | 1/31/2021
Norfolk Junior High | 510 Pasewalk Ave | Norfolk | NE | 68701 | Madison | NE28921 | Active | 10629 | 20-HE092160820 | 2020 | Riello | WT - Water Tube Boiler | GLYC - Glycol Bldg Heat Sys | 1/31/2026
Norfolk Junior High | 510 Pasewalk Ave | Norfolk | NE | 68701 | Madison | NE28922 | Active | 10626 | 20-HE092130820 | 2020 | Riello | WT - Water Tube Boiler | GLYC - Glycol Bldg Heat Sys | 1/31/2026
Norfolk Junior High | 510 Pasewalk Ave | Norfolk | NE | 68701 | Madison | NE28923 | Active | 10598 | 20-HE091850820 | 2020 | Riello | WT - Water Tube Boiler | GLYC - Glycol Bldg Heat Sys | 1/31/2026
Norfolk Junior High | 510 Pasewalk Ave | Norfolk | NE | 68701 | Madison | NE28924 | Active | 10627 | 20-HE092140820 | 2020 | Riello | WT - Water Tube Boiler | GLYC - Glycol Bldg Heat Sys | 1/31/2026
Norfolk Junior High | 510 Pasewalk Ave | Norfolk | NE | 68701 | Madison | NE28925 | Active | 10625 | 20-HE092120820 | 2020 | Riello | WT - Water Tube Boiler | GLYC - Glycol Bldg Heat Sys | 1/31/2026
Norfolk Junior High | 510 Pasewalk Ave | Norfolk | NE | 68701 | Madison | NE28926 | Active | 10594 | 20-HE091810820 | 2020 | Riello | WT - Water Tube Boiler | GLYC - Glycol Bldg Heat Sys | 1/31/2026
Norfolk Junior High | 510 Pasewalk Ave | Norfolk | NE | 68701 | Madison | NE28927 | Active | 10630 | 20-HE0921708280 | 2020 | Riello | WT - Water Tube Boiler | GLYC - Glycol Bldg Heat Sys | 1/31/2026
Norfolk Junior High | 510 Pasewalk Ave | Norfolk | NE | 68701 | Madison | NE28928 | Active | 10609 | 20-HE091960820 | 2020 | Riello | WT - Water Tube Boiler | GLYC - Glycol Bldg Heat Sys | 1/31/2026
Norfolk Junior High | 510 Pasewalk Ave | Norfolk | NE | 68701 | Madison | NE28929 | Active | 10611 | 20-HE091980820 | 2020 | Riello | WT - Water Tube Boiler | GLYC - Glycol Bldg Heat Sys | 1/31/2026
Norfolk Junior High | 510 Pasewalk Ave | Norfolk | NE | 68701 | Madison | NE28930 | Active | 10610 | 20-HE091970820 | 2020 | Riello | WT - Water Tube Boiler | GLYC - Glycol Bldg Heat Sys | 1/31/2026
Norfolk Junior High | 510 Pasewalk Ave | Norfolk | NE | 68701 | Madison | NE28931 | Active | 10608 | 20-HE091950820 | 2020 | Riello | WT - Water Tube Boiler | GLYC - Glycol Bldg Heat Sys | 1/31/2026
Norfolk Junior High | 510 Pasewalk Ave | Norfolk | NE | 68701 | Madison | NE28932 | Active | 10593 | 20-HE091800820 | 2020 | Riello | WT - Water Tube Boiler | GLYC - Glycol Bldg Heat Sys | 1/31/2026
Norfolk Junior High | 510 Pasewalk Ave | Norfolk | NE | 68701 | Madison | NE29035 | Active | 502801 | D1.20.33.00113 | 2020 | Lochinvar | WTSS - Watertube SS Steel | HWSD - Hot Water Dom/Potable | 1/31/2026
Norfolk Junior High | 510 Pasewalk Ave | Norfolk | NE | 68701 | Madison | NE33762 | Inactive |  |  | 1922 | KEWANEE | FT - Firetube Boiler | STHT - Steam-Heat | 7/31/2000
Norfolk Junior High | 510 Pasewalk Ave | Norfolk | NE | 68701 | Madison | NE33763 | Inactive |  |  | 1922 | KEWANEE | FT - Firetube Boiler | STHT - Steam-Heat | 7/31/2000
Redeemer Lutheran Church | 510 S 33rd St | Lincoln | NE | 68510-3304 | Lancaster | NE28507 | Active | 247177 | 17.PG16.01.0100 | 2017 | Lochinvar | FTVT - Firetube Vertical TB | HWHS - Hotwater Heat Sidewalks | 12/31/2026
UNMC East Utility Plant | 510 S 40th St | Omaha | NE | 68198-0001 | Douglas | NE01996 | Active | 16333 | B060020 | 2006 | Precision | ELBL - Electric Boiler | BSUP - Bldg Heat & Process | 5/31/2026
UNMC East Utility Plant | 510 S 40th St | Omaha | NE | 68198-0001 | Douglas | NE01997 | Active | 16347 | B060021 | 2006 | Precision | ELBL - Electric Boiler | BSUP - Bldg Heat & Process | 5/31/2026
Central Elementary School | 510 W 22nd Ave | Bellevue | NE | 68005-5052 | Sarpy | NE06750 | Scrapped/Junked | na | 19A-10-050867 | 2005 | SMIT | CI - Cast Iron | STHT - Steam-Heat | 7/31/2019
Central Elementary School | 510 W 22nd Ave | Bellevue | NE | 68005-5052 | Sarpy | NE12089 | Scrapped/Junked | 1050 | LPE165.5-15-7M | 2003 | Hurst | FTWB - FTS Marine Wet Back | STHT - Steam-Heat | 7/31/2019
Central Elementary School | 510 W 22nd Ave | Bellevue | NE | 68005-5052 | Sarpy | NE19738 | Exempt 1999 LB-66 |  | 000000000003283 | 1983 | RUUD | AHWH - ANSI/Fired Water Htr | HWSD - Hot Water Dom/Potable | 7/31/1999
Central Elementary School | 510 W 22nd Ave | Bellevue | NE | 68005-5052 | Sarpy | NE32061 | Scrapped/Junked |  | 00000H9620 | 1956 | KEWANEE | FT - Firetube Boiler | STHT - Steam-Heat | 7/31/2003
Central Elementary School | 510 W 22nd Ave | Bellevue | NE | 68005-5052 | Sarpy | NE34593 | Scrapped/Junked | 31296 | P9526 | 1978 | KEWANEE | FTFB - Firetube-Firebox Boiler | STHT - Steam-Heat | 7/31/2006
Fairfield Inn & Suites | 510 W Talmadge Rd | Kearney | NE | 68845-7800 | Buffalo | NE20583 | Scrapped/Junked | 155832 | 155832 | 2011 | A O Smith | CHWH - ASME/Fired Water Heater | HWSD - Hot Water Dom/Potable | 9/30/2020
Fairfield Inn & Suites | 510 W Talmadge Rd | Kearney | NE | 68845-7800 | Buffalo | NE28386 | Active | 265016 | 2005118014379 | 2020 | A O Smith | CHWH - ASME/Fired Water Heater | HWSD - Hot Water Dom/Potable | 4/30/2027
OHA/Florence Tower Apts | 5100 Florence Blvd | Omaha | NE | 68110-5346 | Douglas | NE07601 | Scrapped/Junked | 84821 | 84821 | 2004 | AOSM | CHWH - ASME/Fired Water Heater | HWSD - Hot Water Dom/Potable | 3/31/2009
OHA/Florence Tower Apts | 5100 Florence Blvd | Omaha | NE | 68110-5346 | Douglas | NE30542 | Active | n/a | 211A15W7924 | 1993 | Peerless | CI - Cast Iron | HWHT - Hot Water Heat | 3/31/2026
OHA/Florence Tower Apts | 5100 Florence Blvd | Omaha | NE | 68110-5346 | Douglas | NE30543 | Active | n/a | 211A15W7925 | 1993 | Peerless | CI - Cast Iron | HWHT - Hot Water Heat | 3/31/2026
OHA/Florence Tower Apts | 5100 Florence Blvd | Omaha | NE | 68110-5346 | Douglas | NE30544 | Scrapped/Junked | 25494 | HK9837047 | 1991 | Loch | CHWH - ASME/Fired Water Heater | HWSD - Hot Water Dom/Potable | 3/31/2008
OHA/Florence Tower Apts | 5100 Florence Blvd | Omaha | NE | 68110-5346 | Douglas | NE30545 | Scrapped/Junked | 25492 | 9837045 | 1991 | LOCHINVAR | CHWH - ASME/Fired Water Heater | HWSD - Hot Water Dom/Potable | 3/31/2008
OHA/Florence Tower Apts | 5100 Florence Blvd | Omaha | NE | 68110-5346 | Douglas | NE30546 | Scrapped/Junked | 25499 | 9837041 | 1991 | LOCHINVAR | CHWH - ASME/Fired Water Heater | HWSD - Hot Water Dom/Potable | 3/31/2004
GREATER OMAHA PACKING CO | 5100 S 26th St | Omaha | NE | 68107-2731 | Douglas | NE02844 | Inactive | 20870 |  | 1961 | KEWANEE | FT - Firetube Boiler | PROC - Process Steam | 7/31/2000
GREATER OMAHA PACKING CO | 5100 S 26th St | Omaha | NE | 68107-2731 | Douglas | NE02947 | Inactive | 24338 |  | 1963 | KEWANEE | FT - Firetube Boiler | PROC - Process Steam | 7/31/2000
Mockingbird Elementary | 5100 S 93rd St | Ralston | NE | 68127-2472 | Douglas | NE07370 | Scrapped/Junked | n/a | 1060-06-0013 | 2006 | Aerco International | CALU - Cast Aluminum | HWHT - Hot Water Heat | 6/30/2024
Mockingbird Elementary | 5100 S 93rd St | Ralston | NE | 68127-2472 | Douglas | NE07371 | Scrapped/Junked | n/a | 1060-06-0015 | 2006 | Aerco International | CALU - Cast Aluminum | HWHT - Hot Water Heat | 6/30/2024
Mockingbird Elementary | 5100 S 93rd St | Ralston | NE | 68127-2472 | Douglas | NE07372 | Scrapped/Junked | 17369 | M049730 | 2007 | PREC | ELBL - Electric Boiler | HWHT - Hot Water Heat | 6/30/2024
Mockingbird Elementary | 5100 S 93rd St | Ralston | NE | 68127-2472 | Douglas | NE31599 | Scrapped/Junked |  | M4152 | 1963 | KEWA | FTSM - FTS Marine Dry Back | HWHT - Hot Water Heat | 6/30/2007
Mockingbird Elementary | 5100 S 93rd St | Ralston | NE | 68127-2472 | Douglas | NE34367 | Scrapped/Junked | 47162 | 36200 | 1988 | CLVR | FT - Firetube Boiler | 0021 - Steam Supp Cooker/Kettle | 6/30/2009
Mockingbird Elementary | 5100 S 93rd St | Ralston | NE | 68127-2472 | Douglas | NE34386 | Scrapped/Junked |  | M4152 | 1967 | KEWANEE | FTSM - FTS Marine Dry Back | HWHT - Hot Water Heat | 6/30/2007
Mockingbird Elementary | 5100 S 93rd St | Ralston | NE | 68127-2472 | Douglas | NE34797 | Scrapped/Junked |  | 85229 | 1964 | RUUD | FT - Firetube Boiler | HWSD - Hot Water Dom/Potable | 6/30/2006
Mockingbird Elementary | 5100 S 93rd St | Ralston | NE | 68127-2472 | Douglas | NE34798 | Scrapped/Junked |  | 85227 | 1964 | RUUD | FT - Firetube Boiler | HWSD - Hot Water Dom/Potable | 6/30/2004
Mockingbird Elementary | 5100 S 93rd St | Ralston | NE | 68127-2472 | Douglas | NE34799 | Scrapped/Junked | 24885 | 0279405213 | 1979 | RHEEM | CHWH - ASME/Fired Water Heater | HWSD - Hot Water Dom/Potable | 6/30/2020
Mockingbird Elementary | 5100 S 93rd St | Ralston | NE | 68127-2472 | Douglas | NE43058 | Active | 8829 | F10614849A | 2022 | Fulton | FTUT - Firetube U-Tube Vert | HWHT - Hot Water Heat | 2/28/2025
Mockingbird Elementary | 5100 S 93rd St | Ralston | NE | 68127-2472 | Douglas | NE43059 | Active | 8828 | F10614686A | 2022 | Fulton | FTUT - Firetube U-Tube Vert | HWHT - Hot Water Heat | 2/28/2025
Edward "Babe" Gomez Elementary | 5101 S 17th St | Omaha | NE | 68107-3047 | Douglas | NE25907 | Active | 156206 | F03H00155207 | 2003 | Lochinvar | WT - Water Tube Boiler | HWHT - Hot Water Heat | 12/31/2025
TKC Capitol Ave Apts | 5102 Capitol Ave | Omaha | NE | 68132-2870 | Douglas | NE04420 | Active | NA | 1087 | 1988 | Peerless | CI - Cast Iron | STHT - Steam-Heat | 1/31/2026
Progressive Protein LLC | 5102 S 26th St | Omaha | NE | 68107-2731 | Douglas | NE17789 | Active | 14745 | S2500-150-95 | 2008 | Hurst | FTSM - FTS Marine Dry Back | PROC - Process Steam | 7/31/2026
Progressive Protein LLC | 5102 S 26th St | Omaha | NE | 68107-2731 | Douglas | NE27101 | Active | 18326 | 18326 | 2016 | Superior Boiler Works | FT - Firetube Boiler | PROC - Process Steam | 7/31/2026
Progressive Protein LLC | 5102 S 26th St | Omaha | NE | 68107-2731 | Douglas | NE27102 | Active | 18325 | 18325 | 2016 | Superior Boiler Works | FT - Firetube Boiler | PROC - Process Steam | 7/31/2026
GOLDS GYM | 5103 S 108th St | Omaha | NE | 68137-6313 | Douglas | NE21288 | Exempt 1999 LB-66 |  | E95733160 | 1995 | STATE INDUSTRIES | AHWH - ANSI/Fired Water Htr | HWSD - Hot Water Dom/Potable | 1/31/2000
GOLDS GYM | 5103 S 108th St | Omaha | NE | 68137-6313 | Douglas | NE21289 | Scrapped/Junked |  |  | 1988 | COMFORT ZONE | WT - Water Tube Boiler | SPAJ - Spa/Jacuzzi Heater | 5/31/2004
GOLDS GYM | 5103 S 108th St | Omaha | NE | 68137-6313 | Douglas | NE21290 | Exempt 1999 LB-66 |  | B-8803130 | 1988 | COMFORT ZONE | WT - Water Tube Boiler | SPAJ - Spa/Jacuzzi Heater | 8/31/2001
CAMBRIDGE APARTMENTS | 5104 S 98th Plz | Omaha | NE | 68127-2225 | Douglas | NE21375 | Exempt 1999 LB-66 |  | 5166 | 1996 | AO SMITH | AHWH - ANSI/Fired Water Htr | HWSD - Hot Water Dom/Potable | 8/31/1999
Monroe Middle School | 5105 Bedford Ave | Omaha | NE | 68104-3546 | Douglas | NE00560 | Scrapped/Junked | 163298 | 163298 | 1999 | RAYPAK INC, CALIFORNIA | CPFT - Horiz Cpr Fin Boiler | HWSD - Hot Water Dom/Potable | 12/31/2007
Monroe Middle School | 5105 Bedford Ave | Omaha | NE | 68104-3546 | Douglas | NE00561 | Scrapped/Junked | 163299 |  | 1999 | RAYPAK INC, CALIFORNIA | CPFT - Horiz Cpr Fin Boiler | HWSD - Hot Water Dom/Potable | 12/31/2007
Monroe Middle School | 5105 Bedford Ave | Omaha | NE | 68104-3546 | Douglas | NE12609 | Scrapped/Junked | 272754 | 0710272754 | 2007 | RAYP | CPPH - Ansi Cpr Fin Pool Heater | IPHT - Indoor Pool Heater | 12/31/2023
Monroe Middle School | 5105 Bedford Ave | Omaha | NE | 68104-3546 | Douglas | NE12610 | Scrapped/Junked | 272952 | 07102729522 | 2007 | RAYP | CPPH - Ansi Cpr Fin Pool Heater | IPHT - Indoor Pool Heater | 12/31/2023
Monroe Middle School | 5105 Bedford Ave | Omaha | NE | 68104-3546 | Douglas | NE23187 | Active | 9194 | n/a | 1997 | ALES | FTVT - Firetube Vertical TB | HWHT - Hot Water Heat | 12/31/2025
Monroe Middle School | 5105 Bedford Ave | Omaha | NE | 68104-3546 | Douglas | NE23188 | Active | 9187 | n/a | 1997 | ALES | FTVT - Firetube Vertical TB | HWHT - Hot Water Heat | 12/31/2025
Monroe Middle School | 5105 Bedford Ave | Omaha | NE | 68104-3546 | Douglas | NE23189 | Active | 9195 | n/a | 1997 | ALES | FTVT - Firetube Vertical TB | HWHT - Hot Water Heat | 12/31/2025
Monroe Middle School | 5105 Bedford Ave | Omaha | NE | 68104-3546 | Douglas | NE23190 | Active | 9193 | n/a | 1997 | ALES | FTVT - Firetube Vertical TB | HWHT - Hot Water Heat | 12/31/2025
Monroe Middle School | 5105 Bedford Ave | Omaha | NE | 68104-3546 | Douglas | NE23191 | Active | 141291 | n/a | 1997 | RAYP | CPFT - Horiz Cpr Fin Boiler | HWSD - Hot Water Dom/Potable | 12/31/2025
Monroe Middle School | 5105 Bedford Ave | Omaha | NE | 68104-3546 | Douglas | NE23192 | Active | 141292 | n/a | 1997 | RAYP | CPFT - Horiz Cpr Fin Boiler | HWSD - Hot Water Dom/Potable | 12/31/2025
Monroe Middle School | 5105 Bedford Ave | Omaha | NE | 68104-3546 | Douglas | NE43219 | Active | 424380 | 24424380 | 2024 | Lochinvar | CPPH - Ansi Cpr Fin Pool Heater | IPHT - Indoor Pool Heater | 12/31/2025
Monroe Middle School | 5105 Bedford Ave | Omaha | NE | 68104-3546 | Douglas | NE43220 | Active | 424381 | 24424381 | 2024 | Lochinvar | CPPH - Ansi Cpr Fin Pool Heater | IPHT - Indoor Pool Heater | 12/31/2025
CAMBRIDGE APARTMENTS | 5105 S 97th Plz | Omaha | NE | 68127-2244 | Douglas | NE21373 | Exempt 1999 LB-66 |  | 2203 | 1972 | RUUD | AHWH - ANSI/Fired Water Htr | HWSD - Hot Water Dom/Potable | 8/31/1999
FOUR SEASONS APARTMENTS | 5106 Grover St | Omaha | NE | 68106-3873 | Douglas | NE22973 | Exempt 1999 LB-66 |  | 369-71885 | 1989 | RUUD | AHWH - ANSI/Fired Water Htr | HWSD - Hot Water Dom/Potable | 4/30/2000
FOUR SEASONS APARTMENTS | 5106 Grover St | Omaha | NE | 68106-3873 | Douglas | NE22974 | Exempt 1999 LB-66 |  | 1097G05301 | 1997 | RUUD | AHWH - ANSI/Fired Water Htr | HWSD - Hot Water Dom/Potable | 4/30/2000
FOUR SEASONS APARTMENTS | 5106 Grover St | Omaha | NE | 68106-3873 | Douglas | NE22975 | Exempt 1999 LB-66 |  | G90973045 | 1992 | STATE INDUSTRIES | AHWH - ANSI/Fired Water Htr | HWSD - Hot Water Dom/Potable | 4/30/2000
FOUR SEASONS APARTMENTS | 5106 Grover St | Omaha | NE | 68106-3873 | Douglas | NE22976 | Exempt 1999 LB-66 |  | 297837145 | 1997 | STATE INDUSTRIES | AHWH - ANSI/Fired Water Htr | HWSD - Hot Water Dom/Potable | 4/30/2000
FOUR SEASONS APARTMENTS | 5106 Grover St | Omaha | NE | 68106-3873 | Douglas | NE22977 | Exempt 1999 LB-66 |  | ME96-0522282960 | 1996 | AO SMITH | AHWH - ANSI/Fired Water Htr | HWSD - Hot Water Dom/Potable | 4/30/2000
FOUR SEASONS APARTMENTS | 5106 Grover St | Omaha | NE | 68106-3873 | Douglas | NE22978 | Exempt 1999 LB-66 |  | MM96-0608010960 | 1996 | AO SMITH | AHWH - ANSI/Fired Water Htr | HWSD - Hot Water Dom/Potable | 4/30/2000
FOUR SEASONS APARTMENTS | 5106 Grover St | Omaha | NE | 68106-3873 | Douglas | NE22979 | Exempt 1999 LB-66 |  | MG91-0202688880 | 1991 | AO SMITH | AHWH - ANSI/Fired Water Htr | HWSD - Hot Water Dom/Potable | 4/30/2000
FOUR SEASONS APARTMENTS | 5106 Grover St | Omaha | NE | 68106-3873 | Douglas | NE22980 | Exempt 1999 LB-66 |  | 0481403386 | 1989 | RHEEM MANUFACTURING CO | AHWH - ANSI/Fired Water Htr | HWSD - Hot Water Dom/Potable | 4/30/2000
FOUR SEASONS APARTMENTS | 5106 Grover St | Omaha | NE | 68106-3873 | Douglas | NE22982 | Exempt 1999 LB-66 |  | 0488403233 | 1988 | RUUD | AHWH - ANSI/Fired Water Htr | HWSD - Hot Water Dom/Potable | 4/30/2000
FOUR SEASONS APARTMENTS | 5106 Grover St | Omaha | NE | 68106-3873 | Douglas | NE22983 | Exempt 1999 LB-66 |  | 1285401223 | 1987 | RUUD | AHWH - ANSI/Fired Water Htr | HWSD - Hot Water Dom/Potable | 4/30/2000
FOUR SEASONS APARTMENTS | 5106 Grover St | Omaha | NE | 68106-3873 | Douglas | NE22984 | Exempt 1999 LB-66 |  | A91710691 | 1996 | STATE INDUSTRIES | AHWH - ANSI/Fired Water Htr | HWSD - Hot Water Dom/Potable | 4/30/2000
FOUR SEASONS APARTMENTS | 5106 Grover St | Omaha | NE | 68106-3873 | Douglas | NE22985 | Exempt 1999 LB-66 |  | 0982403886 | 1990 | RHEEM MANUFACTURING CO | AHWH - ANSI/Fired Water Htr | HWSD - Hot Water Dom/Potable | 4/30/2000
FOUR SEASONS APARTMENTS | 5106 Grover St | Omaha | NE | 68106-3873 | Douglas | NE22986 | Exempt 1999 LB-66 |  | 0982403887 | 1989 | RHEEM MANUFACTURING CO | AHWH - ANSI/Fired Water Htr | HWSD - Hot Water Dom/Potable | 4/30/2000
FOUR SEASONS APARTMENTS | 5106 Grover St | Omaha | NE | 68106-3873 | Douglas | NE22987 | Exempt 1999 LB-66 |  | 0487404190 | 1987 | RUUD | AHWH - ANSI/Fired Water Htr | HWSD - Hot Water Dom/Potable | 4/30/2000
FOUR SEASONS APARTMENTS | 5106 Grover St | Omaha | NE | 68106-3873 | Douglas | NE24767 | Exempt 1999 LB-66 |  | 0398G03751 | 1998 | RUUD | AHWH - ANSI/Fired Water Htr | HWSD - Hot Water Dom/Potable | 4/30/2000
WASH WORLD | 5106 S 108th St | Omaha | NE | 68137-2360 | Douglas | NE23131 | Scrapped/Junked | 17558 | AJH35.2813 | 1992 | WEBEN JARCO | COBL - Coil Type Boiler | HWSD - Hot Water Dom/Potable | 2/28/2005
WASH WORLD | 5106 S 108th St | Omaha | NE | 68137-2360 | Douglas | NE23132 | Scrapped/Junked | 17590 |  | 1992 | WEBEN JARCO | COBL - Coil Type Boiler | HWSD - Hot Water Dom/Potable | 2/28/2005
CAMBRIDGE APARTMENTS | 5106 S 97th Plz | Omaha | NE | 68127-2247 | Douglas | NE21391 | Exempt 1999 LB-66 |  | 2684 | 1993 | AO SMITH | AHWH - ANSI/Fired Water Htr | HWSD - Hot Water Dom/Potable | 8/31/1999
CAMBRIDGE APARTMENTS | 5107 S 98th Plz | Omaha | NE | 68127-2228 | Douglas | NE21377 | Exempt 1999 LB-66 |  | 1159 | 1993 | AO SMITH | AHWH - ANSI/Fired Water Htr | HWSD - Hot Water Dom/Potable | 8/31/1999
Christian Book & Gift | 511 Court St | Beatrice | NE | 68310-3923 | GAGE | NE04007 | Inactive | 92514 |  | 1977 | ELECTRO-STEAM GENERATOR | ELBL - Electric Boiler | PROC - Process Steam | 6/30/1996
Christian Book & Gift | 511 Court St | Beatrice | NE | 68310-3923 | GAGE | NE30591 | Scrapped/Junked | n/a | S0412G1B0 | 1940 | AMRA | CI - Cast Iron | STHT - Steam-Heat | 11/30/2023
ELEMENTIS LTP INC. | 511 N 20th St | Dakota City | NE | 68731-5113 | DAKOTA | NE02133 | Inactive | 68354 |  | 1989 | CLEAVER BROOKS | FT - Firetube Boiler | PROC - Process Steam | 7/31/2000
Trinity United Methodist Church-BMIC#471356 | 511 N Elm St | Grand Island | NE | 68801-4599 | Hall | NE03680 | Scrapped/Junked |  | K600 | 1969 | WEBEN JARCO | COBL - Coil Type Boiler | HWHT - Hot Water Heat | 8/31/2003
Trinity United Methodist Church-BMIC#471356 | 511 N Elm St | Grand Island | NE | 68801-4599 | Hall | NE12105 | Active | 212213 | 0310212213 | 2003 | Raypak | CPFT - Horiz Cpr Fin Boiler | HWHT - Hot Water Heat | 12/31/2025
Trinity United Methodist Church-BMIC#471356 | 511 N Elm St | Grand Island | NE | 68801-4599 | Hall | NE12106 | Scrapped/Junked | 212212 | 0310212212 | 2003 | Raypak | CPFT - Horiz Cpr Fin Boiler | HWHT - Hot Water Heat | 12/31/2020
Trinity United Methodist Church-BMIC#471356 | 511 N Elm St | Grand Island | NE | 68801-4599 | Hall | NE31906 | Inactive |  | GWP-7 | 1969 | AMERICAN STANDARD |  | HWHT - Hot Water Heat | 8/31/2001
Trinity United Methodist Church-BMIC#471356 | 511 N Elm St | Grand Island | NE | 68801-4599 | Hall | NE31907 | Scrapped/Junked |  | GWP-7 | 1968 | AMERICAN STANDARD |  | HWHT - Hot Water Heat | 8/31/2003
Trinity United Methodist Church-BMIC#471356 | 511 N Elm St | Grand Island | NE | 68801-4599 | Hall | NE37261 | Scrapped/Junked |  | 8-66 | 1988 | AMERICAN STANDARD |  | HWHT - Hot Water Heat | 8/31/2003
Trinity United Methodist Church-BMIC#471356 | 511 N Elm St | Grand Island | NE | 68801-4599 | Hall | NE37262 | Inactive |  | J0745 | 1969 | AO SMITH | WT - Water Tube Boiler | HWSD - Hot Water Dom/Potable | 8/31/2001
Keith County Courthouse | 511 N Spruce St | Ogallala | NE | 69153-2146 | Keith | NE35263 | Active | na | L5715 | 1962 | Kewanee | FTFB - Firetube-Firebox Boiler | HWHT - Hot Water Heat | 11/30/2026
OLD DAWSON VERDON SCHOOL | 511 NEMAHA | DAWSON | NE | 68337 | RICHARDSON | NE18577 | Inactive | 6256 | E60075 | 1975 | VULCRAFT | ELBL - Electric Boiler | HWSD - Hot Water Dom/Potable | 8/31/2004
OLD DAWSON VERDON SCHOOL | 511 NEMAHA | DAWSON | NE | 68337 | RICHARDSON | NE32978 | Inactive |  | 7FDA-2858 | 1982 | PEERLESS HEATER COMPANY |  | STHT - Steam-Heat | 8/31/2004
NEBRASKALAND TIRE | 511 Plum Creek Pkwy | Lexington | NE | 68850-2401 | DAWSON | NE13990 | Inactive | 29876 |  | 1972 | PM LATTNER MFR COMPANY | FT - Firetube Boiler | PROC - Process Steam | 6/30/2001
Christ Lutheran School-BMIC#473173 | 511 S 5th St | Norfolk | NE | 68701-5278 | Madison | NE19027 | Out of Service | N/A | 607878 | 2009 | Peerless | CI - Cast Iron | STHT - Steam-Heat | 11/30/2019
Christ Lutheran School-BMIC#473173 | 511 S 5th St | Norfolk | NE | 68701-5278 | Madison | NE23040 | Inactive |  | 6128446-0784 | 1989 | Peerless | CI - Cast Iron | HWHT - Hot Water Heat | 2/28/2006
Trumbull Community Center | 511 Vernon | Trumbull | NE | 68980 | Clay | NE16278 | Scrapped/Junked |  | 26668 | 1982 | AO SMITH | CHWH - ASME/Fired Water Heater | HWSD - Hot Water Dom/Potable | 6/30/1999
Trumbull Community Center | 511 Vernon | Trumbull | NE | 68980 | Clay | NE32364 | Inactive |  | 10-309 | 1969 | US RADIATOR |  | STHT - Steam-Heat | 6/30/2004
Trumbull Community Center | 511 Vernon | Trumbull | NE | 68980 | Clay | NE32657 | Out of Service | n/a | M9960 | 1965 | Kewanee | FTFB - Firetube-Firebox Boiler | HWHT - Hot Water Heat | 1/31/2023
Community Christian School - BMIC#408037 | 511 W 14th St | Scottsbluff | NE | 69361-3009 | Scotts Bluff | NE02338 | Active | N/A | 211A1 | 2003 | Peerless | CI - Cast Iron | STHT - Steam-Heat | 10/31/2026
Community Christian School - BMIC#408037 | 511 W 14th St | Scottsbluff | NE | 69361-3009 | Scotts Bluff | NE04909 | Scrapped/Junked |  | 21539 | 1985 | Dayn |  |  | 10/31/2003
Community Christian School - BMIC#408037 | 511 W 14th St | Scottsbluff | NE | 69361-3009 | Scotts Bluff | NE31317 | Scrapped/Junked |  | 1220 | 1960 | Amst | CI - Cast Iron |  | 10/31/2003
Willard Sorority | 5110 Madison Ave | Lincoln | NE | 68504-2747 | Lancaster | NE10522 | Scrapped/Junked | 60089 | LC011017810 | 2001 | AOSM | CHWH - ASME/Fired Water Heater | HWSD - Hot Water Dom/Potable | 10/31/2014
Willard Sorority | 5110 Madison Ave | Lincoln | NE | 68504-2747 | Lancaster | NE40452 | Scrapped/Junked | n/a | 50B-3022 | 1960 | PEER | CI - Cast Iron | HWHT - Hot Water Heat | 10/31/2013
Willard Sorority | 5110 Madison Ave | Lincoln | NE | 68504-2747 | Lancaster | NE40453 | Scrapped/Junked |  | RUN0187404087 | 1987 | RUUD | AHWH - ANSI/Fired Water Htr | HWSD - Hot Water Dom/Potable | 4/30/2003
ZAG Apartments | 5110 Mayberry St | Omaha | NE | 68106-1772 | Douglas | NE27197 | Active | 457792 | 1801457792 | 2018 | Raypak | CPPH - Ansi Cpr Fin Pool Heater | OPHT - Outdoor Pool Heater | 6/30/2026
Robert Ackerman Elementary | 5110 S 156th St | Omaha | NE | 68135-1008 | Douglas | NE17792 | Active | 44967 | G-06-0885 | 2006 | Aerco | FT - Firetube Boiler | HWHT - Hot Water Heat | 8/31/2026
Robert Ackerman Elementary | 5110 S 156th St | Omaha | NE | 68135-1008 | Douglas | NE17793 | Active | 44968 | G-06-0886 | 2006 | Aerco | FT - Firetube Boiler | HWHT - Hot Water Heat | 8/31/2026
SouthView Heights Inc | 5110 S 49th St | Omaha | NE | 68117-2159 | Douglas | NE07845 | Active | 7919 | 884 | 1987 | WEBJ | COBL - Coil Type Boiler | HWSD - Hot Water Dom/Potable | 3/31/2026
City of Omaha-Milton Abraham Library | 5111 N 90th St | Omaha | NE | 68134-2829 | Douglas | NE42801 | Active | 19515 | 21-HE180372921 | 2021 | RIELLO | WTSS - Watertube SS Steel | HWHT - Hot Water Heat | 9/30/2026
City of Omaha-Milton Abraham Library | 5111 N 90th St | Omaha | NE | 68134-2829 | Douglas | NE42802 | Active | 19454 | 21-HE179762921 | 2021 | RIELLO | WTSS - Watertube SS Steel | HWHT - Hot Water Heat | 9/30/2026
City of Omaha-Milton Abraham Library | 5111 N 90th St | Omaha | NE | 68134-2829 | Douglas | NE42803 | Active | 19506 | 21-HE180282921 | 2021 | RIELLO | WTSS - Watertube SS Steel | HWHT - Hot Water Heat | 9/30/2026
CAMBRIDGE APARTMENTS | 5112 S 97th Plz | Omaha | NE | 68127-2248 | Douglas | NE21390 | Exempt 1999 LB-66 |  | 3217 | 1993 | AO SMITH | AHWH - ANSI/Fired Water Htr | HWSD - Hot Water Dom/Potable | 8/31/1999
Stone Creek Villas | 5113 N 158th Ave | Omaha | NE | 68116-8825 | Douglas | NE02370 | Active | 219232 | 0403219232 | 2004 | Raypak | CPFH - Copper Fin Water Heater | OPHT - Outdoor Pool Heater | 5/31/2026
Stone Creek Villas | 5113 N 158th Ave | Omaha | NE | 68116-8825 | Douglas | NE02371 | Scrapped/Junked | 221857 | 0405221857 | 2004 | Raypak | CPFH - Copper Fin Water Heater | SPAJ - Spa/Jacuzzi Heater | 5/31/2019
Stone Creek Villas | 5113 N 158th Ave | Omaha | NE | 68116-8825 | Douglas | NE43512 | Active | 588146 | 2316558146 | 2023 | Raypak | CPPH - Ansi Cpr Fin Pool Heater | OPHT - Outdoor Pool Heater | 5/31/2025
CAMBRIDGE APARTMENTS | 5113 S 97th Plz | Omaha | NE | 68127-2246 | Douglas | NE21374 | Exempt 1999 LB-66 |  | 5178 | 1996 | AO SMITH | AHWH - ANSI/Fired Water Htr | HWSD - Hot Water Dom/Potable | 8/31/1999
CAMBRIDGE APARTMENTS | 5113 S 98th Plz | Omaha | NE | 68127-2229 | Douglas | NE21378 | Exempt 1999 LB-66 |  | 34774 | 1998 | BRADFORD-WHITE | AHWH - ANSI/Fired Water Htr | HWSD - Hot Water Dom/Potable | 8/31/1999
Loup Power District | 51137 N Impala Ln | Genoa | NE | 68640-4112 | Nance | NE25345 | Scrapped/Junked | 24008 | 64511 | 1987 | Bryant | FT - Firetube Boiler | PROC - Process Steam | 10/31/2019
Loup Power District | 51137 N Impala Ln | Genoa | NE | 68640-4112 | Nance | NE29091 | Active | 134 | B642 | 2019 | York Shipley | FTHT - Firetube Horizontal | STMG - Steam Generator | 1/31/2027
CAMBRIDGE APARTMENTS | 5114 S 98th Plz | Omaha | NE | 68127-2220 | Douglas | NE21376 | Exempt 1999 LB-66 |  | 6533 | 1998 | BRADFORD-WHITE | AHWH - ANSI/Fired Water Htr | HWSD - Hot Water Dom/Potable | 8/31/1999
Arbor View Elementary | 5115 N 208th St | Elkhorn | NE | 68022-5270 | Douglas | NE26394 | Active | 196549 | 26394 | 2014 | AO SMITH | COND - Condenser | HWDP - Hotwater Heat & Dom Supply | 7/31/2027
Hexagon Agility | 5117 NW 40th St | Lincoln | NE | 68524-2221 | Lancaster | NE28817 | Active | 54786 | 54786 | 2020 | CP IND | HTNK - Horizontal UFPV | PROD - Product Testing | 8/31/2026
Hexagon Agility | 5117 NW 40th St | Lincoln | NE | 68524-2221 | Lancaster | NE28818 | Active | 54768 | 54768 | 2020 | CP IND | HTNK - Horizontal UFPV | PROD - Product Testing | 8/31/2026
Hexagon Agility | 5117 NW 40th St | Lincoln | NE | 68524-2221 | Lancaster | NE28819 | Active | 54771 | 54771 | 2020 | CP IND | HTNK - Horizontal UFPV | PROD - Product Testing | 8/31/2026
Hexagon Agility | 5117 NW 40th St | Lincoln | NE | 68524-2221 | Lancaster | NE28820 | Active | 54789 | 54789 | 2020 | CP IND | HTNK - Horizontal UFPV | PROD - Product Testing | 8/31/2026
Hexagon Agility | 5117 NW 40th St | Lincoln | NE | 68524-2221 | Lancaster | NE28821 | Active | 54769 | 54769 | 2020 | CP IND | HTNK - Horizontal UFPV | PROD - Product Testing | 8/31/2026
Hexagon Agility | 5117 NW 40th St | Lincoln | NE | 68524-2221 | Lancaster | NE28822 | Active | 54817 | 54817 | 2020 | CP IND | HTNK - Horizontal UFPV | PROD - Product Testing | 8/31/2026
Hexagon Agility | 5117 NW 40th St | Lincoln | NE | 68524-2221 | Lancaster | NE28823 | Active | 54785 | 54785 | 2020 | CP IND | HTNK - Horizontal UFPV | PROD - Product Testing | 8/31/2026
Hexagon Agility | 5117 NW 40th St | Lincoln | NE | 68524-2221 | Lancaster | NE28824 | Active | 54767 | 54767 | 2020 | CP IND | HTNK - Horizontal UFPV | PROD - Product Testing | 8/31/2026
Hexagon Agility | 5117 NW 40th St | Lincoln | NE | 68524-2221 | Lancaster | NE28825 | Active | 54816 | 54816 | 2020 | CP IND | HTNK - Horizontal UFPV | PROD - Product Testing | 8/31/2026
Hexagon Agility | 5117 NW 40th St | Lincoln | NE | 68524-2221 | Lancaster | NE28901 | Active | 54766 | 54766 | 2020 | CP IND | HTNK - Horizontal UFPV | PROD - Product Testing | 8/31/2026
Hexagon Agility | 5117 NW 40th St | Lincoln | NE | 68524-2221 | Lancaster | NE28902 | Active | 54770 | 54770 | 2020 | CP IND | HTNK - Horizontal UFPV | PROD - Product Testing | 8/31/2026
Hexagon Agility | 5117 NW 40th St | Lincoln | NE | 68524-2221 | Lancaster | NE28903 | Active | 54765 | 54765 | 2020 | CP IND | HTNK - Horizontal UFPV | PROD - Product Testing | 8/31/2026
CAMBRIDGE APARTMENTS | 5117 S 98th Plz | Omaha | NE | 68127-2227 | Douglas | NE21379 | Exempt 1999 LB-66 |  | 2194 | 1992 | RUUD | AHWH - ANSI/Fired Water Htr | HWSD - Hot Water Dom/Potable | 8/31/1999
CAMBRIDGE APARTMENTS | 5118 S 97th Plz | Omaha | NE | 68127-2219 | Douglas | NE21389 | Exempt 1999 LB-66 |  | 9187 | 1993 | AO SMITH | AHWH - ANSI/Fired Water Htr | HWSD - Hot Water Dom/Potable | 8/31/1999
Weather Craft | 512 Airport Rd | McCook | NE | 69001-9733 | Red Willow | NE19576 | Scrapped/Junked | 2912 | 02912 | 2009 | A O Smith | CPFH - Copper Fin Water Heater | HWSD - Hot Water Dom/Potable | 4/30/2015
Weather Craft | 512 Airport Rd | McCook | NE | 69001-9733 | Red Willow | NE19577 | Scrapped/Junked | 2910 | 02910 | 2009 | A O Smith | CPFH - Copper Fin Water Heater | HWSD - Hot Water Dom/Potable | 4/30/2015
Weather Craft | 512 Airport Rd | McCook | NE | 69001-9733 | Red Willow | NE19578 | Scrapped/Junked | 2909 | 02909 | 2009 | A O Smith | CPFH - Copper Fin Water Heater | HWSD - Hot Water Dom/Potable | 4/30/2015
Weather Craft | 512 Airport Rd | McCook | NE | 69001-9733 | Red Willow | NE19579 | Scrapped/Junked | 2939 | 02939 | 2009 | A O Smith | CPFH - Copper Fin Water Heater | HWSD - Hot Water Dom/Potable | 4/30/2015
Weather Craft | 512 Airport Rd | McCook | NE | 69001-9733 | Red Willow | NE19580 | Scrapped/Junked | 2896 | 02896 | 2009 | A O Smith | CPFH - Copper Fin Water Heater | HWSD - Hot Water Dom/Potable | 4/30/2015
Weather Craft | 512 Airport Rd | McCook | NE | 69001-9733 | Red Willow | NE19581 | Scrapped/Junked | 2941 | 02941 | 2009 | A O Smith | CPFH - Copper Fin Water Heater | HWSD - Hot Water Dom/Potable | 4/30/2015
Weather Craft | 512 Airport Rd | McCook | NE | 69001-9733 | Red Willow | NE19582 | Scrapped/Junked | 2890 | 02890 | 2009 | A O Smith | CPFH - Copper Fin Water Heater | HWSD - Hot Water Dom/Potable | 4/30/2015
APARTMENT BUILDING | 512 Court St | Beatrice | NE | 68310-3922 | GAGE | NE04720 | Inactive |  | S/N 80798 | 1915 | CAPITOL |  | STHT - Steam-Heat | 8/31/1993
WASH & TUB | 512 HWY 34 | AURORA | NE | 68818 | HAMILTON | NE40757 | Inactive |  | ADB1-49306-R38 | 1993 | AO SMITH | AHWH - ANSI/Fired Water Htr | HWSD - Hot Water Dom/Potable | 8/31/2000
WASH & TUB | 512 HWY 34 | AURORA | NE | 68818 | HAMILTON | NE40758 | Exempt 1999 LB-66 |  | ML92-0256897-880 | 1992 | AO SMITH | AHWH - ANSI/Fired Water Htr | HWSD - Hot Water Dom/Potable | 8/31/2000
WASH & TUB | 512 HWY 34 | AURORA | NE | 68818 | HAMILTON | NE40759 | Exempt 1999 LB-66 |  | RN0195600970 | 1995 | RHEEM MANUFACTURING CO | AHWH - ANSI/Fired Water Htr | HWSD - Hot Water Dom/Potable | 8/31/2000
Lincoln Elementary School | 512 Logan St | Holdrege | NE | 68949-2447 | Phelps | NE34536 | Inactive |  | G-1011 | 1968 | AMST | CI - Cast Iron | STHT - Steam-Heat | 3/31/2005
Berean Fundamental Church | 512 Prentiss Ave | Curtis | NE | 69025-6130 | Frontier | NE32773 | Scrapped/Junked |  | B67AFN177 | 1962 | RHEE | CI - Cast Iron | HWHT - Hot Water Heat | 12/31/2003
St Elizabeth's Episcopal | 512 Tilden St | Holdrege | NE | 68949-2245 | Phelps | NE08326 | Scrapped/Junked | N/A | 410000482 | 2000 | DUNK | CI - Cast Iron | STHT - Steam-Heat | 3/31/2009
St Elizabeth's Episcopal | 512 Tilden St | Holdrege | NE | 68949-2245 | Phelps | NE15113 | Scrapped/Junked |  | 3878V00049 | 1965 | BRYANT |  | STHT - Steam-Heat | 5/31/2001
Norfolk Schools Admin Bldg | 512 W Phillip Ave | Norfolk | NE | 68701-5208 | Madison | NE23048 | Scrapped/Junked | 10342 | 99E-7960 | 1999 | ALDR | FTFB - Firetube-Firebox Boiler | STHT - Steam-Heat | 1/31/2016
Norfolk Schools Admin Bldg | 512 W Phillip Ave | Norfolk | NE | 68701-5208 | Madison | NE23049 | Scrapped/Junked | 10343 | 99E-7961 | 1999 | ALDR | FTFB - Firetube-Firebox Boiler | STHT - Steam-Heat | 1/31/2016
Norfolk Schools Admin Bldg | 512 W Phillip Ave | Norfolk | NE | 68701-5208 | Madison | NE33765 | Scrapped/Junked |  | F1954 | 1954 | KEWANEE | FT - Firetube Boiler | STHT - Steam-Heat | 7/31/2000
Norfolk Schools Admin Bldg | 512 W Phillip Ave | Norfolk | NE | 68701-5208 | Madison | NE33766 | Scrapped/Junked |  | C3941 | 1954 | KEWANEE | FT - Firetube Boiler | STHT - Steam-Heat | 7/31/2000
Norfolk Schools Admin Bldg | 512 W Phillip Ave | Norfolk | NE | 68701-5208 | Madison | NE37032 | Scrapped/Junked |  | 26446 | 1979 | DAY & NIGHT | AHWH - ANSI/Fired Water Htr | HWSD - Hot Water Dom/Potable | 7/31/1995
Tran Tec LLC | 5120 26th St | Columbus | NE | 68601-6579 | Platte | NE19658 | Scrapped/Junked | N/A | 11R13 | 1971 | THERM PAK | WT - Water Tube Boiler | PROC - Process Steam | 8/31/2019
Benson High School | 5120 Maple St | Omaha | NE | 68104-3555 | Douglas | NE05082 | Scrapped/Junked | 73957 |  | 1995 | CLEVELAND RANGE | FT - Firetube Boiler | 0021 - Steam Supp Cooker/Kettle | 6/30/1999
Benson High School | 5120 Maple St | Omaha | NE | 68104-3555 | Douglas | NE28551 | Active | 339513 | 19339513 | 2019 | Lochinvar | WT - Water Tube Boiler | HWHT - Hot Water Heat | 12/31/2025
Benson High School | 5120 Maple St | Omaha | NE | 68104-3555 | Douglas | NE28552 | Active | 339514 | 1920114839991 | 2019 | Lochinvar | WT - Water Tube Boiler | HWHT - Hot Water Heat | 12/31/2025
Benson High School | 5120 Maple St | Omaha | NE | 68104-3555 | Douglas | NE28553 | Active | 339797 | 1920114839992 | 2019 | Lochinvar | WT - Water Tube Boiler | HWHT - Hot Water Heat | 12/31/2025
Benson High School | 5120 Maple St | Omaha | NE | 68104-3555 | Douglas | NE28554 | Active | 339794 | 1920114839993 | 2019 | Lochinvar | WT - Water Tube Boiler | HWHT - Hot Water Heat | 12/31/2025
Benson High School | 5120 Maple St | Omaha | NE | 68104-3555 | Douglas | NE28555 | Active | 339516 | 1919114839990 | 2019 | Lochinvar | WT - Water Tube Boiler | HWHT - Hot Water Heat | 12/31/2025
Benson High School | 5120 Maple St | Omaha | NE | 68104-3555 | Douglas | NE28556 | Active | 336805 | 1920114840010 | 2019 | Lochinvar | WT - Water Tube Boiler | HTEX - Heat Exchanger | 12/31/2025
Benson High School | 5120 Maple St | Omaha | NE | 68104-3555 | Douglas | NE28557 | Active | 20270 | 19f-8178 | 2019 | Aldrich | FTHT - Firetube Horizontal | STMK - Cooking Steam Kettle | 12/31/2025
Benson High School | 5120 Maple St | Omaha | NE | 68104-3555 | Douglas | NE31238 | Scrapped/Junked | 27535 | R5186 | 1976 | Kewanee | FTFB - Firetube-Firebox Boiler | STHT - Steam-Heat | 12/31/2019
Benson High School | 5120 Maple St | Omaha | NE | 68104-3555 | Douglas | NE31239 | Scrapped/Junked | n/a | n/a | 1976 | Kewanee | FTSM - FTS Marine Dry Back | STHT - Steam-Heat | 12/31/2019
Benson High School | 5120 Maple St | Omaha | NE | 68104-3555 | Douglas | NE31240 | Scrapped/Junked | n/a | n/a | 1976 | Kewanee | FTSM - FTS Marine Dry Back | STHT - Steam-Heat | 12/31/2019
Gottsch Juniata Yard | 5120 N Liberty Ave | Juniata | NE | 68955-3012 | Adams | NE08156 | Out of Service | 8783 | 9199-01 | 1994 | Johnston | FTSM - FTS Marine Dry Back | 0030 - Portable HPS Boiler | 10/31/2022
Gottsch Juniata Yard | 5120 N Liberty Ave | Juniata | NE | 68955-3012 | Adams | NE16424 | Scrapped/Junked | 2786 | 9056 | 1990 | ABCO | FT - Firetube Boiler | PROC - Process Steam | 7/31/2014
Gottsch Juniata Yard | 5120 N Liberty Ave | Juniata | NE | 68955-3012 | Adams | NE25379 | Active | 17755 | 17755 | 2014 | Superior Boiler Works | FT - Firetube Boiler | PROC - Process Steam | 2/28/2026
Gottsch Juniata Yard | 5120 N Liberty Ave | Juniata | NE | 68955-3012 | Adams | NE42974 | Active | 20385 | 20385 | 2024 | Superior Boiler Works | FT - Firetube Boiler | PROC - Process Steam | 6/30/2026
Heinke Technology | 5120 NW 38th St | Lincoln | NE | 68524-1822 | Lancaster | NE08648 | Inactive | 11522 | 01E-9383 | 2001 | ALES | FTFB - Firetube-Firebox Boiler | HWHT - Hot Water Heat | 9/30/2009
Heinke Technology | 5120 NW 38th St | Lincoln | NE | 68524-1822 | Lancaster | NE19667 | Scrapped/Junked |  | 0-1922 | 1969 | KEWANEE | FT - Firetube Boiler | HWHT - Hot Water Heat | 1/31/2002
Rosewood Apartments #1 | 5121 Cleveland Ave | Lincoln | NE | 68504-2776 | Lancaster | NE06075 | Scrapped/Junked | N/A | N/A | 1930 | AMRA | CI - Cast Iron | HWHT - Hot Water Heat | 3/31/2015
Rosewood Apartments #1 | 5121 Cleveland Ave | Lincoln | NE | 68504-2776 | Lancaster | NE25330 | Active | 116190 | PG60131588 | 2013 | Lochinvar | FT - Firetube Boiler | HWHT - Hot Water Heat | 3/31/2026
CAMBRIDGE APARTMENTS | 5124 S 97th Plz | Omaha | NE | 68127-2251 | Douglas | NE21388 | Exempt 1999 LB-66 |  | 2217 | 1988 | STATE INDUSTRIES | AHWH - ANSI/Fired Water Htr | HWSD - Hot Water Dom/Potable | 8/31/1999
Rosewood Apartments #2 | 5127 Cleveland Ave | Lincoln | NE | 68504-2781 | Lancaster | NE06076 | Scrapped/Junked | N/A | N/A | 1970 | Peerless | CI - Cast Iron | HWHT - Hot Water Heat | 3/31/2015
Rosewood Apartments #2 | 5127 Cleveland Ave | Lincoln | NE | 68504-2781 | Lancaster | NE25329 | Active | 117031 | PG60131620 | 2014 | Lochinvar | FT - Firetube Boiler | HWHT - Hot Water Heat | 3/31/2026
CAMBRIDGE APARTMENTS | 5127 S 98th Plz | Omaha | NE | 68127-2232 | Douglas | NE21380 | Exempt 1999 LB-66 |  | 2310 | 1996 | AO SMITH | AHWH - ANSI/Fired Water Htr | HWSD - Hot Water Dom/Potable | 8/31/1999
Summerland School District | 51293 857th Rd | Ewing | NE | 68735-2010 | Antelope | NE41360 | Active | 498514 | R3635.5C | 2020 | Sermeta | COBL - Coil Type Boiler | GLYC - Glycol Bldg Heat Sys | 2/28/2026
Box Butte County Sheriff | 513 Box Butte Ave | Alliance | NE | 69301-3345 | Box Butte | NE17048 | Active | n/a | 65123550 | 2009 | Burnham | CI - Cast Iron | HWHT - Hot Water Heat | 5/31/2026
Box Butte County Sheriff | 513 Box Butte Ave | Alliance | NE | 69301-3345 | Box Butte | NE18165 | Scrapped/Junked |  | 8001432 | 1976 | SLAN | CI - Cast Iron | HWHT - Hot Water Heat | 10/31/2009
Box Butte County Sheriff | 513 Box Butte Ave | Alliance | NE | 69301-3345 | Box Butte | NE18166 | Scrapped/Junked | 31168 | M89765491 | 1989 | state | AHWH - ANSI/Fired Water Htr | HWSD - Hot Water Dom/Potable | 10/31/2016
Dawes Middle School | 5130 Colfax Ave | Lincoln | NE | 68504-1751 | Lancaster | NE05431 | Exempt 1999 LB-66 |  | 0000001305 | 1995 | RUUD | AHWH - ANSI/Fired Water Htr | HWSD - Hot Water Dom/Potable | 6/30/2000
Dawes Middle School | 5130 Colfax Ave | Lincoln | NE | 68504-1751 | Lancaster | NE09399 | Scrapped/Junked |  |  | 1981 | AO SMITH | AHWH - ANSI/Fired Water Htr | HWSD - Hot Water Dom/Potable | 6/30/2002
Dawes Middle School | 5130 Colfax Ave | Lincoln | NE | 68504-1751 | Lancaster | NE09400 | Scrapped/Junked |  |  | 1987 | RHEEM MANUFACTURING CO | AHWH - ANSI/Fired Water Htr | HWSD - Hot Water Dom/Potable | 3/31/2002
Dawes Middle School | 5130 Colfax Ave | Lincoln | NE | 68504-1751 | Lancaster | NE09401 | Scrapped/Junked |  |  | 1979 | AO SMITH | AHWH - ANSI/Fired Water Htr | HWSD - Hot Water Dom/Potable | 6/30/2000
Dawes Middle School | 5130 Colfax Ave | Lincoln | NE | 68504-1751 | Lancaster | NE09997 | Active | 11985 | 02E-9900 | 2002 | Les Inc/Aldrich Co | FTVT - Firetube Vertical TB | GLYC - Glycol Bldg Heat Sys | 11/30/2026
Dawes Middle School | 5130 Colfax Ave | Lincoln | NE | 68504-1751 | Lancaster | NE09998 | Active | 11987 | 02E-9902 | 2002 | Les Inc/Aldrich Co | FTVT - Firetube Vertical TB | GLYC - Glycol Bldg Heat Sys | 11/30/2026
Dawes Middle School | 5130 Colfax Ave | Lincoln | NE | 68504-1751 | Lancaster | NE30121 | Scrapped/Junked |  | 7L85 | 1958 | KEWANEE | FT - Firetube Boiler | STHT - Steam-Heat | 3/31/2002
Dawes Middle School | 5130 Colfax Ave | Lincoln | NE | 68504-1751 | Lancaster | NE30122 | Scrapped/Junked |  | 7L85 | 1958 | KEWANEE | FT - Firetube Boiler | STHT - Steam-Heat | 3/31/2002
SALON NOUVEAU | 5130 S 20th St | Omaha | NE | 68107-2929 | Douglas | NE06134 | Inactive |  | MMW-30988 | 1988 | PEERLESS HEATER COMPANY |  | HWHT - Hot Water Heat | 5/31/2007
CAMBRIDGE APARTMENTS | 5130 S 97th Plz | Omaha | NE | 68127-2221 | Douglas | NE21387 | Exempt 1999 LB-66 |  | 3958 | 1993 | AO SMITH | AHWH - ANSI/Fired Water Htr | HWSD - Hot Water Dom/Potable | 8/31/1999
SIZZLER FAMILY RESTAURANT | 5132 L St | Omaha | NE | 68117-1330 | Douglas | NE12993 | Exempt 1999 LB-66 |  | MB96-0504169960 | 1996 | AO SMITH | AHWH - ANSI/Fired Water Htr | HWHT - Hot Water Heat | 6/30/2000
CAMBRIDGE APARTMENTS | 5132 S 98th Plz | Omaha | NE | 68127-2233 | Douglas | NE21383 | Exempt 1999 LB-66 |  | 200588 | 1998 | AO SMITH | AHWH - ANSI/Fired Water Htr | HWSD - Hot Water Dom/Potable | 8/31/1999
CAMBRIDGE APARTMENTS | 5136 S 97th Plz | Omaha | NE | 68127-2222 | Douglas | NE21386 | Exempt 1999 LB-66 |  | 11966 | 1993 | BRADFORD-WHITE | AHWH - ANSI/Fired Water Htr | HWSD - Hot Water Dom/Potable | 8/31/1999
Crawford Public Schools | 514 Coates St | Crawford | NE | 69339-1172 | DAWES | NE13335 | Active | N/A | 534353-200511 | 2008 | Peerless | CI - Cast Iron | STHT - Steam-Heat | 2/28/2026
Crawford Public Schools | 514 Coates St | Crawford | NE | 69339-1172 | DAWES | NE16414 | Scrapped/Junked |  | 5607 | 1991 | PEERLESS HEATER COMPANY |  | STHT - Steam-Heat | 2/28/2007
Crawford Public Schools | 514 Coates St | Crawford | NE | 69339-1172 | DAWES | NE19354 | Exempt 1999 LB-66 |  | 0000008540 | 1993 | AO SMITH | AHWH - ANSI/Fired Water Htr | HWSD - Hot Water Dom/Potable | 2/29/2000
Crawford Public Schools | 514 Coates St | Crawford | NE | 69339-1172 | DAWES | NE19355 | Active | 22 | 77460 | 1995 | Bryan | WT - Water Tube Boiler | HWHT - Hot Water Heat | 2/28/2026
Crawford Public Schools | 514 Coates St | Crawford | NE | 69339-1172 | DAWES | NE21168 | Active | n/a | 211-12176-0996 | 1997 | Peerless | CI - Cast Iron | STHT - Steam-Heat | 2/28/2026
Upstream Brewing Co | 514 S 11th St | Omaha | NE | 68102-2808 | Douglas | NE06157 | Scrapped/Junked | C06792 | B0506792 | 2005 | A. O. Smith | CPFT - Horiz Cpr Fin Boiler | HWSD - Hot Water Dom/Potable | 1/31/2014
Upstream Brewing Co | 514 S 11th St | Omaha | NE | 68102-2808 | Douglas | NE21681 | Exempt 1999 LB-66 |  | E96-735472 | 1996 | STATE INDUSTRIES | AHWH - ANSI/Fired Water Htr | HWSD - Hot Water Dom/Potable | 9/30/1999
Upstream Brewing Co | 514 S 11th St | Omaha | NE | 68102-2808 | Douglas | NE21682 | Active | NA | 211-112500995 | 1995 | Peerless | CI - Cast Iron | PROC - Process Steam | 1/31/2025
Apartment Building | 5140 S 48th St | Lincoln | NE | 68516-2254 | Lancaster | NE07694 | Scrapped/Junked | 103126 | B06M004817 | 2006 | A O Smith | CHWH - ASME/Fired Water Heater | HWSD - Hot Water Dom/Potable | 3/31/2024
Men's Wearhouse #4131 | 5141 O St | Lincoln | NE | 68510-1956 | Lancaster | NE09188 | Scrapped/Junked | 8960 | 8960 | 2004 | Pacific Steam Equipment Inc | ELBL - Electric Boiler | PROC - Process Steam | 11/30/2013
Men's Wearhouse #4131 | 5141 O St | Lincoln | NE | 68510-1956 | Lancaster | NE22051 | Scrapped/Junked | 33484 | K-11021-597 | 1997 | SUSS | ELBL - Electric Boiler | PROC - Process Steam | 4/30/2002
Men's Wearhouse #4131 | 5141 O St | Lincoln | NE | 68510-1956 | Lancaster | NE24095 | Active | 12754 | 12754 | 2013 | Pacific Steam Equipment Inc | ELBL - Electric Boiler | PROC - Process Steam | 12/31/2025
CAMBRIDGE APARTMENTS | 5141 S 98th Plz | Omaha | NE | 68127-2216 | Douglas | NE21381 | Exempt 1999 LB-66 |  | 34788 | 1998 | BRADFORD-WHITE | AHWH - ANSI/Fired Water Htr | HWSD - Hot Water Dom/Potable | 8/31/1999
CAMBRIDGE APARTMENTS | 5142 S 97th Plz | Omaha | NE | 68127-2223 | Douglas | NE21385 | Exempt 1999 LB-66 |  | 9126 | 1994 | AO SMITH | AHWH - ANSI/Fired Water Htr | HWSD - Hot Water Dom/Potable | 8/31/1999
Apartment Building - Magnum Properties | 5143 Cleveland Ave | Lincoln | NE | 68504-2743 | Lancaster | NE10516 | Active | N/A | GPH-135 | 1964 | American Standard | CI - Cast Iron | HWHT - Hot Water Heat | 3/31/2026
CAMBRIDGE APARTMENTS | 5149 S 98th Plz | Omaha | NE | 68127-2235 | Douglas | NE21382 | Exempt 1999 LB-66 |  | 34789 | 1998 | BRADFORD | AHWH - ANSI/Fired Water Htr | HWSD - Hot Water Dom/Potable | 8/31/1999
Box Butte Co Courthouse | 515 Box Butte Ave | Alliance | NE | 69301-3374 | Box Butte | NE28388 | Active | 122675 | 19PGT4001130485 | 2019 | Lochinvar | COBL - Coil Type Boiler | GLYC - Glycol Bldg Heat Sys | 5/31/2026
Box Butte Co Courthouse | 515 Box Butte Ave | Alliance | NE | 69301-3374 | Box Butte | NE28389 | Active | 122674 | 19PGT4001130484 | 2019 | Lochinvar | COBL - Coil Type Boiler | GLYC - Glycol Bldg Heat Sys | 5/31/2026
Box Butte Co Courthouse | 515 Box Butte Ave | Alliance | NE | 69301-3374 | Box Butte | NE28390 | Active | 122669 | 19PGT4001130479 | 2019 | Lochinvar | COBL - Coil Type Boiler | GLYC - Glycol Bldg Heat Sys | 5/31/2026
Chermok Funeral Home | 515 C St | David City | NE | 68632-1952 | Butler | NE15495 | Inactive | N/A | G-28-FG | 1970 | AMST | CI - Cast Iron | HWHT - Hot Water Heat | 3/31/2013
Accura Healthcare of Pierce | 515 E Main St | Pierce | NE | 68767-1660 | Pierce | NE25115 | Scrapped/Junked | 55271 | 55271/LE00932849 | 2000 | AOSM | CHWH - ASME/Fired Water Heater | HWSD - Hot Water Dom/Potable | 10/31/2016
Accura Healthcare of Pierce | 515 E Main St | Pierce | NE | 68767-1660 | Pierce | NE25125 | Scrapped/Junked | 96960 | 96960/URNG0503G02037 | 2003 | AO SMITH | CHWH - ASME/Fired Water Heater | HWSD - Hot Water Dom/Potable | 10/31/2019
Accura Healthcare of Pierce | 515 E Main St | Pierce | NE | 68767-1660 | Pierce | NE27858 | Scrapped/Junked | 219326 | 219326 | 2016 | AO SMITH | CHWH - ASME/Fired Water Heater | HWSD - Hot Water Dom/Potable | 10/31/2019
Accura Healthcare of Pierce | 515 E Main St | Pierce | NE | 68767-1660 | Pierce | NE28716 | Active | 259586 | 259586 | 2019 | State Industries | CHWH - ASME/Fired Water Heater | HWSD - Hot Water Dom/Potable | 2/28/2026
First Presbyterian Church-BMIC#466282 | 515 Emerson Ave | Alliance | NE | 69301-3255 | Box Butte | NE07511 | Active | n/a | 64844808 | 2005 | Burnham | CI - Cast Iron | HWHT - Hot Water Heat | 4/30/2026
First Presbyterian Church-BMIC#466282 | 515 Emerson Ave | Alliance | NE | 69301-3255 | Box Butte | NE07512 | Active | N/A | 67844809 | 2005 | Burnham | CI - Cast Iron | HWHT - Hot Water Heat | 4/30/2026
First Presbyterian Church-BMIC#466282 | 515 Emerson Ave | Alliance | NE | 69301-3255 | Box Butte | NE07513 | Active | 4613 | K2244 | 2006 | Allied | ELBL - Electric Boiler | HWHT - Hot Water Heat | 4/30/2026
First Presbyterian Church-BMIC#466282 | 515 Emerson Ave | Alliance | NE | 69301-3255 | Box Butte | NE16607 | Scrapped/Junked |  | G611 | 1957 | AMERICAN STANDARD |  | HWHT - Hot Water Heat | 4/30/2006
Alma Public Schools | 515 Jewell St | Alma | NE | 68920-2067 | Harlan | NE16238 | Active | 6308 | 89-1886 | 1989 | ALES | FTVT - Firetube Vertical TB | HWHT - Hot Water Heat | 12/31/2026
Alma Public Schools | 515 Jewell St | Alma | NE | 68920-2067 | Harlan | NE16239 | Active | 6306 | 89-1883 | 1989 | ALES | FTVT - Firetube Vertical TB | HWHT - Hot Water Heat | 12/31/2026
Alma Public Schools | 515 Jewell St | Alma | NE | 68920-2067 | Harlan | NE16240 | Active | 6307 | n/a | 1989 | ALES | FTVT - Firetube Vertical TB | HWHT - Hot Water Heat | 12/31/2026
Alma Public Schools | 515 Jewell St | Alma | NE | 68920-2067 | Harlan | NE16241 | Scrapped/Junked | 30064 | SJ89-300-64-Y3 | 1989 | AOSM | CHWH - ASME/Fired Water Heater | HWSD - Hot Water Dom/Potable | 6/30/2019
Alma Public Schools | 515 Jewell St | Alma | NE | 68920-2067 | Harlan | NE16242 | Scrapped/Junked | 30063 | SH89-30063-Y3 | 1989 | AOSM | CHWH - ASME/Fired Water Heater | HWSD - Hot Water Dom/Potable | 6/30/2020
Alma Public Schools | 515 Jewell St | Alma | NE | 68920-2067 | Harlan | NE17968 | Active | 16952 | 08F-4859 | 2008 | Les Inc/Aldrich Co | FTVT - Firetube Vertical TB | HWHT - Hot Water Heat | 12/31/2026
Alma Public Schools | 515 Jewell St | Alma | NE | 68920-2067 | Harlan | NE17969 | Active | 16953 | 08F-4860 | 2008 | Les Inc/Aldrich Co | FTVT - Firetube Vertical TB | HWHT - Hot Water Heat | 12/31/2026
Alma Public Schools | 515 Jewell St | Alma | NE | 68920-2067 | Harlan | NE19194 | Exempt 1999 LB-66 |  | 000000591D04179 | 1991 | RHEEM MANUFACTURING CO | AHWH - ANSI/Fired Water Htr | HWSD - Hot Water Dom/Potable | 7/31/1999
Alma Public Schools | 515 Jewell St | Alma | NE | 68920-2067 | Harlan | NE28124 | Active | 340404 | 19340404 | 2019 | Lochinvar | WTSS - Watertube SS Steel | HWSD - Hot Water Dom/Potable | 12/31/2026
Alma Public Schools | 515 Jewell St | Alma | NE | 68920-2067 | Harlan | NE31479 | Inactive |  | 35523 | 1952 | NATL | FT - Firetube Boiler | STHT - Steam-Heat | 7/31/2008
Alma Public Schools | 515 Jewell St | Alma | NE | 68920-2067 | Harlan | NE31480 | Inactive |  | 63305 | 1938 | KEWA | FT - Firetube Boiler | STHT - Steam-Heat | 7/31/2008
Private shop / residence. | 515 Maple Ave | Nehawka | NE | 68413-2442 | Cass | NE33760 | Exempt | N/A | N/A | 1957 | Kewanee | FTFB - Firetube-Firebox Boiler | STHT - Steam-Heat | 12/31/2019
REPUBLICAN CITY | 515 N JEWEL | REPUBLICAN CITY | NE | 68971 | HARLAN | NE33870 | Inactive |  |  | 1953 | NATIONAL RADIATOR |  | HWHT - Hot Water Heat | 4/30/1990
Mid-City Jewelry & Loan | 515 S 15th St | Omaha | NE | 68102-2701 | Douglas | NE04816 | Active | n/a | n/a | 1965 | Crane | CI - Cast Iron | HWHT - Hot Water Heat | 3/31/2026
Mid-City Jewelry & Loan | 515 S 15th St | Omaha | NE | 68102-2701 | Douglas | NE04817 | Inactive |  |  | 1955 | HERBERT | FHRT - FT Horiz Return Tube | STHT - Steam-Heat | 3/31/2008
Lutheran Home Foundation | 515 S 26th St | Omaha | NE | 68105-4101 | Douglas | NE13693 | Out of Service | 21206 | WL-1473 | 1970 | Cleaver Brooks | WT - Water Tube Boiler | BSUP - Bldg Heat & Process | 9/30/2012
Lutheran Home Foundation | 515 S 26th St | Omaha | NE | 68105-4101 | Douglas | NE13694 | Out of Service | 21207 | WL-1474 | 1970 | Cleaver Brooks | WT - Water Tube Boiler | BSUP - Bldg Heat & Process | 9/30/2012
Apartment Building | 515 S 31st St | Omaha | NE | 68105-1482 | Douglas | NE37184 | Scrapped/Junked |  | 211-8298 | 1984 | PEER | CI - Cast Iron | STHT - Steam-Heat | 3/31/2007
Washington Elementary | 515 S Broad St | Fremont | NE | 68025-5634 | Dodge | NE24424 | Scrapped/Junked | 9933 | 98E-7362 | 1998 | Aldrich | FTFB - Firetube-Firebox Boiler | STHT - Steam-Heat | 2/28/2025
Our Lady Of Lourdes Parrish | 515 Sicily Ave | Ravenna | NE | 68869-1443 | Buffalo | NE37593 | Active | n/a | 1479V00021 | 1979 | Bryant | CI - Cast Iron | HWHT - Hot Water Heat | 10/31/2026
Bethany Home Inc | 515 W 1st St | Minden | NE | 68959-1404 | Kearney | NE07378 | Scrapped/Junked | 67479 | 796-0430 | 1996 | Trianco | COWH - Coil Type Water Heater | HWHT - Hot Water Heat | 2/28/2011
Bethany Home Inc | 515 W 1st St | Minden | NE | 68959-1404 | Kearney | NE07379 | Scrapped/Junked | 67582 | 797-0068 | 1996 | Trianco | COWH - Coil Type Water Heater | HWHT - Hot Water Heat | 2/28/2011
Bethany Home Inc | 515 W 1st St | Minden | NE | 68959-1404 | Kearney | NE07380 | Scrapped/Junked | 69277 | 797-0063 | 1996 | Trianco | COWH - Coil Type Water Heater | HWHT - Hot Water Heat | 2/28/2011
Bethany Home Inc | 515 W 1st St | Minden | NE | 68959-1404 | Kearney | NE07381 | Scrapped/Junked | 69118 | 797-0055 | 1996 | Trianco | COWH - Coil Type Water Heater | HWHT - Hot Water Heat | 2/28/2011
Bethany Home Inc | 515 W 1st St | Minden | NE | 68959-1404 | Kearney | NE18126 | Active | 105201 | 9212105201 | 1994 | Raypak | CPFT - Horiz Cpr Fin Boiler | HWHT - Hot Water Heat | 2/28/2026
Bethany Home Inc | 515 W 1st St | Minden | NE | 68959-1404 | Kearney | NE18127 | Active | 105200 | 5200 | 1994 | Raypak | CPFT - Horiz Cpr Fin Boiler | HWHT - Hot Water Heat | 2/28/2026
Bethany Home Inc | 515 W 1st St | Minden | NE | 68959-1404 | Kearney | NE18141 | Scrapped/Junked | 47073 | 5A93-47073-Y3 | 1994 | AOSM | CHWH - ASME/Fired Water Heater | HWSD - Hot Water Dom/Potable | 8/31/2008
Bethany Home Inc | 515 W 1st St | Minden | NE | 68959-1404 | Kearney | NE20425 | Exempt 1999 LB-66 |  | 000000693G01281 | 1994 | RHEEM MANUFACTURING CO | AHWH - ANSI/Fired Water Htr | HWSD - Hot Water Dom/Potable | 8/31/1999
Bethany Home Inc | 515 W 1st St | Minden | NE | 68959-1404 | Kearney | NE20426 | Exempt 1999 LB-66 |  | 000000694G01923 | 1994 | RHEEM MANUFACTURING CO | AHWH - ANSI/Fired Water Htr | HWSD - Hot Water Dom/Potable | 8/31/1999
Bethany Home Inc | 515 W 1st St | Minden | NE | 68959-1404 | Kearney | NE20427 | Exempt 1999 LB-66 |  | 000000887403455 | 1987 | RHEEM MANUFACTURING CO | AHWH - ANSI/Fired Water Htr | HWSD - Hot Water Dom/Potable | 8/31/1999
Bethany Home Inc | 515 W 1st St | Minden | NE | 68959-1404 | Kearney | NE21471 | Active | 156447 | L10H10 156447 | 2010 | Lochinvar | WTSS - Watertube SS Steel | HWHT - Hot Water Heat | 2/28/2026
Bethany Home Inc | 515 W 1st St | Minden | NE | 68959-1404 | Kearney | NE21472 | Active | 152124 | L10H10 152124 | 2010 | Lochinvar | WTSS - Watertube SS Steel | HWHT - Hot Water Heat | 2/28/2026
Bethany Home Inc | 515 W 1st St | Minden | NE | 68959-1404 | Kearney | NE21473 | Active | 152125 | L10H10 160801 | 2010 | Lochinvar | WTSS - Watertube SS Steel | HWHT - Hot Water Heat | 2/28/2026
Bethany Home Inc | 515 W 1st St | Minden | NE | 68959-1404 | Kearney | NE21474 | Active | 160801 | L10H10 160801 | 2010 | Lochinvar | WTSS - Watertube SS Steel | HWHT - Hot Water Heat | 2/28/2026
Nutrition Services Inc | 515 W 5th St | York | NE | 68467-2802 | York | NE05690 | Scrapped/Junked | 1530 | 3396 | 1966 | Supr | FTSM - FTS Marine Dry Back | PROC - Process Steam | 6/30/2023
Nutrition Services Inc | 515 W 5th St | York | NE | 68467-2802 | York | NE42047 | Active | 26192 | 26192 | 2022 | CLAYTON | COMD - Coil Boiler/Modular Ins | PROC - Process Steam | 11/30/2026
River of Life Lutheran Church | 5151 NW Radial Hwy | Omaha | NE | 68104-4361 | Douglas | NE12854 | Scrapped/Junked | n/a | B2947 | 1949 | Kewanee | FTFB - Firetube-Firebox Boiler | HWHT - Hot Water Heat | 10/31/2017
River of Life Lutheran Church | 5151 NW Radial Hwy | Omaha | NE | 68104-4361 | Douglas | NE12855 | Scrapped/Junked | 9999 | B561372 | 1956 | Crane | CI - Cast Iron | HWHT - Hot Water Heat | 10/31/2019
River of Life Lutheran Church | 5151 NW Radial Hwy | Omaha | NE | 68104-4361 | Douglas | NE21668 | Exempt 1999 LB-66 |  | 1273-00561 | 1973 | RUUD | AHWH - ANSI/Fired Water Htr | HWSD - Hot Water Dom/Potable | 8/31/2000
River of Life Lutheran Church | 5151 NW Radial Hwy | Omaha | NE | 68104-4361 | Douglas | NE27132 | Active | 257940 | 1724106456896 | 2017 | Lochinvar | COND - Condenser | HWHT - Hot Water Heat | 10/31/2026
River of Life Lutheran Church | 5151 NW Radial Hwy | Omaha | NE | 68104-4361 | Douglas | NE27133 | Active | 257935 | 1724106456901 | 2017 | Lochinvar | COND - Condenser | HWHT - Hot Water Heat | 10/31/2026
River of Life Lutheran Church | 5151 NW Radial Hwy | Omaha | NE | 68104-4361 | Douglas | NE28537 | Active | 4442826 | D1.18.30.00667 | 2018 | Lochinvar | WT - Water Tube Boiler | HWHT - Hot Water Heat | 10/31/2026
River of Life Lutheran Church | 5151 NW Radial Hwy | Omaha | NE | 68104-4361 | Douglas | NE28538 | Active | 461935 | D1.19.09.00293 | 2019 | Lochinvar | WT - Water Tube Boiler | HWHT - Hot Water Heat | 10/31/2026
First Methodist Church-BMIC #446700 | 516 Main St | Wayne | NE | 68787-1929 | Wayne | NE04222 | Inactive |  |  | 1948 | KEWANEE | FT - Firetube Boiler | STHT - Steam-Heat | 9/30/1999
First Methodist Church-BMIC #446700 | 516 Main St | Wayne | NE | 68787-1929 | Wayne | NE17729 | Active | n/a | CP3623024 | 1999 | Weil-Mcclain | CI - Cast Iron | HWHT - Hot Water Heat | 11/30/2025
Apartment Building | 516 N Hastings Ave | Hastings | NE | 68901-5176 | Adams | NE22318 | Exempt 1999 LB-66 |  | 1095-G04297 | 1995 | RHEEM MANUFACTURING CO | AHWH - ANSI/Fired Water Htr | HWSD - Hot Water Dom/Potable | 1/31/2000
Apartment Building | 516 N Hastings Ave | Hastings | NE | 68901-5176 | Adams | NE37269 | Active | NA | 211A-4878-1089 | 1987 | Peerless | CI - Cast Iron | STHT - Steam-Heat | 4/30/2026
FIRST CHRISTIAN CHURCH | 516 Olive Ave | Hebron | NE | 68370-1535 | THAYER | NE37128 | Inactive |  | 000010BJ10 | 1966 | AMERICAN STANDARD |  | HWHT - Hot Water Heat | 12/31/2006
Public School Auditorium | 516 W B St | Ogallala | NE | 69153-2134 | Keith | NE16606 | Inactive | n/a | 7FDA-75740891 | 1991 | Peerless | CI - Cast Iron | STHT - Steam-Heat | 12/31/2014
Public School Auditorium | 516 W B St | Ogallala | NE | 69153-2134 | Keith | NE20216 | Exempt 1999 LB-66 |  | 000000000000250 | 1982 | RHEEM MANUFACTURING CO | AHWH - ANSI/Fired Water Htr | HWSD - Hot Water Dom/Potable | 7/31/2000
Public School Auditorium | 516 W B St | Ogallala | NE | 69153-2134 | Keith | NE31334 | Inactive |  | HSB82567 | 1941 | KEWANEE | FT - Firetube Boiler | STHT - Steam-Heat | 7/31/1990
Public School Auditorium | 516 W B St | Ogallala | NE | 69153-2134 | Keith | NE31335 | Inactive |  | A628 | 1952 | FITZGIBBONS | FT - Firetube Boiler | STHT - Steam-Heat | 7/31/2005
KING LOUIE INTERNATIONAL | 517 Central Ave | Auburn | NE | 68305-1224 | NEMAHA | NE03681 | Inactive | 3993 |  | 1986 | INDUSTRIAL | FT - Firetube Boiler | PROC - Process Steam | 8/31/1991
Blue Rose Antiques | 517 Court St # 19 | Beatrice | NE | 68310-3923 | Gage | NE04114 | Inactive | N/A | 7FDA-2301 | 1979 | Peerless | CI - Cast Iron | STHT - Steam-Heat | 1/31/2018
QUALITY FOOD CENTER | 517 Dearborn St | Wayne | NE | 68787-2243 | WAYNE | NE16275 | Inactive | 308 |  | 1960 | VIKING | FTVT - Firetube Vertical TB | HWHT - Hot Water Heat | 6/30/1995
Sapp Bros Travel Center | 517 E 23rd St | Columbus | NE | 68601-2828 | Platte | NE06601 | Scrapped/Junked | 1282 | P-4012 | 2004 | ZINK | COBL - Coil Type Boiler | HWHT - Hot Water Heat | 5/31/2013
Sapp Bros Travel Center | 517 E 23rd St | Columbus | NE | 68601-2828 | Platte | NE06602 | Scrapped/Junked | 1330 | P-4064 | 2004 | Zink | COBL - Coil Type Boiler | HWHT - Hot Water Heat | 5/31/2013
Sapp Bros Travel Center | 517 E 23rd St | Columbus | NE | 68601-2828 | Platte | NE06603 | Scrapped/Junked | 1295 | P-4025 | 2004 | Zink | COBL - Coil Type Boiler | HWHT - Hot Water Heat | 5/31/2013
Sapp Bros Travel Center | 517 E 23rd St | Columbus | NE | 68601-2828 | Platte | NE06604 | Scrapped/Junked | 1309 | P-4043 | 2004 | Zink | COBL - Coil Type Boiler | HWHT - Hot Water Heat | 5/31/2013
Sapp Bros Travel Center | 517 E 23rd St | Columbus | NE | 68601-2828 | Platte | NE06605 | Scrapped/Junked | 1306 | P-4040 | 2004 | Zink | COBL - Coil Type Boiler | HWHT - Hot Water Heat | 5/31/2013
Sapp Bros Travel Center | 517 E 23rd St | Columbus | NE | 68601-2828 | Platte | NE06606 | Scrapped/Junked | 1316 | P-4050 | 2004 | ZINK | COBL - Coil Type Boiler | HWHT - Hot Water Heat | 5/31/2013
Sapp Bros Travel Center | 517 E 23rd St | Columbus | NE | 68601-2828 | Platte | NE22820 | Active | 229302 | H12H10229302 | 2012 | Lochinvar | WTSS - Watertube SS Steel | HWSP - Hot Water Non Potable Supply | 5/31/2026
Sapp Bros Travel Center | 517 E 23rd St | Columbus | NE | 68601-2828 | Platte | NE22821 | Active | 227764 | H12H10227764 | 2012 | Lochinvar | WTSS - Watertube SS Steel | HWSP - Hot Water Non Potable Supply | 5/31/2026
The Church of Jesus Christ - Lincoln FM - Kearney | 517 E 46Th Street PL | Kearney | NE | 68847 | Buffalo | NE21216 | Scrapped/Junked |  | 0685402328 | 1985 | Ruud-Rheem | FT - Firetube Boiler | HWDP - Hotwater Heat & Dom Supply | 4/30/2006
Swede Haven | 517 E 7th St | Stromsburg | NE | 68666-4105 | Polk | NE09065 | Active | N/A | 410600004 | 2006 | Dunkirk | CI - Cast Iron | HWHT - Hot Water Heat | 4/30/2026
Swede Haven | 517 E 7th St | Stromsburg | NE | 68666-4105 | Polk | NE16277 | Active | n/a | 0988 | 1988 | Peerless | CI - Cast Iron | HWHT - Hot Water Heat | 4/30/2026
Swede Haven | 517 E 7th St | Stromsburg | NE | 68666-4105 | Polk | NE19118 | Inactive | n/a | 420-911 | 1984 | Valiant | CI - Cast Iron | HWHT - Hot Water Heat | 4/30/2024
Swede Haven | 517 E 7th St | Stromsburg | NE | 68666-4105 | Polk | NE19119 | Scrapped/Junked |  | 421-951 | 1984 | VALLIANT |  | HWHT - Hot Water Heat | 11/30/2007
Swede Haven | 517 E 7th St | Stromsburg | NE | 68666-4105 | Polk | NE19120 | Scrapped/Junked | n/a | 423-274 | 1984 | Valiant | CI - Cast Iron | HWHT - Hot Water Heat | 4/30/2024
Swede Haven | 517 E 7th St | Stromsburg | NE | 68666-4105 | Polk | NE19121 | Active | n/a | 377-109 | 1984 | Valiant | CI - Cast Iron | HWHT - Hot Water Heat | 4/30/2025
Swede Haven | 517 E 7th St | Stromsburg | NE | 68666-4105 | Polk | NE19122 | Active | n/a | 423-273 | 1984 | Valiant | CI - Cast Iron | HWHT - Hot Water Heat | 4/30/2026
Swede Haven | 517 E 7th St | Stromsburg | NE | 68666-4105 | Polk | NE19123 | Active | n/a | 377-113 | 1984 | Valiant | CI - Cast Iron | HWHT - Hot Water Heat | 4/30/2026
Swede Haven | 517 E 7th St | Stromsburg | NE | 68666-4105 | Polk | NE37130 | Inactive |  | 13465 | 1960 | PEERLESS HEATER COMPANY |  | HWHT - Hot Water Heat | 4/30/1995
Swede Haven | 517 E 7th St | Stromsburg | NE | 68666-4105 | Polk | NE37131 | Inactive |  | 17434 | 1960 | PEERLESS HEATER COMPANY |  | HWHT - Hot Water Heat | 4/30/1995
Swede Haven | 517 E 7th St | Stromsburg | NE | 68666-4105 | Polk | NE37133 | Inactive |  | 17461 | 1960 | PEERLESS HEATER COMPANY |  | HWHT - Hot Water Heat | 4/30/1995
Swede Haven | 517 E 7th St | Stromsburg | NE | 68666-4105 | Polk | NE37134 | Inactive |  | 17463 | 1960 | PEERLESS HEATER COMPANY |  | HWHT - Hot Water Heat | 4/30/1995
Swede Haven | 517 E 7th St | Stromsburg | NE | 68666-4105 | Polk | NE37135 | Inactive |  | 17462 | 1960 | PEERLESS HEATER COMPANY |  | HWHT - Hot Water Heat | 4/30/1995
Swede Haven | 517 E 7th St | Stromsburg | NE | 68666-4105 | Polk | NE37136 | Inactive |  | 17435 | 1960 | PEERLESS HEATER COMPANY |  | HWHT - Hot Water Heat | 4/30/1995
KNIGHTS OF COLUMBUS | 517 N 4th St | David City | NE | 68632-1623 | BUTLER | NE40229 | Inactive | 79450 | I971707 | 1997 | LOCHINVAR | CPFT - Horiz Cpr Fin Boiler | HWHT - Hot Water Heat | 12/31/2007
Agave Azteca | 5170 S 72nd St Ste 106 | Ralston | NE | 68127-4150 | Douglas | NE12219 | Scrapped/Junked | 125056 | 125056 | 2008 | AOSM | CHWH - ASME/Fired Water Heater | HWSD - Hot Water Dom/Potable | 12/31/2017
DOLE FLORAL CO | 518 Ella St | Beatrice | NE | 68310-3929 | GAGE | NE17299 | Inactive | N/A | G-1261-SW1 | 1983 | PEERLESS HEATER COMPANY |  | STHT - Steam-Heat | 12/31/2002
BROKEN BOW PACKING | 518 Memorial Dr | Broken Bow | NE | 68822-4204 | CUSTER | NE05881 | Inactive | 12782 |  | 1950 | PM LATTNER MFR COMPANY | FT - Firetube Boiler | PROC - Process Steam | 7/31/1996
Montessori Educational Centers | 518 S 38th St | Omaha | NE | 68105-1121 | Douglas | NE09690 | Scrapped/Junked | N/A | 363375-200106 | 2002 | Peerless | CI - Cast Iron | STHT - Steam-Heat | 3/31/2023
UN MEDICAL CENTER | 518 S 38th St | Omaha | NE | 68105-1121 | Douglas | NE25062 | Scrapped/Junked |  | 68111 | 1985 | PEERLESS HEATER COMPANY |  | STHT - Steam-Heat | 11/30/2002
Blessed Sacrament School | 518 State St | Grand Island | NE | 68801-3552 | Hall | NE14165 | Active | 72657 | 030908402 | 2008 | CAMUS HYDRONICS LIMITED | WTSS - Watertube SS Steel | HWHT - Hot Water Heat | 6/30/2026
Blessed Sacrament School | 518 State St | Grand Island | NE | 68801-3552 | Hall | NE16896 | Scrapped/Junked | n/a | 759669 | 1992 | Burnham | CI - Cast Iron | HWHT - Hot Water Heat | 6/30/2023
Blessed Sacrament School | 518 State St | Grand Island | NE | 68801-3552 | Hall | NE19124 | Scrapped/Junked |  | S/N60-17460 | 1960 | PEER | CI - Cast Iron | HWHT - Hot Water Heat | 9/30/2009
Blessed Sacrament School | 518 State St | Grand Island | NE | 68801-3552 | Hall | NE19125 | Scrapped/Junked | n/a | n/a | 1960 | US Radiator | CI - Cast Iron | HWHT - Hot Water Heat | 6/30/2023
Blessed Sacrament School | 518 State St | Grand Island | NE | 68801-3552 | Hall | NE33221 | Scrapped/Junked | n/a | 5X | 1965 | Kewanee | FTFB - Firetube-Firebox Boiler | GLYC - Glycol Bldg Heat Sys | 6/30/2023
Blessed Sacrament School | 518 State St | Grand Island | NE | 68801-3552 | Hall | NE41361 | Active | 540591 | N1214300214 | 2021 | Sermeta | COBL - Coil Type Boiler | HWHT - Hot Water Heat | 6/30/2026
Blessed Sacrament School | 518 State St | Grand Island | NE | 68801-3552 | Hall | NE41362 | Active | 540542 | N1214300165 | 2021 | Sermeta | COBL - Coil Type Boiler | HWHT - Hot Water Heat | 6/30/2026
Blessed Sacrament School | 518 State St | Grand Island | NE | 68801-3552 | Hall | NE41363 | Active | 536433 | N1213700002 | 2021 | Sermeta | COBL - Coil Type Boiler | HWHT - Hot Water Heat | 6/30/2026
BETHESDA CARE CENTER | 519 Fort St | Bassett | NE | 68714-5022 | ROCK | NE37408 | Inactive |  | 26948 | 1961 | TRIAD BOILER SYSTEMS INC | WT - Water Tube Boiler | HWHT - Hot Water Heat | 4/30/1990
BETHESDA CARE CENTER | 519 Fort St | Bassett | NE | 68714-5022 | ROCK | NE37409 | Inactive |  | 26898 | 1961 | TRIAD BOILER SYSTEMS INC | WT - Water Tube Boiler | HWHT - Hot Water Heat | 4/30/1990
Litchfield Public School | 519 Main St | Litchfield | NE | 68852 | Sherman | NE33549 | Scrapped/Junked | 0 | 1702586 | 1962 | PEER | CI - Cast Iron | STHT - Steam-Heat | 11/30/2010
Triangle Fraternity | 519 N 16th St | Lincoln | NE | 68508-1295 | Lancaster | NE14761 | Scrapped/Junked | unk | 1 | 1955 | KEWA | FTFB - Firetube-Firebox Boiler | HWHT - Hot Water Heat | 1/31/2015
Triangle Fraternity | 519 N 16th St | Lincoln | NE | 68508-1295 | Lancaster | NE14762 | Scrapped/Junked | 47596 | 780JK84 | 1984 | AOSM | COBL - Coil Type Boiler | HWSD - Hot Water Dom/Potable | 1/31/2009
Triangle Fraternity | 519 N 16th St | Lincoln | NE | 68508-1295 | Lancaster | NE26090 | Active | 143699 | PG80.18.1912 | 2014 | Lochinvar | FTVT - Firetube Vertical TB | HWHT - Hot Water Heat | 12/31/2026
Triangle Fraternity | 519 N 16th St | Lincoln | NE | 68508-1295 | Lancaster | NE26091 | Active | 146983 | PG80.18.1972 | 2014 | Lochinvar | FTVT - Firetube Vertical TB | HWDP - Hotwater Heat & Dom Supply | 12/31/2026
Apartment Building - Red Prairie | 519 S 18th St | Lincoln | NE | 68508-2619 | Lancaster | NE10476 | Scrapped/Junked | N/A | 64504467 | 2002 | Burnham | CI - Cast Iron | HWHT - Hot Water Heat | 1/31/2020
Apartment Building - Red Prairie | 519 S 18th St | Lincoln | NE | 68508-2619 | Lancaster | NE20112 | Scrapped/Junked |  | G-406 | 1977 | AMERICAN STANDARD |  | HWHT - Hot Water Heat | 1/31/2004
Apartment Building - Red Prairie | 519 S 18th St | Lincoln | NE | 68508-2619 | Lancaster | NE28745 | Active | 111418 | 19.PGT400.113.0344 | 2019 | Lochinvar | FTVT - Firetube Vertical TB | HWHT - Hot Water Heat | 2/28/2026
vacant | 519 Toledo St | Sidney | NE | 69162 | Cheyenne | NE23561 | Exempt | 89777 | C99GO2418 | 1999 | Teledyne Laars | CPFT - Horiz Cpr Fin Boiler | OPHT - Outdoor Pool Heater | 6/30/2016
vacant | 519 Toledo St | Sidney | NE | 69162 | Cheyenne | NE35266 | Inactive | N/A | 0877-00083 | 1978 | Ruud-Rheem | AHWH - ANSI/Fired Water Htr | HWSD - Hot Water Dom/Potable | 6/30/2016
CITY POOL-LEGION PARK | 519 Toledo St | Sidney | NE | 69160-0001 | CHEYENNE | NE35267 | Scrapped/Junked | 11449 |  | 1978 | TELEDYNE LAARS | CPFT - Horiz Cpr Fin Boiler | OPHT - Outdoor Pool Heater | 10/31/1999
Brodstone Memorial Hospital | 520 E 10th St | Superior | NE | 68978-1225 | Nuckolls | NE05119 | Scrapped/Junked | 2621 | 2921 | 1967 | AMSCO | ELBL - Electric Boiler | 0020 - Supp to Sterlizer/Autoclave | 8/31/2007
Brodstone Memorial Hospital | 520 E 10th St | Superior | NE | 68978-1225 | Nuckolls | NE09051 | Out of Service | 28022 | 38022 | 2006 | Electric Boiler | ELBL - Electric Boiler | STER - Sterilizer | 8/31/2016
Brodstone Memorial Hospital | 520 E 10th St | Superior | NE | 68978-1225 | Nuckolls | NE19830 | Active | 17770 | 09F-5678 | 2009 | Aldrich | FTFB - Firetube-Firebox Boiler | HWHT - Hot Water Heat | 8/31/2026
Brodstone Memorial Hospital | 520 E 10th St | Superior | NE | 68978-1225 | Nuckolls | NE19831 | Active | 17771 | 09F-5679 | 2009 | Aldrich | FTFB - Firetube-Firebox Boiler | HWHT - Hot Water Heat | 8/31/2026
Brodstone Memorial Hospital | 520 E 10th St | Superior | NE | 68978-1225 | Nuckolls | NE19854 | Active | 1888 | 41888 | 2011 | Chromalox | ELBL - Electric Boiler | STER - Sterilizer | 8/31/2026
Brodstone Memorial Hospital | 520 E 10th St | Superior | NE | 68978-1225 | Nuckolls | NE26175 | Active | 101293 | 101293 | 2015 | SUSSMAN | ELBL - Electric Boiler | STER - Sterilizer | 8/31/2026
Brodstone Memorial Hospital | 520 E 10th St | Superior | NE | 68978-1225 | Nuckolls | NE27805 | Active | 50427 | 117964A | 2013 | PVI Industries | FTVT - Firetube Vertical TB | HWSD - Hot Water Dom/Potable | 8/31/2026
Brodstone Memorial Hospital | 520 E 10th St | Superior | NE | 68978-1225 | Nuckolls | NE27806 | Active | 56518 | 117963A | 2013 | PVI Industries | FTVT - Firetube Vertical TB | HWSD - Hot Water Dom/Potable | 8/31/2026
Brodstone Memorial Hospital | 520 E 10th St | Superior | NE | 68978-1225 | Nuckolls | NE37208 | Scrapped/Junked |  | N5054 | 1967 | KEWA | FTSM - FTS Marine Dry Back | STHT - Steam-Heat | 8/31/2010
Brodstone Memorial Hospital | 520 E 10th St | Superior | NE | 68978-1225 | Nuckolls | NE37209 | Scrapped/Junked |  | N5053 | 1967 | KEWA | FTSM - FTS Marine Dry Back | STHT - Steam-Heat | 8/31/2010
Brodstone Memorial Hospital | 520 E 10th St | Superior | NE | 68978-1225 | Nuckolls | NE41657 | Active | 260266 | 260266 | 2019 | A O Smith | CHWH - ASME/Fired Water Heater | HWSD - Hot Water Dom/Potable | 8/31/2026
Brodstone Memorial Hospital | 520 E 10th St | Superior | NE | 68978-1225 | Nuckolls | NE41658 | Active | 258553 | 258553 | 2019 | A O Smith | CHWH - ASME/Fired Water Heater | HWSD - Hot Water Dom/Potable | 8/31/2026
Brodstone Memorial Hospital | 520 E 10th St | Superior | NE | 68978-1225 | Nuckolls | NE41659 | Active | 7095 | 19HE063541719 | 2019 | Riello | COBL - Coil Type Boiler | HWHT - Hot Water Heat | 8/31/2026
Brodstone Memorial Hospital | 520 E 10th St | Superior | NE | 68978-1225 | Nuckolls | NE41660 | Active | 7777 | 19HE063581719 | 2019 | Riello | COBL - Coil Type Boiler | HWHT - Hot Water Heat | 8/31/2026
Brodstone Memorial Hospital | 520 E 10th St | Superior | NE | 68978-1225 | Nuckolls | NE41661 | Active | 7096 | 19HE63551719 | 2019 | Riello | COBL - Coil Type Boiler | HWHT - Hot Water Heat | 8/31/2026
Brodstone Memorial Hospital | 520 E 10th St | Superior | NE | 68978-1225 | Nuckolls | NE41662 | Active | 7764 | 19HE063451619 | 2019 | Riello | COBL - Coil Type Boiler | HWHT - Hot Water Heat | 8/31/2026
Brodstone Memorial Hospital | 520 E 10th St | Superior | NE | 68978-1225 | Nuckolls | NE41663 | Active | 7767 | 19HE063481619 | 2019 | Riello | COBL - Coil Type Boiler | HWHT - Hot Water Heat | 8/31/2026
Brodstone Memorial Hospital | 520 E 10th St | Superior | NE | 68978-1225 | Nuckolls | NE41664 | Active | 7768 | 19HE063491619 | 2019 | Riello | COBL - Coil Type Boiler | HWHT - Hot Water Heat | 8/31/2026
Ainsworth Community School | 520 E 2nd St | Ainsworth | NE | 69210-1439 | Brown | NE20265 | Exempt 1999 LB-66 |  | 000000000000965 | 1991 | RHEEM MANUFACTURING CO | AHWH - ANSI/Fired Water Htr | HWSD - Hot Water Dom/Potable | 7/31/2000
Ainsworth Community School | 520 E 2nd St | Ainsworth | NE | 69210-1439 | Brown | NE20266 | Exempt 1999 LB-66 |  | 000000000000963 | 1991 | RHEEM MANUFACTURING CO | AHWH - ANSI/Fired Water Htr | HWSD - Hot Water Dom/Potable | 7/31/2000
Ainsworth Community School | 520 E 2nd St | Ainsworth | NE | 69210-1439 | Brown | NE20267 | Exempt 1999 LB-66 |  | 000000000000282 | 1991 | RHEEM MANUFACTURING CO | AHWH - ANSI/Fired Water Htr | HWSD - Hot Water Dom/Potable | 7/31/2000
Ainsworth Community School | 520 E 2nd St | Ainsworth | NE | 69210-1439 | Brown | NE20268 | Exempt 1999 LB-66 |  | 000000000000966 | 1991 | RHEEM MANUFACTURING CO | AHWH - ANSI/Fired Water Htr | HWSD - Hot Water Dom/Potable | 7/31/2000
Ainsworth Community School | 520 E 2nd St | Ainsworth | NE | 69210-1439 | Brown | NE20269 | Exempt 1999 LB-66 |  | 000000000000964 | 1991 | RHEEM MANUFACTURING CO | AHWH - ANSI/Fired Water Htr | HWSD - Hot Water Dom/Potable | 7/31/2000
Ainsworth Community School | 520 E 2nd St | Ainsworth | NE | 69210-1439 | Brown | NE22443 | Scrapped/Junked | 10330 | 99E-7944 | 1998 | Aldrich | FT - Firetube Boiler | GLYC - Glycol Bldg Heat Sys | 10/31/2022
Ainsworth Community School | 520 E 2nd St | Ainsworth | NE | 69210-1439 | Brown | NE22444 | Active | 10332 | 99E-7946 | 1998 | Aldrich | FT - Firetube Boiler | GLYC - Glycol Bldg Heat Sys | 10/31/2026
Ainsworth Community School | 520 E 2nd St | Ainsworth | NE | 69210-1439 | Brown | NE31993 | Scrapped/Junked |  | H1470 | 1966 | Kewannee | FT - Firetube Boiler | STHT - Steam-Heat | 7/31/1999
Ainsworth Community School | 520 E 2nd St | Ainsworth | NE | 69210-1439 | Brown | NE43174 | Active | 3068 | 03312 | 2023 | Riello | WTSS - Watertube SS Steel | HWHT - Hot Water Heat | 10/31/2024
Ainsworth Community School | 520 E 2nd St | Ainsworth | NE | 69210-1439 | Brown | NE43175 | Active | 3075 | 03311 | 2023 | Riello | WTSS - Watertube SS Steel | HWHT - Hot Water Heat | 10/31/2024
Ainsworth Community School | 520 E 2nd St | Ainsworth | NE | 69210-1439 | Brown | NE43176 | Active | 3060 | 68102 | 2023 | Riello | WTSS - Watertube SS Steel | HWHT - Hot Water Heat | 10/31/2024
Ainsworth Community School | 520 E 2nd St | Ainsworth | NE | 69210-1439 | Brown | NE43177 | Active | 3048 | 03332 | 2023 | Riello | WTSS - Watertube SS Steel | HWHT - Hot Water Heat | 10/31/2024
Chase County School | 520 E 9th St | Imperial | NE | 69033-3138 | Chase | NE07672 | Active | 252841 | 060625841 | 2006 | Raypak | CHWH - ASME/Fired Water Heater | HWSD - Hot Water Dom/Potable | 2/28/2026
Chase County School | 520 E 9th St | Imperial | NE | 69033-3138 | Chase | NE10312 | Scrapped/Junked | 51511 | SS-86537-S2002 | 2002 | SUSSMAN-AUTOMATIC CORP | ELBL - Electric Boiler | 0020 - Supp to Sterlizer/Autoclave | 8/31/2007
Chase County School | 520 E 9th St | Imperial | NE | 69033-3138 | Chase | NE17246 | Scrapped/Junked | 28377 | 68884 | 1990 | Bryan | WT - Water Tube Boiler | HWHT - Hot Water Heat | 2/28/2013
Chase County School | 520 E 9th St | Imperial | NE | 69033-3138 | Chase | NE17247 | Out of Service | 28365 | 68872 | 1990 | Bryan | WT - Water Tube Boiler | HWHT - Hot Water Heat | 2/28/2011
Chase County School | 520 E 9th St | Imperial | NE | 69033-3138 | Chase | NE17248 | Scrapped/Junked | 13729 | 2364 | 1990 | WEBJ | COBL - Coil Type Boiler | HWSD - Hot Water Dom/Potable | 2/28/2013
Chase County School | 520 E 9th St | Imperial | NE | 69033-3138 | Chase | NE17249 | Active | 13585 | 3048 | 1990 | WEBJ | COBL - Coil Type Boiler | HWSD - Hot Water Dom/Potable | 2/28/2026
Chase County School | 520 E 9th St | Imperial | NE | 69033-3138 | Chase | NE17250 | Scrapped/Junked | 9636 | 34571-9K-1910 | 1990 | CRNF | KETT - Fired Kettle | COOK - Cooker/Kettle | 2/28/2016
Chase County School | 520 E 9th St | Imperial | NE | 69033-3138 | Chase | NE20282 | Exempt 1999 LB-66 |  | 4064 | 1990 | AO SMITH | AHWH - ANSI/Fired Water Htr | HWSD - Hot Water Dom/Potable | 8/31/2000
Chase County School | 520 E 9th St | Imperial | NE | 69033-3138 | Chase | NE22808 | Active | 18651 | 12F-6558 | 2012 | Aldrich | FTVT - Firetube Vertical TB | HWHT - Hot Water Heat | 2/28/2026
Chase County School | 520 E 9th St | Imperial | NE | 69033-3138 | Chase | NE22809 | Active | 18650 | 12F-6559 | 2012 | Aldrich | FTVT - Firetube Vertical TB | HWHT - Hot Water Heat | 2/28/2026
Chase County School | 520 E 9th St | Imperial | NE | 69033-3138 | Chase | NE35176 | Scrapped/Junked | 27734 | P-5674 | 1976 | KEWANEE | FTFB - Firetube-Firebox Boiler | STHT - Steam-Heat | 8/31/2006
Chase County School | 520 E 9th St | Imperial | NE | 69033-3138 | Chase | NE35177 | Scrapped/Junked | 27687 | P-5676 | 1976 | KEWANEE | FTFB - Firetube-Firebox Boiler | STHT - Steam-Heat | 8/31/2006
DOLLAR GENERAL STORE | 520 E St | Fairbury | NE | 68352-2324 | JEFFERSON | NE04115 | Scrapped/Junked |  |  | 1956 | AMERICAN STANDARD |  | STHT - Steam-Heat | 5/31/2004
DOLLAR GENERAL STORE | 520 E St | Fairbury | NE | 68352-2324 | JEFFERSON | NE09565 | Scrapped/Junked |  | 448667R | 2003 | PEERLESS HEATER COMPANY |  | STHT - Steam-Heat | 12/31/2006
Parks & Rec Maintenance Bldg. | 520 Fairgrounds Ave | Wayne | NE | 68787 | Wayne | NE43459 | Active | 618067 | N1.24.28.00036 | 2024 | Lochinvar | WT - Water Tube Boiler | GLFH - Glycol Floor Heat System | 10/31/2026
Parks & Rec Maintenance Bldg. | 520 Fairgrounds Ave | Wayne | NE | 68787 | Wayne | NE43460 | Active | 627319 | N1.24.45.00038 | 2024 | Lochinvar | WT - Water Tube Boiler | GLFH - Glycol Floor Heat System | 10/31/2026
Kilgore Library | 520 N Nebraska Ave | York | NE | 68467-3035 | York | NE41855 | Active | 286597 | 21.PG60.150.0573 | 2021 | Trinity | FTVT - Firetube Vertical TB | HWDP - Hotwater Heat & Dom Supply | 9/30/2026
Kilgore Library | 520 N Nebraska Ave | York | NE | 68467-3035 | York | NE41856 | Active | 199031 | 20.PG60.150.0392 | 2021 | Trinity | FTVT - Firetube Vertical TB | HWDP - Hotwater Heat & Dom Supply | 9/30/2026
ST JOHN BAPTIST SCHOOL | 520 S 18th St | Plattsmouth | NE | 68048-2001 | CASS | NE19708 | Exempt 1999 LB-66 |  | 0000000920 | 1994 | AO SMITH | AHWH - ANSI/Fired Water Htr | HWSD - Hot Water Dom/Potable | 2/29/2000
Monticello Apartments | 520 S 31st St | Omaha | NE | 68105-1480 | Douglas | NE20621 | Exempt 1999 LB-66 |  |  | 1996 | BRADFORD-WHITE | AHWH - ANSI/Fired Water Htr | HWSD - Hot Water Dom/Potable | 12/31/1999
Monticello Apartments | 520 S 31st St | Omaha | NE | 68105-1480 | Douglas | NE26649 | Active | n/a | CP7464472 | 2012 | Weil-McLain | CI - Cast Iron | STHT - Steam-Heat | 2/28/2019
Monticello Apartments | 520 S 31st St | Omaha | NE | 68105-1480 | Douglas | NE32938 | Inactive | N/A | 211-9341-0984 | 1984 | Peerless | CI - Cast Iron | STHT - Steam-Heat | 3/31/2017
Cl Jones Middle School | 520 W 3rd St | Minden | NE | 68959-1426 | Kearney | NE18306 | Scrapped/Junked | 7914 | 94-E4167 | 1994 | ALES | FTVT - Firetube Vertical TB | GLYC - Glycol Bldg Heat Sys | 2/28/2026
Cl Jones Middle School | 520 W 3rd St | Minden | NE | 68959-1426 | Kearney | NE18307 | Scrapped/Junked | 7915 | 94-E4168 | 1994 | ALES | FTVT - Firetube Vertical TB | GLYC - Glycol Bldg Heat Sys | 2/28/2026
Cl Jones Middle School | 520 W 3rd St | Minden | NE | 68959-1426 | Kearney | NE18308 | Scrapped/Junked | 7916 | 94-E4169 | 1994 | ALES | FTVT - Firetube Vertical TB | GLYC - Glycol Bldg Heat Sys | 2/28/2026
Cl Jones Middle School | 520 W 3rd St | Minden | NE | 68959-1426 | Kearney | NE18319 | Active | n/a | 493F00001 | 1993 | RHEEM | COWH - Coil Type Water Heater | HWSD - Hot Water Dom/Potable | 2/28/2026
Cl Jones Middle School | 520 W 3rd St | Minden | NE | 68959-1426 | Kearney | NE19104 | Active | 8225 | 95-E4806 | 1995 | ALES | FTVT - Firetube Vertical TB | GLYC - Glycol Bldg Heat Sys | 2/28/2026
Cl Jones Middle School | 520 W 3rd St | Minden | NE | 68959-1426 | Kearney | NE19105 | Active | 8221 | 95-E4802 | 1995 | ALES | FTVT - Firetube Vertical TB | GLYC - Glycol Bldg Heat Sys | 2/28/2026
Cl Jones Middle School | 520 W 3rd St | Minden | NE | 68959-1426 | Kearney | NE22425 | Exempt 1999 LB-66 |  |  | 1994 | RHEEM MANUFACTURING CO | AHWH - ANSI/Fired Water Htr | HWSD - Hot Water Dom/Potable | 6/30/1999
Cl Jones Middle School | 520 W 3rd St | Minden | NE | 68959-1426 | Kearney | NEW | Active | 628783 | 143202679 | 2024 | Lochinvar | UNK - Unknown | HWHT - Hot Water Heat | 3/31/2026
Cl Jones Middle School | 520 W 3rd St | Minden | NE | 68959-1426 | Kearney | NEW | Active | 569885 | 143202672 | 2024 | Lochinvar | UNK - Unknown | HWHT - Hot Water Heat | 3/31/2026
Cl Jones Middle School | 520 W 3rd St | Minden | NE | 68959-1426 | Kearney | NEW | Active | 628788 | 0 | 2024 | Lochinvar | UNK - Unknown | HWHT - Hot Water Heat | 3/31/2026
Cl Jones Middle School | 520 W 3rd St | Minden | NE | 68959-1426 | Kearney | NEW | Active | 628795 | 0 | 2024 | Lochinvar | UNK - Unknown | HWHT - Hot Water Heat | 3/31/2026
Minden High School | 520 W 3rd St | Minden | NE | 68959-1426 | Kearney | NE22438 | Scrapped/Junked | 9842 | 98E7268 | 1998 | ALES | FTVT - Firetube Vertical TB | GLYC - Glycol Bldg Heat Sys | 2/28/2019
Minden High School | 520 W 3rd St | Minden | NE | 68959-1426 | Kearney | NE22439 | Scrapped/Junked | 9841 | 98E7267 | 1998 | ALES | FTVT - Firetube Vertical TB | GLYC - Glycol Bldg Heat Sys | 2/28/2019
Minden High School | 520 W 3rd St | Minden | NE | 68959-1426 | Kearney | NE26872 | Active | 216439 | 216439 | 2016 | A O Smith | CHWH - ASME/Fired Water Heater | HWSD - Hot Water Dom/Potable | 2/28/2026
Minden High School | 520 W 3rd St | Minden | NE | 68959-1426 | Kearney | NE26873 | Active | 216517 | 216517 | 2016 | A O Smith | CHWH - ASME/Fired Water Heater | HWSD - Hot Water Dom/Potable | 2/28/2026
Minden High School | 520 W 3rd St | Minden | NE | 68959-1426 | Kearney | NE26874 | Active | 75356 | G-16-1806 | 2016 | Aerco | FT - Firetube Boiler | HWHT - Hot Water Heat | 2/28/2026
Minden High School | 520 W 3rd St | Minden | NE | 68959-1426 | Kearney | NE26875 | Active | 75358 | G-16-1808 | 2016 | Aerco | FT - Firetube Boiler | HWHT - Hot Water Heat | 2/28/2026
Minden High School | 520 W 3rd St | Minden | NE | 68959-1426 | Kearney | NE26876 | Active | 75355 | G-16-1805 | 2016 | Aerco | FT - Firetube Boiler | HWHT - Hot Water Heat | 2/28/2026
Minden High School | 520 W 3rd St | Minden | NE | 68959-1426 | Kearney | NE32862 | Scrapped/Junked | 15563 |  | 1984 | IND COMBUSTION | FT - Firetube Boiler | STHT - Steam-Heat | 6/30/1999
Minden High School | 520 W 3rd St | Minden | NE | 68959-1426 | Kearney | NE32863 | Scrapped/Junked |  | 1165 | 1984 | IND COMBUSTION | FT - Firetube Boiler | STHT - Steam-Heat | 6/30/1999
Huvepharma | 520 W Industrial Lake Dr | Lincoln | NE | 68528-1573 | Lancaster | NE06425 | Active | 230477 | 0501230477 | 2005 | Raytherm/Raypak | CPFT - Horiz Cpr Fin Boiler | HWHT - Hot Water Heat | 7/31/2026
Huvepharma | 520 W Industrial Lake Dr | Lincoln | NE | 68528-1573 | Lancaster | NE08512 | Active | 11247 | 01E-9070 | 2001 | Aldrich | FT - Firetube Boiler | HWHT - Hot Water Heat | 7/31/2026
Huvepharma | 520 W Industrial Lake Dr | Lincoln | NE | 68528-1573 | Lancaster | NE08513 | Active | 11252 | 01E-9075 | 2001 | Aldrich | FT - Firetube Boiler | HWHT - Hot Water Heat | 7/31/2026
Huvepharma | 520 W Industrial Lake Dr | Lincoln | NE | 68528-1573 | Lancaster | NE08514 | Active | 11249 | 01E-9072 | 2001 | Aldrich | FT - Firetube Boiler | HWHT - Hot Water Heat | 7/31/2026
Huvepharma | 520 W Industrial Lake Dr | Lincoln | NE | 68528-1573 | Lancaster | NE08515 | Active | 46413 | 86982 | 2001 | Bryan Ste. | WT - Water Tube Boiler | PROC - Process Steam | 7/31/2026
Huvepharma | 520 W Industrial Lake Dr | Lincoln | NE | 68528-1573 | Lancaster | NE09691 | Scrapped/Junked | 135740 | 9611135743 | 2001 | Raytherm/Raypak | WT - Water Tube Boiler | HWHT - Hot Water Heat | 7/31/2005
Fremont Presbyterian #4463 | 520 W Linden Ave | Fremont | NE | 68025-4048 | Dodge | NE03499 | Inactive | N/A | 1-M9953 | 1965 | Kewanee | FTFB - Firetube-Firebox Boiler | HWHT - Hot Water Heat | 12/31/2021
Fremont Presbyterian #4463 | 520 W Linden Ave | Fremont | NE | 68025-4048 | Dodge | NE41458 | Active | 525232 | N1.17.00036 | 2021 | Lochinvar | WT - Water Tube Boiler | HWHT - Hot Water Heat | 1/31/2026
Fremont Presbyterian #4463 | 520 W Linden Ave | Fremont | NE | 68025-4048 | Dodge | NE41459 | Active | 525226 | N1.21.17.00030 | 2021 | Lochinvar | WT - Water Tube Boiler | HWHT - Hot Water Heat | 1/31/2026
Tyson Dakota City Beef Plant | 5200 IBP Ave | Dakota City | NE | 68731 | Dakota | NE00339 | Exempt | NB12063 | 010130 | 2001 | Fes Inc | UFPV - Unfired Pressure Vessel | 0033 - Oil Seperator | 2/28/2020
Tyson Dakota City Beef Plant | 5200 IBP Ave | Dakota City | NE | 68731 | Dakota | NE08661 | Scrapped/Junked | 13973 | 018123 | 2001 | Evapco | UFPV - Unfired Pressure Vessel | STOR - Storage Vessel | 2/28/2020
Tyson Dakota City Beef Plant | 5200 IBP Ave | Dakota City | NE | 68731 | Dakota | NE08662 | Exempt | 59219 | 1 | 1984 | Frick Co | UFPV - Unfired Pressure Vessel | STOR - Storage Vessel | 6/30/2021
Tyson Dakota City Beef Plant | 5200 IBP Ave | Dakota City | NE | 68731 | Dakota | NE08663 | Scrapped/Junked | 63652 | 00 | 1985 | Frick Co | HEXC - Heat Exchanger | STOR - Storage Vessel | 2/28/2014
Tyson Dakota City Beef Plant | 5200 IBP Ave | Dakota City | NE | 68731 | Dakota | NE08664 | Exempt | 59218 | 00 | 1985 | Frick Co | UFPV - Unfired Pressure Vessel | STOR - Storage Vessel | 2/28/2020
Tyson Dakota City Beef Plant | 5200 IBP Ave | Dakota City | NE | 68731 | Dakota | NE08665 | Exempt | 83102 | 83102 | 1988 | Frick Co | UFPV - Unfired Pressure Vessel | STOR - Storage Vessel | 6/30/2021
Tyson Dakota City Beef Plant | 5200 IBP Ave | Dakota City | NE | 68731 | Dakota | NE08666 | Scrapped/Junked | 63651 | 00 | 1985 | Frick Co | HEXC - Heat Exchanger | STOR - Storage Vessel | 2/28/2014
Tyson Dakota City Beef Plant | 5200 IBP Ave | Dakota City | NE | 68731 | Dakota | NE08667 | Scrapped/Junked | 84738 | 00 | 1989 | Frick Co | HEXC - Heat Exchanger | STOR - Storage Vessel | 2/28/2014
Tyson Dakota City Beef Plant | 5200 IBP Ave | Dakota City | NE | 68731 | Dakota | NE08668 | Active | 6401 | 11 | 1988 | Fes Inc | UFPV - Unfired Pressure Vessel | STOR - Storage Vessel | 2/28/2026
Tyson Dakota City Beef Plant | 5200 IBP Ave | Dakota City | NE | 68731 | Dakota | NE08669 | Exempt | 11643 | 11 | 2000 | Fes Inc | UFPV - Unfired Pressure Vessel | STOR - Storage Vessel | 2/28/2020
Tyson Dakota City Beef Plant | 5200 IBP Ave | Dakota City | NE | 68731 | Dakota | NE08670 | Exempt | 11644 | 00 | 2000 | Fes Inc | UFPV - Unfired Pressure Vessel | STOR - Storage Vessel | 2/28/2020
Tyson Dakota City Beef Plant | 5200 IBP Ave | Dakota City | NE | 68731 | Dakota | NE08671 | Exempt | 11491 | 00 | 2000 | Fes Inc | UFPV - Unfired Pressure Vessel | STOR - Storage Vessel | 2/28/2020
Tyson Dakota City Beef Plant | 5200 IBP Ave | Dakota City | NE | 68731 | Dakota | NE09456 | Scrapped/Junked |  |  | 1958 | Stpa |  |  | 8/31/1993
Tyson Dakota City Beef Plant | 5200 IBP Ave | Dakota City | NE | 68731 | Dakota | NE13100 | Scrapped/Junked | 22044 |  | 1965 | Kewannee |  | PROC - Process Steam | 8/31/1995
Tyson Dakota City Beef Plant | 5200 IBP Ave | Dakota City | NE | 68731 | Dakota | NE13101 | Scrapped/Junked | 21871 |  | 1964 | Kewannee |  | PROC - Process Steam | 8/31/1995
Tyson Dakota City Beef Plant | 5200 IBP Ave | Dakota City | NE | 68731 | Dakota | NE13102 | Scrapped/Junked | 21856 |  | 1965 | Kewannee |  | PROC - Process Steam | 8/31/1995
Tyson Dakota City Beef Plant | 5200 IBP Ave | Dakota City | NE | 68731 | Dakota | NE13103 | Scrapped/Junked | 22043 |  | 1965 | Kewannee |  | PROC - Process Steam | 8/31/1995
Tyson Dakota City Beef Plant | 5200 IBP Ave | Dakota City | NE | 68731 | Dakota | NE14061 | Scrapped/Junked | 23746 |  | 1968 | Kewannee |  | PROC - Process Steam | 8/31/1996
Tyson Dakota City Beef Plant | 5200 IBP Ave | Dakota City | NE | 68731 | Dakota | NE14073 | Scrapped/Junked | 24382 |  | 1970 | Kewannee |  | PROC - Process Steam | 8/31/1996
Tyson Dakota City Beef Plant | 5200 IBP Ave | Dakota City | NE | 68731 | Dakota | NE15330 | Scrapped/Junked | 42184 |  | 1978 | Patk |  |  | 6/30/2001
Tyson Dakota City Beef Plant | 5200 IBP Ave | Dakota City | NE | 68731 | Dakota | NE17632 | Active | 9095 | 9401-01 | 1995 | Johnston Boiler Co. | FTWB - FTS Marine Wet Back | PROC - Process Steam | 6/30/2026
Tyson Dakota City Beef Plant | 5200 IBP Ave | Dakota City | NE | 68731 | Dakota | NE17633 | Active | 9097 | 9401-02 | 1995 | Johnston Boiler Co. | FT - Firetube Boiler | PROC - Process Steam | 9/30/2026
Tyson Dakota City Beef Plant | 5200 IBP Ave | Dakota City | NE | 68731 | Dakota | NE17634 | Active | 9099 | 9401-03 | 1995 | Johnston Boiler Co. | FT - Firetube Boiler | PROC - Process Steam | 6/30/2026
Tyson Dakota City Beef Plant | 5200 IBP Ave | Dakota City | NE | 68731 | Dakota | NE17635 | Active | 9100 | 9401-04 | 1995 | Johnston Boiler Co. | FT - Firetube Boiler | PROC - Process Steam | 6/30/2026
Tyson Dakota City Beef Plant | 5200 IBP Ave | Dakota City | NE | 68731 | Dakota | NE17636 | Active | 9103 | 9401-05 | 1995 | Johnston Boiler Co. | FT - Firetube Boiler | PROC - Process Steam | 9/30/2026
Tyson Dakota City Beef Plant | 5200 IBP Ave | Dakota City | NE | 68731 | Dakota | NE22032 | Active | 17610 | 120022 | 2012 | G E A | UFPV - Unfired Pressure Vessel | 0017 - Ammonia Receiver | 2/28/2026
Tyson Dakota City Beef Plant | 5200 IBP Ave | Dakota City | NE | 68731 | Dakota | NE22033 | Active | 17609 | 1 | 2012 | G E A | UFPV - Unfired Pressure Vessel | 0017 - Ammonia Receiver | 2/28/2026
Tyson Dakota City Beef Plant | 5200 IBP Ave | Dakota City | NE | 68731 | Dakota | NE24559 | Active | 16254 | 16254 | 2007 | Superior Boiler Works | FTWB - FTS Marine Wet Back | PROC - Process Steam | 2/28/2026
Tyson Dakota City Beef Plant | 5200 IBP Ave | Dakota City | NE | 68731 | Dakota | NE28913 | Out of Service | 11724 | S4500-150-7 | 2004 | Hurst | FTSM - FTS Marine Dry Back | PROC - Process Steam | 8/31/2021
Tyson Dakota City Beef Plant | 5200 IBP Ave | Dakota City | NE | 68731 | Dakota | NE886752-6 | Inactive | 568 |  | 1995 | Wilson Fab | UFPV - Unfired Pressure Vessel |  | N/A
VILLAGER MOTOR INN | 5200 O St | Lincoln | NE | 68510-1955 | LANCASTER | NE00056 | Inactive | 64838 | G99230472 | 1999 | STATE INDUSTRIES | CHWH - ASME/Fired Water Heater | HWSD - Hot Water Dom/Potable | 9/30/2008
VILLAGER MOTOR INN | 5200 O St | Lincoln | NE | 68510-1955 | LANCASTER | NE00057 | Inactive | 64838 |  | 1999 | STATE INDUSTRIES | CHWH - ASME/Fired Water Heater | HWSD - Hot Water Dom/Potable | 9/30/2007
VILLAGER MOTOR INN | 5200 O St | Lincoln | NE | 68510-1955 | LANCASTER | NE01485 | Inactive | 59541 | LA01106678 | 2001 | AO SMITH | CHWH - ASME/Fired Water Heater | HWSD - Hot Water Dom/Potable | 9/30/2008
VILLAGER MOTOR INN | 5200 O St | Lincoln | NE | 68510-1955 | LANCASTER | NE01486 | Inactive | 59449 | LA011008799 | 2001 | AO SMITH | CHWH - ASME/Fired Water Heater | HWSD - Hot Water Dom/Potable | 9/30/2007
VILLAGER MOTOR INN | 5200 O St | Lincoln | NE | 68510-1955 | LANCASTER | NE11632 | Scrapped/Junked |  | AK85-01224 | 1985 | AO SMITH | CHWH - ASME/Fired Water Heater | HWSD - Hot Water Dom/Potable | 5/31/2004
VILLAGER MOTOR INN | 5200 O St | Lincoln | NE | 68510-1955 | LANCASTER | NE16159 | Inactive |  | 184287 | 1990 | AO SMITH | CHWH - ASME/Fired Water Heater | HWSD - Hot Water Dom/Potable | 5/31/2001
VILLAGER MOTOR INN | 5200 O St | Lincoln | NE | 68510-1955 | LANCASTER | NE16916 | Inactive | 24169 |  | 1993 | AO SMITH | CHWH - ASME/Fired Water Heater | HWSD - Hot Water Dom/Potable | 9/30/2007
VILLAGER MOTOR INN | 5200 O St | Lincoln | NE | 68510-1955 | LANCASTER | NE17108 | Scrapped/Junked |  | 000000000198540 | 1991 | AO SMITH | AHWH - ANSI/Fired Water Htr | HWSD - Hot Water Dom/Potable | 5/31/1999
VILLAGER MOTOR INN | 5200 O St | Lincoln | NE | 68510-1955 | LANCASTER | NE17109 | Inactive |  | 0203759 | 1991 | AO SMITH | CHWH - ASME/Fired Water Heater | HWSD - Hot Water Dom/Potable | 5/31/2001
VILLAGER MOTOR INN | 5200 O St | Lincoln | NE | 68510-1955 | LANCASTER | NE17111 | Scrapped/Junked |  | 0217445 | 1992 | AO SMITH | AHWH - ANSI/Fired Water Htr | HWSD - Hot Water Dom/Potable | 5/31/2000
VILLAGER MOTOR INN | 5200 O St | Lincoln | NE | 68510-1955 | LANCASTER | NE17126 | Inactive | 20091 |  | 1993 | AO SMITH | CHWH - ASME/Fired Water Heater | HWSD - Hot Water Dom/Potable | 9/30/2007
VILLAGER MOTOR INN | 5200 O St | Lincoln | NE | 68510-1955 | LANCASTER | NE17127 | Scrapped/Junked | 21713 |  | 1993 | AO SMITH | AHWH - ANSI/Fired Water Htr | HWSD - Hot Water Dom/Potable | 5/31/1999
VILLAGER MOTOR INN | 5200 O St | Lincoln | NE | 68510-1955 | LANCASTER | NE17132 | Inactive |  | 0F94PA2583 | 1994 | TELEDYNE LAARS | CPFT - Horiz Cpr Fin Boiler | IPHT - Indoor Pool Heater | 9/30/2008
VILLAGER MOTOR INN | 5200 O St | Lincoln | NE | 68510-1955 | LANCASTER | NE20003 | Inactive | 27477 | LL94-0388504 | 1994 | AO SMITH | CHWH - ASME/Fired Water Heater | HWSD - Hot Water Dom/Potable | 9/30/2007
VILLAGER MOTOR INN | 5200 O St | Lincoln | NE | 68510-1955 | LANCASTER | NE22008 | Inactive | 40681 | LH97-0669672 | 1997 | AO SMITH | CHWH - ASME/Fired Water Heater | HWSD - Hot Water Dom/Potable | 9/30/2007
VILLAGER MOTOR INN | 5200 O St | Lincoln | NE | 68510-1955 | LANCASTER | NE22009 | Inactive | 33795 | LC96-0508288 | 1996 | AO SMITH | CHWH - ASME/Fired Water Heater | HWSD - Hot Water Dom/Potable | 9/30/2008
VILLAGER MOTOR INN | 5200 O St | Lincoln | NE | 68510-1955 | LANCASTER | NE23844 | Inactive | 63002 |  | 1999 | AO SMITH | CHWH - ASME/Fired Water Heater | HWSD - Hot Water Dom/Potable | 9/30/2008
Maxey Elementary School | 5200 S 75th St | Lincoln | NE | 68516-4360 | Lancaster | NE05389 | Active | 8125 | 94-E4590 | 1994 | Les Inc/Aldrich Co | FTVT - Firetube Vertical TB | GLYC - Glycol Bldg Heat Sys | 11/30/2026
Maxey Elementary School | 5200 S 75th St | Lincoln | NE | 68516-4360 | Lancaster | NE05390 | Active | 8132 | 94-E4597 | 1994 | Les Inc/Aldrich Co | FTVT - Firetube Vertical TB | GLYC - Glycol Bldg Heat Sys | 11/30/2026
Maxey Elementary School | 5200 S 75th St | Lincoln | NE | 68516-4360 | Lancaster | NE05391 | Active | 8126 | 94E-4591 | 1994 | Les Inc/Aldrich Co | FTVT - Firetube Vertical TB | GLYC - Glycol Bldg Heat Sys | 11/30/2026
Maxey Elementary School | 5200 S 75th St | Lincoln | NE | 68516-4360 | Lancaster | NE05392 | Scrapped/Junked | 8131 | 94E-4596 | 1994 | Les Inc/Aldrich Co | FTVT - Firetube Vertical TB | GLYC - Glycol Bldg Heat Sys | 4/30/2019
Maxey Elementary School | 5200 S 75th St | Lincoln | NE | 68516-4360 | Lancaster | NE05393 | Exempt 1999 LB-66 |  | 0000353792 | 1994 | AO SMITH | AHWH - ANSI/Fired Water Htr | HWSD - Hot Water Dom/Potable | 6/30/2000
Maxey Elementary School | 5200 S 75th St | Lincoln | NE | 68516-4360 | Lancaster | NE05394 | Scrapped/Junked | 27390 |  | 1994 | AO SMITH | COBL - Coil Type Boiler | HWSD - Hot Water Dom/Potable | 6/30/2001
Culler Middle School | 5201 Vine St | Lincoln | NE | 68504-3339 | Lancaster | NE05843 | Scrapped/Junked | 84429 |  | 1997 | CLEVELAND | WT - Water Tube Boiler | PROC - Process Steam | 3/31/2002
Culler Middle School | 5201 Vine St | Lincoln | NE | 68504-3339 | Lancaster | NE07789 | Scrapped/Junked | 47235 | LL980789043970 | 1998 | AO SMITH | CHWH - ASME/Fired Water Heater | HWSD - Hot Water Dom/Potable | 2/28/2013
Culler Middle School | 5201 Vine St | Lincoln | NE | 68504-3339 | Lancaster | NE07790 | Scrapped/Junked | 47225 | LL980789039970 | 1998 | AO SMITH | CHWH - ASME/Fired Water Heater | HWSD - Hot Water Dom/Potable | 4/30/2017
Culler Middle School | 5201 Vine St | Lincoln | NE | 68504-3339 | Lancaster | NE08771 | Active | 11143 | 00E-8935 | 2000 | Les Inc/Aldrich Co | FTVT - Firetube Vertical TB | GLYC - Glycol Bldg Heat Sys | 11/30/2026
Culler Middle School | 5201 Vine St | Lincoln | NE | 68504-3339 | Lancaster | NE08772 | Active | 11146 | 00E-8938 | 2000 | Les Inc/Aldrich Co | FTVT - Firetube Vertical TB | GLYC - Glycol Bldg Heat Sys | 11/30/2026
Culler Middle School | 5201 Vine St | Lincoln | NE | 68504-3339 | Lancaster | NE30123 | Scrapped/Junked |  | 7L85 | 1958 | KEWANEE | FT - Firetube Boiler | STHT - Steam-Heat | 3/31/2002
Culler Middle School | 5201 Vine St | Lincoln | NE | 68504-3339 | Lancaster | NE30124 | Scrapped/Junked |  | 7L85 | 1958 | KEWANEE | FT - Firetube Boiler | STHT - Steam-Heat | 3/31/2002
Culler Middle School | 5201 Vine St | Lincoln | NE | 68504-3339 | Lancaster | NE30151 | Inactive |  | 3R5 | 1958 | KEWANEE | FT - Firetube Boiler | STHT - Steam-Heat | 6/30/2000
Lara Grocery | 5202 S 20th St | Omaha | NE | 68107-2951 | Douglas | NE06156 | Out of Service | n/a | 0578V00234 | 1978 | BDP/Dunkirk | CI - Cast Iron | HWHT - Hot Water Heat | 3/31/2011
Holy Ghost New School | 5203 Q St | Omaha | NE | 68117-1816 | Douglas | NE06456 | Active | 13426 | 04F1342 | 2004 | ALES | FTVT - Firetube Vertical TB | HWHT - Hot Water Heat | 8/31/2026
Holy Ghost New School | 5203 Q St | Omaha | NE | 68117-1816 | Douglas | NE06457 | Active | 13427 | 04F1343 | 2004 | ALES | FTVT - Firetube Vertical TB | HWHT - Hot Water Heat | 8/31/2026
St Mary's Church | 521 Perry St | Odell | NE | 68415-3148 | Gage | NE14773 | Scrapped/Junked | N/A | 61-21980 | 1975 | Peerless | CI - Cast Iron | HWHT - Hot Water Heat | 3/31/2022
Leyton Elementary & Middle | 521 Rose St | Gurley | NE | 69141 | Cheyenne | NE18172 | Scrapped/Junked | na | 0094651293 | 1994 | Peerless | CI - Cast Iron | STHT - Steam-Heat | 11/30/2014
Leyton Elementary & Middle | 521 Rose St | Gurley | NE | 69141 | Cheyenne | NE18181 | Scrapped/Junked | n/a | 0000001293 | 1994 | Peerless | CI - Cast Iron | STHT - Steam-Heat | 11/30/2014
LEYTON ELEMENTARY & MIDDLE | 521 ROSE ST | GURLEY | NE | 69141-0178 | CHEYENNE | NE21225 | Exempt 1999 LB-66 |  | MJ94-0366448 | 1994 | AO SMITH | AHWH - ANSI/Fired Water Htr | HWSD - Hot Water Dom/Potable | 11/30/1999
Huvepharma | 521 W Industrial Lake Dr | Lincoln | NE | 68528-1574 | Lancaster | NE08525 | Scrapped/Junked | 48798 | 84596 | 1998 | LATT | FTNT - FT Vertical Tubeless | PROC - Process Steam | 8/31/2022
Huvepharma | 521 W Industrial Lake Dr | Lincoln | NE | 68528-1574 | Lancaster | NE41569 | Active | 59601 | 98450 | 2022 | Lattner Boiler Co | FTNT - FT Vertical Tubeless | PROC - Process Steam | 5/31/2026
Overland Trails Renal Care Group | 5210 Parklane Dr | Kearney | NE | 68847-8605 | Buffalo | NE02342 | Scrapped/Junked | 98859 | 98859 | 2003 | Rheem Manufacturing Co | CHWH - ASME/Fired Water Heater | HWSD - Hot Water Dom/Potable | 6/30/2009
Overland Trails Renal Care Group | 5210 Parklane Dr | Kearney | NE | 68847-8605 | Buffalo | NE09681 | Scrapped/Junked | 90564 | URNG1001G02942 | 2001 | Ruud-Rheem | CHWH - ASME/Fired Water Heater | HWSD - Hot Water Dom/Potable | 2/28/2005
Overland Trails Renal Care Group | 5210 Parklane Dr | Kearney | NE | 68847-8605 | Buffalo | NE17057 | Out of Service | 118281 | 118281 | 2008 | RHEEM | CHWH - ASME/Fired Water Heater | HWSD - Hot Water Dom/Potable | 3/31/2016
Overland Trails Renal Care Group | 5210 Parklane Dr | Kearney | NE | 68847-8605 | Buffalo | NE26177 | Scrapped/Junked | 199908 | 199908 | 2014 | A O Smith | CHWH - ASME/Fired Water Heater | HWSD - Hot Water Dom/Potable | 3/31/2018
Overland Trails Renal Care Group | 5210 Parklane Dr | Kearney | NE | 68847-8605 | Buffalo | NE26891 | Inactive | 227781 | 227781 | 2017 | State | CHWH - ASME/Fired Water Heater | HWSD - Hot Water Dom/Potable | 4/30/2019
HOLY GHOST OLD SCHOOL | 5210 S 52ND ST | OMAHA | NE | 68117 | Douglas | NE34323 | Scrapped/Junked |  | 813084-0784 | 1984 | PEERLESS HEATER COMPANY |  | STHT - Steam-Heat | 8/31/2006
HOLY GHOST OLD SCHOOL | 5210 S 52ND ST | OMAHA | NE | 68117 | Douglas | NE34324 | Scrapped/Junked |  | 813083-0784 | 1984 | PEERLESS HEATER COMPANY |  | STHT - Steam-Heat | 8/31/2006
Union Manor | 5211 Calvert St | Lincoln | NE | 68506-3906 | Lancaster | NE06066 | Scrapped/Junked | 84832 | MB040016319/84832 | 2004 | AO SMITH | CHWH - ASME/Fired Water Heater | HWSD - Hot Water Dom/Potable | 2/28/2017
Union Manor | 5211 Calvert St | Lincoln | NE | 68506-3906 | Lancaster | NE06067 | Scrapped/Junked | 86248 | MD040007771/86248 | 2004 | AO SMITH | CHWH - ASME/Fired Water Heater | HWSD - Hot Water Dom/Potable | 2/28/2017
Union Manor | 5211 Calvert St | Lincoln | NE | 68506-3906 | Lancaster | NE26730 | Active | 210156 | 210156 | 2015 | A O Smith | CHWH - ASME/Fired Water Heater | HWSD - Hot Water Dom/Potable | 2/28/2026
Union Manor | 5211 Calvert St | Lincoln | NE | 68506-3906 | Lancaster | NE26731 | Active | 204121 | 204121 | 2015 | A O Smith | CHWH - ASME/Fired Water Heater | HWSD - Hot Water Dom/Potable | 2/28/2026
Max I Walkers | 5213 Leavenworth St | Omaha | NE | 68106-1345 | Douglas | NE02980 | Scrapped/Junked | 1072 | 1072 | 1981 | Williams & Davis | FTNF - Firetube Flueless | PROC - Process Steam | 5/31/2021
Max I Walkers | 5213 Leavenworth St | Omaha | NE | 68106-1345 | Douglas | NE03322 | Scrapped/Junked | 1162 | 1162 | 1982 | Williams & Davis | FTNF - Firetube Flueless | PROC - Process Steam | 5/31/2015
Max I Walkers | 5213 Leavenworth St | Omaha | NE | 68106-1345 | Douglas | NE20659 | Exempt 1999 LB-66 |  | 3522 | 1980 | Ruud-Rheem | AHWH - ANSI/Fired Water Htr | HWSD - Hot Water Dom/Potable | 5/31/2000
The Church of Jesus Christ - Omaha FM - Benson, Fl | 5217 N. 54Th Street | Omaha | NE | 68104-1705 | Douglas | NE18967 | Exempt 1999 LB-66 |  | 873-90415X | 1973 | Ruud-Rheem | FT - Firetube Boiler | HWDP - Hotwater Heat & Dom Supply | 11/30/1999
building demolished | 5219 S 53rd St | Omaha | NE | 68117-2301 | Douglas | NE07339 | Inactive | 22325 | J04L0137 | 2005 | Peerless | WT - Water Tube Boiler | HWHT - Hot Water Heat | 8/31/2015
building demolished | 5219 S 53rd St | Omaha | NE | 68117-2301 | Douglas | NE20327 | Exempt 1999 LB-66 |  | RN0479402457 | 1989 | RHEEM MANUFACTURING CO | AHWH - ANSI/Fired Water Htr | HWSD - Hot Water Dom/Potable | 8/31/1999
building demolished | 5219 S 53rd St | Omaha | NE | 68117-2301 | Douglas | NE37626 | Scrapped/Junked |  | 8291 | 1950 | NATIONAL RADIATOR | FT - Firetube Boiler | HWHT - Hot Water Heat | 8/31/2004
HOLY GHOST SCHOOL | 5220 S 52nd St | Omaha | NE | 68117-2499 | Douglas | NE20326 | Exempt 1999 LB-66 |  | 00MD89-00315880 | 1989 | AO SMITH | AHWH - ANSI/Fired Water Htr | HWSD - Hot Water Dom/Potable | 8/31/1999
HOLY GHOST SCHOOL | 5220 S 52nd St | Omaha | NE | 68117-2499 | Douglas | NE32647 | Scrapped/Junked | 6905 |  | 1964 | CONTINENTAL | FTSM - FTS Marine Dry Back | HWHT - Hot Water Heat | 8/31/2004
LOUIS ALBERT & SON | 5222 N 16th St | Omaha | NE | 68110-1335 | Douglas | NE02977 | Inactive | 3038 |  | 1983 | INDUSTRIAL | FT - Firetube Boiler | PROC - Process Steam | 2/28/2002
LOUIS ALBERT & SON | 5222 N 16th St | Omaha | NE | 68110-1335 | Douglas | NE16944 | Inactive | 70424 |  | 1994 | FULTON BOILERWORKS | FT - Firetube Boiler | PROC - Process Steam | 2/28/2002
Phillips Edison and Company "Baker's Supermarket" | 5222 S 136th St | Omaha | NE | 68137-3037 | Douglas | NE05644 | Exempt 1999 LB-66 |  | 2888403803 | 1988 | RUUD | AHWH - ANSI/Fired Water Htr | HWSD - Hot Water Dom/Potable | 1/31/2000
Holy Ghost Church | 5223 Q St | Omaha | NE | 68117-1816 | Douglas | NE06458 | Active | 13424 | 04F1340 | 2004 | ALES | FTVT - Firetube Vertical TB | HWHT - Hot Water Heat | 8/31/2026
TEMPLO CANAAN A/D | 5223 S 20th St | Omaha | NE | 68107-2952 | Douglas | NE37660 | Scrapped/Junked |  | 3083-V00003 | 1983 | BRYANT-DUNKIRK |  | STHT - Steam-Heat | 3/31/2007
Farm Bureau Insurance | 5225 S 16th St | Lincoln | NE | 68512-1275 | Lancaster | NE19566 | Active | 18023 | 10F-5931 | 2010 | Aldrich | FTVT - Firetube Vertical TB | HWHT - Hot Water Heat | 10/31/2025
Farm Bureau Insurance | 5225 S 16th St | Lincoln | NE | 68512-1275 | Lancaster | NE20952 | Active | 18431 | 11F-6339 | 2011 | Aldrich | FTVT - Firetube Vertical TB | HWHT - Hot Water Heat | 10/31/2025
Farm Bureau Insurance | 5225 S 16th St | Lincoln | NE | 68512-1275 | Lancaster | NE20953 | Active | 18432 | 11F-6340 | 2011 | Aldrich | FTVT - Firetube Vertical TB | HWHT - Hot Water Heat | 10/31/2025
Farm Bureau Insurance | 5225 S 16th St | Lincoln | NE | 68512-1275 | Lancaster | NE40945 | Out of Service | 9038 | 97E-6041 | 1996 | ALES | FTVT - Firetube Vertical TB | HWHT - Hot Water Heat | 10/31/2011
Farm Bureau Insurance | 5225 S 16th St | Lincoln | NE | 68512-1275 | Lancaster | NE40946 | Out of Service | 9028 | 97E-6030 | 1996 | ALES | FTVT - Firetube Vertical TB | HWHT - Hot Water Heat | 10/31/2011
Farm Bureau Insurance | 5225 S 16th St | Lincoln | NE | 68512-1275 | Lancaster | NE40947 | Out of Service | 9041 | 97E-6044 | 1996 | ALES | FTVT - Firetube Vertical TB | HWHT - Hot Water Heat | 10/31/2010
U Wash It Carwash | 5229 S 96th St | Omaha | NE | 68127-3317 | Douglas | NE00718 | Scrapped/Junked | n/a | 81-1282 | 1982 | Peerless | CI - Cast Iron | HWHF - Hot Water Heat-Floor | 10/31/2020
U Wash It Carwash | 5229 S 96th St | Omaha | NE | 68127-3317 | Douglas | NE00719 | Scrapped/Junked | n/a | 81-1283 | 1983 | Peerless | CI - Cast Iron | HWHF - Hot Water Heat-Floor | 10/31/2015
Creighton/Labaj Bldg | 523 N 20th St | Omaha | NE | 68178-0027 | Douglas | NE05582 | Exempt 1999 LB-66 |  | 403232 | 1982 | RHEEM MANUFACTURING CO | AHWH - ANSI/Fired Water Htr | HWSD - Hot Water Dom/Potable | 10/31/1998
Creighton/Labaj Bldg | 523 N 20th St | Omaha | NE | 68178-0027 | Douglas | NE17004 | Scrapped/Junked | n/a | n/a | 1952 | Kewanee | FTFB - Firetube-Firebox Boiler | HWHT - Hot Water Heat | 4/30/2015
Creighton/Labaj Bldg | 523 N 20th St | Omaha | NE | 68178-0027 | Douglas | NE25938 | Active | 51266 | 117817A | 2013 | PVI Industries | FTVT - Firetube Vertical TB | HWHT - Hot Water Heat | 4/30/2026
Creighton/Labaj Bldg | 523 N 20th St | Omaha | NE | 68178-0027 | Douglas | NE25939 | Active | 51437 | 117816A | 2014 | PVI Industries | FTVT - Firetube Vertical TB | HWHT - Hot Water Heat | 4/30/2026
Lou's Sporting Goods | 523 N Main St | Fremont | NE | 68025-5061 | Dodge | NE00300 | Active | n/a | 211A-04N | 1999 | Peerless | CI - Cast Iron | STHT - Steam-Heat | 11/30/2026
ALLIANCE MILLING CO | 523 W 2nd St | Alliance | NE | 69301-3723 | BOX BUTTE | NE13186 | Inactive | 1458 |  | 1965 | SUPERIOR BOILERWORKS | FTSM - FTS Marine Dry Back | PROC - Process Steam | 7/31/1995
HOLMES ELEMENTARY SCHOOL | 5230 Sumner St | Lincoln | NE | 68506-1362 | LANCASTER | NE09412 | Scrapped/Junked | 305548 | AA83-05548 | 1983 | AO SMITH | CHWH - ASME/Fired Water Heater | HWSD - Hot Water Dom/Potable | 6/30/2002
HOLMES ELEMENTARY SCHOOL | 5230 Sumner St | Lincoln | NE | 68506-1362 | LANCASTER | NE14598 | Scrapped/Junked | 41879 | 95595 | 1989 | KEWANEE | FTFB - Firetube-Firebox Boiler | STHT - Steam-Heat | 2/28/2009
HOLMES ELEMENTARY SCHOOL | 5230 Sumner St | Lincoln | NE | 68506-1362 | LANCASTER | NE32769 | Scrapped/Junked | 38391 | R-6906 | 1984 | KEWANEE | FTFB - Firetube-Firebox Boiler | STHT - Steam-Heat | 2/28/2009
Ruth Hill Elementary | 5230 Tipperary Trl | Lincoln | NE | 68512-1459 | Lancaster | NE05416 | Exempt 1999 LB-66 |  | 0000228161 | 1992 | AO SMITH | AHWH - ANSI/Fired Water Htr | HWSD - Hot Water Dom/Potable | 6/30/2000
Ruth Hill Elementary | 5230 Tipperary Trl | Lincoln | NE | 68512-1459 | Lancaster | NE05417 | Exempt 1999 LB-66 |  | 0000401623 | 1983 | RHEEM MANUFACTURING CO | AHWH - ANSI/Fired Water Htr | HWSD - Hot Water Dom/Potable | 6/30/2000
Ruth Hill Elementary | 5230 Tipperary Trl | Lincoln | NE | 68512-1459 | Lancaster | NE11939 | Scrapped/Junked |  | 730E755422 | 1975 | AO SMITH | AHWH - ANSI/Fired Water Htr | HWSD - Hot Water Dom/Potable | 2/28/2006
Ruth Hill Elementary | 5230 Tipperary Trl | Lincoln | NE | 68512-1459 | Lancaster | NE34365 | Scrapped/Junked | N/A | 428605 | 1975 | KEWA | FTFB - Firetube-Firebox Boiler | HWHT - Hot Water Heat | 2/28/2010
Ruth Hill Elementary | 5230 Tipperary Trl | Lincoln | NE | 68512-1459 | Lancaster | NE34366 | Scrapped/Junked |  | 428605 | 1975 | KEWA | FTFB - Firetube-Firebox Boiler | HWHT - Hot Water Heat | 2/28/2010
Holiday Inn Express | 524 E 23rd St | Columbus | NE | 68601-2827 | Platte | NE27665 | Active | 2098 | IGT 5098 | 2017 | Intellihot | CHWH - ASME/Fired Water Heater | HWSD - Hot Water Dom/Potable | 7/31/2026
Holiday Inn Express | 524 E 23rd St | Columbus | NE | 68601-2827 | Platte | NE27666 | Active | 2087 | IGT-5087 | 2017 | Intellihot | CHWH - ASME/Fired Water Heater | HWSD - Hot Water Dom/Potable | 7/31/2026
Holiday Inn Express | 524 E 23rd St | Columbus | NE | 68601-2827 | Platte | NE27667 | Active | 2095 | IGT-5095 | 2017 | Intellihot | CHWH - ASME/Fired Water Heater | HWSD - Hot Water Dom/Potable | 7/31/2026
Holiday Inn Express | 524 E 23rd St | Columbus | NE | 68601-2827 | Platte | NE27668 | Active | 1900 | IGT-4900 | 2017 | Intellihot | CHWH - ASME/Fired Water Heater | HWSD - Hot Water Dom/Potable | 7/31/2026
Holiday Inn Express | 524 E 23rd St | Columbus | NE | 68601-2827 | Platte | NE40540 | Scrapped/Junked | 45401 | LF98-0750614-970 | 1998 | AOSM | CHWH - ASME/Fired Water Heater | HWSD - Hot Water Dom/Potable | 3/31/2013
Holiday Inn Express | 524 E 23rd St | Columbus | NE | 68601-2827 | Platte | NE40541 | Scrapped/Junked | 46543 | LK98-0775583-970 | 1998 | AOSM | CHWH - ASME/Fired Water Heater | HWSD - Hot Water Dom/Potable | 3/31/2013
Holiday Inn Express | 524 E 23rd St | Columbus | NE | 68601-2827 | Platte | NE40542 | Exempt 1999 LB-66 |  | MA990805385 | 1999 | AO SMITH | AHWH - ANSI/Fired Water Htr | HWSD - Hot Water Dom/Potable | 4/30/2000
Holiday Inn Express | 524 E 23rd St | Columbus | NE | 68601-2827 | Platte | NE40543 | Scrapped/Junked | 44856 | LE98-070884-970 | 1998 | AOSM | CHWH - ASME/Fired Water Heater | HWSD - Hot Water Dom/Potable | 3/31/2015
Holiday Inn Express | 524 E 23rd St | Columbus | NE | 68601-2827 | Platte | NE40544 | Scrapped/Junked | n/a | 00399012 | 1999 | Purex | CPFT - Horiz Cpr Fin Boiler | IPHT - Indoor Pool Heater | 3/31/2017
Holiday Inn Express | 524 E 23rd St | Columbus | NE | 68601-2827 | Platte | NE40545 | Scrapped/Junked |  | 00198014 | 1998 | PURE | CPFT - Horiz Cpr Fin Boiler | SPAJ - Spa/Jacuzzi Heater | 4/30/2010
Christ Church Episcopal | 524 N 5th St | Beatrice | NE | 68310-2903 | GAGE | NE09996 | Scrapped/Junked | n/a | 377880-300110 | 2001 | Peerless | CI - Cast Iron | STHT - Steam-Heat | 10/31/2018
Christ Church Episcopal | 524 N 5th St | Beatrice | NE | 68310-2903 | GAGE | NE15520 | Scrapped/Junked |  | 211-1472-G | 1975 | PEERLESS HEATER COMPANY |  | STHT - Steam-Heat | 2/28/2003
Christ Church Episcopal | 524 N 5th St | Beatrice | NE | 68310-2903 | GAGE | NE27950 | Active | 432305 | 120707 | 2018 | Trinity | WTSS - Watertube SS Steel | HWHT - Hot Water Heat | 2/28/2026
Apartment Building | 524 S 36th St | Omaha | NE | 68105-1254 | Douglas | NE17243 | Out of Service | n/a | B-1 | 1960 | Crane | CI - Cast Iron | HWHT - Hot Water Heat | 2/28/2017
Apartment Building | 524 S 36th St | Omaha | NE | 68105-1254 | Douglas | NE27147 | Active | 8770 | 091725402 | 2017 | CAMUS | WT - Water Tube Boiler | HWHT - Hot Water Heat | 11/30/2026
Apartment Building | 524 W 1st St | McCook | NE | 69001-3105 | Red Willow | NE00905 | Active | N/A | Unk | 1970 | AMST | CI - Cast Iron | HWHT - Hot Water Heat | 11/30/2026
ST MICHAEL PARISH | 524 W Church St | Albion | NE | 68620-1126 | BOONE | NE19642 | Exempt |  | 0000029059 | 1912 | AMERICAN STANDARD |  | STHT - Steam-Heat | 10/31/2005
ST MICHAEL PARISH | 524 W Church St | Albion | NE | 68620-1126 | BOONE | NE31965 | Scrapped/Junked |  | 7L77 | 1945 | KEWANEE | FTFB - Firetube-Firebox Boiler | STHT - Steam-Heat | 8/31/2003
Fairbury Elks Lodge | 525 G St | Fairbury | NE | 68352-2404 | Jefferson | NE18458 | Inactive |  | C56-4364 | 1957 | CRAN | CI - Cast Iron | HWHT - Hot Water Heat | 10/31/2006
McPherson Cnty High School | 525 Hwy 92 | Tryon | NE | 69167-9751 | McPherson | NE26888 | Scrapped/Junked | N/A | 1964979 | 2016 | Slant Fin | CI - Cast Iron | HWHT - Hot Water Heat | 4/30/2024
McPherson Cnty High School | 525 Hwy 92 | Tryon | NE | 69167-9751 | McPherson | NE26889 | Scrapped/Junked | N/A | 1964980 | 2016 | Slant Fin | CI - Cast Iron | HWHT - Hot Water Heat | 4/30/2024
McPherson Cnty High School | 525 Hwy 92 | Tryon | NE | 69167-9751 | McPherson | NE26890 | Scrapped/Junked | N/A | 1964978 | 2016 | Slant Fin | CI - Cast Iron | HWHT - Hot Water Heat | 4/30/2024
McPherson Cnty High School | 525 Hwy 92 | Tryon | NE | 69167-9751 | McPherson | NE33630 | Scrapped/Junked | 36175 | R4537 | 1982 | Kewanee | FTFB - Firetube-Firebox Boiler | STHT - Steam-Heat | 1/31/2016
Norfolk Daily News | 525 Norfolk Ave | Norfolk | NE | 68701-5236 | Madison | NE03425 | Out of Service | O/N 1 | M2920 | 1962 | Kewannee | FTFB - Firetube-Firebox Boiler | STHT - Steam-Heat | 2/28/2014
Norfolk Daily News | 525 Norfolk Ave | Norfolk | NE | 68701-5236 | Madison | NE21583 | Exempt 1999 LB-66 |  | 0988402001 | 1988 | RUUD | AHWH - ANSI/Fired Water Htr | HWSD - Hot Water Dom/Potable | 9/30/2000
FARMERS MUTUAL INS OF NE | 525 S 13th St | Lincoln | NE | 68508-2703 | LANCASTER | NE15824 | Inactive |  | 7539993 | 1978 | BURNHAM COMM/INDUST |  | STHT - Steam-Heat | 1/31/2008
Travelodge | 5250 Cornhusker Hwy | Lincoln | NE | 68504-1425 | Lancaster | NE00262 | Scrapped/Junked | 1797 | 010020262 | 2000 | Rbi | WT - Water Tube Boiler | HWSD - Hot Water Dom/Potable | 2/28/2012
Travelodge | 5250 Cornhusker Hwy | Lincoln | NE | 68504-1425 | Lancaster | NE00263 | Inactive | 99975 | 99975 | 1999 | Pvi Industries | FT - Firetube Boiler | HWHT - Hot Water Heat | 2/28/2015
Travelodge | 5250 Cornhusker Hwy | Lincoln | NE | 68504-1425 | Lancaster | NE04266 | Scrapped/Junked |  | 400 | 1963 | Rite Engineering Corp | WT - Water Tube Boiler | HWHT - Hot Water Heat | 10/31/2000
Travelodge | 5250 Cornhusker Hwy | Lincoln | NE | 68504-1425 | Lancaster | NE04267 | Inactive | 58669 |  | 1985 | Teledyne & Laars | WT - Water Tube Boiler | HWHT - Hot Water Heat | 10/31/1998
Travelodge | 5250 Cornhusker Hwy | Lincoln | NE | 68504-1425 | Lancaster | NE04725 | Scrapped/Junked |  | 0143264830 | 1988 | A. O. Smith | AHWH - ANSI/Fired Water Htr | HWSD - Hot Water Dom/Potable | 10/31/2001
Travelodge | 5250 Cornhusker Hwy | Lincoln | NE | 68504-1425 | Lancaster | NE04889 | Inactive |  | 1284405055 | 1983 | Ruud-Rheem | AHWH - ANSI/Fired Water Htr | HWSD - Hot Water Dom/Potable | 10/31/1994
Travelodge | 5250 Cornhusker Hwy | Lincoln | NE | 68504-1425 | Lancaster | NE09797 | Scrapped/Junked | 170613 | 0005170613 | 2000 | Raytherm/Raypak | CPFT - Horiz Cpr Fin Boiler | IPHT - Indoor Pool Heater | 10/31/2009
Travelodge | 5250 Cornhusker Hwy | Lincoln | NE | 68504-1425 | Lancaster | NE16392 | Inactive | 14870 |  | 1990 | Teledyne & Laars | WT - Water Tube Boiler | HWSD - Hot Water Dom/Potable | 10/31/2000
Travelodge | 5250 Cornhusker Hwy | Lincoln | NE | 68504-1425 | Lancaster | NE17040 | Scrapped/Junked | N/A | 0806032751 | 2009 | Raypak | CPPH - Ansi Cpr Fin Pool Heater | IPHT - Indoor Pool Heater | 2/28/2012
Travelodge | 5250 Cornhusker Hwy | Lincoln | NE | 68504-1425 | Lancaster | NE17312 | Scrapped/Junked |  | E9292E1152 | 1992 | Teledyne & Laars | WT - Water Tube Boiler | HWSD - Hot Water Dom/Potable | 10/31/2001
Travelodge | 5250 Cornhusker Hwy | Lincoln | NE | 68504-1425 | Lancaster | NE19617 | Exempt 1999 LB-66 |  | 0000200-76 | 1995 | Ruud-Rheem | AHWH - ANSI/Fired Water Htr | HWSD - Hot Water Dom/Potable | 10/31/1999
Travelodge | 5250 Cornhusker Hwy | Lincoln | NE | 68504-1425 | Lancaster | NE19618 | Inactive | 66710 | RUN0894G00081 | 1994 | Ruud-Rheem | CHWH - ASME/Fired Water Heater | HWSD - Hot Water Dom/Potable | 10/31/2007
Travelodge | 5250 Cornhusker Hwy | Lincoln | NE | 68504-1425 | Lancaster | NE22029 | Inactive | 338201 | 1204338201 | 2004 | Raypak | CPFH - Copper Fin Water Heater | OPHT - Outdoor Pool Heater | 2/28/2015
Travelodge | 5250 Cornhusker Hwy | Lincoln | NE | 68504-1425 | Lancaster | NE22890 | Scrapped/Junked | 30264 | 061262134 | 2012 | Rbi | CPFH - Copper Fin Water Heater | HWSD - Hot Water Dom/Potable | 2/28/2015
Travelodge | 5250 Cornhusker Hwy | Lincoln | NE | 68504-1425 | Lancaster | NE26966 | Inactive | 204612 | 204612 | 2015 | A O Smith | CHWH - ASME/Fired Water Heater | HWSD - Hot Water Dom/Potable | 3/31/2021
Travelodge | 5250 Cornhusker Hwy | Lincoln | NE | 68504-1425 | Lancaster | NE43120 | Active | 248967 | 248967 | 2018 | A O Smith | AHWH - ANSI/Fired Water Htr | HWHT - Hot Water Heat | 12/31/2024
GARY QUILLEN | 5265 Clay St | Omaha | NE | 68152-1861 | Douglas | NE30508 | Inactive |  | 00001-3462 | 1969 | HARRY HASS | FT - Firetube Boiler | 0024 - Antique Steam Tractor | 12/31/1996
Our Lady Perpetual Help | 527 N 19th St | Ord | NE | 68862-1016 | Valley | NE17473 | Inactive |  | 2 | 1955 | Fitzgibbons | FT - Firetube Boiler | HWHT - Hot Water Heat | 8/31/2003
Our Lady Perpetual Help | 527 N 19th St | Ord | NE | 68862-1016 | Valley | NE33373 | Inactive | 5248 |  | 1955 | CYCLOTHERM | FTSM - FTS Marine Dry Back | STHT - Steam-Heat | 8/31/2003
Boone County Fitness Ctr | 527 S 5th St | Albion | NE | 68620-1501 | Boone | NE09861 | Scrapped/Junked | 65120 | 65120 | 2001 | AO SMITH | CHWH - ASME/Fired Water Heater | HWSD - Hot Water Dom/Potable | 7/31/2025
Boone County Fitness Ctr | 527 S 5th St | Albion | NE | 68620-1501 | Boone | NE11352 | Scrapped/Junked | 178244 | 0101178244 | 2001 | RAYP | CPFH - Copper Fin Water Heater | OPHT - Outdoor Pool Heater | 7/31/2008
Boone County Fitness Ctr | 527 S 5th St | Albion | NE | 68620-1501 | Boone | NE17595 | Scrapped/Junked | 295883 | 0905295883 | 2009 | Raypak | CPPH - Ansi Cpr Fin Pool Heater | IPHT - Indoor Pool Heater | 7/31/2018
Boone County Fitness Ctr | 527 S 5th St | Albion | NE | 68620-1501 | Boone | NE27071 | Active | 446821 | 1706446821 | 2009 | Raypak | CPPH - Ansi Cpr Fin Pool Heater | IPHT - Indoor Pool Heater | 7/31/2026
Boone County Fitness Ctr | 527 S 5th St | Albion | NE | 68620-1501 | Boone | NE40634 | Scrapped/Junked |  | 9408101204 | 1994 | RAYPAK INC, CALIFORNIA | CPFT - Horiz Cpr Fin Boiler | OPHT - Outdoor Pool Heater | 6/30/2003
Boone County Fitness Ctr | 527 S 5th St | Albion | NE | 68620-1501 | Boone | NE40635 | Scrapped/Junked |  | 1082400022 | 1982 | RHEEM MANUFACTURING CO | AHWH - ANSI/Fired Water Htr | HWSD - Hot Water Dom/Potable | 6/30/2002
Bealer Apartments | 528 S 29th St | Omaha | NE | 68105-1503 | Douglas | NE04356 | Scrapped/Junked |  | 48361B | 1928 | AMERICAN RADIATOR |  | STHT - Steam-Heat | 2/28/2007
Bealer Apartments | 528 S 29th St | Omaha | NE | 68105-1503 | Douglas | NE12583 | Scrapped/Junked | N/A | 499793-200411 | 2004 | Peerless | CI - Cast Iron | STHT - Steam-Heat | 5/31/2014
Bealer Apartments | 528 S 29th St | Omaha | NE | 68105-1503 | Douglas | NE24718 | Exempt 1999 LB-66 |  | NC0793728 | 1998 | BRADFORD-WHITE | AHWH - ANSI/Fired Water Htr | HWSD - Hot Water Dom/Potable | 12/31/1999
Cornerstone Bank | 529 N Lincoln Ave | York | NE | 68467-2944 | York | NE06872 | Active | 42173 | G-05-0239 | 2005 | Aerco International | FTVT - Firetube Vertical TB | HWHT - Hot Water Heat | 4/30/2026
Cornerstone Bank | 529 N Lincoln Ave | York | NE | 68467-2944 | York | NE37210 | Active | 34143 | R-2559 | 1980 | Kewanee | FTFB - Firetube-Firebox Boiler | HWHT - Hot Water Heat | 4/30/2026
Seward County Courthouse | 529 Seward St | Seward | NE | 68434-2062 | Seward | NE09423 | Inactive | 2392 |  | 1977 | PRECISION BOILERS | ELBL - Electric Boiler | STHT - Steam-Heat | 6/30/1997
Seward County Courthouse | 529 Seward St | Seward | NE | 68434-2062 | Seward | NE09424 | Scrapped/Junked | 2395 |  | 1977 | PRECISION BOILERS | ELBL - Electric Boiler | HWHT - Hot Water Heat | 4/30/2003
Seward County Courthouse | 529 Seward St | Seward | NE | 68434-2062 | Seward | NE09425 | Scrapped/Junked | 2396 |  | 1977 | PRECISION BOILERS | ELBL - Electric Boiler | HWHT - Hot Water Heat | 4/30/2003
Seward County Courthouse | 529 Seward St | Seward | NE | 68434-2062 | Seward | NE10258 | Active | 123883 | H02E03632 | 2002 | Waterpik Technologies | COBL - Coil Type Boiler | HWHT - Hot Water Heat | 2/28/2027
Seward County Courthouse | 529 Seward St | Seward | NE | 68434-2062 | Seward | NE10259 | Active | 123875 | H02E03624 | 2002 | Waterpik Technologies | COBL - Coil Type Boiler | HWHT - Hot Water Heat | 2/28/2027
UNL Cather Dining Center | 530 N 17th St | Lincoln | NE | 68588-1600 | Lancaster | NE41030 | Active | 21996 | S-400-150-98 | 2017 | Hurst | FTHT - Firetube Horizontal | 0030 - Portable HPS Boiler | 5/31/2026
Lutheran Home | 530 S 26th St | Omaha | NE | 68105-4102 | Douglas | NE25767 | Scrapped/Junked | 330150 | D1.14.45.00357 | 2014 | Giannoni France | COND - Condenser | HWHT - Hot Water Heat | 12/31/2018
Lutheran Home | 530 S 26th St | Omaha | NE | 68105-4102 | Douglas | NE25768 | Scrapped/Junked | 330136 | D1.14.45.00343 | 2014 | Giannoni France | COND - Condenser | HWHT - Hot Water Heat | 12/31/2018
Lutheran Home | 530 S 26th St | Omaha | NE | 68105-4102 | Douglas | NE25769 | Scrapped/Junked | 272710 | L14L00272710 | 2014 | AO SMITH | CPFH - Copper Fin Water Heater | HWDP - Hotwater Heat & Dom Supply | 12/31/2018
Lutheran Home | 530 S 26th St | Omaha | NE | 68105-4102 | Douglas | NE25770 | Scrapped/Junked | 274245 | A15L00274245 | 2014 | AO SMITH | CPFH - Copper Fin Water Heater | HWDP - Hotwater Heat & Dom Supply | 12/31/2018
North Bend Jr/Sr High Sch | 530 W 13Th St | North Bend | NE | 68649 | Dodge | NE02100 | Scrapped/Junked | 16688 | 11147 | 2004 | VULCAN HART | FTVT - Firetube Vertical TB | 0021 - Steam Supp Cooker/Kettle | 12/31/2014
North Bend Jr/Sr High Sch | 530 W 13Th St | North Bend | NE | 68649 | Dodge | NE06726 | Scrapped/Junked | 98823 | 98823/H05M008080 | 2005 | AOSC | CHWH - ASME/Fired Water Heater | HWSD - Hot Water Dom/Potable | 8/31/2010
North Bend Jr/Sr High Sch | 530 W 13Th St | North Bend | NE | 68649 | Dodge | NE24420 | Exempt 1999 LB-66 |  | L54425754 | 1989 | State Ind. | AHWH - ANSI/Fired Water Htr | HWSD - Hot Water Dom/Potable | 8/31/1999
North Bend Jr/Sr High Sch | 530 W 13Th St | North Bend | NE | 68649 | Dodge | NE24422 | Scrapped/Junked | na | F86396360 | 1986 | state | AHWH - ANSI/Fired Water Htr | HWSD - Hot Water Dom/Potable | 12/31/2014
North Bend Jr/Sr High Sch | 530 W 13Th St | North Bend | NE | 68649 | Dodge | NE24423 | Scrapped/Junked | na | M86990621 | 1986 | state | AHWH - ANSI/Fired Water Htr | HWSD - Hot Water Dom/Potable | 12/31/2014
NORTH BEND JR/SR HIGH SCH | 530 W 13TH ST | NORTH BEND | NE | 68649 | DODGE | NE24419 | Scrapped/Junked | 60708 | F8716162 | 1998 | STATE INDUSTRIES | CHWH - ASME/Fired Water Heater | HWSD - Hot Water Dom/Potable | 8/31/2006
NORTH BEND JR/SR HIGH SCH | 530 W 13TH ST | NORTH BEND | NE | 68649 | DODGE | NE24421 | Scrapped/Junked | 4135 |  | 1993 | GARLAND | FT - Firetube Boiler | 0021 - Steam Supp Cooker/Kettle | 8/31/2004
Horizon High School | 5300 George B Lake Pkwy | Omaha | NE | 68022-6483 | Douglas | NE16026 | Active | 18567 | M139190 | 2009 | Precision | ELBL - Electric Boiler | HWHT - Hot Water Heat | 8/31/2026
Metro Community College | 5300 N 30th St | Omaha | NE | 68111-1610 | Douglas | NE00011 | Active | 86679 | ME040000657 | 2004 | AO SMITH | CHWH - ASME/Fired Water Heater | HWSD - Hot Water Dom/Potable | 9/30/2026
Metro Community College | 5300 N 30th St | Omaha | NE | 68111-1610 | Douglas | NE00012 | Scrapped/Junked | 14214 | 05F-2121 | 2005 | Aldrich/L.E.S. | FTVT - Firetube Vertical TB | HWHT - Hot Water Heat | 9/30/2025
Metro Community College | 5300 N 30th St | Omaha | NE | 68111-1610 | Douglas | NE00013 | Scrapped/Junked | NA | 65142742 | 2009 | Burnham | CI - Cast Iron | BSUP - Bldg Heat & Process | 9/30/2021
Metro Community College | 5300 N 30th St | Omaha | NE | 68111-1610 | Douglas | NE00014 | Inactive | NA | 61-53116-1089 | 1990 | Peerless | CI - Cast Iron | BSUP - Bldg Heat & Process | 9/30/2011
Metro Community College | 5300 N 30th St | Omaha | NE | 68111-1610 | Douglas | NE00015 | Scrapped/Junked | NA | 61-39282-0187 | 1988 | Peerless | CI - Cast Iron | BSUP - Bldg Heat & Process | 9/30/2017
Metro Community College | 5300 N 30th St | Omaha | NE | 68111-1610 | Douglas | NE00016 | Scrapped/Junked | NA | 61-63395-1091 | 1992 | Peerless | CI - Cast Iron | BSUP - Bldg Heat & Process | 9/30/2017
Metro Community College | 5300 N 30th St | Omaha | NE | 68111-1610 | Douglas | NE12003 | Scrapped/Junked | NA | 64412975 | 2003 | Burnham America | CI - Cast Iron | STHT - Steam-Heat | 9/30/2021
Metro Community College | 5300 N 30th St | Omaha | NE | 68111-1610 | Douglas | NE13813 | Active | N/A | 64621567 | 2005 | Burnham | CI - Cast Iron | BSUP - Bldg Heat & Process | 9/30/2026
Metro Community College | 5300 N 30th St | Omaha | NE | 68111-1610 | Douglas | NE13814 | Active | N/A | 64813448 | 2005 | Burnham | CI - Cast Iron | BSUP - Bldg Heat & Process | 9/30/2026
Metro Community College | 5300 N 30th St | Omaha | NE | 68111-1610 | Douglas | NE13815 | Active | N/A | 64767155 | 2005 | BURNHAM COMM/INDUST | CI - Cast Iron | STHT - Steam-Heat | 9/30/2026
Metro Community College | 5300 N 30th St | Omaha | NE | 68111-1610 | Douglas | NE13816 | Active | N/A | 64952019 | 2005 | BURNHAM COMM/INDUST | CI - Cast Iron | STHT - Steam-Heat | 9/30/2026
Metro Community College | 5300 N 30th St | Omaha | NE | 68111-1610 | Douglas | NE14558 | Active | 000 | 85-175 | 1987 | Peerless | CI - Cast Iron | HWHT - Hot Water Heat | 9/30/2026
Metro Community College | 5300 N 30th St | Omaha | NE | 68111-1610 | Douglas | NE14559 | Scrapped/Junked |  | 37899 | 1987 | PEERLESS HEATER COMPANY |  | STHT - Steam-Heat | 9/30/2003
Metro Community College | 5300 N 30th St | Omaha | NE | 68111-1610 | Douglas | NE14863 | Active | 125325 | 0808125325 | 2008 | PVI Industries | CHWH - ASME/Fired Water Heater | HWDP - Hotwater Heat & Dom Supply | 9/30/2026
Metro Community College | 5300 N 30th St | Omaha | NE | 68111-1610 | Douglas | NE14864 | Active | 125324 | 0808125324 | 2008 | PVI Industries | CHWH - ASME/Fired Water Heater | HWDP - Hotwater Heat & Dom Supply | 9/30/2026
Metro Community College | 5300 N 30th St | Omaha | NE | 68111-1610 | Douglas | NE14865 | Scrapped/Junked | 125116 | 1008125116 | 2008 | PVI Industries | FTVT - Firetube Vertical TB | HWHT - Hot Water Heat | 9/30/2011
Metro Community College | 5300 N 30th St | Omaha | NE | 68111-1610 | Douglas | NE14866 | Scrapped/Junked | 125114 | 1008125114 | 2008 | PVI Industries | FTVT - Firetube Vertical TB | HWHT - Hot Water Heat | 9/30/2011
Metro Community College | 5300 N 30th St | Omaha | NE | 68111-1610 | Douglas | NE14867 | Scrapped/Junked | 125327 | 0808125327 | 2008 | PVI Industries | CHWH - ASME/Fired Water Heater | HWDP - Hotwater Heat & Dom Supply | 9/30/2021
Metro Community College | 5300 N 30th St | Omaha | NE | 68111-1610 | Douglas | NE14868 | Scrapped/Junked | 125326 | 0808125326 | 2008 | PVI Industries | CHWH - ASME/Fired Water Heater | HWDP - Hotwater Heat & Dom Supply | 9/30/2015
Metro Community College | 5300 N 30th St | Omaha | NE | 68111-1610 | Douglas | NE15213 | Scrapped/Junked | 21897 | SL87-21879-93 | 1987 | AO SMITH | CHWH - ASME/Fired Water Heater | HWSD - Hot Water Dom/Potable | 9/30/2005
Metro Community College | 5300 N 30th St | Omaha | NE | 68111-1610 | Douglas | NE16957 | Scrapped/Junked | 8056 | 94-E4405 | 1994 | Aldrich/L.E.S. | FTFB - Firetube-Firebox Boiler | STHT - Steam-Heat | 9/30/2022
Metro Community College | 5300 N 30th St | Omaha | NE | 68111-1610 | Douglas | NE17776 | Scrapped/Junked | 17774 | 09F-5682 | 2009 | Les Inc/Aldrich Co | FTVT - Firetube Vertical TB | HWHT - Hot Water Heat | 9/30/2022
Metro Community College | 5300 N 30th St | Omaha | NE | 68111-1610 | Douglas | NE17777 | Scrapped/Junked | 17777 | 09F-5685 | 2009 | Les Inc/Aldrich Co | FTVT - Firetube Vertical TB | HWHT - Hot Water Heat | 9/30/2022
Metro Community College | 5300 N 30th St | Omaha | NE | 68111-1610 | Douglas | NE18862 | Active | NA | 65142740 | 2010 | Burnham | CI - Cast Iron | STHT - Steam-Heat | 9/30/2026
Metro Community College | 5300 N 30th St | Omaha | NE | 68111-1610 | Douglas | NE18863 | Active | n/a | 609907-2008-11 | 2008 | Peerless | CI - Cast Iron | STHT - Steam-Heat | 9/30/2026
Metro Community College | 5300 N 30th St | Omaha | NE | 68111-1610 | Douglas | NE18886 | Scrapped/Junked | 125115 | 1008125115 | 2008 | P.V.I. | FTVT - Firetube Vertical TB | HWHT - Hot Water Heat | 9/30/2010
Metro Community College | 5300 N 30th St | Omaha | NE | 68111-1610 | Douglas | NE18913 | Scrapped/Junked | 8176 | 94-E4688 | 1994 | ALDRICH | FTFB - Firetube-Firebox Boiler | STHT - Steam-Heat | 9/30/2008
Metro Community College | 5300 N 30th St | Omaha | NE | 68111-1610 | Douglas | NE20051 | Exempt 1999 LB-66 |  | 00000AC83-08317 | 1983 | AO SMITH | AHWH - ANSI/Fired Water Htr | HWSD - Hot Water Dom/Potable | 9/30/1999
Metro Community College | 5300 N 30th St | Omaha | NE | 68111-1610 | Douglas | NE20052 | Exempt 1999 LB-66 |  | 00000AC83-08315 | 1983 | AO SMITH | AHWH - ANSI/Fired Water Htr | HWSD - Hot Water Dom/Potable | 9/30/1999
Metro Community College | 5300 N 30th St | Omaha | NE | 68111-1610 | Douglas | NE20053 | Exempt 1999 LB-66 |  | C96545588 | 1996 | STATE INDUSTRIES | AHWH - ANSI/Fired Water Htr | HWSD - Hot Water Dom/Potable | 9/30/1999
Metro Community College | 5300 N 30th St | Omaha | NE | 68111-1610 | Douglas | NE20742 | Active | 132474 | 0711132474 | 2011 | PVI Industries | FTVT - Firetube Vertical TB | HWHT - Hot Water Heat | 9/30/2026
Metro Community College | 5300 N 30th St | Omaha | NE | 68111-1610 | Douglas | NE20743 | Active | 132475 | 0711132473 | 2011 | PVI Industries | FTVT - Firetube Vertical TB | HWHT - Hot Water Heat | 9/30/2026
Metro Community College | 5300 N 30th St | Omaha | NE | 68111-1610 | Douglas | NE20744 | Active | 132475 | 07411132475 | 2011 | PVI Industries | FTVT - Firetube Vertical TB | HWHT - Hot Water Heat | 9/30/2026
Metro Community College | 5300 N 30th St | Omaha | NE | 68111-1610 | Douglas | NE24844 | Active | n/a | 61-39290-187 | 1987 | Peerless | CI - Cast Iron | STHT - Steam-Heat | 8/31/2026
Metro Community College | 5300 N 30th St | Omaha | NE | 68111-1610 | Douglas | NE24845 | Scrapped/Junked | 0 | 200309 | 2009 | Peerless | CI - Cast Iron | STHT - Steam-Heat | 9/30/2015
Metro Community College | 5300 N 30th St | Omaha | NE | 68111-1610 | Douglas | NE24846 | Active | 265499 | SDF14H265499 | 2013 | Lochinvar/Giannoni | WT - Water Tube Boiler | HWHT - Hot Water Heat | 8/31/2026
Metro Community College | 5300 N 30th St | Omaha | NE | 68111-1610 | Douglas | NE24847 | Active | 265498 | F14H00265498 | 2013 | Lochinvar/Giannoni | WT - Water Tube Boiler | HWHT - Hot Water Heat | 8/31/2026
Metro Community College | 5300 N 30th St | Omaha | NE | 68111-1610 | Douglas | NE24867 | Scrapped/Junked | n/a | 338430-200012 | 2000 | Peerless | CI - Cast Iron | STHT - Steam-Heat | 8/31/2019
Metro Community College | 5300 N 30th St | Omaha | NE | 68111-1610 | Douglas | NE24868 | Scrapped/Junked | n/a | 338429-200012 | 2000 | Peerless | CI - Cast Iron | STHT - Steam-Heat | 8/31/2019
Metro Community College | 5300 N 30th St | Omaha | NE | 68111-1610 | Douglas | NE24874 | Active | na | 1 | 2012 | Peerless | CI - Cast Iron | STHT - Steam-Heat | 9/30/2026
Metro Community College | 5300 N 30th St | Omaha | NE | 68111-1610 | Douglas | NE25501 | Scrapped/Junked | NA | 61-94674-0399 | 1999 | Peerless | CI - Cast Iron | STHT - Steam-Heat | 9/30/2022
Metro Community College | 5300 N 30th St | Omaha | NE | 68111-1610 | Douglas | NE25504 | Scrapped/Junked | NA | 61-94671-0339 | 1999 | Peerless | CI - Cast Iron | HWHT - Hot Water Heat | 9/30/2023
Metro Community College | 5300 N 30th St | Omaha | NE | 68111-1610 | Douglas | NE25785 | Active | n/a | 1689284 | 2014 | Slant Fin | CI - Cast Iron | STHT - Steam-Heat | 9/30/2026
Metro Community College | 5300 N 30th St | Omaha | NE | 68111-1610 | Douglas | NE26348 | Active | 347314 | D1.15.1700160 | 2015 | Lochinvar | COND - Condenser | HWHT - Hot Water Heat | 9/30/2026
Metro Community College | 5300 N 30th St | Omaha | NE | 68111-1610 | Douglas | NE26349 | Active | 352033 | D1.15.2700892 | 2015 | Lochinvar | COND - Condenser | HWHT - Hot Water Heat | 9/30/2026
Metro Community College | 5300 N 30th St | Omaha | NE | 68111-1610 | Douglas | NE26557 | Active | N/A | 61-81242-1195 | 2005 | Peerless | CI - Cast Iron | STHT - Steam-Heat | 9/30/2026
Metro Community College | 5300 N 30th St | Omaha | NE | 68111-1610 | Douglas | NE26558 | Scrapped/Junked | N/A | 445462-200309 | 2004 | Peerless | CI - Cast Iron | STHT - Steam-Heat | 9/30/2017
Metro Community College | 5300 N 30th St | Omaha | NE | 68111-1610 | Douglas | NE26585 | Active | N/A | 677391-201207 | 2012 | Peerless | CI - Cast Iron | STHT - Steam-Heat | 9/30/2026
Metro Community College | 5300 N 30th St | Omaha | NE | 68111-1610 | Douglas | NE26603 | Active | 287440 | 15287440 | 2015 | Lochinvar | COND - Condenser | HWHT - Hot Water Heat | 9/30/2026
Metro Community College | 5300 N 30th St | Omaha | NE | 68111-1610 | Douglas | NE26604 | Active | 289916 | 16289916 | 2015 | Lochinvar | COND - Condenser | HWHT - Hot Water Heat | 9/30/2026
Metro Community College | 5300 N 30th St | Omaha | NE | 68111-1610 | Douglas | NE26605 | Active | 29167 | 16290167 | 2015 | Lochinvar | COND - Condenser | HWHT - Hot Water Heat | 9/30/2026
Metro Community College | 5300 N 30th St | Omaha | NE | 68111-1610 | Douglas | NE26606 | Active | 289917 | 16289917 | 2015 | Lochinvar | COND - Condenser | HWHT - Hot Water Heat | 9/30/2026
Metro Community College | 5300 N 30th St | Omaha | NE | 68111-1610 | Douglas | NE26607 | Active | 376319 | D1.16.15.00156 | 2016 | Lochinvar | COND - Condenser | HWHT - Hot Water Heat | 9/30/2026
Metro Community College | 5300 N 30th St | Omaha | NE | 68111-1610 | Douglas | NE26608 | Active | 376321 | D1.16.15.00158 | 2016 | Lochinvar | COND - Condenser | HWHT - Hot Water Heat | 9/30/2026
Metro Community College | 5300 N 30th St | Omaha | NE | 68111-1610 | Douglas | NE26672 | Active | n/a | 736040-201608 | 2016 | Peerless | CI - Cast Iron | STHT - Steam-Heat | 9/30/2026
Metro Community College | 5300 N 30th St | Omaha | NE | 68111-1610 | Douglas | NE27176 | Active | n/a | 730981-201602 | 2016 | Peerless | CI - Cast Iron | STHT - Steam-Heat | 9/30/2026
Metro Community College | 5300 N 30th St | Omaha | NE | 68111-1610 | Douglas | NE27177 | Active | n/a | 711725-201410 | 2014 | Peerless | CI - Cast Iron | STHT - Steam-Heat | 9/30/2026
Metro Community College | 5300 N 30th St | Omaha | NE | 68111-1610 | Douglas | NE32173 | Inactive |  | 0-2584 | 1970 | Kewannee | FTFB - Firetube-Firebox Boiler | STHT - Steam-Heat | 9/30/2005
Metro Community College | 5300 N 30th St | Omaha | NE | 68111-1610 | Douglas | NE32757 | Scrapped/Junked |  | G407 | 1970 | AMERICAN STANDARD |  | HWHT - Hot Water Heat | 9/30/2000
Metro Community College | 5300 N 30th St | Omaha | NE | 68111-1610 | Douglas | NE32758 | Scrapped/Junked |  | 60-16997 | 1964 | PEERLESS HEATER COMPANY |  | STHT - Steam-Heat | 9/30/2008
Metro Community College | 5300 N 30th St | Omaha | NE | 68111-1610 | Douglas | NE32759 | Scrapped/Junked |  | G408 | 1964 | AMERICAN STANDARD |  | STHT - Steam-Heat | 9/30/1999
Metro Community College | 5300 N 30th St | Omaha | NE | 68111-1610 | Douglas | NE32905 | Scrapped/Junked |  | 7FD-3528 | 1975 | PEERLESS HEATER COMPANY |  | HWHT - Hot Water Heat | 9/30/2005
Metro Community College | 5300 N 30th St | Omaha | NE | 68111-1610 | Douglas | NE37000 | Scrapped/Junked | 36888 | R5314 | 1983 | Kewannee | FTFB - Firetube-Firebox Boiler | HWHT - Hot Water Heat | 9/30/2014
Metro Community College | 5300 N 30th St | Omaha | NE | 68111-1610 | Douglas | NE37001 | Scrapped/Junked | 36886 | R5313 | 1983 | Kewannee | FTFB - Firetube-Firebox Boiler | HWHT - Hot Water Heat | 9/30/2014
Metro Community College | 5300 N 30th St | Omaha | NE | 68111-1610 | Douglas | NE37002 | Scrapped/Junked | 36794 | R5183 | 1983 | Kewannee | FTFB - Firetube-Firebox Boiler | HWHT - Hot Water Heat | 9/30/2014
Metro Community College | 5300 N 30th St | Omaha | NE | 68111-1610 | Douglas | NE37015 | Scrapped/Junked | 16873 | 4BBB | 1986 | DUNH | FTFB - Firetube-Firebox Boiler | STHT - Steam-Heat | 9/30/2009
Metro Community College | 5300 N 30th St | Omaha | NE | 68111-1610 | Douglas | NE37016 | Scrapped/Junked | 16872 | 3BBB | 1986 | DUNH | FTFB - Firetube-Firebox Boiler | STHT - Steam-Heat | 9/30/2009
Metro Community College | 5300 N 30th St | Omaha | NE | 68111-1610 | Douglas | NE37017 | Active | 16870 | 16870 | 1986 | Iron Fireman | FTFB - Firetube-Firebox Boiler | STHT - Steam-Heat | 9/30/2026
Metro Community College | 5300 N 30th St | Omaha | NE | 68111-1610 | Douglas | NE37018 | Active | 16871 | 16871 | 1986 | Iron Fireman | FTFB - Firetube-Firebox Boiler | HWHT - Hot Water Heat | 9/30/2026
Metro Community College | 5300 N 30th St | Omaha | NE | 68111-1610 | Douglas | NE37019 | Scrapped/Junked | 16838 | 16838 | 1986 | Iron Fireman | FTFB - Firetube-Firebox Boiler | STHT - Steam-Heat | 9/30/2016
Metro Community College | 5300 N 30th St | Omaha | NE | 68111-1610 | Douglas | NE37020 | Scrapped/Junked | 16839 | 16839 | 1986 | Iron Fireman | FTFB - Firetube-Firebox Boiler | STHT - Steam-Heat | 9/30/2016
Metro Community College | 5300 N 30th St | Omaha | NE | 68111-1610 | Douglas | NE37021 | Scrapped/Junked | 16840 | 16840 | 1986 | Iron Fireman | FTFB - Firetube-Firebox Boiler | STHT - Steam-Heat | 9/30/2016
Metro Community College | 5300 N 30th St | Omaha | NE | 68111-1610 | Douglas | NE37022 | Scrapped/Junked | 21894 | 62367 | 1986 | Bryan | WT - Water Tube Boiler | HWHT - Hot Water Heat | 9/30/2016
Metro Community College | 5300 N 30th St | Omaha | NE | 68111-1610 | Douglas | NE37515 | Scrapped/Junked | 19800 | 60171 | 1985 | Bryan | WT - Water Tube Boiler | HWHT - Hot Water Heat | 9/30/2016
Metro Community College | 5300 N 30th St | Omaha | NE | 68111-1610 | Douglas | NE41228 | Active | n/a | 762163-201807 | 2018 | Peerless | CI - Cast Iron | HWHT - Hot Water Heat | 9/30/2026
Metro Community College | 5300 N 30th St | Omaha | NE | 68111-1610 | Douglas | NE41229 | Active | 6191 | FC029006122 | 2018 | Riello | WT - Water Tube Boiler | HWHT - Hot Water Heat | 9/30/2026
Metro Community College | 5300 N 30th St | Omaha | NE | 68111-1610 | Douglas | NE41230 | Active | 6181 | FC488005959 | 2018 | Riello | WT - Water Tube Boiler | HWHT - Hot Water Heat | 9/30/2026
Metro Community College | 5300 N 30th St | Omaha | NE | 68111-1610 | Douglas | NE41289 | Active | 17723 | 21-HE162521621 | 2021 | Riello | WT - Water Tube Boiler | HWHT - Hot Water Heat | 9/30/2026
Metro Community College | 5300 N 30th St | Omaha | NE | 68111-1610 | Douglas | NE41290 | Active | 18335 | 21-HE168542021 | 2021 | Riello | WT - Water Tube Boiler | HWHT - Hot Water Heat | 9/30/2026
Metro Community College | 5300 N 30th St | Omaha | NE | 68111-1610 | Douglas | NE41936 | Active | 14259 | 20-HE128714720 | 2020 | Riello | WT - Water Tube Boiler | HWHT - Hot Water Heat | 9/30/2026
Metro Community College | 5300 N 30th St | Omaha | NE | 68111-1610 | Douglas | NE41937 | Active | 15191 | 20-HE138015220 | 2020 | Riello | WT - Water Tube Boiler | HWHT - Hot Water Heat | 9/30/2026
Metro Community College | 5300 N 30th St | Omaha | NE | 68111-1610 | Douglas | NE42603 | Active | 14327 | 20-HE129394720 | 2020 | Riello | WT - Water Tube Boiler | HWHT - Hot Water Heat | 9/30/2026
Metro Community College | 5300 N 30th St | Omaha | NE | 68111-1610 | Douglas | NE42604 | Active | 10484 | 20-HE090700620 | 2020 | Riello | WT - Water Tube Boiler | HWHT - Hot Water Heat | 9/30/2026
Metro Community College | 5300 N 30th St | Omaha | NE | 68111-1610 | Douglas | NE43223 | Active | 18605 | 21-HE171342121 | 2021 | Riello | FTVT - Firetube Vertical TB | HWHT - Hot Water Heat | 9/30/2026
Metro Community College | 5300 N 30th St | Omaha | NE | 68111-1610 | Douglas | NE43224 | Active | 18620 | 21-HE171492121 | 2021 | Riello | FTVT - Firetube Vertical TB | HWHT - Hot Water Heat | 9/30/2026
Genesis Health Club | 5300 Old Cheney Rd | Lincoln | NE | 68516-3238 | Lancaster | NE00724 | Exempt |  | A99PG0525 | 1999 | TELEDYNE LAARS | WT - Water Tube Boiler | HWHT - Hot Water Heat | 9/30/2001
Genesis Health Club | 5300 Old Cheney Rd | Lincoln | NE | 68516-3238 | Lancaster | NE06052 | Inactive |  | 0900-0031 | 2003 | THERMASOL | ELBL - Electric Boiler | SAUN - Sauna Steam Room Heat | 1/1/1900
Genesis Health Club | 5300 Old Cheney Rd | Lincoln | NE | 68516-3238 | Lancaster | NE06082 | Scrapped/Junked | 58031 | AX-3376-P05/57235 | 2005 | R&R | ELBL - Electric Boiler | SAUN - Sauna Steam Room Heat | 3/31/2020
Genesis Health Club | 5300 Old Cheney Rd | Lincoln | NE | 68516-3238 | Lancaster | NE40787 | Scrapped/Junked |  | C8347266 | 1983 | TELEDYNE LAARS | AHWH - ANSI/Fired Water Htr | HWHT - Hot Water Heat | 9/2/2000
Genesis Health Club | 5300 Old Cheney Rd | Lincoln | NE | 68516-3238 | Lancaster | NE40788 | Inactive |  | RUN1283405039 | 1983 | RUUD | AHWH - ANSI/Fired Water Htr | HWSP - Hot Water Non Potable Supply | 9/30/2002
Arnold Elementary School | 5300 W Knight Dr | Lincoln | NE | 68524-1139 | Lancaster | NE05412 | Exempt 1999 LB-66 |  | 0000003125 | 1992 | RUUD | AHWH - ANSI/Fired Water Htr | HWSD - Hot Water Dom/Potable | 6/30/2000
Arnold Elementary School | 5300 W Knight Dr | Lincoln | NE | 68524-1139 | Lancaster | NE30134 | Scrapped/Junked | N/A | N/A | 1959 | TITV | FT - Firetube Boiler | HWHT - Hot Water Heat | 2/28/2011
Arnold Elementary School | 5300 W Knight Dr | Lincoln | NE | 68524-1139 | Lancaster | NE30135 | Scrapped/Junked | N/A | n/a | 1959 | TITV | FT - Firetube Boiler | HWHT - Hot Water Heat | 2/28/2011
Arnold Elementary School | 5300 W Knight Dr | Lincoln | NE | 68524-1139 | Lancaster | NE35287 | Scrapped/Junked |  |  | 1982 | State Ind. | AHWH - ANSI/Fired Water Htr | HWSD - Hot Water Dom/Potable | 6/30/2000
St Mary's School | 5301 S 36th St | Omaha | NE | 68107-3261 | Douglas | NE32514 | Inactive | 9317 |  | 1957 | CLEAVER BROOKS | FT - Firetube Boiler | STHT - Steam-Heat | 8/31/1999
St Mary's School | 5301 S 36th St | Omaha | NE | 68107-3261 | Douglas | NE32515 | Scrapped/Junked | n/a | 17715 | 1957 | Cleaver Brooks | FTSM - FTS Marine Dry Back | STHT - Steam-Heat | 2/28/2025
St Mary's School | 5301 S 36th St | Omaha | NE | 68107-3261 | Douglas | NE32516 | Scrapped/Junked | n/a | K1452 | 1957 | Kewanee | FTFB - Firetube-Firebox Boiler | STHT - Steam-Heat | 2/28/2020
St Mary's School | 5301 S 36th St | Omaha | NE | 68107-3261 | Douglas | NE42868 | Active | N/A | V 906 | 2024 | Burnham | CI - Cast Iron | STHT - Steam-Heat | 2/28/2027
Food Safety Net Services | 5303 F St | Omaha | NE | 68117-2805 | Douglas | NE27103 | Active | 7564 | SED100-492 | 2017 | Consolidated | STER - Sterilizer | STER - Sterilizer | 7/31/2026
Food Safety Net Services | 5303 F St | Omaha | NE | 68117-2805 | Douglas | NE28017 | Active | 7726 | SEB100-541 | 2017 | Consolidated | STER - Sterilizer | STER - Sterilizer | 3/31/2026
LSG SKY CHEFS | 5303 LOCKHEED CT | OMAHA | NE | 68110 | Douglas | NE37754 | Scrapped/Junked | 37924 | R6409 | 1984 | KEWANEE | FTFB - Firetube-Firebox Boiler | PROC - Process Steam | 3/31/2000
Harrison Elementary | 5304 Hamilton St | Omaha | NE | 68132-1354 | Douglas | NE05330 | Exempt 1999 LB-66 |  | 000096733 | 1987 | AO SMITH | AHWH - ANSI/Fired Water Htr | HWSD - Hot Water Dom/Potable | 6/30/2000
Harrison Elementary | 5304 Hamilton St | Omaha | NE | 68132-1354 | Douglas | NE05331 | Exempt 1999 LB-66 |  | 000001531 | 1987 | AO SMITH | AHWH - ANSI/Fired Water Htr | HWSD - Hot Water Dom/Potable | 6/30/2000
Harrison Elementary | 5304 Hamilton St | Omaha | NE | 68132-1354 | Douglas | NE05332 | Exempt 1999 LB-66 |  | 000001523 | 1987 | AO SMITH | AHWH - ANSI/Fired Water Htr | HWSD - Hot Water Dom/Potable | 6/30/2000
Harrison Elementary | 5304 Hamilton St | Omaha | NE | 68132-1354 | Douglas | NE08104 | Active | 253774 | 0607253774 | 2006 | RAYP | CPFT - Horiz Cpr Fin Boiler | HWHT - Hot Water Heat | 12/31/2025
Harrison Elementary | 5304 Hamilton St | Omaha | NE | 68132-1354 | Douglas | NE31192 | Scrapped/Junked | 7825 |  | 1959 | CLEVELAND | FT - Firetube Boiler | 0021 - Steam Supp Cooker/Kettle | 6/30/1990
Harrison Elementary | 5304 Hamilton St | Omaha | NE | 68132-1354 | Douglas | NE37723 | Scrapped/Junked | 40380 |  | 1987 | KEWANEE | FTFB - Firetube-Firebox Boiler | STHT - Steam-Heat | 12/31/2006
Harrison Elementary | 5304 Hamilton St | Omaha | NE | 68132-1354 | Douglas | NE37724 | Scrapped/Junked | 40381 |  | 1987 | KEWANEE | FTFB - Firetube-Firebox Boiler | STHT - Steam-Heat | 12/31/2006
Russell Middle School | 5304 S 172nd St | Omaha | NE | 68135-2226 | Douglas | NE08650 | Scrapped/Junked | 97848 | 97848 | 2001 | CLEV | FT - Firetube Boiler | 0021 - Steam Supp Cooker/Kettle | 8/31/2011
Russell Middle School | 5304 S 172nd St | Omaha | NE | 68135-2226 | Douglas | NE18071 | Scrapped/Junked | 31495 | C93F03340 | 1994 | Teledyne Laars | CPFT - Horiz Cpr Fin Boiler | HWHT - Hot Water Heat | 8/31/2024
Russell Middle School | 5304 S 172nd St | Omaha | NE | 68135-2226 | Douglas | NE18072 | Scrapped/Junked | 31494 | C93F03339 | 1994 | Teledyne Laars | CPFT - Horiz Cpr Fin Boiler | HWHT - Hot Water Heat | 8/31/2024
Russell Middle School | 5304 S 172nd St | Omaha | NE | 68135-2226 | Douglas | NE18073 | Active | 32952 | C93H04797 | 1994 | Teledyne Laars | CPFT - Horiz Cpr Fin Boiler | HWSD - Hot Water Dom/Potable | 8/31/2026
Russell Middle School | 5304 S 172nd St | Omaha | NE | 68135-2226 | Douglas | NE18074 | Scrapped/Junked | 69174 | WC23908 | 1994 | Welbilt | FT - Firetube Boiler | 0021 - Steam Supp Cooker/Kettle | 8/31/2002
Russell Middle School | 5304 S 172nd St | Omaha | NE | 68135-2226 | Douglas | NE23750 | Scrapped/Junked | 116224 | 116224 | 2011 | Cleveland | FT - Firetube Boiler | 0021 - Steam Supp Cooker/Kettle | 8/31/2015
Russell Middle School | 5304 S 172nd St | Omaha | NE | 68135-2226 | Douglas | NE25755 | Scrapped/Junked | 115487 | 115487 | 2014 | Cleveland | FT - Firetube Boiler | 0021 - Steam Supp Cooker/Kettle | 8/31/2024
Russell Middle School | 5304 S 172nd St | Omaha | NE | 68135-2226 | Douglas | NE43251 | Active | 4682 | 23-HE046903123 | 2023 | Riello | WTSS - Watertube SS Steel | HWHT - Hot Water Heat | 8/31/2026
Russell Middle School | 5304 S 172nd St | Omaha | NE | 68135-2226 | Douglas | NE43252 | Active | 4680 | 23-HE046883023 | 2023 | Riello | WTSS - Watertube SS Steel | HWHT - Hot Water Heat | 8/31/2026
Russell Middle School | 5304 S 172nd St | Omaha | NE | 68135-2226 | Douglas | NE43253 | Active | 4657 | 23-HE046653023 | 2023 | Riello | WTSS - Watertube SS Steel | HWHT - Hot Water Heat | 8/31/2026
Russell Middle School | 5304 S 172nd St | Omaha | NE | 68135-2226 | Douglas | NE43254 | Active | 4685 | 23-HE046933123 | 2023 | Riello | WTSS - Watertube SS Steel | HWHT - Hot Water Heat | 8/31/2026
Russell Middle School | 5304 S 172nd St | Omaha | NE | 68135-2226 | Douglas | NE43255 | Active | 4665 | 23-HE046733023 | 2023 | Riello | WTSS - Watertube SS Steel | HWHT - Hot Water Heat | 8/31/2026
Russell Middle School | 5304 S 172nd St | Omaha | NE | 68135-2226 | Douglas | NE43256 | Active | 4658 | 23-HE046663023 | 2023 | Riello | WTSS - Watertube SS Steel | HWHT - Hot Water Heat | 8/31/2026
Russell Middle School | 5304 S 172nd St | Omaha | NE | 68135-2226 | Douglas | NE43257 | Active | 4909 | 23HE0-9173623 | 2023 | Riello | WTSS - Watertube SS Steel | HWHT - Hot Water Heat | 8/31/2026
Russell Middle School | 5304 S 172nd St | Omaha | NE | 68135-2226 | Douglas | NE43258 | Active | 4916 | 23HE049243623 | 2023 | Riello | WTSS - Watertube SS Steel | HWHT - Hot Water Heat | 8/31/2026
Russell Middle School | 5304 S 172nd St | Omaha | NE | 68135-2226 | Douglas | NE43447 | Active | 148330 | 148330 | 2024 | Cleveland | FT - Firetube Boiler | 0021 - Steam Supp Cooker/Kettle | 8/31/2024
PHI KAPPA TAU | 5305 Huntington Ave | Lincoln | NE | 68504-2936 | LANCASTER | NE18703 | Inactive |  | 0987V00079 | 1976 | AMERICAN STANDARD |  | STHT - Steam-Heat | 12/31/2002
PHI KAPPA TAU | 5305 Huntington Ave | Lincoln | NE | 68504-2936 | LANCASTER | NE30803 | Exempt 1999 LB-66 |  | RN0389400676 | 1987 | RHEEM MANUFACTURING CO | AHWH - ANSI/Fired Water Htr | HWSD - Hot Water Dom/Potable | 9/30/1999
Kwik Shop #673 | 5306 N 103rd St | Omaha | NE | 68134-1001 | Douglas | NE19475 | Active | 315363 | 1010315363 | 2010 | Raypak | WT - Water Tube Boiler | GLFH - Glycol Floor Heat System | 3/31/2022
Annie Jeffrey Hospital | 531 Beebe St | Osceola | NE | 68651-5537 | Polk | NE07581 | Active | 15465 | 06F-3372 | 2006 | L.E.S. Inc./Aldrich Co. | FTVT - Firetube Vertical TB | HWHT - Hot Water Heat | 1/31/2025
Annie Jeffrey Hospital | 531 Beebe St | Osceola | NE | 68651-5537 | Polk | NE07582 | Active | 15458 | 06F-3365 | 2006 | L.E.S. Inc./Aldrich Co. | FTVT - Firetube Vertical TB | HWHT - Hot Water Heat | 1/31/2025
Annie Jeffrey Hospital | 531 Beebe St | Osceola | NE | 68651-5537 | Polk | NE07583 | Active | 15464 | 06F-3371 | 2006 | L.E.S. Inc./Aldrich Co. | FTVT - Firetube Vertical TB | HWHT - Hot Water Heat | 1/31/2025
Annie Jeffrey Hospital | 531 Beebe St | Osceola | NE | 68651-5537 | Polk | NE07584 | Active | 00187200 | E06H00187200 | 2006 | L.C./Lochinvar | CPFH - Copper Fin Water Heater | HWSD - Hot Water Dom/Potable | 1/31/2025
Annie Jeffrey Hospital | 531 Beebe St | Osceola | NE | 68651-5537 | Polk | NE07585 | Active | 00187201 | E06H00187201 | 2006 | L.C./Lochinvar | CPFH - Copper Fin Water Heater | HWSD - Hot Water Dom/Potable | 1/31/2025
Annie Jeffrey Hospital | 531 Beebe St | Osceola | NE | 68651-5537 | Polk | NE16659 | Scrapped/Junked |  | 33-6085-6 | 1954 | TITUSVILLE | FTSM - FTS Marine Dry Back | HWHT - Hot Water Heat | 8/31/2006
Annie Jeffrey Hospital | 531 Beebe St | Osceola | NE | 68651-5537 | Polk | NE16660 | Scrapped/Junked | 74095 | 832K8774095 | 1987 | AO SMITH | COBL - Coil Type Boiler | HWSD - Hot Water Dom/Potable | 8/31/2006
Annie Jeffrey Hospital | 531 Beebe St | Osceola | NE | 68651-5537 | Polk | NE16663 | Scrapped/Junked |  | 1072-3360 | 1978 | RHEEM MANUFACTURING CO | AHWH - ANSI/Fired Water Htr | HWSD - Hot Water Dom/Potable | 8/31/2005
Annie Jeffrey Hospital | 531 Beebe St | Osceola | NE | 68651-5537 | Polk | NE19042 | Out of Service | 146742 | SS-87397-UO6 | 2006 | Columbia/Sussman | STER - Sterilizer | STER - Sterilizer | 1/31/2025
Annie Jeffrey Hospital | 531 Beebe St | Osceola | NE | 68651-5537 | Polk | NE43331 | Active | 132951 | D59512-6-U23-SKY | 2023 | SUSSMAN | ELBL - Electric Boiler | STER - Sterilizer | 1/31/2025
Old Herndon Apartment Building | 531 S 18th St | Lincoln | NE | 68508-2660 | Lancaster | NE16223 | Scrapped/Junked | N/A | 0000 | 1983 | Weil-Mcclain | CI - Cast Iron | STHT - Steam-Heat | 1/31/2013
NIFCO MECHANICAL SYSTEMS | 531 Sumner St | Lincoln | NE | 68502-1942 | LANCASTER | NE17303 | Inactive | 14701 |  | 1992 | SUSSMAN-AUTOMATIC CORP | ELBL - Electric Boiler | STHT - Steam-Heat | 11/30/1997
Speedway Properties | 531 Westgate Blvd | Lincoln | NE | 68528-1563 | Lancaster | NE10301 | Scrapped/Junked | 27648 | LM94-0392350920 | 1994 | AO SMITH | CHWH - ASME/Fired Water Heater | HWSD - Hot Water Dom/Potable | 10/31/2017
Speedway Properties | 531 Westgate Blvd | Lincoln | NE | 68528-1563 | Lancaster | NE11916 | Active | 34337 | R2762 | 1987 | Kewanee | FTFB - Firetube-Firebox Boiler | HWHT - Hot Water Heat | 11/30/2026
Speedway Properties | 531 Westgate Blvd | Lincoln | NE | 68528-1563 | Lancaster | NE11917 | Active | 35711 | R4127 | 1981 | Kewanee | FTFB - Firetube-Firebox Boiler | HWHT - Hot Water Heat | 11/30/2026
Speedway Properties | 531 Westgate Blvd | Lincoln | NE | 68528-1563 | Lancaster | NE20160 | Scrapped/Junked |  | MA90-0057002 | 1990 | AO SMITH | AHWH - ANSI/Fired Water Htr | HWSD - Hot Water Dom/Potable | 10/31/1999
MAI DRY CLEANING | 5310 S 56th St Ste 2 | Lincoln | NE | 68516-1892 | LANCASTER | NE22546 | Exempt 1999 LB-66 |  | 0285400775 | 1985 | RUUD | AHWH - ANSI/Fired Water Htr | HWSD - Hot Water Dom/Potable | 3/31/2000
vacant bldg | 5311 N 108th St | Omaha | NE | 68164-2150 | Douglas | NE12883 | Scrapped/Junked |  | 000000HD9459101 | 1994 | HAMILTON ENG/LOCHINVAR | AHWH - ANSI/Fired Water Htr | HWSP - Hot Water Non Potable Supply | 7/31/2000
vacant bldg | 5311 N 108th St | Omaha | NE | 68164-2150 | Douglas | NE12884 | Scrapped/Junked | 42489 | 78252 | 1991 | Lattner Boiler Co | FTNT - FT Vertical Tubeless | PROC - Process Steam | 9/30/2014
Dundee Presbyterian Church #4478 | 5312 Underwood Ave | Omaha | NE | 68132-2148 | Douglas | NE20320 | Exempt 1999 LB-66 |  | 000000667-72526 | 1985 | RUUD | AHWH - ANSI/Fired Water Htr | HWSD - Hot Water Dom/Potable | 8/31/1999
Dundee Presbyterian Church #4478 | 5312 Underwood Ave | Omaha | NE | 68132-2148 | Douglas | NE28991 | Scrapped/Junked | 18304 | 11F-6212 | 2011 | Aldrich | FT - Firetube Boiler | STHT - Steam-Heat | 1/31/2026
Dundee Presbyterian Church #4478 | 5312 Underwood Ave | Omaha | NE | 68132-2148 | Douglas | NE28992 | Scrapped/Junked | 18305 | 11F6213 | 2011 | Aldrich | FT - Firetube Boiler | STHT - Steam-Heat | 1/31/2026
Dundee Presbyterian Church #4478 | 5312 Underwood Ave | Omaha | NE | 68132-2148 | Douglas | NE35309 | Scrapped/Junked | 34884 | R3250 | 1982 | Kewanee | FTFB - Firetube-Firebox Boiler | STHT - Steam-Heat | 3/31/2015
Dundee Presbyterian Church #4478 | 5312 Underwood Ave | Omaha | NE | 68132-2148 | Douglas | NE35310 | Scrapped/Junked | n/a | 1 | 1930 | Kewanee | FTLO - Firetube Locomotive Type | STHT - Steam-Heat | 3/31/2015
Seward High School | 532 Northern Heights Dr | Seward | NE | 68434-1059 | Seward | NE06926 | Active | 108752 | 108752 | 2006 | Cleveland | FT - Firetube Boiler | 0021 - Steam Supp Cooker/Kettle | 2/28/2026
Seward High School | 532 Northern Heights Dr | Seward | NE | 68434-1059 | Seward | NE08810 | Scrapped/Junked | 11186 | 00E-8997 | 2000 | ALES | FTVT - Firetube Vertical TB | HWHT - Hot Water Heat | 2/28/2026
Seward High School | 532 Northern Heights Dr | Seward | NE | 68434-1059 | Seward | NE08811 | Scrapped/Junked | 11179 | 00E-8990 | 2000 | ALES | FTVT - Firetube Vertical TB | HWHT - Hot Water Heat | 2/28/2026
Seward High School | 532 Northern Heights Dr | Seward | NE | 68434-1059 | Seward | NE08812 | Scrapped/Junked | 109213 | C00L13443 | 2000 | TELE | CPFT - Horiz Cpr Fin Boiler | HWSD - Hot Water Dom/Potable | 2/28/2026
Seward High School | 532 Northern Heights Dr | Seward | NE | 68434-1059 | Seward | NE25930 | Active | 70783 | 6-15-0638 | 2015 | Aerco | FTVT - Firetube Vertical TB | HWHT - Hot Water Heat | 2/28/2026
Seward High School | 532 Northern Heights Dr | Seward | NE | 68434-1059 | Seward | NE25931 | Active | 71031 | G-15-0925 | 2015 | Aerco | FTVT - Firetube Vertical TB | HWHT - Hot Water Heat | 2/28/2026
Seward High School | 532 Northern Heights Dr | Seward | NE | 68434-1059 | Seward | NE25932 | Active | 139179 | 139179 | 2014 | PVI Industries | CHWH - ASME/Fired Water Heater | HWSD - Hot Water Dom/Potable | 2/28/2026
Seward High School | 532 Northern Heights Dr | Seward | NE | 68434-1059 | Seward | NE25933 | Active | 139180 | 139180 | 2014 | PVI Industries | CHWH - ASME/Fired Water Heater | HWSD - Hot Water Dom/Potable | 2/28/2026
Seward High School | 532 Northern Heights Dr | Seward | NE | 68434-1059 | Seward | NE33437 | Scrapped/Junked | n/a | HSB40004 | 1961 | TITV | FT - Firetube Boiler | HWHT - Hot Water Heat | 2/28/2016
Seward High School | 532 Northern Heights Dr | Seward | NE | 68434-1059 | Seward | NE33438 | Scrapped/Junked | na | HSB40003 | 1961 | TITV | FTSM - FTS Marine Dry Back | HWHT - Hot Water Heat | 2/28/2016
Seward High School | 532 Northern Heights Dr | Seward | NE | 68434-1059 | Seward | NE43823 | Active | 99300 | G-24-2042 | 2024 | Aerco | FTVT - Firetube Vertical TB | HWHT - Hot Water Heat | 2/28/2026
Seward High School | 532 Northern Heights Dr | Seward | NE | 68434-1059 | Seward | NE43824 | Active | 99299 | G-24-2041 | 2024 | Aerco | FTVT - Firetube Vertical TB | HWHT - Hot Water Heat | 2/28/2026
Seward High School | 532 Northern Heights Dr | Seward | NE | 68434-1059 | Seward | NE43825 | Exempt | 6375 | 23N300061655004 | 2023 | Aerco | HEXC - Heat Exchanger | HTEX - Heat Exchanger | 2/28/2025
Seward High School | 532 Northern Heights Dr | Seward | NE | 68434-1059 | Seward | NE43826 | Active | 424211 | 23.WHT1.206.00136 | 2023 | PVI Industries | CHWH - ASME/Fired Water Heater | HWSD - Hot Water Dom/Potable | 2/28/2026
Children's Respite Care | 5321 S 138th St | Omaha | NE | 68137-2913 | Douglas | NE24830 | Active | 135439 | 135439 | 2013 | RHEEM | COND - Condenser | HWSD - Hot Water Dom/Potable | 4/30/2026
Children's Respite Care | 5321 S 138th St | Omaha | NE | 68137-2913 | Douglas | NE24831 | Active | 136999 | 136999 | 2013 | RHEEM | ELBL - Electric Boiler | HWSD - Hot Water Dom/Potable | 4/30/2026
Mount View Elementary | 5322 N 52nd St | Omaha | NE | 68104-2279 | Douglas | NE05284 | Exempt 1999 LB-66 |  | 0686401271 | 1984 | RUUD | AHWH - ANSI/Fired Water Htr | HWSD - Hot Water Dom/Potable | 6/30/2000
Mount View Elementary | 5322 N 52nd St | Omaha | NE | 68104-2279 | Douglas | NE05294 | Exempt 1999 LB-66 |  | 0283403277 | 1983 | RUUD | AHWH - ANSI/Fired Water Htr | HWSD - Hot Water Dom/Potable | 6/30/2000
Mount View Elementary | 5322 N 52nd St | Omaha | NE | 68104-2279 | Douglas | NE07638 | Active | 108764 | 108764 | 2006 | AOSM | CHWH - ASME/Fired Water Heater | HWSD - Hot Water Dom/Potable | 12/31/2025
Mount View Elementary | 5322 N 52nd St | Omaha | NE | 68104-2279 | Douglas | NE07639 | Active | 108767 | 108767 | 2006 | AOSM | CHWH - ASME/Fired Water Heater | HWDP - Hotwater Heat & Dom Supply | 12/31/2025
Mount View Elementary | 5322 N 52nd St | Omaha | NE | 68104-2279 | Douglas | NE31102 | Scrapped/Junked |  |  | 1959 | KEWANEE | FTFB - Firetube-Firebox Boiler | STHT - Steam-Heat | 12/31/2007
Mount View Elementary | 5322 N 52nd St | Omaha | NE | 68104-2279 | Douglas | NE31103 | Scrapped/Junked |  |  | 1959 | KEWANEE | FTFB - Firetube-Firebox Boiler | STHT - Steam-Heat | 12/31/2006
JAMES SKINNER COMPANY | 5322 W CENTER RD | OMAHA | NE | 68106 | Douglas | NE02933 | Inactive | 28173 |  | 1969 | PM LATTNER MFR COMPANY | FT - Firetube Boiler | PROC - Process Steam | 9/30/1991
JAMES SKINNER COMPANY | 5322 W CENTER RD | OMAHA | NE | 68106 | Douglas | NE37462 | Inactive | 59012 |  | 1989 | FULTON BOILERWORKS | FT - Firetube Boiler | PROC - Process Steam | 11/30/2000
JAMES SKINNER COMPANY | 5322 W CENTER RD | OMAHA | NE | 68106 | Douglas | NE37495 | Inactive | 40121 |  | 1981 | FULTON BOILERWORKS | FT - Firetube Boiler | PROC - Process Steam | 11/30/2000
Prawl Engineering | 5328 Center St | Omaha | NE | 68106-2339 | Douglas | NE05629 | Scrapped/Junked | 32868 | 9632868 | 1996 | AO SMITH | CHWH - ASME/Fired Water Heater | HWSD - Hot Water Dom/Potable | 12/31/1999
Prawl Engineering | 5328 Center St | Omaha | NE | 68106-2339 | Douglas | NE18377 | Scrapped/Junked | 122870 |  | 1995 | RayPak Inc, California | WT - Water Tube Boiler | HWSD - Hot Water Dom/Potable | 12/31/1999
Prawl Engineering | 5328 Center St | Omaha | NE | 68106-2339 | Douglas | NE18378 | Scrapped/Junked | 122871 |  | 1995 | RAYPAK INC, CALIFORNIA | WT - Water Tube Boiler | HWSD - Hot Water Dom/Potable | 12/31/1999
Jackson Square Apts | 535 S 37th St | Omaha | NE | 68105-1230 | Douglas | NE00110 | Scrapped/Junked | 79970 | 79970 | 1998 | RUUD | CHWH - ASME/Fired Water Heater | HWSD - Hot Water Dom/Potable | 4/30/2012
Jackson Square Apts | 535 S 37th St | Omaha | NE | 68105-1230 | Douglas | NE21755 | Scrapped/Junked | 73108 | RN1096G02625 | 1996 | RHEEM | CHWH - ASME/Fired Water Heater | HWSD - Hot Water Dom/Potable | 12/31/2013
Jackson Square Apts | 535 S 37th St | Omaha | NE | 68105-1230 | Douglas | NE21756 | Scrapped/Junked |  | 4538 | 1971 | DAY & NIGHT | AHWH - ANSI/Fired Water Htr | HWSD - Hot Water Dom/Potable | 4/30/2000
Jackson Square Apts | 535 S 37th St | Omaha | NE | 68105-1230 | Douglas | NE22748 | Scrapped/Junked | 10954 | K06M008019 | 2006 | AO SMITH | CHWH - ASME/Fired Water Heater | HWSD - Hot Water Dom/Potable | 12/31/2025
Country Inn & Suites | 5353 N 27th St | Lincoln | NE | 68521-1039 | Lancaster | NE00351 | Scrapped/Junked | 53254 | K99-53254 | 1999 | AOSM | COBL - Coil Type Boiler | HWSD - Hot Water Dom/Potable | 12/31/2013
Country Inn & Suites | 5353 N 27th St | Lincoln | NE | 68521-1039 | Lancaster | NE00352 | Out of Service | 54998 | A00-54998 | 2000 | AOSM | COBL - Coil Type Boiler | HWSD - Hot Water Dom/Potable | 12/31/2023
Country Inn & Suites | 5353 N 27th St | Lincoln | NE | 68521-1039 | Lancaster | NE00367 | Scrapped/Junked | 160315 | 9906160315 | 1999 | RAYP | CPFT - Horiz Cpr Fin Boiler | IPHT - Indoor Pool Heater | 12/31/2011
Country Inn & Suites | 5353 N 27th St | Lincoln | NE | 68521-1039 | Lancaster | NE09882 | Exempt | 191843 | 0202191843 | 2002 | RAYPAK INC, CALIFORNIA | CPFH - Copper Fin Water Heater | SPAJ - Spa/Jacuzzi Heater | 12/31/2008
Country Inn & Suites | 5353 N 27th St | Lincoln | NE | 68521-1039 | Lancaster | NE24189 | Active | 267895 | G131120267895 | 2013 | Lochinvar | WTSS - Watertube SS Steel | HWSD - Hot Water Dom/Potable | 12/31/2025
Country Inn & Suites | 5353 N 27th St | Lincoln | NE | 68521-1039 | Lancaster | NE43198 | Active | 623043 | N1.24.39.00010 | 2024 | Lochinvar | WTSS - Watertube SS Steel | HWSD - Hot Water Dom/Potable | 12/31/2025
Beacon Hill Restaurant | 5353 N 27th St | Lincoln | NE | 68521-1039 | Lancaster | NE25571 | Scrapped/Junked | 55566 | B00 55566Z16 | 2000 | AOSM | COBL - Coil Type Boiler | HWSD - Hot Water Dom/Potable | 12/31/2010
American Concrete Products Co | 5353 S 69th St | Omaha | NE | 68117-2211 | Douglas | NE09308 | Inactive | 91247 | 06357-01 | 2007 | Electro-Steam | ELBL - Electric Boiler | PROC - Process Steam | 3/31/2017
American Concrete Products Co | 5353 S 69th St | Omaha | NE | 68117-2211 | Douglas | NE09309 | Inactive | 91379 | 06459-02 | 2007 | Electro-Steam | ELBL - Electric Boiler | PROC - Process Steam | 3/31/2017
City Public Library | 537 N Webster St | Red Cloud | NE | 68970-2421 | Webster | NE40280 | Scrapped/Junked | n/a | 61-910710398 | 1998 | Peerless | CI - Cast Iron | STHT - Steam-Heat | 2/28/2015
St Timothy's Lutheran Church | 538 W 16th St | Fremont | NE | 68025-3343 | Dodge | NE04220 | Scrapped/Junked | 9999 | 1BJ1 | 1975 | American Standard | CI - Cast Iron | HWHT - Hot Water Heat | 11/30/2010
St Timothy's Lutheran Church | 538 W 16th St | Fremont | NE | 68025-3343 | Dodge | NE18696 | Scrapped/Junked | 89531 | G20P19967 | 2008 | MUNCHKIN | COBL - Coil Type Boiler | HWHT - Hot Water Heat | 11/30/2019
St Timothy's Lutheran Church | 538 W 16th St | Fremont | NE | 68025-3343 | Dodge | NE18697 | Active | 91416 | C22Q15354 | 2008 | MUNCHKIN | COBL - Coil Type Boiler | HWHT - Hot Water Heat | 11/30/2026
St Timothy's Lutheran Church | 538 W 16th St | Fremont | NE | 68025-3343 | Dodge | NE28465 | Active | 451705 | D1.18.45.00476 | 2019 | Heat Transfer Products Inc. | WTSS - Watertube SS Steel | HWHT - Hot Water Heat | 11/30/2026
O'Neill High School | 540 E Hynes St | O'Neill | NE | 68763-1304 | Holt | NE26761 | Active | 2038 | ITG 2038 | 2016 | Intellihot | WT - Water Tube Boiler | HWSD - Hot Water Dom/Potable | 2/28/2026
O'Neill High School | 540 E Hynes St | O'Neill | NE | 68763-1304 | Holt | NE26762 | Active | 2211 | ITG 2211 | 2016 | Intellihot | WT - Water Tube Boiler | HWSD - Hot Water Dom/Potable | 2/28/2026
O'Neill High School | 540 E Hynes St | O'Neill | NE | 68763-1304 | Holt | NE26763 | Active | 2208 | ITG 2208 | 2016 | Intellihot | WT - Water Tube Boiler | HWSD - Hot Water Dom/Potable | 2/28/2026
O'Neill High School | 540 E Hynes St | O'Neill | NE | 68763-1304 | Holt | NE26764 | Active | 2147 | ITG2147 | 2016 | Intellihot | WT - Water Tube Boiler | HWSD - Hot Water Dom/Potable | 2/28/2026
O'Neill High School | 540 E Hynes St | O'Neill | NE | 68763-1304 | Holt | NE26765 | Active | 372214 | 1608102641760 | 2016 | Lochinvar | WT - Water Tube Boiler | HWHT - Hot Water Heat | 2/28/2026
O'Neill High School | 540 E Hynes St | O'Neill | NE | 68763-1304 | Holt | NE26766 | Active | 372228 | 1607102615864 | 2016 | Lochinvar | WT - Water Tube Boiler | HWHT - Hot Water Heat | 2/28/2026
O'Neill High School | 540 E Hynes St | O'Neill | NE | 68763-1304 | Holt | NE26767 | Active | 367002 | 1607102615859 | 2015 | Lochinvar | WT - Water Tube Boiler | HWHT - Hot Water Heat | 2/28/2026
O'Neill High School | 540 E Hynes St | O'Neill | NE | 68763-1304 | Holt | NE31280 | Scrapped/Junked | n/a | 506033 | 1964 | Day & Night | AHWH - ANSI/Fired Water Htr | HWSD - Hot Water Dom/Potable | 2/28/2017
O'Neill High School | 540 E Hynes St | O'Neill | NE | 68763-1304 | Holt | NE31497 | Scrapped/Junked | n/a | 608395 | 1964 | Spencer | FT - Firetube Boiler | HWHT - Hot Water Heat | 2/28/2017
O'Neill High School | 540 E Hynes St | O'Neill | NE | 68763-1304 | Holt | NE31498 | Scrapped/Junked | n/a | 608393 | 1964 | Spencer | FTFB - Firetube-Firebox Boiler | HWHT - Hot Water Heat | 2/28/2017
O'Neill High School | 540 E Hynes St | O'Neill | NE | 68763-1304 | Holt | NE35131 | Scrapped/Junked | 50829 | RN08884-0393 | 1986 | RHEEM | CHWH - ASME/Fired Water Heater | HWSD - Hot Water Dom/Potable | 2/28/2017
St Joseph Hillside Villa | 540 E Washington St | West Point | NE | 68788-1314 | Cuming | NE27865 | Active | 74483 | F005078 | 2017 | PVI Industries | CHWH - ASME/Fired Water Heater | HWSD - Hot Water Dom/Potable | 9/30/2026
St Joseph Hillside Villa | 540 E Washington St | West Point | NE | 68788-1314 | Cuming | NE27866 | Active | 78599 | F004978 | 2017 | PVI Industries | CHWH - ASME/Fired Water Heater | HWSD - Hot Water Dom/Potable | 9/30/2026
St Joseph Hillside Villa | 540 E Washington St | West Point | NE | 68788-1314 | Cuming | NE27867 | Active | 79130 | G-17-2340 | 2017 | Aerco | FTVT - Firetube Vertical TB | GLYC - Glycol Bldg Heat Sys | 9/30/2026
St Joseph Hillside Villa | 540 E Washington St | West Point | NE | 68788-1314 | Cuming | NE27868 | Active | 79131 | G-17-2341 | 2017 | Aerco | FTVT - Firetube Vertical TB | GLYC - Glycol Bldg Heat Sys | 9/30/2026
St Joseph Hillside Villa | 540 E Washington St | West Point | NE | 68788-1314 | Cuming | NE27869 | Active | 79132 | G-17-2342 | 2017 | Aerco | FTVT - Firetube Vertical TB | GLYC - Glycol Bldg Heat Sys | 9/30/2026
Fremont Middle School | 540 Johnson Rd | Fremont | NE | 68025-6439 | Dodge | NE10830 | Active | 144727 | H02H00144727 | 2002 | Lochinvar | CPFT - Horiz Cpr Fin Boiler | HWHT - Hot Water Heat | 2/28/2026
Fremont Middle School | 540 Johnson Rd | Fremont | NE | 68025-6439 | Dodge | NE10831 | Active | 144726 | H02H00144726 | 2002 | Lochinvar | CPFT - Horiz Cpr Fin Boiler | HWHT - Hot Water Heat | 2/28/2026
Fremont Middle School | 540 Johnson Rd | Fremont | NE | 68025-6439 | Dodge | NE10832 | Active | 144794 | 02144794 | 2002 | Lochinvar | CPFH - Copper Fin Water Heater | HWSD - Hot Water Dom/Potable | 2/28/2027
Fremont Middle School | 540 Johnson Rd | Fremont | NE | 68025-6439 | Dodge | NE20934 | Active | 60082 | 863-A | 1972 | Groen | COOK - Fired Cooker | COOK - Cooker/Kettle | 2/28/2026
Fremont Middle School | 540 Johnson Rd | Fremont | NE | 68025-6439 | Dodge | NE20935 | Active | 60081 | 862-A | 1972 | Groen | COOK - Fired Cooker | COOK - Cooker/Kettle | 2/28/2026
Fremont Middle School | 540 Johnson Rd | Fremont | NE | 68025-6439 | Dodge | NE23152 | Active | 88161 | 88161 | 1998 | WBLT | ELBL - Electric Boiler | 0021 - Steam Supp Cooker/Kettle | 2/28/2026
Sacred Heart School | 540 N 31st St | Lincoln | NE | 68503-3203 | Lancaster | NE02087 | Active | n/a | 180400275 | 2004 | DUNK | CI - Cast Iron | STHT - Steam-Heat | 10/31/2026
Sacred Heart School | 540 N 31st St | Lincoln | NE | 68503-3203 | Lancaster | NE34364 | Scrapped/Junked |  | G106 | 1974 | American Standard | CI - Cast Iron | HWHT - Hot Water Heat | 8/31/2004
Hyatt Hotel | 540 S 12th St | Omaha | NE | 68102-2843 | Douglas | NE23957 | Active | 248877 | 13248877 | 2013 | Lochinvar | CPFH - Copper Fin Water Heater | HWSD - Hot Water Dom/Potable | 10/31/2026
Hyatt Hotel | 540 S 12th St | Omaha | NE | 68102-2843 | Douglas | NE23958 | Active | 248876 | 13248876 | 2013 | Lochinvar | CPFH - Copper Fin Water Heater | HWSD - Hot Water Dom/Potable | 10/31/2026
Hyatt Hotel | 540 S 12th St | Omaha | NE | 68102-2843 | Douglas | NE23959 | Active | 248784 | 13248784 | 2013 | Lochinvar | CPFH - Copper Fin Water Heater | HWSD - Hot Water Dom/Potable | 10/31/2026
Hyatt Hotel | 540 S 12th St | Omaha | NE | 68102-2843 | Douglas | NE23960 | Active | 248785 | 13248785 | 2013 | Lochinvar | CPFH - Copper Fin Water Heater | HWSD - Hot Water Dom/Potable | 10/31/2026
Hyatt Hotel | 540 S 12th St | Omaha | NE | 68102-2843 | Douglas | NE23961 | Inactive | 348957 | 1212348957 | 2012 | Raypak | WT - Water Tube Boiler | IPHT - Indoor Pool Heater | 10/31/2022
ADM Milling Co | 540 South St | Lincoln | NE | 68502-1940 | Lancaster | NE02611 | Scrapped/Junked | 345 | 5320 | 1953 | Sprn | WT - Water Tube Boiler | PROC - Process Steam | 1/31/2002
ADM Milling Co | 540 South St | Lincoln | NE | 68502-1940 | Lancaster | NE02818 | Scrapped/Junked | 966 | 2D966 | 1958 | Nebraska Boiler | WT - Water Tube Boiler | PROC - Process Steam | 2/28/2016
ADM Milling Co | 540 South St | Lincoln | NE | 68502-1940 | Lancaster | NE09879 | Out of Service | 23949 | 23949 | 2000 | Clayton Industries | COBL - Coil Type Boiler | PROC - Process Steam | 7/31/2014
ADM Milling Co | 540 South St | Lincoln | NE | 68502-1940 | Lancaster | NE27241 | Active | 18433 | 18433 | 2017 | Superior Boiler Works | FTSM - FTS Marine Dry Back | PROC - Process Steam | 8/31/2025
ADM Milling Co | 540 South St | Lincoln | NE | 68502-1940 | Lancaster | NE27242 | Exempt | 982 | 100607 | 2017 | Heatmizer | ECON - Boiler Economizer | ECON - Boiler Economizer | 8/31/2017
Huvepharma | 540 W Industrial Lake Dr | Lincoln | NE | 68528-1580 | Lancaster | NE28318 | Scrapped/Junked | 10978 | 24608 | 2019 | Vapor Power | COBL - Coil Type Boiler | PROC - Process Steam | 7/31/2024
Huvepharma | 540 W Industrial Lake Dr | Lincoln | NE | 68528-1580 | Lancaster | NE43345 | Active | 4978 | 44556 | 2024 | Electro-Steam | ELBL - Electric Boiler | PROC - Process Steam | 4/30/2026
Huvepharma | 540 W Industrial Lake Dr | Lincoln | NE | 68528-1580 | Lancaster | NE43346 | Active | 4977 | 44555 | 2024 | Electro-Steam | ELBL - Electric Boiler | PROC - Process Steam | 4/30/2026
PRESBYTERIAN CHURCH | 540 W Linden Ave | Fremont | NE | 68025-4048 | DODGE | NE03449 | Scrapped/Junked |  |  | 1965 | KEWANEE | FT - Firetube Boiler | HWHT - Hot Water Heat | 10/31/1997
BOWER RESTAURANT EQUIP | 5400 Cornhusker Hwy | Lincoln | NE | 68504-1478 | SALINE | NE32232 | Inactive | 14764 | 024053 | 1975 | MARKET FORGE INDUSTRIES | ELBL - Electric Boiler | 0021 - Steam Supp Cooker/Kettle | 6/30/2002
BOWER RESTAURANT EQUIP | 5400 Cornhusker Hwy | Lincoln | NE | 68504-1478 | SALINE | NE32233 | Inactive | 15284 | M24E2 | 1975 | MARKET FORGE INDUSTRIES | ELBL - Electric Boiler | PROC - Process Steam | 6/30/2002
North Platte Airport Authority | 5400 E Lee Bird Dr | North Platte | NE | 69101-2477 | Lincoln | NE03933 | Scrapped/Junked | 31146 | P9458 | 1978 | Kewanee | FTFB - Firetube-Firebox Boiler | HWHT - Hot Water Heat | 1/31/2022
North Platte Airport Authority | 5400 E Lee Bird Dr | North Platte | NE | 69101-2477 | Lincoln | NE23514 | Active | 9468 | 97E6712 | 1997 | ALES | FTVT - Firetube Vertical TB | HWHT - Hot Water Heat | 1/31/2027
Madonna Rehabilitation Hospital | 5401 South St | Lincoln | NE | 68506-2150 | Lancaster | NE01669 | Scrapped/Junked | 210214 | 0307210214 | 2003 | RAYPAK INC, CALIFORNIA | CPFH - Copper Fin Water Heater | IPHT - Indoor Pool Heater | 8/31/2013
Madonna Rehabilitation Hospital | 5401 South St | Lincoln | NE | 68506-2150 | Lancaster | NE06816 | Active | 13187 | 57307 | 2005 | Triad Boiler Systems | FTVT - Firetube Vertical TB | HWSD - Hot Water Dom/Potable | 8/31/2026
Madonna Rehabilitation Hospital | 5401 South St | Lincoln | NE | 68506-2150 | Lancaster | NE15360 | Scrapped/Junked | 136560 | 0917M000517 | 2009 | AO SMITH | CHWH - ASME/Fired Water Heater | HWSD - Hot Water Dom/Potable | 7/31/2012
Madonna Rehabilitation Hospital | 5401 South St | Lincoln | NE | 68506-2150 | Lancaster | NE15361 | Scrapped/Junked | 136553 | 0917M000516 | 2009 | AO SMITH | CHWH - ASME/Fired Water Heater | HWSD - Hot Water Dom/Potable | 7/31/2013
Madonna Rehabilitation Hospital | 5401 South St | Lincoln | NE | 68506-2150 | Lancaster | NE15362 | Scrapped/Junked | 136550 | 0917M000514 | 2009 | AO SMITH | CHWH - ASME/Fired Water Heater | HWSD - Hot Water Dom/Potable | 7/31/2013
Madonna Rehabilitation Hospital | 5401 South St | Lincoln | NE | 68506-2150 | Lancaster | NE15516 | Scrapped/Junked |  | 1289402955 | 1989 | RHEEM MANUFACTURING CO | AHWH - ANSI/Fired Water Htr | HWSD - Hot Water Dom/Potable | 8/31/1999
Madonna Rehabilitation Hospital | 5401 South St | Lincoln | NE | 68506-2150 | Lancaster | NE17216 | Scrapped/Junked | 42225 | 95432 | 1989 | Kewanee Boiler, Inc. | FTFB - Firetube-Firebox Boiler | HWHT - Hot Water Heat | 8/31/2024
Madonna Rehabilitation Hospital | 5401 South St | Lincoln | NE | 68506-2150 | Lancaster | NE17217 | Scrapped/Junked | 41596 | 95156 | 1988 | Kewanee Boiler Co. | FTFB - Firetube-Firebox Boiler | HWHT - Hot Water Heat | 8/31/2024
Madonna Rehabilitation Hospital | 5401 South St | Lincoln | NE | 68506-2150 | Lancaster | NE17498 | Scrapped/Junked |  | 0788403709 | 1988 | RUUD | AHWH - ANSI/Fired Water Htr | HWSD - Hot Water Dom/Potable | 8/31/2007
Madonna Rehabilitation Hospital | 5401 South St | Lincoln | NE | 68506-2150 | Lancaster | NE20164 | Inactive |  | 000MA-900055122 | 1990 | AO SMITH | AHWH - ANSI/Fired Water Htr | HWSD - Hot Water Dom/Potable | 8/31/1999
Madonna Rehabilitation Hospital | 5401 South St | Lincoln | NE | 68506-2150 | Lancaster | NE20189 | Inactive |  | AH84-02501 | 1984 | AO SMITH | AHWH - ANSI/Fired Water Htr | HWSD - Hot Water Dom/Potable | 8/31/1998
Madonna Rehabilitation Hospital | 5401 South St | Lincoln | NE | 68506-2150 | Lancaster | NE22099 | Scrapped/Junked | 170112 | 170112 | 2012 | AO SMITH | CHWH - ASME/Fired Water Heater | HWSD - Hot Water Dom/Potable | 7/31/2016
Madonna Rehabilitation Hospital | 5401 South St | Lincoln | NE | 68506-2150 | Lancaster | NE23642 | Scrapped/Junked | 173600 | 1239M001594 | 2012 | AO SMITH | CHWH - ASME/Fired Water Heater | HWSD - Hot Water Dom/Potable | 8/31/2017
Madonna Rehabilitation Hospital | 5401 South St | Lincoln | NE | 68506-2150 | Lancaster | NE23850 | Scrapped/Junked | 43247 | LB980718060970 | 1998 | AO SMITH | CHWH - ASME/Fired Water Heater | HWSD - Hot Water Dom/Potable | 8/31/2008
Madonna Rehabilitation Hospital | 5401 South St | Lincoln | NE | 68506-2150 | Lancaster | NE24179 | Scrapped/Junked | 174915 | 1245M001588 | 2012 | AO SMITH | CHWH - ASME/Fired Water Heater | HWSD - Hot Water Dom/Potable | 8/31/2016
Madonna Rehabilitation Hospital | 5401 South St | Lincoln | NE | 68506-2150 | Lancaster | NE24335 | Inactive | 10593 | 99E-8255 | 1999 | Aldrich Co./L.E.S., Inc. | FTVT - Firetube Vertical TB | HWHT - Hot Water Heat | 8/31/2024
Madonna Rehabilitation Hospital | 5401 South St | Lincoln | NE | 68506-2150 | Lancaster | NE24336 | Inactive | 10591 | 99E-8253 | 1999 | Aldrich Co./L.E.S., Inc. | FTVT - Firetube Vertical TB | HWHT - Hot Water Heat | 8/31/2024
Madonna Rehabilitation Hospital | 5401 South St | Lincoln | NE | 68506-2150 | Lancaster | NE24627 | Active | 365477 | 1310365477 | 2013 | Raypak, Inc. | CPFH - Copper Fin Water Heater | IPHT - Indoor Pool Heater | 8/31/2026
Madonna Rehabilitation Hospital | 5401 South St | Lincoln | NE | 68506-2150 | Lancaster | NE24628 | Active | 19067 | 13F-6975 | 2013 | Aldrich Co. | FTFB - Firetube-Firebox Boiler | HWHT - Hot Water Heat | 8/31/2026
Madonna Rehabilitation Hospital | 5401 South St | Lincoln | NE | 68506-2150 | Lancaster | NE24629 | Active | 19066 | 13F-6974 | 2013 | Aldrich Co. | FTFB - Firetube-Firebox Boiler | HWHT - Hot Water Heat | 8/31/2026
Madonna Rehabilitation Hospital | 5401 South St | Lincoln | NE | 68506-2150 | Lancaster | NE26530 | Scrapped/Junked | 212492 | 1602M002164 | 2016 | AO Smith | CHWH - ASME/Fired Water Heater | HWSD - Hot Water Dom/Potable | 8/31/2020
Madonna Rehabilitation Hospital | 5401 South St | Lincoln | NE | 68506-2150 | Lancaster | NE26531 | Scrapped/Junked | 198294 | 1444MO01444 | 2014 | AO Smith | CHWH - ASME/Fired Water Heater | HWSD - Hot Water Dom/Potable | 8/31/2020
Madonna Rehabilitation Hospital | 5401 South St | Lincoln | NE | 68506-2150 | Lancaster | NE27237 | Scrapped/Junked | 223263 | 223263 | 2016 | AO SMITH | CHWH - ASME/Fired Water Heater | HWSD - Hot Water Dom/Potable | 8/31/2020
Madonna Rehabilitation Hospital | 5401 South St | Lincoln | NE | 68506-2150 | Lancaster | NE28517 | Active | 110016 | F012443 | 2019 | PVI Industries | CHWH - ASME/Fired Water Heater | HWSD - Hot Water Dom/Potable | 8/31/2026
Madonna Rehabilitation Hospital | 5401 South St | Lincoln | NE | 68506-2150 | Lancaster | NE28518 | Active | 102771 | F011399 | 2019 | PVI Industries | CHWH - ASME/Fired Water Heater | HWSD - Hot Water Dom/Potable | 8/31/2026
Madonna Rehabilitation Hospital | 5401 South St | Lincoln | NE | 68506-2150 | Lancaster | NE39139 | Scrapped/Junked | 0 | 0-2230 | 1970 | KEWA | FTFB - Firetube-Firebox Boiler | HWHT - Hot Water Heat | 8/31/2013
Madonna Rehabilitation Hospital | 5401 South St | Lincoln | NE | 68506-2150 | Lancaster | NE39140 | Out of Service | 0 | 0-2020 | 1970 | KEWA | FTFB - Firetube-Firebox Boiler | HWHT - Hot Water Heat | 8/31/2016
Madonna Rehabilitation Hospital | 5401 South St | Lincoln | NE | 68506-2150 | Lancaster | NE39141 | Scrapped/Junked | 6334 | 98719 | 1986 | SELLERS | FT - Firetube Boiler | HWSD - Hot Water Dom/Potable | 8/31/2006
Madonna Rehabilitation Hospital | 5401 South St | Lincoln | NE | 68506-2150 | Lancaster | NE39142 | Scrapped/Junked | 6207 | 8108 | 1986 | SELL | FT - Firetube Boiler | HWSD - Hot Water Dom/Potable | 8/31/2009
Madonna Rehabilitation Hospital | 5401 South St | Lincoln | NE | 68506-2150 | Lancaster | NE39143 | Scrapped/Junked | 4362 | P-4360 | 1975 | Kewanee | FTFB - Firetube-Firebox Boiler | HWHT - Hot Water Heat | 8/31/2023
Madonna Rehabilitation Hospital | 5401 South St | Lincoln | NE | 68506-2150 | Lancaster | NE39144 | Scrapped/Junked | 4360 | P-4362 | 1975 | Kewanee | FTFB - Firetube-Firebox Boiler | HWHT - Hot Water Heat | 8/31/2023
Madonna Rehabilitation Hospital | 5401 South St | Lincoln | NE | 68506-2150 | Lancaster | NE39194 | Inactive |  | 0688400575 | 1988 | RHEEM MANUFACTURING CO | AHWH - ANSI/Fired Water Htr | HWSD - Hot Water Dom/Potable | 8/31/2007
Madonna Rehabilitation Hospital | 5401 South St | Lincoln | NE | 68506-2150 | Lancaster | NE41476 | Active | 89495 | G-21-0672 | 2021 | Aerco | FTVT - Firetube Vertical TB | HWHT - Hot Water Heat | 8/31/2026
Madonna Rehabilitation Hospital | 5401 South St | Lincoln | NE | 68506-2150 | Lancaster | NE41477 | Active | 89262 | G-21-0420 | 2021 | Aerco | FTVT - Firetube Vertical TB | HWHT - Hot Water Heat | 8/31/2026
Madonna Rehabilitation Hospital | 5401 South St | Lincoln | NE | 68506-2150 | Lancaster | NE41478 | Active | 89494 | G-21-0671 | 2021 | Aerco | FTVT - Firetube Vertical TB | HWHT - Hot Water Heat | 8/31/2026
Madonna Rehabilitation Hospital | 5401 South St | Lincoln | NE | 68506-2150 | Lancaster | NE41479 | Active | 200272 | F017133 | 2021 | PVI Industries | CHWH - ASME/Fired Water Heater | HWSD - Hot Water Dom/Potable | 8/31/2026
Madonna Rehabilitation Hospital | 5401 South St | Lincoln | NE | 68506-2150 | Lancaster | NE41480 | Active | 197213 | F017077 | 2021 | PVI Industries | CHWH - ASME/Fired Water Heater | HWSD - Hot Water Dom/Potable | 8/31/2026
Madonna Rehabilitation Hospital | 5401 South St | Lincoln | NE | 68506-2150 | Lancaster | NE41481 | Active | 200253 | F017077 | 2021 | PVI Industries | CHWH - ASME/Fired Water Heater | HWSD - Hot Water Dom/Potable | 8/31/2026
Madonna Rehabilitation Hospital | 5401 South St | Lincoln | NE | 68506-2150 | Lancaster | NE41482 | Active | 192425 | F017211 | 2021 | PVI Industries | CHWH - ASME/Fired Water Heater | HWSD - Hot Water Dom/Potable | 8/31/2026
Hertz Rent-A-Car | 5404 Abbott Dr | Omaha | NE | 68110-2803 | Douglas | NE21781 | Out of Service | 136476 | 9612136475 | 1996 | Raypak | CPFT - Horiz Cpr Fin Boiler | HWSP - Hot Water Non Potable Supply | 4/30/2017
MVP Laboratories Inc | 5404 Miller Ave | Ralston | NE | 68127-3825 | Douglas | NE04205 | Scrapped/Junked | 19043 | 59381 | 1984 | BRYA | WT - Water Tube Boiler | PROC - Process Steam | 10/31/2010
Armbrust YMCA | 5404 S 168th St | Omaha | NE | 68135-5417 | Douglas | NE09287 | Active | 122391 | 122391 | 2007 | Pvi | CHWH - ASME/Fired Water Heater | HWSD - Hot Water Dom/Potable | 12/31/2026
Armbrust YMCA | 5404 S 168th St | Omaha | NE | 68135-5417 | Douglas | NE09288 | Active | 122392 | 0807122392 | 2007 | Pvi | CHWH - ASME/Fired Water Heater | HWSD - Hot Water Dom/Potable | 12/31/2025
Armbrust YMCA | 5404 S 168th St | Omaha | NE | 68135-5417 | Douglas | NE09289 | Scrapped/Junked | 270794 | 0709270794 | 2007 | Raypak | CPFT - Horiz Cpr Fin Boiler | HWHT - Hot Water Heat | 12/31/2025
Armbrust YMCA | 5404 S 168th St | Omaha | NE | 68135-5417 | Douglas | NE09290 | Scrapped/Junked | 270795 | 0709270795 | 2007 | Raypak | CPFT - Horiz Cpr Fin Boiler | HWHT - Hot Water Heat | 12/31/2024
Armbrust YMCA | 5404 S 168th St | Omaha | NE | 68135-5417 | Douglas | NE43536 | Active | 430581 | 25430581 | 2025 | Lochinvar | CPPH - Ansi Cpr Fin Pool Heater | IPHT - Indoor Pool Heater | 12/31/2026
Husker AG, LLC | 54048 Hwy 20 | Plainview | NE | 68769-4072 | Pierce | NE06739 | Exempt | 312 | 05288-A | 2005 | Economasters LLC | ECON - Boiler Economizer | ECON - Boiler Economizer | 2/28/2008
Husker AG, LLC | 54048 Hwy 20 | Plainview | NE | 68769-4072 | Pierce | NE06740 | Exempt | 313 | 05288-B | 2005 | Economasters LLC | ECON - Boiler Economizer | FDPR - Feedwater Preheater | 2/28/2008
Husker AG, LLC | 54048 Hwy 20 | Plainview | NE | 68769-4072 | Pierce | NE07235 | Active | 75 | 1767 | 2007 | Victory | WT - Water Tube Boiler | PROC - Process Steam | 9/30/2026
Husker AG, LLC | 54048 Hwy 20 | Plainview | NE | 68769-4072 | Pierce | NE07236 | Exempt | 397 | 1740 | 2007 | C-Cam International | UFPV - Unfired Pressure Vessel | ECON - Boiler Economizer | 10/17/2009
Husker AG, LLC | 54048 Hwy 20 | Plainview | NE | 68769-4072 | Pierce | NE07237 | Exempt | 396 | 1739 | 2007 | C-Cam International | UFPV - Unfired Pressure Vessel | ECON - Boiler Economizer | 10/17/2009
Husker AG, LLC | 54048 Hwy 20 | Plainview | NE | 68769-4072 | Pierce | NE07238 | Active | 395 | 1738 | 2007 | C-Cam International | SUPH - Tubed Superheater | ECON - Boiler Economizer | 9/30/2026
Husker AG, LLC | 54048 Hwy 20 | Plainview | NE | 68769-4072 | Pierce | NE10458 | Active | 8 | 2632 | 2002 | Victory | WT - Water Tube Boiler | PROC - Process Steam | 10/31/2026
Husker AG, LLC | 54048 Hwy 20 | Plainview | NE | 68769-4072 | Pierce | NE10459 | Active | 45 | TD9102 | 2002 | T&D Fabrication | ECON - Boiler Economizer | ECON - Boiler Economizer | 10/31/2026
Husker AG, LLC | 54048 Hwy 20 | Plainview | NE | 68769-4072 | Pierce | NE27297 | Active | 22414 | S-5000-150-22 | 2017 | Hurst | FTWB - FTS Marine Wet Back | PROC - Process Steam | 9/30/2026
Husker AG, LLC | 54048 Hwy 20 | Plainview | NE | 68769-4072 | Pierce | NE27298 | Active | 2445 | 17058 | 2017 | Economasters LLC | ECON - Boiler Economizer | ECON - Boiler Economizer | 9/30/2026
Husker AG, LLC | 54048 Hwy 20 | Plainview | NE | 68769-4072 | Pierce | NE43901 | Active | 1097 | 2023-4 | 2024 | RENTECH | WT - Water Tube Boiler | PROC - Process Steam | 9/30/2025
Applewood Dry Cleaners | 5407 S 96th St | Omaha | NE | 68127-3325 | Douglas | NE04216 | Scrapped/Junked | 22353 | 62846 | 1986 | Bryan | WT - Water Tube Boiler | PROC - Process Steam | 1/31/2024
VIP CLEANERS | 5407 S 96th St | Omaha | NE | 68127-3325 | Douglas | NE02604 | Inactive | 5731 |  | 1953 | STEAMASTER | FT - Firetube Boiler | PROC - Process Steam | 11/30/1989
Michael Foods | 54080 Highway 84 | Bloomfield | NE | 68718-3097 | Knox | NE08839 | Scrapped/Junked | 98155 | n/a | 1991 | Frick | UFPV - Unfired Pressure Vessel | SEPR - Separator | 7/31/2021
Michael Foods | 54080 Highway 84 | Bloomfield | NE | 68718-3097 | Knox | NE08840 | Scrapped/Junked | 98157 | n/a | 1991 | Frick | UFPV - Unfired Pressure Vessel | SEPR - Separator | 7/31/2021
Michael Foods | 54080 Highway 84 | Bloomfield | NE | 68718-3097 | Knox | NE16826 | Active | n/a | 34000796 | 1990 | Burnham | FTFB - Firetube-Firebox Boiler | HWHT - Hot Water Heat | 7/31/2026
Michael Foods | 54080 Highway 84 | Bloomfield | NE | 68718-3097 | Knox | NE16827 | Active | n/a | 34000797 | 1990 | Burnham | FTFB - Firetube-Firebox Boiler | HWHT - Hot Water Heat | 7/31/2026
Michael Foods | 54080 Highway 84 | Bloomfield | NE | 68718-3097 | Knox | NE16828 | Active | n/a | 34000798 | 1990 | Burnham | FTFB - Firetube-Firebox Boiler | HWHT - Hot Water Heat | 7/31/2026
Michael Foods | 54080 Highway 84 | Bloomfield | NE | 68718-3097 | Knox | NE16841 | Active | 8379 | 8883-01 | 1991 | Johnston Boiler Co. | FTSM - FTS Marine Dry Back | PROC - Process Steam | 7/31/2026
Cathers Retreat | 541 N Seward St | Red Cloud | NE | 68970-2340 | Webster | NE09634 | Scrapped/Junked | n/a | 319731-200008 | 2000 | Peerless | CI - Cast Iron | HWHT - Hot Water Heat | 12/31/2019
Herndon Apartment Building | 541 S 18th St | Lincoln | NE | 68508-2687 | Lancaster | NE00052 | Out of Service | N/A | 21114579-1199 | 1999 | Peerless | CI - Cast Iron | STHT - Steam-Heat | 1/31/2013
Herndon Apartment Building | 541 S 18th St | Lincoln | NE | 68508-2687 | Lancaster | NE30688 | Scrapped/Junked |  | 3N181 | 1971 | LOCHINVAR | CPFT - Horiz Cpr Fin Boiler | HWSD - Hot Water Dom/Potable | 1/31/2005
Herndon Apartment Building | 541 S 18th St | Lincoln | NE | 68508-2687 | Lancaster | NE30689 | Scrapped/Junked |  | A-511 | 1960 | AMERICAN STANDARD |  | STHT - Steam-Heat | 1/31/2000
Apartment Building | 541 S 24th St | Omaha | NE | 68102-2402 | Douglas | NE12814 | Scrapped/Junked | n/a | 1 | 1952 | NATR | CI - Cast Iron | STHT - Steam-Heat | 11/30/2013
Apartment Building | 541 S 24th St | Omaha | NE | 68102-2402 | Douglas | NE12918 | Exempt 1999 LB-66 |  | MA90-0177289880 | 1990 | AO SMITH | AHWH - ANSI/Fired Water Htr | HWSD - Hot Water Dom/Potable | 11/30/1999
Kinship Pointe Northridge | 5410 17th Ave | Kearney | NE | 68845-8305 | Buffalo | NE08332 | Scrapped/Junked | 169582 | 004169582 | 2000 | Raypak | CPFH - Copper Fin Water Heater | HWSD - Hot Water Dom/Potable | 4/30/2020
Kinship Pointe Northridge | 5410 17th Ave | Kearney | NE | 68845-8305 | Buffalo | NE08333 | Scrapped/Junked | 169583 | 0004169583 | 2000 | Raypak | CPFH - Copper Fin Water Heater | HWSD - Hot Water Dom/Potable | 4/30/2020
Kinship Pointe Northridge | 5410 17th Ave | Kearney | NE | 68845-8305 | Buffalo | NE08334 | Scrapped/Junked | 169584 | 4169584 | 2000 | Raypak | CPFH - Copper Fin Water Heater | HWSD - Hot Water Dom/Potable | 4/30/2020
Kinship Pointe Northridge | 5410 17th Ave | Kearney | NE | 68845-8305 | Buffalo | NE08335 | Scrapped/Junked | 169585 | 4169585 | 2000 | Raypak | CPFH - Copper Fin Water Heater | HWSD - Hot Water Dom/Potable | 4/30/2020
Kinship Pointe Northridge | 5410 17th Ave | Kearney | NE | 68845-8305 | Buffalo | NE28398 | Active | 499789 | 1912499789 | 2019 | Raypak | CPFH - Copper Fin Water Heater | HWSD - Hot Water Dom/Potable | 4/30/2026
Kinship Pointe Northridge | 5410 17th Ave | Kearney | NE | 68845-8305 | Buffalo | NE28399 | Active | 499790 | 1912499790 | 2019 | Raypak | CPFH - Copper Fin Water Heater | HWSD - Hot Water Dom/Potable | 4/30/2026
Kinship Pointe Northridge | 5410 17th Ave | Kearney | NE | 68845-8305 | Buffalo | NE28400 | Active | 499791 | 1912499791 | 2019 | Raypak | CPFH - Copper Fin Water Heater | HWSD - Hot Water Dom/Potable | 4/30/2026
Kinship Pointe Northridge | 5410 17th Ave | Kearney | NE | 68845-8305 | Buffalo | NE28401 | Active | 499792 | 1812499792 | 2019 | Raypak | CPFH - Copper Fin Water Heater | HWSD - Hot Water Dom/Potable | 4/30/2026
St Paul United Methodist-BMIC#522397 | 5410 Corby St | Omaha | NE | 68104-4217 | Douglas | NE37187 | Scrapped/Junked | 37079 | R5390 | 1983 | Kewanee | FTFB - Firetube-Firebox Boiler | STHT - Steam-Heat | 3/31/2026
St Paul United Methodist-BMIC#522397 | 5410 Corby St | Omaha | NE | 68104-4217 | Douglas | NE37188 | Scrapped/Junked | 37228 | R5694 | 1983 | Kewanee | FTFB - Firetube-Firebox Boiler | STHT - Steam-Heat | 3/31/2026
St Paul United Methodist-BMIC#522397 | 5410 Corby St | Omaha | NE | 68104-4217 | Douglas | NE43913 | Active | 21879 | 25F-9787 | 2025 | Aldrich | FT - Firetube Boiler | STHT - Steam-Heat | 1/31/2026
St Paul United Methodist-BMIC#522397 | 5410 Corby St | Omaha | NE | 68104-4217 | Douglas | NE43914 | Active | 21878 | 25F-9786 | 2025 | Aldrich | FT - Firetube Boiler | STHT - Steam-Heat | 1/31/2026
Power Wash | 5411 NW 1st St | Lincoln | NE | 68521-4457 | Lancaster | NE24266 | Scrapped/Junked | 157207 | 9902157207 | 1999 | Raypak | CPFT - Horiz Cpr Fin Boiler | HWSP - Hot Water Non Potable Supply | 4/30/2025
Power Wash | 5411 NW 1st St | Lincoln | NE | 68521-4457 | Lancaster | NE24267 | Active | 154292 | 9811154292 | 1998 | Raypak | CPFT - Horiz Cpr Fin Boiler | HWHF - Hot Water Heat-Floor | 4/30/2026
Max I Walkers | 5413 N 90th St | Omaha | NE | 68134-1803 | Douglas | NE03338 | Inactive | 16826 | 16826 | 1969 | PARK | WT - Water Tube Boiler | PROC - Process Steam | 5/31/2009
IATSE Local 42 Building Corp | 5418 S 27th St | Omaha | NE | 68107-3492 | Douglas | NE04934 | Active | NA | 1-1017 | 1981 | Peerless | CI - Cast Iron | HWHT - Hot Water Heat | 10/31/2026
IATSE Local 42 Building Corp | 5418 S 27th St | Omaha | NE | 68107-3492 | Douglas | NE04935 | Active | NA | 81-1019 | 1981 | Peerless | CI - Cast Iron | HWHT - Hot Water Heat | 10/31/2026
St Elizabeth Ann Seton Church | 5419 N 114th St | Omaha | NE | 68164-1408 | Douglas | NE25506 | Active | 9919 | 98E-7345 | 1998 | ALES | FTVT - Firetube Vertical TB | HWHT - Hot Water Heat | 10/31/2026
St Elizabeth Ann Seton Church | 5419 N 114th St | Omaha | NE | 68164-1408 | Douglas | NE25507 | Active | 9917 | 98E-7343 | 1998 | ALES | FTVT - Firetube Vertical TB | HWHT - Hot Water Heat | 10/31/2026
St Elizabeth Ann Seton Church | 5419 N 114th St | Omaha | NE | 68164-1408 | Douglas | NE25508 | Active | 9920 | 98E-7346 | 1998 | ALES | FTVT - Firetube Vertical TB | HWHT - Hot Water Heat | 10/31/2026
Victor Caraveo | 542 Orchard St | Lodgepole | NE | 69149 | Cheyenne | NE04649 | Exempt | n/a | 211A-37300388 | 1988 | Peerless | CI - Cast Iron | STHT - Steam-Heat | 1/31/2018
First Lutheran Church-BMIC#449846 | 542 S 31st St | Omaha | NE | 68105-1425 | Douglas | NE02993 | Inactive | n/a | 115975 | 1952 | Pacific | FTFB - Firetube-Firebox Boiler | STHT - Steam-Heat | 2/28/2023
First Lutheran Church-BMIC#449846 | 542 S 31st St | Omaha | NE | 68105-1425 | Douglas | NE02994 | Active | n/a | 115976 | 1952 | Pacific | FTFB - Firetube-Firebox Boiler | STHT - Steam-Heat | 2/28/2025
ST ANTHONY'S SCHOOL | 5422 S 32nd St | Omaha | NE | 68107-3301 | Douglas | NE14735 | Inactive |  | 210-382 | 1970 | PEERLESS HEATER COMPANY |  | STHT - Steam-Heat | 5/31/1999
Joe Tess Place | 5424 S 24th St | Omaha | NE | 68107-4426 | Douglas | NE12859 | Scrapped/Junked | 57323 | 8590511 | 1984 | TELE | WT - Water Tube Boiler | HWSD - Hot Water Dom/Potable | 1/31/2020
Dream Realty | 5425 N 103rd St | Omaha | NE | 68134-1002 | Douglas | NE12589 | Scrapped/Junked | 115776 | F07M003830 | 2007 | AOSM | CHWH - ASME/Fired Water Heater | HWDP - Hotwater Heat & Dom Supply | 1/31/2019
John Roth & Sons | 5425 S 43rd St | Omaha | NE | 68107-3185 | Douglas | NE04213 | Inactive | 9962 |  | 1968 | BOILER ENGINEERING/SUPPLY | FT - Firetube Boiler | PROC - Process Steam | 7/31/1994
John Roth & Sons | 5425 S 43rd St | Omaha | NE | 68107-3185 | Douglas | NE05564 | Active | 26594 | P-2898 | 1975 | Kewanee | FTWB - FTS Marine Wet Back | PROC - Process Steam | 9/30/2026
Stratford Apartments | 543 Park Ave | Omaha | NE | 68105-2726 | Douglas | NE18332 | Active | n/a | 211A9375-1193 | 1993 | Peerless | CI - Cast Iron | STHT - Steam-Heat | 3/31/2026
Stratford Apartments | 543 Park Ave | Omaha | NE | 68105-2726 | Douglas | NE19291 | Exempt 1999 LB-66 |  | 0MK940378077930 | 1994 | AO SMITH | AHWH - ANSI/Fired Water Htr | HWSD - Hot Water Dom/Potable | 3/31/2000
ADH Grain Processors | 54308 887 Road | Bloomfield | NE | 68718 | Knox | NE42115 | Active | 10890 | 10890 | 2022 | Williams & Davis | FTSM - FTS Marine Dry Back | PROC - Process Steam | 1/31/2026
Old Cheney Rehabilitation | 5431 S 16th St | Lincoln | NE | 68152 | Lancaster | NE27006 | Active | 219368 | 1631M001248 | 2016 | AO SMITH | CHWH - ASME/Fired Water Heater | HWSD - Hot Water Dom/Potable | 6/30/2026
Old Cheney Rehabilitation | 5431 S 16th St | Lincoln | NE | 68152 | Lancaster | NE27007 | Active | 202291 | 1512M001463 | 2015 | AO SMITH | CHWH - ASME/Fired Water Heater | HWSD - Hot Water Dom/Potable | 6/30/2026
Old Cheney Rehabilitation | 5431 S 16th St | Lincoln | NE | 68152 | Lancaster | NE27008 | Active | 222256 | 1641103633029 | 2016 | AO SMITH | CHWH - ASME/Fired Water Heater | HWSD - Hot Water Dom/Potable | 6/30/2026
GRANDVIEW APTS | 5439 N 100th Plz | Omaha | NE | 68134-1403 | Douglas | NE21686 | Scrapped/Junked |  | 94E03178 | 1994 | COMFORT ZONE | WT - Water Tube Boiler | OPHT - Outdoor Pool Heater | 9/30/2006
PROFESSIONAL PLAZA SOUTH | 5440 South St | Lincoln | NE | 68506-2192 | LANCASTER | NE19622 | Scrapped/Junked |  | 3079-0784 | 1981 | PEERLESS HEATER COMPANY |  | HWHT - Hot Water Heat | 2/28/2005
PROFESSIONAL PLAZA SOUTH | 5440 South St | Lincoln | NE | 68506-2192 | LANCASTER | NE19623 | Scrapped/Junked |  | 3078-0784 | 1981 | PEERLESS HEATER COMPANY |  | HWHT - Hot Water Heat | 2/28/2005
PROFESSIONAL PLAZA SOUTH | 5440 South St | Lincoln | NE | 68506-2192 | LANCASTER | NE19624 | Scrapped/Junked |  | 3077-0784 | 1981 | PEERLESS HEATER COMPANY |  | HWHT - Hot Water Heat | 2/28/2005
Kent Feeds Inc | 5445 23rd St/East Hwy 30 | Columbus | NE | 68601 | Platte | NE02991 | Active | 57554 | L-77951 | 1984 | Cleaver & Brooks | FT - Firetube Boiler | PROC - Process Steam | 7/31/2026
Archbishop Bergan High School | 545 E 4th St | Fremont | NE | 68025-5105 | Dodge | NE20179 | Scrapped/Junked | 9912 | 880G909912 | 1990 | AOSM | COBL - Coil Type Boiler | HWSD - Hot Water Dom/Potable | 7/31/2019
Archbishop Bergan High School | 545 E 4th St | Fremont | NE | 68025-5105 | Dodge | NE33801 | Active | na | L756 | 1959 | Kewanee | FTFB - Firetube-Firebox Boiler | HWHT - Hot Water Heat | 7/31/2026
Archbishop Bergan High School | 545 E 4th St | Fremont | NE | 68025-5105 | Dodge | NE33802 | Active | n/a | L749 | 1959 | Kewanee | FTFB - Firetube-Firebox Boiler | HWHT - Hot Water Heat | 7/31/2026
Oriental Trading Co Inc | 5455 S 90th St | Omaha | NE | 68127-3501 | Douglas | NE17001 | Scrapped/Junked | 32764 | 1 | 1979 | Kewannee | FTFB - Firetube-Firebox Boiler | HWHT - Hot Water Heat | 8/31/2012
Oriental Trading Co Inc | 5455 S 90th St | Omaha | NE | 68127-3501 | Douglas | NE20770 | Active | 18575 | 12F-6483 | 2012 | Aldrich | FHRT - FT Horiz Return Tube | HWHT - Hot Water Heat | 7/31/2026
Gerhold Concrete | 548 S 6th St | Seward | NE | 68434-2743 | Seward | NE05163 | Active | 383 | 089378 / 93-383 | 1993 | SIOUX | COBL - Coil Type Boiler | HWSP - Hot Water Non Potable Supply | 4/30/2026
Gerhold Concrete | 548 S 6th St | Seward | NE | 68434-2743 | Seward | NE19852 | Active | 3083 | 08-3083 | 2008 | SIOUX | COBL - Coil Type Boiler | HWSP - Hot Water Non Potable Supply | 4/30/2026
Gerhold Concrete | 548 S 6th St | Seward | NE | 68434-2743 | Seward | NE34222 | Scrapped/Junked | 50823 |  | 1977 | A. O. Smith |  | HWDP - Hotwater Heat & Dom Supply | 11/30/2006
Syracuse Elementary | 550 7th St | Syracuse | NE | 68446 | Otoe | NE32974 | Active | 35506 | R3909 | 1981 | Kewanee | FTFB - Firetube-Firebox Boiler | HWHT - Hot Water Heat | 3/31/2026
Syracuse Elementary | 550 7th St | Syracuse | NE | 68446 | Otoe | NE32975 | Active | 35512 | R3898 | 1981 | Kewanee | FTFB - Firetube-Firebox Boiler | HWHT - Hot Water Heat | 3/31/2026
Syracuse Elementary | 550 7th St | Syracuse | NE | 68446 | Otoe | NE40681 | Active | 6347 | FB86-15-7 | 1999 | Hurst | FTFB - Firetube-Firebox Boiler | HWHT - Hot Water Heat | 3/31/2026
SYRACUSE ELEMENTARY | 550 7TH ST | SYRACUSE | NE | 68446 | OTOE | NE19302 | Exempt 1999 LB-66 |  | MK93-0299444-920 | 1993 | AO SMITH | AHWH - ANSI/Fired Water Htr | HWSD - Hot Water Dom/Potable | 6/30/2000
SYRACUSE ELEMENTARY | 550 7TH ST | SYRACUSE | NE | 68446 | OTOE | NE32115 | Inactive |  | HK8 | 1955 | KEWANEE | FTFB - Firetube-Firebox Boiler | STHT - Steam-Heat | 6/30/1987
Burlington Northern Santa Fe Depot Bldg | 550 D St | Fairmont | NE | 68354-7500 | Fillmore | NE24694 | Active | n/a | GB-J5 | 1999 | American Standard | CI - Cast Iron | HWHT - Hot Water Heat | 5/31/2026
Foodliner | 550 Industrial Park Dr | Blair | NE | 68008-2617 | Washington | NE06937 | Active | 3248 | S400-150-20M | 2006 | Hurst | FTSM - FTS Marine Dry Back | PROC - Process Steam | 5/31/2026
Foodliner | 550 Industrial Park Dr | Blair | NE | 68008-2617 | Washington | NE06938 | Active | 3249 | S400-150-21M | 2006 | Hurst | FTSM - FTS Marine Dry Back | PROC - Process Steam | 5/31/2026
UNL University Health Center | 550 N 19th St | Lincoln | NE | 68588-0046 | Lancaster | NE28459 | Active | 113345 | GET1186334-018 | 2017 | Getinge | ELBL - Electric Boiler | STER - Sterilizer | 10/31/2026
District Energy Corp- West Haymarket | 550 P St | Lincoln | NE | 68528-1542 | Lancaster | NE23649 | Active | 62486 | G-12-1317 | 2012 | Aerco | FTVT - Firetube Vertical TB | HWHT - Hot Water Heat | 1/31/2025
District Energy Corp- West Haymarket | 550 P St | Lincoln | NE | 68528-1542 | Lancaster | NE23650 | Active | 62484 | G-12-1316 | 2012 | Aerco | FTVT - Firetube Vertical TB | HWHT - Hot Water Heat | 1/31/2025
District Energy Corp- West Haymarket | 550 P St | Lincoln | NE | 68528-1542 | Lancaster | NE23651 | Active | 62596 | G-12-1405 | 2012 | Aerco | FTVT - Firetube Vertical TB | HWHT - Hot Water Heat | 1/31/2025
District Energy Corp- West Haymarket | 550 P St | Lincoln | NE | 68528-1542 | Lancaster | NE23652 | Active | 62482 | G-12-1315 | 2012 | Aerco | FTVT - Firetube Vertical TB | HWHT - Hot Water Heat | 1/31/2025
District Energy Corp- West Haymarket | 550 P St | Lincoln | NE | 68528-1542 | Lancaster | NE23653 | Active | 62592 | G-12-1403 | 2012 | Aerco | FTVT - Firetube Vertical TB | HWHT - Hot Water Heat | 1/31/2025
District Energy Corp- West Haymarket | 550 P St | Lincoln | NE | 68528-1542 | Lancaster | NE23654 | Active | 62490 | G-12-1319 | 2012 | Aerco | FTVT - Firetube Vertical TB | HWHT - Hot Water Heat | 1/31/2025
District Energy Corp- West Haymarket | 550 P St | Lincoln | NE | 68528-1542 | Lancaster | NE23655 | Active | 62488 | G-12-1318 | 2012 | Aerco | FTVT - Firetube Vertical TB | HWHT - Hot Water Heat | 1/31/2025
District Energy Corp- West Haymarket | 550 P St | Lincoln | NE | 68528-1542 | Lancaster | NE23656 | Active | 62594 | G-12-1404 | 2012 | Aerco | FTVT - Firetube Vertical TB | HWHT - Hot Water Heat | 1/31/2025
District Energy Corp- West Haymarket | 550 P St | Lincoln | NE | 68528-1542 | Lancaster | NE23657 | Active | 10508 | 23853 | 2012 | Vapor Power | ELBL - Electric Boiler | HWHT - Hot Water Heat | 1/31/2025
District Energy Corp- West Haymarket | 550 P St | Lincoln | NE | 68528-1542 | Lancaster | NE23658 | Active | 10509 | 23854 | 2012 | Vapor Power | ELBL - Electric Boiler | HWHT - Hot Water Heat | 1/31/2025
District Energy Corp- West Haymarket | 550 P St | Lincoln | NE | 68528-1542 | Lancaster | NE23659 | Active | 10510 | 23855 | 2012 | Vapor Power | ELBL - Electric Boiler | HWHT - Hot Water Heat | 1/31/2025
District Energy Corp- West Haymarket | 550 P St | Lincoln | NE | 68528-1542 | Lancaster | NE23660 | Active | 10507 | 23852 | 2012 | Vapor Power | ELBL - Electric Boiler | HWHT - Hot Water Heat | 1/31/2025
District Energy Corp- West Haymarket | 550 P St | Lincoln | NE | 68528-1542 | Lancaster | NE24926 | Active | 65281 | G-13-1148 | 2013 | Aerco | FTVT - Firetube Vertical TB | HWHT - Hot Water Heat | 1/31/2025
District Energy Corp- West Haymarket | 550 P St | Lincoln | NE | 68528-1542 | Lancaster | NE24927 | Active | 65284 | G-13-1151 | 2013 | Aerco | FTVT - Firetube Vertical TB | HWHT - Hot Water Heat | 1/31/2025
District Energy Corp- West Haymarket | 550 P St | Lincoln | NE | 68528-1542 | Lancaster | NE24928 | Active | 65278 | G-13-1146 | 2013 | Aerco | FTVT - Firetube Vertical TB | HWHT - Hot Water Heat | 1/31/2025
District Energy Corp- West Haymarket | 550 P St | Lincoln | NE | 68528-1542 | Lancaster | NE24929 | Active | 65283 | G-13-1150 | 2013 | Aerco | FTVT - Firetube Vertical TB | HWHT - Hot Water Heat | 1/31/2025
Nebraska Dept Of Labor | 550 S 16th St | Lincoln | NE | 68508-2601 | Lancaster | NE14581 | Scrapped/Junked | 23532 |  | 1987 | BRYAN STEAM LLC | WT - Water Tube Boiler | STHT - Steam-Heat | 8/31/1999
Nebraska Dept Of Labor | 550 S 16th St | Lincoln | NE | 68508-2601 | Lancaster | NE29201 | Active | 10599 | 20-HE09186 0820 | 2020 | Riello SpA | WTSS - Watertube SS Steel | HWHT - Hot Water Heat | 2/28/2026
Nebraska Dept Of Labor | 550 S 16th St | Lincoln | NE | 68508-2601 | Lancaster | NE29202 | Active | 10597 | 20-HE09184 0820 | 2020 | Riello SpA | WTSS - Watertube SS Steel | HWHT - Hot Water Heat | 2/28/2026
Nebraska Dept Of Labor | 550 S 16th St | Lincoln | NE | 68508-2601 | Lancaster | NE29203 | Active | 10665 | 20-HE09252 0920 | 2020 | Riello SpA | WTSS - Watertube SS Steel | HWHT - Hot Water Heat | 2/28/2026
Nebraska Dept Of Labor | 550 S 16th St | Lincoln | NE | 68508-2601 | Lancaster | NE29204 | Active | 10596 | 20-HE09183 0820 | 2020 | Riello SpA | WTSS - Watertube SS Steel | HWHT - Hot Water Heat | 2/28/2026
Nebraska Dept Of Labor | 550 S 16th St | Lincoln | NE | 68508-2601 | Lancaster | NE29205 | Active | 10595 | 20-HE09182 0820 | 2020 | Riello SpA | WTSS - Watertube SS Steel | HWHT - Hot Water Heat | 2/28/2026
Nebraska Dept Of Labor | 550 S 16th St | Lincoln | NE | 68508-2601 | Lancaster | NE29206 | Active | 10664 | 20-HE09251 0920 | 2020 | Riello SpA | WTSS - Watertube SS Steel | HWHT - Hot Water Heat | 2/28/2026
Nebraska Dept Of Labor | 550 S 16th St | Lincoln | NE | 68508-2601 | Lancaster | NE29207 | Active | 10826 | 20-HE09413 1120 | 2020 | Riello SpA | WTSS - Watertube SS Steel | HWHT - Hot Water Heat | 2/28/2026
Nebraska Dept Of Labor | 550 S 16th St | Lincoln | NE | 68508-2601 | Lancaster | NE29208 | Active | 10832 | 20-HE09419 1120 | 2020 | Riello SpA | WTSS - Watertube SS Steel | HWHT - Hot Water Heat | 2/28/2026
Nebraska Dept Of Labor | 550 S 16th St | Lincoln | NE | 68508-2601 | Lancaster | NE29209 | Active | 10829 | 20-HE09416 1120 | 2020 | Riello SpA | WTSS - Watertube SS Steel | HWHT - Hot Water Heat | 2/28/2026
Nebraska Dept Of Labor | 550 S 16th St | Lincoln | NE | 68508-2601 | Lancaster | NE29210 | Active | 10809 | 20-HE09396 1120 | 2020 | Riello SpA | WTSS - Watertube SS Steel | HWHT - Hot Water Heat | 2/28/2026
Nebraska Dept Of Labor | 550 S 16th St | Lincoln | NE | 68508-2601 | Lancaster | NE29211 | Active | 10830 | 20-HE09417 1120 | 2020 | Riello SpA | WTSS - Watertube SS Steel | HWHT - Hot Water Heat | 2/28/2026
Nebraska Dept Of Labor | 550 S 16th St | Lincoln | NE | 68508-2601 | Lancaster | NE29212 | Active | 10839 | 20-HE09426 1120 | 2020 | Riello SpA | WTSS - Watertube SS Steel | HWHT - Hot Water Heat | 2/28/2026
Nebraska Dept Of Labor | 550 S 16th St | Lincoln | NE | 68508-2601 | Lancaster | NE30167 | Scrapped/Junked | n/a | M-2645 | 1962 | Kewanee | FTFB - Firetube-Firebox Boiler | HWHT - Hot Water Heat | 12/31/2020
Nebraska Dept Of Labor | 550 S 16th St | Lincoln | NE | 68508-2601 | Lancaster | NE30364 | Scrapped/Junked | n/a | 6606 | 1971 | Kewanee | FTFB - Firetube-Firebox Boiler | HWHT - Hot Water Heat | 12/31/2020
Dave Cronk | 550 S 16th St | Lincoln | NE | 68508-2601 | Lancaster | NE30097 | Inactive | n/a | 34241 | 1917 | JICA | FT - Firetube Boiler | 0024 - Antique Steam Tractor | 9/30/2013
Fremont Commons Apts | 550 S Johnson Rd | Fremont | NE | 68025-6413 | Dodge | NE41033 | Exempt | 19310 19309 | 1125143190007X | 2019 | PENTAIR | WT - Water Tube Boiler | OPHT - Outdoor Pool Heater | 5/31/2022
Central Community College | 550 Technical Blvd | Hastings | NE | 68901-8362 | Adams | NE09365 | Scrapped/Junked | 13217 | 110603572 | 2006 | Triad | FTVT - Firetube Vertical TB | 0021 - Steam Supp Cooker/Kettle | 2/28/2015
Central Community College | 550 Technical Blvd | Hastings | NE | 68901-8362 | Adams | NE09366 | Scrapped/Junked | 13027 | FB-250-1527 | 2007 | Hurst Boiler & Welding | FT - Firetube Boiler | STHT - Steam-Heat | 2/28/2015
Central Community College | 550 Technical Blvd | Hastings | NE | 68901-8362 | Adams | NE09367 | Scrapped/Junked | 183326 | H07-183326 | 2007 | Teledyne & Laars | COBL - Coil Type Boiler | HWHT - Hot Water Heat | 2/28/2023
Central Community College | 550 Technical Blvd | Hastings | NE | 68901-8362 | Adams | NE09368 | Scrapped/Junked | 183991 | H07-183991 | 2007 | Teledyne & Laars | COBL - Coil Type Boiler | HWHT - Hot Water Heat | 2/28/2023
Central Community College | 550 Technical Blvd | Hastings | NE | 68901-8362 | Adams | NE14553 | Scrapped/Junked | 5894 | 881351 | 1988 | Aldrich/L.E.S. | FTVT - Firetube Vertical TB | HWHT - Hot Water Heat | 2/28/2022
Central Community College | 550 Technical Blvd | Hastings | NE | 68901-8362 | Adams | NE14554 | Scrapped/Junked | 5885 | 88-1340 | 1988 | Aldrich/L.E.S. | FTVT - Firetube Vertical TB | HWHT - Hot Water Heat | 2/28/2022
Central Community College | 550 Technical Blvd | Hastings | NE | 68901-8362 | Adams | NE14555 | Scrapped/Junked | 5879 | 88-1332 | 1988 | Aldrich/L.E.S. | FTVT - Firetube Vertical TB | HWHT - Hot Water Heat | 2/28/2022
Central Community College | 550 Technical Blvd | Hastings | NE | 68901-8362 | Adams | NE15598 | Active | 14974 | 3255 | 1990 | Weben-Jarco | COBL - Coil Type Boiler | HWSD - Hot Water Dom/Potable | 2/28/2026
Central Community College | 550 Technical Blvd | Hastings | NE | 68901-8362 | Adams | NE15599 | Active | 6694 | 90-2370 | 1990 | Aldrich/L.E.S. | FTVT - Firetube Vertical TB | HWHT - Hot Water Heat | 2/28/2026
Central Community College | 550 Technical Blvd | Hastings | NE | 68901-8362 | Adams | NE15600 | Active | 6692 | 90-2368 | 1990 | Aldrich/L.E.S. | FTVT - Firetube Vertical TB | HWHT - Hot Water Heat | 2/28/2026
Central Community College | 550 Technical Blvd | Hastings | NE | 68901-8362 | Adams | NE15601 | Active | 6691 | 90-2367 | 1990 | Aldrich/L.E.S. | FTVT - Firetube Vertical TB | HWHT - Hot Water Heat | 2/28/2026
Central Community College | 550 Technical Blvd | Hastings | NE | 68901-8362 | Adams | NE15602 | Active | 6693 | 90-2369 | 1990 | Aldrich/L.E.S. | FTVT - Firetube Vertical TB | HWHT - Hot Water Heat | 2/28/2026
Central Community College | 550 Technical Blvd | Hastings | NE | 68901-8362 | Adams | NE15681 | Exempt 1999 LB-66 |  | 0446334920 | 1995 | AO SMITH | AHWH - ANSI/Fired Water Htr | HWSD - Hot Water Dom/Potable | 7/31/1999
Central Community College | 550 Technical Blvd | Hastings | NE | 68901-8362 | Adams | NE15682 | Exempt 1999 LB-66 |  | 0792008607 | 1992 | RHEEM MANUFACTURING CO | AHWH - ANSI/Fired Water Htr | HWSD - Hot Water Dom/Potable | 7/31/1999
Central Community College | 550 Technical Blvd | Hastings | NE | 68901-8362 | Adams | NE15683 | Scrapped/Junked |  |  | 1995 | PEERLESS HEATER COMPANY |  | HWHT - Hot Water Heat | 7/31/2007
Central Community College | 550 Technical Blvd | Hastings | NE | 68901-8362 | Adams | NE15684 | Scrapped/Junked |  |  | 1995 | PEERLESS HEATER COMPANY |  | HWHT - Hot Water Heat | 7/31/2006
Central Community College | 550 Technical Blvd | Hastings | NE | 68901-8362 | Adams | NE15774 | Scrapped/Junked | 136943 | 0918M001566 | 2009 | AO SMITH | CHWH - ASME/Fired Water Heater | HWSD - Hot Water Dom/Potable | 2/28/2020
Central Community College | 550 Technical Blvd | Hastings | NE | 68901-8362 | Adams | NE20609 | Exempt 1999 LB-66 |  | 000000000000405 | 1992 | RHEEM MANUFACTURING CO | AHWH - ANSI/Fired Water Htr | HWSD - Hot Water Dom/Potable | 7/31/1999
Central Community College | 550 Technical Blvd | Hastings | NE | 68901-8362 | Adams | NE20610 | Exempt 1999 LB-66 |  | 000000000002972 | 1988 | RHEEM MANUFACTURING CO | AHWH - ANSI/Fired Water Htr | HWSD - Hot Water Dom/Potable | 7/31/1999
Central Community College | 550 Technical Blvd | Hastings | NE | 68901-8362 | Adams | NE20611 | Exempt 1999 LB-66 |  | 000000000000745 | 1993 | RHEEM MANUFACTURING CO | AHWH - ANSI/Fired Water Htr | HWSD - Hot Water Dom/Potable | 7/31/1999
Central Community College | 550 Technical Blvd | Hastings | NE | 68901-8362 | Adams | NE20612 | Exempt 1999 LB-66 |  | 000000000002846 | 1991 | RHEEM MANUFACTURING CO | AHWH - ANSI/Fired Water Htr | HWSD - Hot Water Dom/Potable | 7/31/1999
Central Community College | 550 Technical Blvd | Hastings | NE | 68901-8362 | Adams | NE20627 | Scrapped/Junked |  | 11812 | 1996 | PEERLESS HEATER COMPANY |  | HWHT - Hot Water Heat | 7/31/2007
Central Community College | 550 Technical Blvd | Hastings | NE | 68901-8362 | Adams | NE22128 | Active | n/a | 303090017 | 2011 | Aerco | CALU - Cast Aluminum | HHHP - Hotwater Heat & Heat Pump | 2/28/2026
Central Community College | 550 Technical Blvd | Hastings | NE | 68901-8362 | Adams | NE22311 | Exempt 1999 LB-66 |  | 0397-G02643 | 1997 | RHEEM MANUFACTURING CO | AHWH - ANSI/Fired Water Htr | HWSD - Hot Water Dom/Potable | 7/31/1999
Central Community College | 550 Technical Blvd | Hastings | NE | 68901-8362 | Adams | NE22342 | Scrapped/Junked | 48499 |  | 1996 | Ajax | WT - Water Tube Boiler | 0021 - Steam Supp Cooker/Kettle | 7/31/2009
Central Community College | 550 Technical Blvd | Hastings | NE | 68901-8362 | Adams | NE22343 | Exempt 1999 LB-66 |  | 0696-G03975 | 1996 | RHEEM MANUFACTURING CO | AHWH - ANSI/Fired Water Htr | HWSD - Hot Water Dom/Potable | 7/31/1999
Central Community College | 550 Technical Blvd | Hastings | NE | 68901-8362 | Adams | NE23675 | Active | N/A | 606090666 | 2012 | Aerco | CALU - Cast Aluminum | HHHP - Hotwater Heat & Heat Pump | 2/28/2026
Central Community College | 550 Technical Blvd | Hastings | NE | 68901-8362 | Adams | NE23676 | Active | N/A | 606090665 | 2012 | Aerco | CALU - Cast Aluminum | HHHP - Hotwater Heat & Heat Pump | 2/28/2026
Central Community College | 550 Technical Blvd | Hastings | NE | 68901-8362 | Adams | NE25306 | Scrapped/Junked | 0 | 211-53414-0798 | 1998 | Peerless | CI - Cast Iron | STHT - Steam-Heat | 2/28/2013
Central Community College | 550 Technical Blvd | Hastings | NE | 68901-8362 | Adams | NE25307 | Scrapped/Junked | 0 | 211132570898 | 1998 | Peerless | CI - Cast Iron | STHT - Steam-Heat | 2/28/2017
Central Community College | 550 Technical Blvd | Hastings | NE | 68901-8362 | Adams | NE25367 | Active | N/A | 13H00045/2013 | 2013 | Aerco | CALU - Cast Aluminum | HWHT - Hot Water Heat | 2/28/2026
Central Community College | 550 Technical Blvd | Hastings | NE | 68901-8362 | Adams | NE25883 | Active | 20791 | FB 350-15/ 30-2 | 2015 | Hurst | FT - Firetube Boiler | STHT - Steam-Heat | 2/28/2026
Central Community College | 550 Technical Blvd | Hastings | NE | 68901-8362 | Adams | NE25884 | Active | 20790 | FB350-15/30-1 | 2015 | Hurst | FT - Firetube Boiler | STHT - Steam-Heat | 2/28/2026
Central Community College | 550 Technical Blvd | Hastings | NE | 68901-8362 | Adams | NE26161 | Scrapped/Junked | 207 | 120076B | 2015 | Les Inc/Aldrich Co | FT - Firetube Boiler | STHT - Steam-Heat | 2/28/2025
Central Community College | 550 Technical Blvd | Hastings | NE | 68901-8362 | Adams | NE26162 | Scrapped/Junked | 206 | 120076A | 2015 | Les Inc/Aldrich Co | FT - Firetube Boiler | STHT - Steam-Heat | 2/28/2025
Central Community College | 550 Technical Blvd | Hastings | NE | 68901-8362 | Adams | NE26481 | Active | 19733 | F 7641 | 2016 | Aldrich | FT - Firetube Boiler | HWHT - Hot Water Heat | 2/28/2026
Central Community College | 550 Technical Blvd | Hastings | NE | 68901-8362 | Adams | NE26482 | Active | 19734 | F 7642 | 2016 | Aldrich | FT - Firetube Boiler | HWHT - Hot Water Heat | 2/28/2026
Central Community College | 550 Technical Blvd | Hastings | NE | 68901-8362 | Adams | NE28380 | Scrapped/Junked | 101624 | F010316 | 2019 | PVI Industries | FTVT - Firetube Vertical TB | HWSD - Hot Water Dom/Potable | 2/28/2020
Central Community College | 550 Technical Blvd | Hastings | NE | 68901-8362 | Adams | NE28437 | Active | 89957 | F008650 | 2018 | PVI Industries | FTVT - Firetube Vertical TB | HWSD - Hot Water Dom/Potable | 2/28/2026
Central Community College | 550 Technical Blvd | Hastings | NE | 68901-8362 | Adams | NE29125 | Out of Service | 20584 | 20F-8492 | 2020 | Aldrich | FTHT - Firetube Horizontal | STHT - Steam-Heat | 2/28/2024
Central Community College | 550 Technical Blvd | Hastings | NE | 68901-8362 | Adams | NE33602 | Scrapped/Junked |  | MGB-28 | 1979 | WEIL MCLAIN |  | STHT - Steam-Heat | 7/31/1999
Central Community College | 550 Technical Blvd | Hastings | NE | 68901-8362 | Adams | NE33604 | Inactive | 32581 |  | 1979 | KEWANEE | FT - Firetube Boiler | STHT - Steam-Heat | 7/31/2001
Central Community College | 550 Technical Blvd | Hastings | NE | 68901-8362 | Adams | NE33614 | Scrapped/Junked | 12205 | 80-12205 | 1980 | Burnham America | FT - Firetube Boiler | STHT - Steam-Heat | 2/28/2015
Central Community College | 550 Technical Blvd | Hastings | NE | 68901-8362 | Adams | NE33615 | Scrapped/Junked | 12206 | 80-12206 | 1980 | Burnham America | FT - Firetube Boiler | STHT - Steam-Heat | 2/28/2015
Central Community College | 550 Technical Blvd | Hastings | NE | 68901-8362 | Adams | NE33623 | Scrapped/Junked | 794 | HS794 | 1943 | FITZGIBBONS | FT - Firetube Boiler | STHT - Steam-Heat | 7/31/2007
Central Community College | 550 Technical Blvd | Hastings | NE | 68901-8362 | Adams | NE34448 | Scrapped/Junked | 0 | 211-2468-G | 1977 | Peerless | CI - Cast Iron | HWHT - Hot Water Heat | 2/28/2022
Central Community College | 550 Technical Blvd | Hastings | NE | 68901-8362 | Adams | NE34552 | Scrapped/Junked |  | 076341 | 1969 | RUUD | COBL - Coil Type Boiler | HWSD - Hot Water Dom/Potable | 7/31/2003
Central Community College | 550 Technical Blvd | Hastings | NE | 68901-8362 | Adams | NE34650 | Scrapped/Junked | 0 | 83085 | 1943 | Us Radiator | CI - Cast Iron | STHT - Steam-Heat | 2/28/2011
Central Community College | 550 Technical Blvd | Hastings | NE | 68901-8362 | Adams | NE34651 | Inactive |  | S82282 | 1943 | US RADIATOR |  | STHT - Steam-Heat | 7/31/2000
Central Community College | 550 Technical Blvd | Hastings | NE | 68901-8362 | Adams | NE34652 | Out of Service | 798 | 798 | 1943 | Fitzgibbons | FTFB - Firetube-Firebox Boiler | STHT - Steam-Heat | 2/28/2013
Central Community College | 550 Technical Blvd | Hastings | NE | 68901-8362 | Adams | NE34657 | Scrapped/Junked | 8172 | 8172 | 1943 | Kewannee | FT - Firetube Boiler | STHT - Steam-Heat | 2/28/2015
Central Community College | 550 Technical Blvd | Hastings | NE | 68901-8362 | Adams | NE34750 | Scrapped/Junked | 39512 | 664831 | 1985 | Kewannee | FTFB - Firetube-Firebox Boiler | STHT - Steam-Heat | 2/28/2021
Central Community College | 550 Technical Blvd | Hastings | NE | 68901-8362 | Adams | NE35211 | Exempt 1999 LB-66 |  | 1171-84337 | 1991 | RHEEM MANUFACTURING CO | AHWH - ANSI/Fired Water Htr | HWSD - Hot Water Dom/Potable | 7/31/1998
Central Community College | 550 Technical Blvd | Hastings | NE | 68901-8362 | Adams | NE40113 | Exempt 1999 LB-66 |  | RN0796H00131 | 1996 | RHEEM MANUFACTURING CO | AHWH - ANSI/Fired Water Htr | HWSD - Hot Water Dom/Potable | 2/29/2000
Central Community College | 550 Technical Blvd | Hastings | NE | 68901-8362 | Adams | NE40114 | Out of Service | 73024 | RN1096H00146 | 1996 | RHEE | CHWH - ASME/Fired Water Heater | HWSD - Hot Water Dom/Potable | 2/28/2010
Central Community College | 550 Technical Blvd | Hastings | NE | 68901-8362 | Adams | NE40115 | Out of Service | 73023 | RN1096H00147 | 1996 | RHEE | CHWH - ASME/Fired Water Heater | HWSD - Hot Water Dom/Potable | 2/28/2010
Central Community College | 550 Technical Blvd | Hastings | NE | 68901-8362 | Adams | NE40116 | Inactive | 72664 | RN0896G03937 | 1996 | RHEE | CHWH - ASME/Fired Water Heater | HWSD - Hot Water Dom/Potable | 2/28/2009
Central Community College | 550 Technical Blvd | Hastings | NE | 68901-8362 | Adams | NE40117 | Inactive | 72662 | RN0896G03938 | 1996 | RHEE | CHWH - ASME/Fired Water Heater | HWSD - Hot Water Dom/Potable | 2/28/2009
Central Community College | 550 Technical Blvd | Hastings | NE | 68901-8362 | Adams | NE41129 | Active | 11976 | 20HE105582620 | 2020 | Riello | COBL - Coil Type Boiler | HWHT - Hot Water Heat | 2/28/2026
Central Community College | 550 Technical Blvd | Hastings | NE | 68901-8362 | Adams | NE41130 | Active | 11980 | 20HE105622620 | 2020 | Riello | COBL - Coil Type Boiler | HWHT - Hot Water Heat | 2/28/2026
Central Community College | 550 Technical Blvd | Hastings | NE | 68901-8362 | Adams | NE41131 | Active | 11972 | 20HE105542620 | 2020 | Riello | COBL - Coil Type Boiler | HWHT - Hot Water Heat | 2/28/2026
Central Community College | 550 Technical Blvd | Hastings | NE | 68901-8362 | Adams | NE41132 | Active | 13723 | 20HE123044520 | 2020 | Riello | COBL - Coil Type Boiler | HWHT - Hot Water Heat | 2/28/2026
Central Community College | 550 Technical Blvd | Hastings | NE | 68901-8362 | Adams | NE41133 | Active | 13694 | 20HE1222754420 | 2020 | Riello | COBL - Coil Type Boiler | HWHT - Hot Water Heat | 2/28/2026
Central Community College | 550 Technical Blvd | Hastings | NE | 68901-8362 | Adams | NE41134 | Active | 13408 | 20HE119894320 | 2020 | Riello | COBL - Coil Type Boiler | HWHT - Hot Water Heat | 2/28/2026
Central Community College | 550 Technical Blvd | Hastings | NE | 68901-8362 | Adams | NE41301 | Active | 15838 | 21-HE144430321 | 2021 | Riello | COBL - Coil Type Boiler | HWHT - Hot Water Heat | 2/28/2026
Central Community College | 550 Technical Blvd | Hastings | NE | 68901-8362 | Adams | NE41302 | Active | 18155 | 21-HE166841812 | 2021 | Riello | COBL - Coil Type Boiler | HWHT - Hot Water Heat | 2/28/2026
Central Community College | 550 Technical Blvd | Hastings | NE | 68901-8362 | Adams | NE41303 | Active | 18157 | 21-HE166861821 | 2021 | Riello | COBL - Coil Type Boiler | HWHT - Hot Water Heat | 2/28/2026
Central Community College | 550 Technical Blvd | Hastings | NE | 68901-8362 | Adams | NE41612 | Active | 342418 | 18PG60942287 | 2018 | Lochinvar | COBL - Coil Type Boiler | HWHT - Hot Water Heat | 2/28/2026
Central Community College | 550 Technical Blvd | Hastings | NE | 68901-8362 | Adams | NE41613 | Active | 342451 | 18PG60942320 | 2018 | Lochinvar | COBL - Coil Type Boiler | HWHT - Hot Water Heat | 2/28/2026
Central Community College | 550 Technical Blvd | Hastings | NE | 68901-8362 | Adams | NE43315 | Active | 4735 | 23-HE047433123 | 2023 | Riello | WTSS - Watertube SS Steel | HWHT - Hot Water Heat | 2/28/2026
Central Community College | 550 Technical Blvd | Hastings | NE | 68901-8362 | Adams | NE43316 | Active | 4734 | 23-HE047423123 | 2023 | Riello | WTSS - Watertube SS Steel | HWHT - Hot Water Heat | 2/28/2026
Central Community College | 550 Technical Blvd | Hastings | NE | 68901-8362 | Adams | NE43317 | Active | 4700 | 23-HE047083123 | 2023 | Riello | WTSS - Watertube SS Steel | HWHT - Hot Water Heat | 2/28/2026
Central Community College | 550 Technical Blvd | Hastings | NE | 68901-8362 | Adams | NE43318 | Active | 4724 | 23-HE047323123 | 2023 | Riello | WTSS - Watertube SS Steel | HWHT - Hot Water Heat | 2/28/2026
Central Community College | 550 Technical Blvd | Hastings | NE | 68901-8362 | Adams | NE43319 | Active | 4727 | 23-HE047353123 | 2023 | Riello | WTSS - Watertube SS Steel | HWHT - Hot Water Heat | 2/28/2026
Central Community College | 550 Technical Blvd | Hastings | NE | 68901-8362 | Adams | NE43320 | Active | 4723 | 23-HE047313123 | 2023 | Riello | WTSS - Watertube SS Steel | HWHT - Hot Water Heat | 2/28/2026
Land O Lakes Purina | 5500 N Cotner Blvd | Lincoln | NE | 68507-1083 | Lancaster | NE00001 | Inactive |  | 1 | 1971 | Eclipse | FT - Firetube Boiler | PROC - Process Steam | 7/31/1993
Land O Lakes Purina | 5500 N Cotner Blvd | Lincoln | NE | 68507-1083 | Lancaster | NE11843 | Scrapped/Junked | 39088 | 42715 | 1972 | Eclipse | FT - Firetube Boiler | PROC - Process Steam | 6/30/2015
Land O Lakes Purina | 5500 N Cotner Blvd | Lincoln | NE | 68507-1083 | Lancaster | NE25490 | Active | 20676 | S200-150-160 | 2015 | Hurst | FTWB - FTS Marine Wet Back | BSUP - Bldg Heat & Process | 8/31/2025
Urology Surgical Center | 5500 Pine Lake Rd | Lincoln | NE | 68516-3389 | Lancaster | NE24245 | Active | 10065 | 99E-7522 | 1998 | ALES | FTVT - Firetube Vertical TB | HWHT - Hot Water Heat | 3/31/2026
Urology Surgical Center | 5500 Pine Lake Rd | Lincoln | NE | 68516-3389 | Lancaster | NE24246 | Active | 10063 | 99E-7520 | 1998 | ALES | FTVT - Firetube Vertical TB | HWHT - Hot Water Heat | 3/31/2026
Urology Surgical Center | 5500 Pine Lake Rd | Lincoln | NE | 68516-3389 | Lancaster | NE24386 | Scrapped/Junked | 40866 | 30638 | 1999 | Castle | ELBL - Electric Boiler | 0020 - Supp to Sterlizer/Autoclave | 3/31/2020
Urology Surgical Center | 5500 Pine Lake Rd | Lincoln | NE | 68516-3389 | Lancaster | NE24387 | Scrapped/Junked | 42693 | 30731 | 1999 | Castle | ELBL - Electric Boiler | 0020 - Supp to Sterlizer/Autoclave | 3/31/2020
Urology Surgical Center | 5500 Pine Lake Rd | Lincoln | NE | 68516-3389 | Lancaster | NE28183 | Active | 119140 | CGET1205687 | 2019 | Getinge | ELBL - Electric Boiler | 0020 - Supp to Sterlizer/Autoclave | 3/31/2026
Urology Surgical Center | 5500 Pine Lake Rd | Lincoln | NE | 68516-3389 | Lancaster | NE28775 | Active | 120762 | GET1211584-W-19 | 2019 | Getinge | ELBL - Electric Boiler | 0020 - Supp to Sterlizer/Autoclave | 3/31/2026
Southside Car Wash | 5500 S 48th St | Lincoln | NE | 68516-4102 | Lancaster | NE13667 | Active | 10040768 | G07H10040768 | 2007 | LOCHINVAR | SSCO - SS Coil Boiler | HWFP - Floor Heat & Nonpotable | 1/31/2026
Southside Car Wash | 5500 S 48th St | Lincoln | NE | 68516-4102 | Lancaster | NE25331 | Active | 278569 | J13H10278569 | 2013 | Lochinvar | WTSS - Watertube SS Steel | HWSP - Hot Water Non Potable Supply | 1/31/2026
Southside Car Wash | 5500 S 48th St | Lincoln | NE | 68516-4102 | Lancaster | NE40399 | Scrapped/Junked | 38900 | 78414B7E | 1990 | ACEB | COBL - Coil Type Boiler | HWSP - Hot Water Non Potable Supply | 8/31/2014
Power Wash | 5500 South St | Lincoln | NE | 68504-3430 | Lancaster | NE40253 | Scrapped/Junked | 55710 | A97233017 | 1996 | STATE INDUSTRIES | CHWH - ASME/Fired Water Heater | HWSP - Hot Water Non Potable Supply | 11/30/2006
Power Wash | 5500 South St | Lincoln | NE | 68504-3430 | Lancaster | NE40254 | Scrapped/Junked | 151092 | 9807151092 | 1998 | Raypak | CPFT - Horiz Cpr Fin Boiler | HWHF - Hot Water Heat-Floor | 4/30/2021
Power Wash | 5500 South St | Lincoln | NE | 68504-3430 | Lancaster | NE41533 | Active | 249774 | 21.PG80.95.1009 | 2021 | Lochinvar | FTVT - Firetube Vertical TB | GLFH - Glycol Floor Heat System | 4/30/2026
Standing Bear Lake Apartments | 5502 N 133rd Plz | Omaha | NE | 68164-1040 | Douglas | NE10542 | Scrapped/Junked | 203381 | 0301203381 | 2001 | Raypak | CPFH - Copper Fin Water Heater | IPHT - Indoor Pool Heater | 5/31/2019
Standing Bear Lake Apartments | 5502 N 133rd Plz | Omaha | NE | 68164-1040 | Douglas | NE28031 | Active | 461210 | 1802461210 | 2018 | Raypak | CPFT - Horiz Cpr Fin Boiler | IPHT - Indoor Pool Heater | 7/31/2026
HIGHLANDS POOL | 5503 NW 12th St | Lincoln | NE | 68521-4200 | LANCASTER | NE40539 | Exempt 1999 LB-66 |  | MB99-0810307 | 1999 | AO SMITH | AHWH - ANSI/Fired Water Htr | HWSD - Hot Water Dom/Potable | 5/31/2000
Emerald Nursing and Rehab Omaha | 5505 Grover St | Omaha | NE | 68106-3718 | Douglas | NE01473 | Scrapped/Junked | 85701 | URNG0300G00683 | 2000 | Ruud-Rheem | CHWH - ASME/Fired Water Heater | HWSD - Hot Water Dom/Potable | 5/31/2011
Emerald Nursing and Rehab Omaha | 5505 Grover St | Omaha | NE | 68106-3718 | Douglas | NE12128 | Scrapped/Junked | 95390 | URNG0103G00468 | 2002 | RHEEM | CHWH - ASME/Fired Water Heater | HWSD - Hot Water Dom/Potable | 5/31/2016
Emerald Nursing and Rehab Omaha | 5505 Grover St | Omaha | NE | 68106-3718 | Douglas | NE14606 | Scrapped/Junked | 114921 | 1207G00575 | 2007 | RHEEM | CHWH - ASME/Fired Water Heater | HWSD - Hot Water Dom/Potable | 5/31/2025
Emerald Nursing and Rehab Omaha | 5505 Grover St | Omaha | NE | 68106-3718 | Douglas | NE15338 | Scrapped/Junked | 8083 |  | 1990 | AO SMITH | CHWH - ASME/Fired Water Heater | HWSD - Hot Water Dom/Potable | 5/31/2001
Emerald Nursing and Rehab Omaha | 5505 Grover St | Omaha | NE | 68106-3718 | Douglas | NE15410 | Scrapped/Junked | 55336 |  | 1990 | RHEEM MANUFACTURING CO | CHWH - ASME/Fired Water Heater | HWSD - Hot Water Dom/Potable | 5/31/1999
Emerald Nursing and Rehab Omaha | 5505 Grover St | Omaha | NE | 68106-3718 | Douglas | NE17441 | Scrapped/Junked | 16890 |  | 1992 | AO SMITH | CHWH - ASME/Fired Water Heater | HWSD - Hot Water Dom/Potable | 5/31/2003
Emerald Nursing and Rehab Omaha | 5505 Grover St | Omaha | NE | 68106-3718 | Douglas | NE18339 | Scrapped/Junked | 28931 |  | 1995 | AO SMITH | CHWH - ASME/Fired Water Heater | HWSD - Hot Water Dom/Potable | 5/31/2003
Emerald Nursing and Rehab Omaha | 5505 Grover St | Omaha | NE | 68106-3718 | Douglas | NE18899 | Active | 144968 | 1006M001301 | 2010 | AO Smith Code/State Final | CHWH - ASME/Fired Water Heater | HWSD - Hot Water Dom/Potable | 5/31/2026
Emerald Nursing and Rehab Omaha | 5505 Grover St | Omaha | NE | 68106-3718 | Douglas | NE24783 | Scrapped/Junked | 81746 | URNG0399G03105 | 1999 | RHEE | CHWH - ASME/Fired Water Heater | HWSD - Hot Water Dom/Potable | 5/31/2009
Emerald Nursing and Rehab Omaha | 5505 Grover St | Omaha | NE | 68106-3718 | Douglas | NE26146 | Active | 199511 | 199511 | 2014 | AO SMITH | CHWH - ASME/Fired Water Heater | HWSD - Hot Water Dom/Potable | 5/31/2026
Emerald Nursing and Rehab Omaha | 5505 Grover St | Omaha | NE | 68106-3718 | Douglas | NE34885 | Active | 41485 | G69-10-3884 | 1969 | Cleaver Brooks | WT - Water Tube Boiler | HWHT - Hot Water Heat | 5/31/2026
Emerald Nursing and Rehab Omaha | 5505 Grover St | Omaha | NE | 68106-3718 | Douglas | NE34886 | Active | 41486 | G69-10-3883 | 1969 | Cleaver Brooks | WT - Water Tube Boiler | HWHT - Hot Water Heat | 5/31/2026
Emerald Nursing and Rehab Omaha | 5505 Grover St | Omaha | NE | 68106-3718 | Douglas | NE43566 | Active | 174569 | 174569 | 2025 | RHEEM | CHWH - ASME/Fired Water Heater | HWSD - Hot Water Dom/Potable | 5/31/2026
MASTERS ELEMENTARY | 5505 N 99th St | Omaha | NE | 68134-1505 | Douglas | NE05348 | Exempt 1999 LB-66 |  | 0000075819 | 1969 | RUUD | AHWH - ANSI/Fired Water Htr | HWSD - Hot Water Dom/Potable | 6/30/2000
MASTERS ELEMENTARY | 5505 N 99th St | Omaha | NE | 68134-1505 | Douglas | NE05349 | Exempt 1999 LB-66 |  | 0000045820 | 1969 | RUUD | AHWH - ANSI/Fired Water Htr | HWSD - Hot Water Dom/Potable | 6/30/2000
MASTERS ELEMENTARY | 5505 N 99th St | Omaha | NE | 68134-1505 | Douglas | NE05350 | Exempt 1999 LB-66 |  | 0000079272 | 1969 | RUUD | AHWH - ANSI/Fired Water Htr | HWSD - Hot Water Dom/Potable | 6/30/2000
THE FORBIDDEN CITY | 5505 O St | Lincoln | NE | 68510-2151 | LANCASTER | NE40102 | Exempt 1999 LB-66 |  | MR93-0299029880 | 1993 | AO SMITH | AHWH - ANSI/Fired Water Htr | HWSD - Hot Water Dom/Potable | 6/30/2000
Security First Bank | 5505 Red Rock Ln | Lincoln | NE | 68516-2520 | Lancaster | NE07205 | Active | 5293 | J05H10005243 | 2005 | Lochinvar | SSCO - SS Coil Boiler | HWHT - Hot Water Heat | 10/31/2025
Chadron Middle School | 551 E 6th St | Chadron | NE | 69337-2743 | Dawes | NE31803 | Scrapped/Junked | n/a | n/a | 1984 | Multi-Temp | CI - Cast Iron | HWHT - Hot Water Heat | 10/31/2015
Chadron Middle School | 551 E 6th St | Chadron | NE | 69337-2743 | Dawes | NE03905 | Active | n/a | AE8409217 | 1984 | AOSM | AHWH - ANSI/Fired Water Htr | HWSD - Hot Water Dom/Potable | 10/31/2026
Chadron Middle School | 551 E 6th St | Chadron | NE | 69337-2743 | Dawes | NE25890 | Active | 342960 | D15H10342960 | 2015 | Lochinvar | FT - Firetube Boiler | HWHT - Hot Water Heat | 10/31/2026
Chadron Middle School | 551 E 6th St | Chadron | NE | 69337-2743 | Dawes | NE25891 | Active | 341180 | D15H10341180 | 2015 | Lochinvar | FT - Firetube Boiler | HWHT - Hot Water Heat | 10/31/2026
University Place Apts | 551 S 35th St | Omaha | NE | 68105-1353 | Douglas | NE19273 | Scrapped/Junked | NA | 61-8130211 | 1995 | Peerless | CI - Cast Iron | STHT - Steam-Heat | 3/31/2019
City of Lincoln, Nebraska Highlands Pool | 5511 NW 12th St | Lincoln | NE | 68521-4200 | Lancaster | NE40538 | Out of Service | 96735 | A991626 | 1999 | Lochinvar | WT - Water Tube Boiler | OPHT - Outdoor Pool Heater | 5/31/2015
Washington Elementary | 5519 Mayberry St | Omaha | NE | 68106-1636 | Douglas | NE04616 | Scrapped/Junked | 41187 | 94637 | 1988 | KEWANEE | FTFB - Firetube-Firebox Boiler | STHT - Steam-Heat | 6/30/2003
Washington Elementary | 5519 Mayberry St | Omaha | NE | 68106-1636 | Douglas | NE04617 | Scrapped/Junked | 94636 |  | 1988 | KEWANEE | FTFB - Firetube-Firebox Boiler | STHT - Steam-Heat | 6/30/2003
Washington Elementary | 5519 Mayberry St | Omaha | NE | 68106-1636 | Douglas | NE12026 | Active | 134317 | H03E03532 | 2003 | WTRP | COBL - Coil Type Boiler | HWHT - Hot Water Heat | 12/31/2025
Washington Elementary | 5519 Mayberry St | Omaha | NE | 68106-1636 | Douglas | NE12027 | Active | 135071 | H03F04286 | 2003 | WTRP | COBL - Coil Type Boiler | HWHT - Hot Water Heat | 12/31/2025
OPPD ''Omaha Center'' | 5520 Lindbergh Dr | Omaha | NE | 68110-2801 | Douglas | NE26038 | Active | 20940 | 20940 | 2015 | Lochinvar | ELBL - Electric Boiler | HHHP - Hotwater Heat & Heat Pump | 10/31/2026
CEDAR HEIGHTS APARTMENTS | 5524 Grover St | Omaha | NE | 68106-3753 | Douglas | NE23110 | Exempt 1999 LB-66 |  | MH90-0177293880 | 1990 | AO SMITH | AHWH - ANSI/Fired Water Htr | HWSD - Hot Water Dom/Potable | 4/30/1999
CEDAR HEIGHTS APARTMENTS | 5524 Grover St | Omaha | NE | 68106-3753 | Douglas | NE23111 | Exempt 1999 LB-66 |  | MH90-0177268880 | 1990 | AO SMITH | AHWH - ANSI/Fired Water Htr | HWSD - Hot Water Dom/Potable | 4/30/1999
CEDAR HEIGHTS APARTMENTS | 5524 Grover St | Omaha | NE | 68106-3753 | Douglas | NE23112 | Exempt 1999 LB-66 |  | 0487400739 | 1987 | RUUD | AHWH - ANSI/Fired Water Htr | HWSD - Hot Water Dom/Potable | 4/30/1999
CEDAR HEIGHTS APARTMENTS | 5524 Grover St | Omaha | NE | 68106-3753 | Douglas | NE23113 | Exempt 1999 LB-66 |  | 0487400753 | 1987 | RUUD | AHWH - ANSI/Fired Water Htr | HWSD - Hot Water Dom/Potable | 4/30/1999
CEDAR HEIGHTS APARTMENTS | 5524 Grover St | Omaha | NE | 68106-3753 | Douglas | NE23114 | Exempt 1999 LB-66 |  | E86706285 | 1986 | STATE INDUSTRIES | AHWH - ANSI/Fired Water Htr | HWSD - Hot Water Dom/Potable | 4/30/1999
CEDAR HEIGHTS APARTMENTS | 5524 Grover St | Omaha | NE | 68106-3753 | Douglas | NE23116 | Exempt 1999 LB-66 |  | 1289403045 | 1989 | RHEEM MANUFACTURING CO | AHWH - ANSI/Fired Water Htr | HWSD - Hot Water Dom/Potable | 4/30/1999
CEDAR HEIGHTS APARTMENTS | 5524 Grover St | Omaha | NE | 68106-3753 | Douglas | NE23117 | Exempt 1999 LB-66 |  | 1289402970 | 1989 | RHEEM MANUFACTURING CO | AHWH - ANSI/Fired Water Htr | HWSD - Hot Water Dom/Potable | 4/30/1999
CEDAR HEIGHTS APARTMENTS | 5524 Grover St | Omaha | NE | 68106-3753 | Douglas | NE23118 | Exempt 1999 LB-66 |  | 0888403405 | 1988 | RHEEM MANUFACTURING CO | AHWH - ANSI/Fired Water Htr | HWSD - Hot Water Dom/Potable | 4/30/1999
CEDAR HEIGHTS APARTMENTS | 5524 Grover St | Omaha | NE | 68106-3753 | Douglas | NE23119 | Exempt 1999 LB-66 |  | 0788401326 | 1988 | RHEEM MANUFACTURING CO | AHWH - ANSI/Fired Water Htr | HWSD - Hot Water Dom/Potable | 4/30/1999
CEDAR HEIGHTS APARTMENTS | 5524 Grover St | Omaha | NE | 68106-3753 | Douglas | NE23120 | Exempt 1999 LB-66 |  | 720E-74-36485 | 1974 | AO SMITH | AHWH - ANSI/Fired Water Htr | HWSD - Hot Water Dom/Potable | 4/30/1999
CEDAR HEIGHTS APARTMENTS | 5524 Grover St | Omaha | NE | 68106-3753 | Douglas | NE23121 | Exempt 1999 LB-66 |  | 720E-74-38688 | 1974 | AO SMITH | AHWH - ANSI/Fired Water Htr | HWSD - Hot Water Dom/Potable | 4/30/1999
CEDAR HEIGHTS APARTMENTS | 5524 Grover St | Omaha | NE | 68106-3753 | Douglas | NE23122 | Exempt 1999 LB-66 |  | AD85-00925830 | 1985 | AO SMITH | AHWH - ANSI/Fired Water Htr | HWSD - Hot Water Dom/Potable | 4/30/1999
CEDAR HEIGHTS APARTMENTS | 5524 Grover St | Omaha | NE | 68106-3753 | Douglas | NE23123 | Exempt 1999 LB-66 |  | AD85-00852830 | 1985 | AO SMITH | AHWH - ANSI/Fired Water Htr | HWSD - Hot Water Dom/Potable | 4/30/1999
MT CALVARY LUTHERAN SCH | 5529 Leavenworth St | Omaha | NE | 68106-1349 | Douglas | NE33297 | Inactive |  | 8137 | 1950 | NATIONAL RADIATOR | FT - Firetube Boiler | STHT - Steam-Heat | 8/31/1989
Hartman Elementary | 5530 N 66th St | Omaha | NE | 68104-1550 | Douglas | NE05264 | Exempt 1999 LB-66 |  | 0285403368 | 1985 | RUUD | AHWH - ANSI/Fired Water Htr | HWSD - Hot Water Dom/Potable | 6/30/2000
Hartman Elementary | 5530 N 66th St | Omaha | NE | 68104-1550 | Douglas | NE05280 | Exempt 1999 LB-66 |  | 0975-00842 | 1975 | RUUD | AHWH - ANSI/Fired Water Htr | HWSD - Hot Water Dom/Potable | 6/30/2000
Hartman Elementary | 5530 N 66th St | Omaha | NE | 68104-1550 | Douglas | NE28056 | Active | 439612 | D1.18.26.00868 | 2018 | Lochinvar | WT - Water Tube Boiler | HWHT - Hot Water Heat | 12/31/2025
Hartman Elementary | 5530 N 66th St | Omaha | NE | 68104-1550 | Douglas | NE28057 | Active | 439613 | D1.18.26.00869 | 2018 | Lochinvar | WT - Water Tube Boiler | HWHT - Hot Water Heat | 12/31/2025
Hartman Elementary | 5530 N 66th St | Omaha | NE | 68104-1550 | Douglas | NE31170 | Scrapped/Junked | n/a | M6659 | 1963 | KEWA | FTFB - Firetube-Firebox Boiler | STHT - Steam-Heat | 12/31/2019
Hartman Elementary | 5530 N 66th St | Omaha | NE | 68104-1550 | Douglas | NE31171 | Scrapped/Junked | n/a | M6662 | 1963 | Kewanee | FTFB - Firetube-Firebox Boiler | STHT - Steam-Heat | 12/31/2018
Walker Tire Co | 5535 Arbor Rd | Lincoln | NE | 68514-9723 | Lancaster | NE20148 | Scrapped/Junked | 12832 | 12832 | 1995 | Superior Boiler Works | FTSM - FTS Marine Dry Back | PROC - Process Steam | 5/31/2024
Walker Tire Co | 5535 Arbor Rd | Lincoln | NE | 68514-9723 | Lancaster | NE42601 | Active | 536442 | N1.21.37.00011 | 2021 | Lochinvar | WT - Water Tube Boiler | GLFH - Glycol Floor Heat System | 3/31/2026
La Morada Apartments | 554 S 26th St | Omaha | NE | 68105-4105 | Douglas | NE07347 | Active | N/A | 504703200502 | 2006 | Peerless | CI - Cast Iron | STHT - Steam-Heat | 3/31/2022
La Morada Apartments | 554 S 26th St | Omaha | NE | 68105-4105 | Douglas | NE09114 | Scrapped/Junked |  |  | 1930 | OTIS | FTLO - Firetube Locomotive Type | STHT - Steam-Heat | 10/31/2003
KING'S COURT APARTMENTS | 554 S 26th St | Omaha | NE | 68105-4105 | Douglas | NE20333 | Exempt 1999 LB-66 |  | 000000F92489384 | 1992 | STATE INDUSTRIES | AHWH - ANSI/Fired Water Htr | HWSD - Hot Water Dom/Potable | 7/31/2000
Intercultural Senior Center | 5545 Center St | Omaha | NE | 68106-3001 | Douglas | NE28013 | Active | 86390 | unknown | 2017 | PVI Industries | COND - Condenser | HWDP - Hotwater Heat & Dom Supply | 3/31/2027
Otte Middle School | 555 Jackson St | Blair | NE | 68008-2619 | Washington | NE21279 | Scrapped/Junked | 71131 | C96J07876 | 1996 | Teledyne Laars | CPFT - Horiz Cpr Fin Boiler | HWHT - Hot Water Heat | 2/28/2024
Otte Middle School | 555 Jackson St | Blair | NE | 68008-2619 | Washington | NE21280 | Scrapped/Junked | 71132 | C96J07877 | 1996 | Teledyne Laars | CPFT - Horiz Cpr Fin Boiler | HWHT - Hot Water Heat | 2/28/2024
Otte Middle School | 555 Jackson St | Blair | NE | 68008-2619 | Washington | NE21281 | Scrapped/Junked | 139906 | A960H0133 | 1996 | Teledyne Laars | CPFT - Horiz Cpr Fin Boiler | HWSD - Hot Water Dom/Potable | 2/28/2021
Otte Middle School | 555 Jackson St | Blair | NE | 68008-2619 | Washington | NE28764 | Active | 260248 | 260248 | 2019 | A O Smith | CHWH - ASME/Fired Water Heater | HWSD - Hot Water Dom/Potable | 2/28/2026
Otte Middle School | 555 Jackson St | Blair | NE | 68008-2619 | Washington | NE42188 | Active | 395635 | 22395635 | 2022 | Lochinvar | FTVT - Firetube Vertical TB | HWHT - Hot Water Heat | 2/28/2026
Otte Middle School | 555 Jackson St | Blair | NE | 68008-2619 | Washington | NE42189 | Active | 395636 | 22395636 | 2022 | Lochinvar | FTVT - Firetube Vertical TB | HWHT - Hot Water Heat | 2/28/2026
Otte Middle School | 555 Jackson St | Blair | NE | 68008-2619 | Washington | NE42190 | Active | 396373 | 23396373 | 2023 | Lochinvar | FTVT - Firetube Vertical TB | HWHT - Hot Water Heat | 2/28/2026
Embassy Suites | 555 S 10th St | Omaha | NE | 68102-2803 | Douglas | NE22412 | Active | 47669 | 20703 | 1996 | Kewanee | FTFB - Firetube-Firebox Boiler | HWHT - Hot Water Heat | 2/28/2025
Embassy Suites | 555 S 10th St | Omaha | NE | 68102-2803 | Douglas | NE22413 | Active | 47664 | 20704 | 1996 | Kewanee | FTFB - Firetube-Firebox Boiler | HWHT - Hot Water Heat | 2/28/2025
Embassy Suites | 555 S 10th St | Omaha | NE | 68102-2803 | Douglas | NE22414 | Inactive | 164018 | C963473 | 2004 | Lochinvar | CPFT - Horiz Cpr Fin Boiler | HWSD - Hot Water Dom/Potable | 2/28/2022
Embassy Suites | 555 S 10th St | Omaha | NE | 68102-2803 | Douglas | NE22415 | Scrapped/Junked | 235338 | 00235338 | 1996 | Lochinvar | CPFT - Horiz Cpr Fin Boiler | HWSD - Hot Water Dom/Potable | 2/28/2019
Embassy Suites | 555 S 10th St | Omaha | NE | 68102-2803 | Douglas | NE22416 | Scrapped/Junked | 63096 | E964903 | 1996 | Lochinvar | CPFT - Horiz Cpr Fin Boiler | HWSD - Hot Water Dom/Potable | 2/28/2019
Embassy Suites | 555 S 10th St | Omaha | NE | 68102-2803 | Douglas | NE28062 | Active | 303817 | 17303817 | 2017 | Lochinvar | CPFT - Horiz Cpr Fin Boiler | HWSD - Hot Water Dom/Potable | 1/31/2025
Embassy Suites | 555 S 10th St | Omaha | NE | 68102-2803 | Douglas | NE28063 | Active | 300936 | 16300930 | 2017 | Lochinvar | CPFT - Horiz Cpr Fin Boiler | HWSD - Hot Water Dom/Potable | 1/31/2025
Embassy Suites | 555 S 10th St | Omaha | NE | 68102-2803 | Douglas | NE29189 | Inactive | 164018 | C963473 | 2004 | Lochinvar | CPFT - Horiz Cpr Fin Boiler | HWSD - Hot Water Dom/Potable | 2/28/2024
Embassy Suites | 555 S 10th St | Omaha | NE | 68102-2803 | Douglas | NE42886 | Active | 421096 | 24421096 | 2024 | Lochinvar | CPFT - Horiz Cpr Fin Boiler | HWSD - Hot Water Dom/Potable | 1/31/2025
CHI-St Elizabeth Regional Medical Cntr | 555 S 70th St | Lincoln | NE | 68510-2462 | Lancaster | NE01483 | Scrapped/Junked | 159017 | 9905159017 | 2000 | Raytherm/Raypak |  | HWHT - Hot Water Heat | 10/31/2006
CHI-St Elizabeth Regional Medical Cntr | 555 S 70th St | Lincoln | NE | 68510-2462 | Lancaster | NE01484 | Scrapped/Junked | 159016 | 9905159016 | 2000 | Raytherm/Raypak |  | HWHT - Hot Water Heat | 10/31/2006
CHI-St Elizabeth Regional Medical Cntr | 555 S 70th St | Lincoln | NE | 68510-2462 | Lancaster | NE14261 | Active | 39985 | 2754 | 1986 | Kewannee | FT - Firetube Boiler | STHT - Steam-Heat | 7/31/2026
CHI-St Elizabeth Regional Medical Cntr | 555 S 70th St | Lincoln | NE | 68510-2462 | Lancaster | NE14262 | Active | 39845 | 2755 | 1986 | Kewannee | FT - Firetube Boiler | STHT - Steam-Heat | 7/31/2026
CHI-St Elizabeth Regional Medical Cntr | 555 S 70th St | Lincoln | NE | 68510-2462 | Lancaster | NE15411 | Out of Service | 43101 | 10436 | 1990 | Kewannee | FT - Firetube Boiler | STHT - Steam-Heat | 4/30/2013
CHI-St Elizabeth Regional Medical Cntr | 555 S 70th St | Lincoln | NE | 68510-2462 | Lancaster | NE15487 | Active | 6578 | OLO92334 | 1993 | Cleaver & Brooks | FT - Firetube Boiler | STHT - Steam-Heat | 4/30/2026
JBS Swift Beef Plant | 555 S Stuhr Rd | Grand Island | NE | 68801 | Hall | NE04025 | Out of Service | 2005 | 2D-2055 | 1982 | NEBC | WT - Water Tube Boiler | PROC - Process Steam | 8/31/2014
JBS Swift Beef Plant | 555 S Stuhr Rd | Grand Island | NE | 68801 | Hall | NE05114 | Active | 9108 | 9400-02 | 1995 | Johnston Boiler | FTSM - FTS Marine Dry Back | PROC - Process Steam | 8/31/2025
JBS Swift Beef Plant | 555 S Stuhr Rd | Grand Island | NE | 68801 | Hall | NE05115 | Active | 9105 | 9400-01 | 1995 | Johnston Boiler | FTSM - FTS Marine Dry Back | PROC - Process Steam | 8/31/2025
JBS Swift Beef Plant | 555 S Stuhr Rd | Grand Island | NE | 68801 | Hall | NE05914 | Inactive | 68757 | 280512 | 1986 | FRIC | UFPV - Unfired Pressure Vessel | 0017 - Ammonia Receiver | 3/31/2011
JBS Swift Beef Plant | 555 S Stuhr Rd | Grand Island | NE | 68801 | Hall | NE05916 | Inactive | 24298 | 031596-7B | 1974 | VILT | UFPV - Unfired Pressure Vessel | 0017 - Ammonia Receiver | 3/31/2011
JBS Swift Beef Plant | 555 S Stuhr Rd | Grand Island | NE | 68801 | Hall | NE05918 | Exempt | 11687 |  | 1998 | YORK INTERNATIONAL | UFPV - Unfired Pressure Vessel | REFR - Refrigerant Storage/Supp | 3/31/2007
JBS Swift Beef Plant | 555 S Stuhr Rd | Grand Island | NE | 68801 | Hall | NE05919 | Exempt | 136858 |  | 1997 | FRICK COMPANY | UFPV - Unfired Pressure Vessel | REFR - Refrigerant Storage/Supp | 3/31/2007
JBS Swift Beef Plant | 555 S Stuhr Rd | Grand Island | NE | 68801 | Hall | NE12064 | Active | 136858 | 136852 | 1997 | York | UFPV - Unfired Pressure Vessel | 0035 - Ammonia Separator | 8/31/2026
JBS Swift Beef Plant | 555 S Stuhr Rd | Grand Island | NE | 68801 | Hall | NE12065 | Active | 11687 | 11687 | 1998 | York | UFPV - Unfired Pressure Vessel | 0035 - Ammonia Separator | 8/31/2026
JBS Swift Beef Plant | 555 S Stuhr Rd | Grand Island | NE | 68801 | Hall | NE13134 | Out of Service | 3943 | 04419 | 2001 | NATD | WT - Water Tube Boiler | PROC - Process Steam | 9/30/2009
JBS Swift Beef Plant | 555 S Stuhr Rd | Grand Island | NE | 68801 | Hall | NE13662 | Active | 10795 | 10770-01 | 2008 | Johnston Boiler | FTSM - FTS Marine Dry Back | PROC - Process Steam | 8/31/2025
JBS Swift Beef Plant | 555 S Stuhr Rd | Grand Island | NE | 68801 | Hall | NE15767 | Inactive | 4500 | RT-4034 | 2009 | CB-Nebraska Boiler | WT - Water Tube Boiler | PROC - Process Steam | 1/31/2011
JBS Swift Beef Plant | 555 S Stuhr Rd | Grand Island | NE | 68801 | Hall | NE24190 | Out of Service | 2311 | 2391 | 1988 | Nebraska Boiler | WT - Water Tube Boiler | PROC - Process Steam | 10/31/2014
JBS Swift Beef Plant | 555 S Stuhr Rd | Grand Island | NE | 68801 | Hall | NE24944 | Scrapped/Junked | 2301 | O-2404 | 1988 | Nebraska Boiler | WT - Water Tube Boiler | PROC - Process Steam | 10/31/2021
JBS Swift Beef Plant | 555 S Stuhr Rd | Grand Island | NE | 68801 | Hall | NE29129 | Active | 16656 | 16656 | 2009 | Superior Boiler Works | FT - Firetube Boiler | PROC - Process Steam | 8/31/2025
JBS Swift Beef Plant | 555 S Stuhr Rd | Grand Island | NE | 68801 | Hall | NE29130 | Active | 16658 | 16658 | 2009 | Superior Boiler Works | FT - Firetube Boiler | PROC - Process Steam | 8/31/2025
JBS Swift Beef Plant | 555 S Stuhr Rd | Grand Island | NE | 68801 | Hall | NE41627 | Active | 560186 | 2237130860090 | 2022 | Lochinvar | COBL - Coil Type Boiler | GLFH - Glycol Floor Heat System | 8/31/2025
SILVER STAR | 5551 S 48th St | Lincoln | NE | 68516-4101 | LANCASTER | NE19611 | Exempt 1999 LB-66 |  | KL93-0307462 | 1993 | AO SMITH | AHWH - ANSI/Fired Water Htr | HWSD - Hot Water Dom/Potable | 2/29/2000
Baker's Supermarket | 5555 N 90th St | Omaha | NE | 68134-1836 | Douglas | NE05797 | Exempt 1999 LB-66 |  | 0649151 | 1997 | A. O. Smith | AHWH - ANSI/Fired Water Htr | HWSD - Hot Water Dom/Potable | 1/31/2000
Baker's Supermarket | 5555 N 90th St | Omaha | NE | 68134-1836 | Douglas | NE07777 | Exempt 1999 LB-66 |  | 0732940 | 1998 | A. O. Smith | AHWH - ANSI/Fired Water Htr | HWSD - Hot Water Dom/Potable | 1/31/2000
Baker's Supermarket | 5555 N 90th St | Omaha | NE | 68134-1836 | Douglas | NE07778 | Scrapped/Junked | NA | 740902 | 1998 | A. O. Smith | CHWH - ASME/Fired Water Heater | HWSD - Hot Water Dom/Potable | 11/30/2016
Ralston Baright Library | 5555 S 77th St | Ralston | NE | 68127-3845 | Douglas | NE41042 | Active | 503502 | N1.20.34.00116 | 2020 | Lochinvar | WTSS - Watertube SS Steel | HWHT - Hot Water Heat | 6/30/2026
ST BONIFACE CHURCH/SCHOOL | 55768 894 Rd | Fordyce | NE | 68736-3023 | CEDAR | NE17395 | Scrapped/Junked |  | CGB-9 | 1994 | WEIL MCLAIN |  | STHT - Steam-Heat | 11/30/2004
ST BONIFACE CHURCH/SCHOOL | 55768 894 Rd | Fordyce | NE | 68736-3023 | CEDAR | NE32477 | Scrapped/Junked |  | PFA506 | 1973 | AMERICAN STANDARD |  | STHT - Steam-Heat | 3/31/1995
SUPER 8 MOTEL | 558 S 13th St | Blair | NE | 68008-2145 | WASHINGTON | NE30885 | Exempt 1999 LB-66 |  | MA95-0400910930 | 1995 | AO SMITH | AHWH - ANSI/Fired Water Htr | HWSD - Hot Water Dom/Potable | 2/29/2000
SUPER 8 MOTEL | 558 S 13th St | Blair | NE | 68008-2145 | WASHINGTON | NE30886 | Exempt 1999 LB-66 |  | MH94-0364940930 | 1994 | AO SMITH | AHWH - ANSI/Fired Water Htr | HWSD - Hot Water Dom/Potable | 2/29/2000
SUPER 8 MOTEL | 558 S 13th St | Blair | NE | 68008-2145 | WASHINGTON | NE30887 | Exempt 1999 LB-66 |  | MF94-0347320930 | 1994 | AO SMITH | AHWH - ANSI/Fired Water Htr | HWSD - Hot Water Dom/Potable | 2/29/2000
T&E Cattle Company | 5588 W 13th St | Grand Island | NE | 68803-9018 | Hall | NE26206 | Active | 12535 | 105071B | 2015 | Sellers Engineering | FT - Firetube Boiler | PROC - Process Steam | 7/31/2026
Fore Quarters Feedlot | 55933 840th Rd | Norfolk | NE | 68701-1514 | Madison | NE16235 | Exempt | 377 | 8-775-I-86 | 1986 | VAPR | FPV - Fired Pressure Vessel | PROC - Process Steam | 1/31/2011
Pawnee Plunge Water Park | 560 33rd Ave | Columbus | NE | 68601 | Platte | NE06933 | Active | 2487 | 0510062813 | 2005 | Raypak | CPFH - Copper Fin Water Heater | OPHT - Outdoor Pool Heater | 6/30/2026
Pawnee Plunge Water Park | 560 33rd Ave | Columbus | NE | 68601 | Platte | NE06934 | Active | 2488 | 051006814 | 2005 | Raypak | CPFH - Copper Fin Water Heater | OPHT - Outdoor Pool Heater | 6/30/2026
America's Best Value Inn | 5600 Cornhusker Hwy | Lincoln | NE | 68507-3106 | Lancaster | NE40564 | Active | n/a | 211-5860 | 1980 | Peerless | CI - Cast Iron | HWDP - Hotwater Heat & Dom Supply | 10/31/2026
Legacy Retirement Comm | 5600 Pioneers Blvd | Lincoln | NE | 68506-5172 | Lancaster | NE12384 | Scrapped/Junked | 64244 | H0164244 | 2001 | AOSM | COBL - Coil Type Boiler | HWSD - Hot Water Dom/Potable | 12/31/2008
Legacy Retirement Comm | 5600 Pioneers Blvd | Lincoln | NE | 68506-5172 | Lancaster | NE23900 | Active | 78456 | J27O54196 | 2008 | HTPI/Giannoni | WTSS - Watertube SS Steel | HWSD - Hot Water Dom/Potable | 12/31/2026
Legacy Retirement Comm | 5600 Pioneers Blvd | Lincoln | NE | 68506-5172 | Lancaster | NE26067 | Active | 350129 | D1.15.23.0047 | 2015 | Sermeta | WTSS - Watertube SS Steel | HWSD - Hot Water Dom/Potable | 12/31/2026
Legacy Retirement Comm | 5600 Pioneers Blvd | Lincoln | NE | 68506-5172 | Lancaster | NE30798 | Scrapped/Junked | 28118 | 920F9528118 | 1995 | A. O. Smith | WT - Water Tube Boiler | HWSD - Hot Water Dom/Potable | 12/31/2003
Legacy Retirement Comm | 5600 Pioneers Blvd | Lincoln | NE | 68506-5172 | Lancaster | NE40014 | Scrapped/Junked | 142601 | A97CD0079 | 1997 | Teledyne Laars | CPFT - Horiz Cpr Fin Boiler | HWSD - Hot Water Dom/Potable | 12/31/2015
Legacy Retirement Comm | 5600 Pioneers Blvd | Lincoln | NE | 68506-5172 | Lancaster | NE40273 | Scrapped/Junked | 45184 | F98-45184 | 1998 | AO SMITH | COWH - Coil Type Water Heater | HWSD - Hot Water Dom/Potable | 12/31/2012
City of Omaha-Missouri River WWTP Control Building | 5600 S 10th St | Omaha | NE | 68107-3501 | Douglas | NE08848 | Scrapped/Junked | n/a | 60-52208 | 1980 | Peerless | CI - Cast Iron | HWHT - Hot Water Heat | 9/30/2014
City of Omaha-Missouri River WWTP Control Building | 5600 S 10th St | Omaha | NE | 68107-3501 | Douglas | NE17912 | Active | 14226 | 54360 | 1981 | Bryan | ELBL - Electric Boiler | HWHT - Hot Water Heat | 9/30/2026
City of Omaha-Missouri River WWTP Control Building | 5600 S 10th St | Omaha | NE | 68107-3501 | Douglas | NE30532 | Active | 187806 | K810092 | 1981 | WESS | ELWH - Electric Water Heater | HWSD - Hot Water Dom/Potable | 9/30/2026
City of Omaha-Missouri River WWTP Control Building | 5600 S 10th St | Omaha | NE | 68107-3501 | Douglas | NE37342 | Inactive | 50807 |  | 1981 | Cleaver & Brooks | WT - Water Tube Boiler | PROC - Process Steam | 10/31/1999
City of Omaha-Missouri River WWTP Control Building | 5600 S 10th St | Omaha | NE | 68107-3501 | Douglas | NE37343 | Inactive | 51184 | G13534-M4 | 1981 | CLEA | WT - Water Tube Boiler | PROW - Process Hot Water | 9/30/2010
City of Omaha-Missouri River WWTP Control Building | 5600 S 10th St | Omaha | NE | 68107-3501 | Douglas | NE37344 | Out of Service | 17050 | 57298 | 1983 | Bryan | WT - Water Tube Boiler | HWHT - Hot Water Heat | 9/30/2014
City of Omaha-Missouri River WWTP Control Building | 5600 S 10th St | Omaha | NE | 68107-3501 | Douglas | NE37345 | Out of Service | 35318 | R4672 | 1982 | Kewanee | FTFB - Firetube-Firebox Boiler | HWHT - Hot Water Heat | 9/30/2014
City of Omaha-Missouri River WWTP Control Building | 5600 S 10th St | Omaha | NE | 68107-3501 | Douglas | NE43707 | Active | 1837 | 23040 | 2023 | Fulton | FTHT - Firetube Horizontal | HWHT - Hot Water Heat | 9/30/2026
City of Omaha-Missouri River WWTP Control Building | 5600 S 10th St | Omaha | NE | 68107-3501 | Douglas | NE43708 | Active | 1839 | 23401 | 2023 | Fulton | FTHT - Firetube Horizontal | HWHT - Hot Water Heat | 9/30/2026
City of Omaha-Missouri River WWTP Control Building | 5600 S 10th St | Omaha | NE | 68107-3501 | Douglas | NE43709 | Active | 1840 | 23047 | 2023 | Fulton | FTHT - Firetube Horizontal | HWHT - Hot Water Heat | 9/30/2026
Campos Business Park | 5600 S 42nd St | Omaha | NE | 68107-3103 | Douglas | NE02792 | Inactive | 4605 |  | 1956 | CLEAVER BROOKS | FTSM - FTS Marine Dry Back | STHT - Steam-Heat | 9/30/1989
Campos Business Park | 5600 S 42nd St | Omaha | NE | 68107-3103 | Douglas | NE11676 | Inactive | 35668 |  | 1981 | Kewannee | FT - Firetube Boiler | STHT - Steam-Heat | 9/30/1989
vacant | 5600 S 59th St Ste 106 | Lincoln | NE | 68516-2387 | Lancaster | NE40768 | Scrapped/Junked | 139476 | S# 149496 | 1999 | Columbia | VTNT - Vertical Tubeless | PROC - Process Steam | 5/31/2018
Tornado Car Wash | 5601 Holdrege St | Lincoln | NE | 68505-1767 | Lancaster | NE24265 | Out of Service | 46506 | LL98-0783826970 | 1998 | A O Smith | CHWH - ASME/Fired Water Heater | HWSP - Hot Water Non Potable Supply | 4/30/2013
Tornado Car Wash | 5601 Holdrege St | Lincoln | NE | 68505-1767 | Lancaster | NE40217 | Scrapped/Junked |  | ME87-0094345860 | 1987 | AO SMITH | AHWH - ANSI/Fired Water Htr | HWSD - Hot Water Dom/Potable | 11/30/1999
Tornado Car Wash | 5601 Holdrege St | Lincoln | NE | 68505-1767 | Lancaster | NE40218 | Scrapped/Junked | 92033 | 8702258 | 1987 | Teledyne | CPFT - Horiz Cpr Fin Boiler | HWHF - Hot Water Heat-Floor | 12/31/2025
Tornado Car Wash | 5601 Holdrege St | Lincoln | NE | 68505-1767 | Lancaster | NE43882 | Active | 8871 | A240060001-012674 | 2024 | HTP | FTSS - Firetube Stainless Steel | GLFH - Glycol Floor Heat System | 12/31/2025
Office Building | 5601 S 27th St | Lincoln | NE | 68512-1649 | Lancaster | NE15639 | Scrapped/Junked | 8009 | 94-E4322 | 1994 | ALDR | FTFB - Firetube-Firebox Boiler | STHT - Steam-Heat | 9/30/2011
OPS 60th L St Facility Bldg A | 5602 L St | Omaha | NE | 68117-1333 | Douglas | NE01432 | Scrapped/Junked | 47273 | LM98-0790701-978 | 1998 | AOSM | CHWH - ASME/Fired Water Heater | HWSD - Hot Water Dom/Potable | 8/31/2008
OPS 60th L St Facility Bldg A | 5602 L St | Omaha | NE | 68117-1333 | Douglas | NE09580 | Scrapped/Junked | N/A | 211-14583-1199 | 1999 | Peerless | CI - Cast Iron | STHT - Steam-Heat | 12/31/2016
OPS 60th L St Facility Bldg A | 5602 L St | Omaha | NE | 68117-1333 | Douglas | NE20359 | Scrapped/Junked |  | 770C-8038275 | 1980 | AO SMITH | AHWH - ANSI/Fired Water Htr | HWSD - Hot Water Dom/Potable | 9/30/1999
OPS 60th L St Facility Bldg A | 5602 L St | Omaha | NE | 68117-1333 | Douglas | NE32561 | Scrapped/Junked | N/A | J9891 | 1957 | Kewanee | FTFB - Firetube-Firebox Boiler | STHT - Steam-Heat | 3/31/2014
OPS 60th L St Facility Bldg A | 5602 L St | Omaha | NE | 68117-1333 | Douglas | NE32562 | Scrapped/Junked | 0 | J9892 | 1957 | KEWANEE | FT - Firetube Boiler | STHT - Steam-Heat | 12/31/2019
OPS 60th L St Facility Bldg A | 5602 L St | Omaha | NE | 68117-1333 | Douglas | NE39180 | Scrapped/Junked |  | D-5662-57 | 1960 | CRANE |  | STHT - Steam-Heat | 9/30/2001
Rosehill Elementary | 5605 Corby St | Omaha | NE | 68104-4127 | Douglas | NE09592 | Scrapped/Junked | 56678 | 12558 | 2001 | TRIA | FTVT - Firetube Vertical TB | HWHT - Hot Water Heat | 12/31/2023
Rosehill Elementary | 5605 Corby St | Omaha | NE | 68104-4127 | Douglas | NE34745 | Scrapped/Junked | 39250 |  | 1985 | KEWANEE | FTFB - Firetube-Firebox Boiler | STHT - Steam-Heat | 6/30/2001
Rosehill Elementary | 5605 Corby St | Omaha | NE | 68104-4127 | Douglas | NE34746 | Scrapped/Junked | 39240 |  | 1985 | KEWANEE | FTFB - Firetube-Firebox Boiler | STHT - Steam-Heat | 6/30/2001
Rosehill Elementary | 5605 Corby St | Omaha | NE | 68104-4127 | Douglas | NE42620 | Active | N/A | 4239507 | 2023 | Advanced Thermal Hydronics | CI - Cast Iron | HWHT - Hot Water Heat | 3/31/2026
Rosehill Elementary | 5605 Corby St | Omaha | NE | 68104-4127 | Douglas | NE42621 | Active | N/A | 4239506 | 2023 | Advanced Thermal Hydronics | CI - Cast Iron | HWHT - Hot Water Heat | 3/31/2026
Administration Bldg | 5605 S 147th Ct | Omaha | NE | 68137-2502 | Douglas | NE03405 | Scrapped/Junked | 25208 | 65711 | 1988 | BRYA | WT - Water Tube Boiler | HWHT - Hot Water Heat | 8/31/2011
Administration Bldg | 5605 S 147th Ct | Omaha | NE | 68137-2502 | Douglas | NE04804 | Inactive | 43745 |  | 1968 | CHROMALOX PRECISION HEAT | ELBL - Electric Boiler | HWSP - Hot Water Non Potable Supply | 8/31/1997
Administration Bldg | 5605 S 147th Ct | Omaha | NE | 68137-2502 | Douglas | NE19445 | Active | 145952 | d1101700116 | 2010 | GIANNONI | WTSS - Watertube SS Steel | HWHT - Hot Water Heat | 8/31/2026
Administration Bldg | 5605 S 147th Ct | Omaha | NE | 68137-2502 | Douglas | NE19446 | Active | 145953 | d1101700117 | 2010 | GIANNONI | WTSS - Watertube SS Steel | HWHT - Hot Water Heat | 8/30/2026
ODESSA SCHOOL | 561 Webb St | Odessa | NE | 68861-3415 | BUFFALO | NE16662 | Inactive |  | 01911 | 1991 | PEERLESS HEATER COMPANY |  | STHT - Steam-Heat | 6/30/2007
Gateway Elementary School | 5610 S 42nd St | Omaha | NE | 68107-3103 | Douglas | NE23737 | Active | 232443 | 11232443 | 2011 | Lochinvar | WT - Water Tube Boiler | HWHT - Hot Water Heat | 12/31/2026
Gateway Elementary School | 5610 S 42nd St | Omaha | NE | 68107-3103 | Douglas | NE23738 | Active | 232442 | 11232442 | 2011 | Lochinvar | WT - Water Tube Boiler | HWHT - Hot Water Heat | 12/31/2026
NATELSON'S INC | 5610 S 85th Cir | Omaha | NE | 68127-4107 | Douglas | NE02995 | Inactive | 121607 |  | 1987 | SUSSMAN-AUTOMATIC CORP | ELBL - Electric Boiler | PROC - Process Steam | 5/31/1991
One Hope Church | 5612 Corby St | Omaha | NE | 68104-4128 | Douglas | NE11930 | Active | na | J2073 | 1955 | Kewanee | FTFB - Firetube-Firebox Boiler | STHT - Steam-Heat | 3/31/2023
One Hope Church | 5612 Corby St | Omaha | NE | 68104-4128 | Douglas | NE11931 | Inactive | n/a | J2074 | 1955 | Kewanee | FTFB - Firetube-Firebox Boiler | STHT - Steam-Heat | 3/31/2018
WEL-Life at Kearney | 5616 4th Ave | Kearney | NE | 68845-2890 | Buffalo | NE24660 | Scrapped/Junked | n/a | CP6192787 | 2010 | Weil-Mcclain | CI - Cast Iron | HWHT - Hot Water Heat | 2/28/2015
WEL-Life at Kearney | 5616 4th Ave | Kearney | NE | 68845-2890 | Buffalo | NE24661 | Scrapped/Junked | n/a | CP4336760 | 2010 | Weil-Mcclain | CI - Cast Iron | HWHT - Hot Water Heat | 2/28/2017
WEL-Life at Kearney | 5616 4th Ave | Kearney | NE | 68845-2890 | Buffalo | NE25342 | Scrapped/Junked | N/A | CP6192787 | 2010 | Weil-Mcclain | CI - Cast Iron | HWHT - Hot Water Heat | 2/28/2017
WEL-Life at Kearney | 5616 4th Ave | Kearney | NE | 68845-2890 | Buffalo | NE26166 | Active | 205545 | A12H10205545 | 2015 | Lochinvar | SSCH - SS Coil Water Heater | HWHT - Hot Water Heat | 2/28/2026
WEL-Life at Kearney | 5616 4th Ave | Kearney | NE | 68845-2890 | Buffalo | NE26432 | Scrapped/Junked | 326960 | 1546102210847 | 2015 | Lochinvar | SSCO - SS Coil Boiler | HWHT - Hot Water Heat | 2/28/2022
WEL-Life at Kearney | 5616 4th Ave | Kearney | NE | 68845-2890 | Buffalo | NE29134 | Active | 134958 | 204119646233 | 2019 | Lochinvar | FTSS - Firetube Stainless Steel | HWHT - Hot Water Heat | 2/28/2026
WEL-Life at Kearney | 5616 4th Ave | Kearney | NE | 68845-2890 | Buffalo | NE40851 | Scrapped/Junked | n/a | CP3492904 | 1994 | Weil-Mcclain | CI - Cast Iron | HWHT - Hot Water Heat | 2/28/2016
WEL-Life at Kearney | 5616 4th Ave | Kearney | NE | 68845-2890 | Buffalo | NE40852 | Scrapped/Junked | n/a | CP3257575 | 1994 | Weil-Mcclain | CI - Cast Iron | HWHT - Hot Water Heat | 2/28/2010
WEL-Life at Kearney | 5616 4th Ave | Kearney | NE | 68845-2890 | Buffalo | NE40853 | Scrapped/Junked | n/a | CP3257522 | 1994 | Weil-Mcclain | CI - Cast Iron | HWHT - Hot Water Heat | 2/28/2010
WEL-Life at Kearney | 5616 4th Ave | Kearney | NE | 68845-2890 | Buffalo | NE40854 | Out of Service | n/a | CP3257571 | 1994 | Weil-Mcclain | CI - Cast Iron | HWHT - Hot Water Heat | 2/28/2016
WEL-Life at Kearney | 5616 4th Ave | Kearney | NE | 68845-2890 | Buffalo | NE40855 | Exempt 1999 LB-66 |  |  | 1996 | AO SMITH | AHWH - ANSI/Fired Water Htr | HWSD - Hot Water Dom/Potable | 1/1/1900
WEL-Life at Kearney | 5616 4th Ave | Kearney | NE | 68845-2890 | Buffalo | NE40856 | Exempt 1999 LB-66 |  |  | 1997 | A. O. Smith | AHWH - ANSI/Fired Water Htr | HWSP - Hot Water Non Potable Supply | 1/1/1900
WEL-Life at Kearney | 5616 4th Ave | Kearney | NE | 68845-2890 | Buffalo | NE40857 | Exempt 1999 LB-66 |  | ML-96-0596917962 | 1996 | AO SMITH | AHWH - ANSI/Fired Water Htr | HWSD - Hot Water Dom/Potable | 1/1/1900
Buena Vista High School | 5616 L St | Omaha | NE | 68117-1333 | Douglas | NE32563 | Scrapped/Junked |  | 7361 | 1960 | KEWANEE | FT - Firetube Boiler | STHT - Steam-Heat | 8/31/1990
Buena Vista High School | 5616 L St | Omaha | NE | 68117-1333 | Douglas | NE41713 | Active | 503221 | SND1.20.34.00069 | 2020 | Lochinvar | CHWH - ASME/Fired Water Heater | HWSD - Hot Water Dom/Potable | 12/31/2026
Buena Vista High School | 5616 L St | Omaha | NE | 68117-1333 | Douglas | NE41714 | Active | 504373 | SND1.20.00773 | 2020 | Lochinvar | CHWH - ASME/Fired Water Heater | HWSD - Hot Water Dom/Potable | 12/31/2026
Buena Vista High School | 5616 L St | Omaha | NE | 68117-1333 | Douglas | NE41715 | Active | 360741 | SN20360741 | 2020 | Lochinvar | FT - Firetube Boiler | HWHT - Hot Water Heat | 12/31/2026
Buena Vista High School | 5616 L St | Omaha | NE | 68117-1333 | Douglas | NE41716 | Active | 361327 | SN20361327 | 2020 | Lochinvar | FT - Firetube Boiler | HWHT - Hot Water Heat | 12/31/2026
Buena Vista High School | 5616 L St | Omaha | NE | 68117-1333 | Douglas | NE41717 | Active | 361326 | SN20361326 | 2020 | Lochinvar | FT - Firetube Boiler | HWHT - Hot Water Heat | 12/31/2026
SHERMAN ELEMENTARY SCHOOL | 5618 N 14th Ave | Omaha | NE | 68110-1134 | Douglas | NE37725 | Scrapped/Junked | 40269 | 93526 | 1987 | KEWANEE | FTFB - Firetube-Firebox Boiler | STHT - Steam-Heat | 6/30/2003
SHERMAN ELEMENTARY SCHOOL | 5618 N 14th Ave | Omaha | NE | 68110-1134 | Douglas | NE37726 | Scrapped/Junked | 40274 | 93527 | 1987 | KEWANEE | FTFB - Firetube-Firebox Boiler | PROC - Process Steam | 6/30/2003
Marrs Middle School | 5619 S 19th St | Omaha | NE | 68107-3601 | Douglas | NE02376 | Active | 37935 | G-02-1030 | 2002 | Aerco International | FTVT - Firetube Vertical TB | HWHT - Hot Water Heat | 12/31/2025
Marrs Middle School | 5619 S 19th St | Omaha | NE | 68107-3601 | Douglas | NE02377 | Scrapped/Junked | 43798 | G-02-1031 | 2006 | AERCO INTERNATIONAL | FTVT - Firetube Vertical TB | HWHT - Hot Water Heat | 12/31/2020
Marrs Middle School | 5619 S 19th St | Omaha | NE | 68107-3601 | Douglas | NE02378 | Active | 37934 | G-02-1029 | 2002 | Aerco International | FTVT - Firetube Vertical TB | HWHT - Hot Water Heat | 12/31/2025
Marrs Middle School | 5619 S 19th St | Omaha | NE | 68107-3601 | Douglas | NE02379 | Active | 37937 | G-02-1032 | 2002 | Aerco International | FTVT - Firetube Vertical TB | HWHT - Hot Water Heat | 12/31/2025
Marrs Middle School | 5619 S 19th St | Omaha | NE | 68107-3601 | Douglas | NE05080 | Scrapped/Junked | 32719 |  | 1993 | LOCHINVAR | CPFT - Horiz Cpr Fin Boiler | HWSD - Hot Water Dom/Potable | 6/30/2003
Marrs Middle School | 5619 S 19th St | Omaha | NE | 68107-3601 | Douglas | NE05081 | Scrapped/Junked | 33039 |  | 1993 | LOCHINVAR | CPFT - Horiz Cpr Fin Boiler | HWSD - Hot Water Dom/Potable | 6/30/2003
Marrs Middle School | 5619 S 19th St | Omaha | NE | 68107-3601 | Douglas | NE06161 | Active | 70923 | M02-70923 | 2002 | AOSM | COBL - Coil Type Boiler | HWSD - Hot Water Dom/Potable | 12/31/2025
Marrs Middle School | 5619 S 19th St | Omaha | NE | 68107-3601 | Douglas | NE06162 | Active | 70924 | M02-70924 | 2002 | AOSM | COBL - Coil Type Boiler | HWSD - Hot Water Dom/Potable | 12/31/2025
Marrs Middle School | 5619 S 19th St | Omaha | NE | 68107-3601 | Douglas | NE31060 | Scrapped/Junked |  | L7715 | 1961 | KEWANEE | FTSM - FTS Marine Dry Back | HWHT - Hot Water Heat | 12/31/2004
Marrs Middle School | 5619 S 19th St | Omaha | NE | 68107-3601 | Douglas | NE31061 | Scrapped/Junked |  | L5821 | 1961 | Kewannee | FTSM - FTS Marine Dry Back | HWHT - Hot Water Heat | 6/30/2003
Marrs Middle School | 5619 S 19th St | Omaha | NE | 68107-3601 | Douglas | NE41205 | Active | 88917 | G-21-0076 | 2021 | Aerco | WT - Water Tube Boiler | HWHT - Hot Water Heat | 12/31/2025
St Anthony's School | 562 17th Ave | Columbus | NE | 68601-6941 | Platte | NE18320 | Active | n/a | 211A7591-0991 | 1993 | Peerless | CI - Cast Iron | STHT - Steam-Heat | 10/31/2026
St Anthony's School | 562 17th Ave | Columbus | NE | 68601-6941 | Platte | NE34505 | Scrapped/Junked | n/a | n/a | 1980 | Weil-Mcclain | CI - Cast Iron | HWHT - Hot Water Heat | 10/31/2021
St Anthony's School | 562 17th Ave | Columbus | NE | 68601-6941 | Platte | NE43421 | Active | 189743 | 20.VC60.338.2413 | 2020 | Lochinvar | FTVT - Firetube Vertical TB | HWHT - Hot Water Heat | 10/31/2026
St Anthony's School | 562 17th Ave | Columbus | NE | 68601-6941 | Platte | NE43422 | Active | 189741 | 20.VC60.338.2411 | 2020 | Lochinvar | FTVT - Firetube Vertical TB | HWHT - Hot Water Heat | 10/31/2026
Nebraska Neurosugery Group | 5620 S 27th St | Lincoln | NE | 68512-1612 | Lancaster | NE41819 | Active | 14302 | 20-HE129144720 | 2020 | Riello | WT - Water Tube Boiler | HWHT - Hot Water Heat | 7/31/2026
Nebraska Neurosugery Group | 5620 S 27th St | Lincoln | NE | 68512-1612 | Lancaster | NE41820 | Active | 13947 | 20-HE125284520 | 2020 | Riello | WT - Water Tube Boiler | HWHT - Hot Water Heat | 7/31/2026
Nebraska Neurosugery Group | 5620 S 27th St | Lincoln | NE | 68512-1612 | Lancaster | NE41821 | Active | 14293 | 20-HE129054720 | 2020 | Riello | WT - Water Tube Boiler | HWHT - Hot Water Heat | 7/31/2026
Nebraska Neurosugery Group | 5620 S 27th St | Lincoln | NE | 68512-1612 | Lancaster | NE41822 | Active | 14297 | 20- HE129094720 | 2020 | Riello | WT - Water Tube Boiler | HWHT - Hot Water Heat | 7/31/2026
Nebraska Neurosugery Group | 5620 S 27th St | Lincoln | NE | 68512-1612 | Lancaster | NE41826 | Active | 4250 | 6253 | 2022 | Steris Corp | ELBL - Electric Boiler | STER - Sterilizer | 7/31/2026
Nebraska Neurosugery Group | 5620 S 27th St | Lincoln | NE | 68512-1612 | Lancaster | NE41827 | Scrapped/Junked | 3971 | 6130 | 2020 | Steris Corp | ELBL - Electric Boiler | STER - Sterilizer | 7/31/2025
Nebraska Neurosugery Group | 5620 S 27th St | Lincoln | NE | 68512-1612 | Lancaster | NE43801 | Active | 4854 | 6491 | 2024 | Steris Corp | ELBL - Electric Boiler | STER - Sterilizer | 7/31/2026
Sweetwater Cattle Company | 5622 E 78th St | Kearney | NE | 68847-5288 | Buffalo | NE26864 | Active | 3055 | 9266 | 1992 | Abco | FT - Firetube Boiler | PROC - Process Steam | 3/31/2026
ONE HOUR MARTINIZING | 5624 Ames Ave | Omaha | NE | 68104-2702 | Douglas | NE04589 | Inactive | 1153 |  | 1981 | WILLIAMS & DAVIS BOILERS | FTFB - Firetube-Firebox Boiler | PROC - Process Steam | 10/31/2003
Taylor Investments | 5625 O St | Lincoln | NE | 68510-2196 | Lancaster | NE20927 | Out of Service | N/A | 65241734 | 2011 | Burnham | CI - Cast Iron | HWHT - Hot Water Heat | 10/31/2021
Josie Village | 563 N 88th Plz | Omaha | NE | 68114-2872 | Douglas | NE09617 | Scrapped/Junked | 66654 | LB02-1465459110 | 2002 | AOSM | CHWH - ASME/Fired Water Heater | HWSD - Hot Water Dom/Potable | 3/31/2025
Josie Village | 563 N 88th Plz | Omaha | NE | 68114-2872 | Douglas | NE22610 | Exempt 1999 LB-66 |  | MH88-0137855830 | 1988 | AO SMITH | AHWH - ANSI/Fired Water Htr | HWSD - Hot Water Dom/Potable | 5/31/2000
Josie Village | 563 N 88th Plz | Omaha | NE | 68114-2872 | Douglas | NE22612 | Scrapped/Junked | 4869 |  | 1990 | RUUD | CHWH - ASME/Fired Water Heater | HWSD - Hot Water Dom/Potable | 5/31/2002
Josie Village | 563 N 88th Plz | Omaha | NE | 68114-2872 | Douglas | NE22613 | Exempt 1999 LB-66 |  | AB84-17690830 | 1993 | AO SMITH | AHWH - ANSI/Fired Water Htr | HWSD - Hot Water Dom/Potable | 5/31/2000
Josie Village | 563 N 88th Plz | Omaha | NE | 68114-2872 | Douglas | NE22614 | Exempt 1999 LB-66 |  | B192992 | 1988 | AMERICAN APPLIANCE | AHWH - ANSI/Fired Water Htr | HWSD - Hot Water Dom/Potable | 5/31/2000
Josie Village | 563 N 88th Plz | Omaha | NE | 68114-2872 | Douglas | NE22615 | Exempt 1999 LB-66 |  | MB88-0118211860 | 1988 | AO SMITH | AHWH - ANSI/Fired Water Htr | HWSD - Hot Water Dom/Potable | 5/31/2000
APARTMENT BUILDING | 563-573 S 34TH ST | OMAHA | NE | 68105-1374 | Douglas | NE18051 | Scrapped/Junked |  | 211-8514-1092 | 1992 | PEERLESS HEATER COMPANY |  | STHT - Steam-Heat | 11/30/2003
Hartington Rendering | 56391 882 Rd | Hartington | NE | 68739-4018 | Cedar | NE01195 | Scrapped/Junked | 2526 | 3852 | 1953 | CLEA | FTSM - FTS Marine Dry Back | PROC - Process Steam | 5/31/2008
Hartington Rendering | 56391 882 Rd | Hartington | NE | 68739-4018 | Cedar | NE07389 | Active | 1982 | L-89675 | 1991 | Cleaver Brooks | FTWB - FTS Marine Wet Back | PROC - Process Steam | 10/31/2026
Stop N Shop | 5640 S 16th St | Lincoln | NE | 68512-2507 | Lancaster | NE08314 | Scrapped/Junked | 113631 | 9402113631 | 1994 | RAYP | CPFT - Horiz Cpr Fin Boiler | HWHF - Hot Water Heat-Floor | 3/31/2010
Stop N Shop | 5640 S 16th St | Lincoln | NE | 68512-2507 | Lancaster | NE22089 | Active | 83914 | 40713 | 2008 | Trinity | WTSS - Watertube SS Steel | HWHF - Hot Water Heat-Floor | 12/31/2025
GLOBE QUALITY CLEANERS | 5641 S 56th St | Lincoln | NE | 68516-1485 | LANCASTER | NE11936 | Inactive | 23531 |  | 1987 | BRYAN STEAM LLC | WT - Water Tube Boiler | PROC - Process Steam | 7/31/2001
Feller Feedlot | 565 River Road | Wisner | NE | 68791 | Cuming | NE00223 | Scrapped/Junked | 8687 | 8687 | 2000 | Williams & Davis | FTSM - FTS Marine Dry Back | PROC - Process Steam | 12/31/2025
Feller Feedlot | 565 River Road | Wisner | NE | 68791 | Cuming | NE10628 | Active | 15111 | 15111 | 2002 | SUPERIOR BOILERWORKS | FTSM - FTS Marine Dry Back | STHT - Steam-Heat | 5/31/2026
The Light of the World Church | 565 S 24th St | Omaha | NE | 68102-2404 | Douglas | NE18418 | Inactive | N/A | 11-11256-099 | 1995 | Peerless | CI - Cast Iron | STHT - Steam-Heat | 11/30/2016
Osceola High School | 565 S Kimmel St | Osceola | NE | 68651-5524 | Polk | NE19116 | Scrapped/Junked | 21583 | LG93-0021583 | 1993 | AOSM | CHWH - ASME/Fired Water Heater | HWSD - Hot Water Dom/Potable | 4/30/2015
Osceola High School | 565 S Kimmel St | Osceola | NE | 68651-5524 | Polk | NE19117 | Scrapped/Junked | 21586 | LG93-0021586 | 1993 | AOSM | CHWH - ASME/Fired Water Heater | HWSD - Hot Water Dom/Potable | 4/30/2015
Osceola High School | 565 S Kimmel St | Osceola | NE | 68651-5524 | Polk | NE25211 | Active | 192692 | 192692 | 2014 | AO SMITH | CHWH - ASME/Fired Water Heater | HWSD - Hot Water Dom/Potable | 4/30/2026
Osceola High School | 565 S Kimmel St | Osceola | NE | 68651-5524 | Polk | NE25212 | Active | 191553 | 191553 | 2014 | AO SMITH | CHWH - ASME/Fired Water Heater | HWSD - Hot Water Dom/Potable | 4/30/2026
Mom's Corner | 566 W Court St | Beatrice | NE | 68310-3720 | Gage | NE15078 | Inactive | N/A | 88-1-00449 | 1988 | PALO | COWH - Coil Type Water Heater | HWHF - Hot Water Heat-Floor | 8/31/2020
City of Omaha - Missouri River WWTP Chlorination B | 5660 S 10th St | Omaha | NE | 68107-3501 | Douglas | NE28048 | Active | 235485 | unik | 2017 | AO SMITH | WT - Water Tube Boiler | HWSD - Hot Water Dom/Potable | 9/30/2026
GARY KUESTER | 56723 835 Rd | Stanton | NE | 68779-7905 | STANTON | NE03351 | Exempt | 2739 |  | 1968 | SUPERIOR BOILERWORKS | FTSM - FTS Marine Dry Back | PROC - Process Steam | 1/1/1900
GARY KUESTER | 56723 835 Rd | Stanton | NE | 68779-7905 | STANTON | NE30285 | Inactive | 1230 | 7403-50 | 1974 | ABCO | FT - Firetube Boiler | PROC - Process Steam | 6/30/2005
Barnes Hay and Feed | 5690 County Road 15 | Arlington | NE | 68002-5650 | Washington | NE02843 | Inactive | 12 |  | 1955 | Superior Boilerworks | FT - Firetube Boiler | PROC - Process Steam | 4/30/1999
Barnes Hay and Feed | 5690 County Road 15 | Arlington | NE | 68002-5650 | Washington | NE40066 | Active | 9376 | 9376 | 1984 | Iron Fireman | FT - Firetube Boiler | PROC - Process Steam | 4/30/2026
Legacy Terrace | 5700 Fremont St | Lincoln | NE | 68507-1674 | Lancaster | NE13151 | Inactive | 27741 | B08A10775 | 2006 | GIAN |  | HWSD - Hot Water Dom/Potable | 8/31/2009
Legacy Terrace | 5700 Fremont St | Lincoln | NE | 68507-1674 | Lancaster | NE13152 | Scrapped/Junked | C0588 | M0405881 | 2004 | AOSM | COWH - Coil Type Water Heater | HWSD - Hot Water Dom/Potable | 8/31/2011
Legacy Terrace | 5700 Fremont St | Lincoln | NE | 68507-1674 | Lancaster | NE13612 | Active | 64457 | HO7033644 | 2008 | GIANNONI FRANCE SAS | WTSS - Watertube SS Steel | HWSD - Hot Water Dom/Potable | 10/31/2025
Legacy Terrace | 5700 Fremont St | Lincoln | NE | 68507-1674 | Lancaster | NE18652 | Active | 84909 | G28821276 | 2008 | GIANNONI FRANCE SAS | WTSS - Watertube SS Steel | HWSD - Hot Water Dom/Potable | 10/31/2025
Legacy Terrace | 5700 Fremont St | Lincoln | NE | 68507-1674 | Lancaster | NE40160 | Inactive | 45185 | F98-45185 | 1998 | AO SMITH | WT - Water Tube Boiler | HWSD - Hot Water Dom/Potable | 8/31/2005
Stop n Shop 5 | 5700 N 33rd St | Lincoln | NE | 68504-4651 | Lancaster | NE12387 | Inactive | 207395 | 0304207395 | 2003 | Raypak | CPFT - Horiz Cpr Fin Boiler | HWHF - Hot Water Heat-Floor | 1/31/2012
Fredstrom Elementary | 5700 NW 10th St | Lincoln | NE | 68521-3842 | Lancaster | NE05422 | Exempt 1999 LB-66 |  | 0008351876 | 1979 | STATE INDUSTRIES | AHWH - ANSI/Fired Water Htr | HWSD - Hot Water Dom/Potable | 6/30/2000
Fredstrom Elementary | 5700 NW 10th St | Lincoln | NE | 68521-3842 | Lancaster | NE05423 | Exempt 1999 LB-66 |  | 00E8321544 | 1981 | STATE INDUSTRIES | AHWH - ANSI/Fired Water Htr | HWSD - Hot Water Dom/Potable | 6/30/2000
Fredstrom Elementary | 5700 NW 10th St | Lincoln | NE | 68521-3842 | Lancaster | NE32764 | Scrapped/Junked | 36305 | R4701 | 1982 | Kewanee | FTFB - Firetube-Firebox Boiler | HWHT - Hot Water Heat | 2/28/2012
Fredstrom Elementary | 5700 NW 10th St | Lincoln | NE | 68521-3842 | Lancaster | NE32765 | Scrapped/Junked | 36299 | R4700 | 1982 | Kewanee | FTFB - Firetube-Firebox Boiler | HWHT - Hot Water Heat | 2/28/2012
LHA Main Office Building | 5700 R St | Lincoln | NE | 68505-2332 | Lancaster | NE17204 | Scrapped/Junked | 28315 | P-5993 | 1976 | Kewanee | FTFB - Firetube-Firebox Boiler | HWHT - Hot Water Heat | 12/31/2011
LHA Main Office Building | 5700 R St | Lincoln | NE | 68505-2332 | Lancaster | NE20796 | Active | 18412 | 11F-6320 | 2011 | Aldrich | FTVT - Firetube Vertical TB | HWHT - Hot Water Heat | 11/30/2025
Roode Feedyard | 57010 710th Rd | Fairbury | NE | 68352-5547 | Jefferson | NE26523 | Active | 18195 | 18195 | 2016 | Superior Boiler Works | FTHT - Firetube Horizontal | PROC - Process Steam | 8/31/2025
Windstream Communications | 5707 S 27th St | Lincoln | NE | 68512-4801 | Lancaster | NE15246 | Active | O/N1 | 07684 | 1972 | Kewanee | FTFB - Firetube-Firebox Boiler | HWHT - Hot Water Heat | 12/31/2026
Windstream Communications | 5707 S 27th St | Lincoln | NE | 68512-4801 | Lancaster | NE15247 | Active | O/N2 | 08634 | 1972 | Kewanee | FTFB - Firetube-Firebox Boiler | HWHT - Hot Water Heat | 12/31/2026
City of Omaha-Brown Park Pavilion | 5708 S 15th St | Omaha | NE | 68107-3572 | Douglas | NE15709 | Scrapped/Junked |  | 61-67899-0393 | 1993 | PEER | CI - Cast Iron | STHT - Steam-Heat | 9/30/2009
City of Omaha-Brown Park Pavilion | 5708 S 15th St | Omaha | NE | 68107-3572 | Douglas | NE17800 | Active | n/a | 623151-200908 | 2009 | Peerless | CI - Cast Iron | STHT - Steam-Heat | 7/31/2026
Gloss Salon and Day Spa | 5709 S 108th St | Omaha | NE | 68137-3746 | Douglas | NE14621 | Scrapped/Junked | 64616 | LK01-1243443 | 2001 | AO SMITH | CHWH - ASME/Fired Water Heater | HWSD - Hot Water Dom/Potable | 7/31/2024
Gloss Salon and Day Spa | 5709 S 108th St | Omaha | NE | 68137-3746 | Douglas | NE14622 | Scrapped/Junked | 4745 | MC040004745 | 2004 | AO SMITH | CHWH - ASME/Fired Water Heater | HWSD - Hot Water Dom/Potable | 7/31/2019
Faith Christian School-BMIC#296878 | 5710 19th Ave | Kearney | NE | 68845-1496 | Buffalo | NE19221 | Active | 121801 | 65184498 | 2010 | Burnham | WTSS - Watertube SS Steel | GLYC - Glycol Bldg Heat Sys | 12/31/2026
Faith Christian School-BMIC#296878 | 5710 19th Ave | Kearney | NE | 68845-1496 | Buffalo | NE19222 | Active | 121804 | 65184499 | 2010 | Burnham | WTSS - Watertube SS Steel | GLYC - Glycol Bldg Heat Sys | 12/31/2026
Kearney Armory | 5710 Airport Rd | Kearney | NE | 68847-9778 | BUFFALO | NE12699 | Inactive | N/A | 454070013 | 2007 | Aerco International | CALU - Cast Aluminum | GLYC - Glycol Bldg Heat Sys | 11/30/2018
Kearney Armory | 5710 Airport Rd | Kearney | NE | 68847-9778 | BUFFALO | NE30754 | Scrapped/Junked | 85954 | 099585954 | 1995 | Pvi | CHWH - ASME/Fired Water Heater | HWSD - Hot Water Dom/Potable | 11/30/2021
Kearney Armory | 5710 Airport Rd | Kearney | NE | 68847-9778 | BUFFALO | NE40322 | Exempt 1999 LB-66 |  | 0994G01727 | 1994 | RHEEM MANUFACTURING CO | AHWH - ANSI/Fired Water Htr | HWSD - Hot Water Dom/Potable | 7/31/2000
Millard West High School | 5710 S 176th Ave | Omaha | NE | 68135-2266 | Douglas | NE14616 | Active | 176928 | A06176928 | 2006 | LAARS HEATING SYSTEMS CO | WT - Water Tube Boiler | HWSD - Hot Water Dom/Potable | 8/31/2026
Millard West High School | 5710 S 176th Ave | Omaha | NE | 68135-2266 | Douglas | NE14617 | Active | 176457 | C06176457 | 2006 | LAARS HEATING SYSTEMS CO | WT - Water Tube Boiler | HWDP - Hotwater Heat & Dom Supply | 8/31/2026
Millard West High School | 5710 S 176th Ave | Omaha | NE | 68135-2266 | Douglas | NE18784 | Scrapped/Junked | 68691 | 9999 | 2006 | Market Forge | FT - Firetube Boiler | 0021 - Steam Supp Cooker/Kettle | 8/31/2014
Millard West High School | 5710 S 176th Ave | Omaha | NE | 68135-2266 | Douglas | NE19409 | Active | 46519 | 99154 | 1994 | Kewanee | FTSM - FTS Marine Dry Back | HWHT - Hot Water Heat | 8/31/2026
Millard West High School | 5710 S 176th Ave | Omaha | NE | 68135-2266 | Douglas | NE19410 | Active | 46526 | 99137 | 1994 | Kewanee | FTSM - FTS Marine Dry Back | HWHT - Hot Water Heat | 8/31/2026
Millard West High School | 5710 S 176th Ave | Omaha | NE | 68135-2266 | Douglas | NE19411 | Scrapped/Junked | 8741 | 94-K0603 | 1994 | AO SMITH | COBL - Coil Type Boiler | HWHT - Hot Water Heat | 8/31/2007
Millard West High School | 5710 S 176th Ave | Omaha | NE | 68135-2266 | Douglas | NE19412 | Scrapped/Junked | 8743 | 94.S.K0605 | 1994 | AO SMITH | COBL - Coil Type Boiler | HWHT - Hot Water Heat | 8/31/2007
Millard West High School | 5710 S 176th Ave | Omaha | NE | 68135-2266 | Douglas | NE19413 | Scrapped/Junked | 8578 | 94SJ0573 | 1994 | A O Smith | COBL - Coil Type Boiler | HWHT - Hot Water Heat | 8/31/2018
Millard West High School | 5710 S 176th Ave | Omaha | NE | 68135-2266 | Douglas | NE20671 | Scrapped/Junked | 48847 |  | 1995 | MARKET FORGE INDUSTRIES | FT - Firetube Boiler | 0021 - Steam Supp Cooker/Kettle | 8/31/2008
Millard West High School | 5710 S 176th Ave | Omaha | NE | 68135-2266 | Douglas | NE20672 | Scrapped/Junked | 48835 |  | 1995 | MARKET FORGE INDUSTRIES | FT - Firetube Boiler | 0021 - Steam Supp Cooker/Kettle | 8/31/2007
Millard West High School | 5710 S 176th Ave | Omaha | NE | 68135-2266 | Douglas | NE25972 | Active | 74898 | 74898 | 2013 | Market Forge | FT - Firetube Boiler | 0021 - Steam Supp Cooker/Kettle | 8/31/2026
Millard West High School | 5710 S 176th Ave | Omaha | NE | 68135-2266 | Douglas | NE27672 | Active | 247128 | 1718105902334 | 2017 | Lochinvar | FTVT - Firetube Vertical TB | IPHT - Indoor Pool Heater | 8/31/2026
Clark International | 5712 S 85th Cir | Omaha | NE | 68127-4132 | Douglas | NE25545 | Active | 44384 | 84948 | 1999 | BRYN | WT - Water Tube Boiler | HWHT - Hot Water Heat | 10/31/2026
CROWN PRODUCTS COMPANY | 5718 S 77th St | Ralston | NE | 68127-4202 | Douglas | NE03270 | Inactive |  | 29037 | 1966 | CLEAVER BROOKS | FT - Firetube Boiler | PROC - Process Steam | 7/31/1992
CROWN PRODUCTS COMPANY | 5718 S 77th St | Ralston | NE | 68127-4202 | Douglas | NE11393 | Inactive | 57049 |  | 1951 | AMES | FT - Firetube Boiler | PROC - Process Steam | 7/31/1992
CROWN PRODUCTS COMPANY | 5718 S 77th St | Ralston | NE | 68127-4202 | Douglas | NE11410 | Inactive |  |  | 1922 | DRAKE WILLIAMS | FT - Firetube Boiler | PROC - Process Steam | 7/31/1992
Fallbrook Retail Building | 575 Fallbrook Blvd | Lincoln | NE | 68521-9039 | Lancaster | NE20787 | Active | 161043 | G10-161043 | 2010 | Laars | WTSS - Watertube SS Steel | HWFG - Hotwater Heat Floor-Glycl | 3/31/2026
City of Lincoln Hall of Justice | 575 S 10th St | Lincoln | NE | 68508-2810 | Lancaster | NE09800 | Active | 30810 | G-98-168 | 1998 | Aerco International | COWH - Coil Type Water Heater | HWSD - Hot Water Dom/Potable | 9/30/2026
City of Lincoln Hall of Justice | 575 S 10th St | Lincoln | NE | 68508-2810 | Lancaster | NE09826 | Active | 30811 | G-98-169 | 1998 | Aerco International | COWH - Coil Type Water Heater | HWSD - Hot Water Dom/Potable | 9/30/2026
Southern Heights Church-BMIC #398170 | 5750 S 40th St | Lincoln | NE | 68516-2802 | Lancaster | NE26997 | Active | 27725 | 68232 | 1989 | Bryan | WT - Water Tube Boiler | HWHT - Hot Water Heat | 5/31/2026
ST MARY'S CHURCH | 580 I St | David City | NE | 68632-1368 | BUTLER | NE16117 | Inactive |  |  | 1920 | IDEAL REDFLASH |  | STHT - Steam-Heat | 8/31/1991
ST MARY'S CHURCH | 580 I St | David City | NE | 68632-1368 | BUTLER | NE16118 | Scrapped/Junked |  |  | 1920 | IDEAL REDFLASH |  | STHT - Steam-Heat | 8/31/2001
SKEETER BARNES | 5800 S 58th St | Lincoln | NE | 68516-6401 | LANCASTER | NE40366 | Scrapped/Junked | 40725 | LH970670927964 | 1997 | AO SMITH | CHWH - ASME/Fired Water Heater | HWSD - Hot Water Dom/Potable | 3/31/2005
Mud Lng Plant | 5801 N 120th St | Omaha | NE | 68164-1407 | Douglas | NE14412 | Scrapped/Junked | 9008 | 1905897 | 1991 | TELE |  |  | 10/31/2005
MUD Lng Plant | 5801 N 120th St | Omaha | NE | 68164-1407 | Douglas | NE06492 | Active | 14254 | 05F-2161 | 2005 | Aldrich/LES | FTVT - Firetube Vertical TB | HWHT - Hot Water Heat | 10/31/2026
MUD Lng Plant | 5801 N 120th St | Omaha | NE | 68164-1407 | Douglas | NE16075 | Scrapped/Junked | n/a | 01 | 1975 | Heatran, Inc. | PICO - Pipe Coil Assy | HTEX - Heat Exchanger | 3/31/2015
MUD Lng Plant | 5801 N 120th St | Omaha | NE | 68164-1407 | Douglas | NE19434 | Active | 18142 | 10F-6050 | 2010 | Les Inc/Aldrich Co | FTVT - Firetube Vertical TB | HWHT - Hot Water Heat | 10/31/2026
MUD Lng Plant | 5801 N 120th St | Omaha | NE | 68164-1407 | Douglas | NE25990 | Inactive | 73 | ST13138 | 2014 | Sigma | PICO - Pipe Coil Assy | 0022 - Oil Heater/HeatXfr | 10/31/2024
MUD Lng Plant | 5801 N 120th St | Omaha | NE | 68164-1407 | Douglas | NE42537 | Active | 11835 | 11606-01 | 2021 | Johnston Boiler Co. | FTSM - FTS Marine Dry Back | HWCA - Hotwater to Coil Htexchgr | 10/31/2026
MUD Lng Plant | 5801 N 120th St | Omaha | NE | 68164-1407 | Douglas | NE42538 | Active | 11836 | 11606-02 | 2021 | Johnston Boiler Co. | FTSM - FTS Marine Dry Back | HWCA - Hotwater to Coil Htexchgr | 10/31/2026
MUD Lng Plant | 5801 N 120th St | Omaha | NE | 68164-1407 | Douglas | NE42539 | Active | 11847 | 11606-03 | 2021 | Johnston Boiler Co. | FTSM - FTS Marine Dry Back | HWCA - Hotwater to Coil Htexchgr | 10/31/2026
North Star High School | 5801 N 33rd St | Lincoln | NE | 68504-4665 | Lancaster | NE10480 | Active | 11718 | 01E-9620 | 2001 | Les Inc/Aldrich Co | FTVT - Firetube Vertical TB | GLYC - Glycol Bldg Heat Sys | 11/30/2026
North Star High School | 5801 N 33rd St | Lincoln | NE | 68504-4665 | Lancaster | NE10481 | Active | 11715 | 01E-9617 | 2001 | Les Inc/Aldrich Co | FTVT - Firetube Vertical TB | GLYC - Glycol Bldg Heat Sys | 11/30/2026
North Star High School | 5801 N 33rd St | Lincoln | NE | 68504-4665 | Lancaster | NE10482 | Active | 11719 | 01E-9621 | 2001 | Les Inc/Aldrich Co | FTVT - Firetube Vertical TB | GLYC - Glycol Bldg Heat Sys | 11/30/2026
North Star High School | 5801 N 33rd St | Lincoln | NE | 68504-4665 | Lancaster | NE10483 | Active | 3006 | 120022563 | 2000 | Rbi | VCPF - Vert Cpr Fin Blr | IPHT - Indoor Pool Heater | 11/30/2026
North Star High School | 5801 N 33rd St | Lincoln | NE | 68504-4665 | Lancaster | NE10484 | Active | 11727 | 01E-9629 | 2001 | Les Inc/Aldrich Co | FTVT - Firetube Vertical TB | GLYC - Glycol Bldg Heat Sys | 11/30/2026
North Star High School | 5801 N 33rd St | Lincoln | NE | 68504-4665 | Lancaster | NE10485 | Active | 11730 | 01E-9632 | 2001 | Les Inc/Aldrich Co | FTVT - Firetube Vertical TB | GLYC - Glycol Bldg Heat Sys | 11/30/2026
North Star High School | 5801 N 33rd St | Lincoln | NE | 68504-4665 | Lancaster | NE10486 | Active | 11725 | 01E-9627 | 2001 | Les Inc/Aldrich Co | FTVT - Firetube Vertical TB | GLYC - Glycol Bldg Heat Sys | 11/30/2026
North Star High School | 5801 N 33rd St | Lincoln | NE | 68504-4665 | Lancaster | NE10487 | Active | 11723 | 01E-9625 | 2001 | Les Inc/Aldrich Co | FTVT - Firetube Vertical TB | GLYC - Glycol Bldg Heat Sys | 11/30/2026
North Star High School | 5801 N 33rd St | Lincoln | NE | 68504-4665 | Lancaster | NE24657 | Active | 46418 | 116927A | 2013 | PVI Industries | CHWH - ASME/Fired Water Heater | HWSD - Hot Water Dom/Potable | 11/30/2026
Knolls Senior Living | 5801 Norman Rd | Lincoln | NE | 68512-1909 | Lancaster | NE28311 | Active | 317417 | 18317417 | 2018 | Lochinvar | FTVT - Firetube Vertical TB | GLYC - Glycol Bldg Heat Sys | 9/30/2026
Knolls Senior Living | 5801 Norman Rd | Lincoln | NE | 68512-1909 | Lancaster | NE28312 | Active | 317421 | 18317421 | 2018 | Lochinvar | FTVT - Firetube Vertical TB | GLYC - Glycol Bldg Heat Sys | 9/30/2026
St John Vianney Parish | 5801 Oak Hills Dr | Omaha | NE | 68137-3317 | Douglas | NE10548 | Active | 12341 | 02F-0257 | 2002 | ALES | FTVT - Firetube Vertical TB | HWHT - Hot Water Heat | 12/31/2026
St John Vianney Parish | 5801 Oak Hills Dr | Omaha | NE | 68137-3317 | Douglas | NE10549 | Scrapped/Junked | 12346 | 02F-0264 | 2002 | ALES | FTVT - Firetube Vertical TB | HWHT - Hot Water Heat | 12/31/2017
St John Vianney Parish | 5801 Oak Hills Dr | Omaha | NE | 68137-3317 | Douglas | NE14753 | Active | n/a | CP1561934 | 1988 | Weil-Mcclain | CI - Cast Iron | HWHT - Hot Water Heat | 12/31/2026
St John Vianney Parish | 5801 Oak Hills Dr | Omaha | NE | 68137-3317 | Douglas | NE28572 | Active | 302 | 120127 | 2017 | Les Inc/Aldrich Co | FTVT - Firetube Vertical TB | HWHT - Hot Water Heat | 12/31/2026
Hastings Surgical Center | 5803 Osborne Dr W | Hastings | NE | 68901-9158 | Adams | NE06819 | Scrapped/Junked | 180096 | I05H00180096 | 2005 | Lochnivar | CPFT - Horiz Cpr Fin Boiler | HWHT - Hot Water Heat | 1/31/2025
Hastings Surgical Center | 5803 Osborne Dr W | Hastings | NE | 68901-9158 | Adams | NE06820 | Scrapped/Junked | 180095 | I05H00180095 | 2005 | Lochnivar | CPFT - Horiz Cpr Fin Boiler | HWHT - Hot Water Heat | 1/31/2025
Hastings Surgical Center | 5803 Osborne Dr W | Hastings | NE | 68901-9158 | Adams | NE28403 | Active | 23602 | 0120075 | 2020 | Steris Corp | ELBL - Electric Boiler | 0020 - Supp to Sterlizer/Autoclave | 1/31/2027
Hastings Surgical Center | 5803 Osborne Dr W | Hastings | NE | 68901-9158 | Adams | NE28404 | Scrapped/Junked | 24295 | 0420085 | 2020 | Steris Corp | ELBL - Electric Boiler | 0020 - Supp to Sterlizer/Autoclave | 6/30/2023
Hastings Surgical Center | 5803 Osborne Dr W | Hastings | NE | 68901-9158 | Adams | NE41670 | Active | 31686 | 1222053 | 2022 | Steris Corp | ELBL - Electric Boiler | 0020 - Supp to Sterlizer/Autoclave | 1/31/2027
Hastings Surgical Center | 5803 Osborne Dr W | Hastings | NE | 68901-9158 | Adams | NE43121 | Active | 7538 | 24-HE075461524 | 2024 | Riello | WTSS - Watertube SS Steel | HWHT - Hot Water Heat | 1/31/2025
Hastings Surgical Center | 5803 Osborne Dr W | Hastings | NE | 68901-9158 | Adams | NE43122 | Active | 6584 | 24-HE06592057 | 2024 | Riello | WTSS - Watertube SS Steel | HWHT - Hot Water Heat | 1/31/2025
Hastings Surgical Center | 5803 Osborne Dr W | Hastings | NE | 68901-9158 | Adams | NE43123 | Active | 7535 | 24-HE075431524 | 2024 | Riello | WTSS - Watertube SS Steel | HWHT - Hot Water Heat | 1/31/2025
Vincentini Plumbing | 5808 N 16th St | Omaha | NE | 68110-1136 | Douglas | NE28071 | Active | 453330 | D1.18.49.00383 | 2018 | Lochinvar | WT - Water Tube Boiler | GLFH - Glycol Floor Heat System | 10/31/2025
Hitchcock Elementary | 5809 S 104th St | Omaha | NE | 68127-3022 | Douglas | NE05839 | Exempt 1999 LB-66 |  | 2443 | 1994 | HATCO | ELWH - Electric Water Heater | 0029 - Booster Htr For Dishwasher | 8/31/2001
Hitchcock Elementary | 5809 S 104th St | Omaha | NE | 68127-3022 | Douglas | NE18082 | Active | 22430 | 22430 | 1994 | Burnham | FT - Firetube Boiler | HWHT - Hot Water Heat | 8/31/2026
Hitchcock Elementary | 5809 S 104th St | Omaha | NE | 68127-3022 | Douglas | NE18083 | Active | 22431 | 22431 | 1994 | Burnham | FT - Firetube Boiler | HWHT - Hot Water Heat | 8/31/2026
Hitchcock Elementary | 5809 S 104th St | Omaha | NE | 68127-3022 | Douglas | NE18084 | Out of Service | 116022 | na | 1994 | Raypak | CPFT - Horiz Cpr Fin Boiler | HWSD - Hot Water Dom/Potable | 7/31/2021
Hitchcock Elementary | 5809 S 104th St | Omaha | NE | 68127-3022 | Douglas | NE32301 | Scrapped/Junked | 4226 | G7034455 | 1970 | Market Forge | FT - Firetube Boiler | 0021 - Steam Supp Cooker/Kettle | 7/31/2015
Gateway Early Childhood | 5810 S 42nd St | Omaha | NE | 68107-3103 | Douglas | NE26121 | Active | 307413 | n/a | 2014 | CAMUS | WT - Water Tube Boiler | HWHT - Hot Water Heat | 12/31/2026
Gateway Early Childhood | 5810 S 42nd St | Omaha | NE | 68107-3103 | Douglas | NE26122 | Active | 307397 | n/a | 2014 | CAMUS | WT - Water Tube Boiler | HWHT - Hot Water Heat | 12/31/2026
FNBO - 702110H | 5812 S 144th St | Omaha | NE | 68197-0016 | Douglas | NE12144 | Active | 10099 | 99E-7581 | 1999 | ALES | FTVT - Firetube Vertical TB | GLYC - Glycol Bldg Heat Sys | 2/28/2026
Thomasville Apartments | 5820 S 96th Ct | Omaha | NE | 68127-3308 | Douglas | NE06140 | Exempt | n/a | 9806023302 | 1998 | Raypak | CPFH - Copper Fin Water Heater | SPAJ - Spa/Jacuzzi Heater | 5/31/2013
Sampson Construction | 5825 S 14th St | Lincoln | NE | 68512 | Lancaster | NE27273 | Active | 8448 | 051724636 | 2017 | CAMUS | FTVT - Firetube Vertical TB | HWHT - Hot Water Heat | 10/31/2026
Sampson Construction | 5825 S 14th St | Lincoln | NE | 68512 | Lancaster | NE27274 | Active | 8449 | 051724637 | 2017 | CAMUS | FTVT - Firetube Vertical TB | HWHT - Hot Water Heat | 10/31/2026
Sampson Construction | 5825 S 14th St | Lincoln | NE | 68512-1229 | Lancaster | NE13663 | Active | 17031 | 08F-4938 | 2008 | ALDRICH/LES | FTVT - Firetube Vertical TB | HWHT - Hot Water Heat | 10/31/2025
Sampson Construction | 5825 S 14th St | Lincoln | NE | 68512-1229 | Lancaster | NE13664 | Active | 17035 | 08F-4942 | 2008 | ALDRICH/LES | FTVT - Firetube Vertical TB | HWHT - Hot Water Heat | 10/31/2025
TMB Properties LLC | 5835 Henninger Dr | Omaha | NE | 68104-1221 | Douglas | NE20758 | Active | 69440 | 69440 | 2008 | TDC Manufacturing Co | ELBL - Electric Boiler | HWHT - Hot Water Heat | 2/28/2026
Michael Foods-Husker Pride | 58365 861 Rd | Wakefield | NE | 68784-5109 | Dixon | NE21572 | Active | 47591 | 12014 | 1996 | Kewanee | FTSM - FTS Marine Dry Back | PROC - Process Steam | 7/31/2026
Quality Brands of Lincoln | 5840 N 70th St | Lincoln | NE | 68507-3213 | Lancaster | NE19421 | Active | N/A | G-6021 | 1964 | American Standard | CI - Cast Iron | HWHT - Hot Water Heat | 2/28/2026
City of Omaha-Deer Ridge Pool | 585 S 126th St | Omaha | NE | 68154-2307 | Douglas | NE15711 | Scrapped/Junked | 114073 | 9403114073 | 1994 | Raypak | CPFT - Horiz Cpr Fin Boiler | OPHT - Outdoor Pool Heater | 6/30/2017
City of Omaha-Deer Ridge Pool | 585 S 126th St | Omaha | NE | 68154-2307 | Douglas | NE15712 | Scrapped/Junked | 28264 |  | 1986 | RHEEM MANUFACTURING CO | AHWH - ANSI/Fired Water Htr | HWSD - Hot Water Dom/Potable | 7/31/1999
Verizon (MCI, Inc.) | 5857 N 60th St | Omaha | NE | 68104-1140 | Douglas | NE08260 | Exempt | 26557 |  | 1998 | York Interational | HEXC - Heat Exchanger | 0043 - Hydroflourocarbon Refrig | 1/1/1900
Residence Inn | 5865 Boboli Ln | Lincoln | NE | 68516-5538 | Lancaster | NE25736 | Scrapped/Junked | 129394 | 129394 | 2008 | A O Smith | CHWH - ASME/Fired Water Heater | HWSD - Hot Water Dom/Potable | 5/31/2019
Residence Inn | 5865 Boboli Ln | Lincoln | NE | 68516-5538 | Lancaster | NE25737 | Scrapped/Junked | 129397 | 129397 | 2008 | A O Smith | CHWH - ASME/Fired Water Heater | HWSD - Hot Water Dom/Potable | 5/31/2019
Residence Inn | 5865 Boboli Ln | Lincoln | NE | 68516-5538 | Lancaster | NE25738 | Scrapped/Junked | 129390 | 129390 | 2008 | A O Smith | CHWH - ASME/Fired Water Heater | HWSD - Hot Water Dom/Potable | 5/31/2019
Residence Inn | 5865 Boboli Ln | Lincoln | NE | 68516-5538 | Lancaster | NE27995 | Active | 252940 | 252940 | 2019 | A O Smith | CHWH - ASME/Fired Water Heater | HWSD - Hot Water Dom/Potable | 5/31/2025
Residence Inn | 5865 Boboli Ln | Lincoln | NE | 68516-5538 | Lancaster | NE27996 | Active | 252240 | 252240 | 2019 | A O Smith | CHWH - ASME/Fired Water Heater | HWSD - Hot Water Dom/Potable | 5/31/2025
Residence Inn | 5865 Boboli Ln | Lincoln | NE | 68516-5538 | Lancaster | NE28772 | Active | 256754 | 256754 | 2019 | A O Smith | CHWH - ASME/Fired Water Heater | HWSD - Hot Water Dom/Potable | 5/31/2025
Ft Calhoun High School | 5876 County Road P43 | Fort Calhoun | NE | 68023-5164 | Washington | NE16162 | Scrapped/Junked | 9441 | LE90-0004441-880 | 1991 | AOSM | CHWH - ASME/Fired Water Heater | HWSD - Hot Water Dom/Potable | 8/31/2015
Ft Calhoun High School | 5876 County Road P43 | Fort Calhoun | NE | 68023-5164 | Washington | NE16163 | Inactive | 55686 | 735t | 1971 | GROEN/DIV OF DOVER IND | COOK - Fired Cooker | STMK - Cooking Steam Kettle | 8/31/2015
Vacant Building | 589 Vincent Ave | Chappell | NE | 69129-9708 | Deuel | NE05189 | Exempt 1999 LB-66 |  | 000000E95689009 | 1995 | STATE INDUSTRIES | AHWH - ANSI/Fired Water Htr | HWSD - Hot Water Dom/Potable | 4/30/2000
Vacant Building | 589 Vincent Ave | Chappell | NE | 69129-9708 | Deuel | NE05191 | Exempt 1999 LB-66 |  | 29922 | 1978 | AO SMITH | AHWH - ANSI/Fired Water Htr | HWSD - Hot Water Dom/Potable | 4/30/2000
Vacant Building | 589 Vincent Ave | Chappell | NE | 69129-9708 | Deuel | NE09969 | Out of Service | 1708 | AGL-8821 | 2002 | Allied | WT - Water Tube Boiler | HWHT - Hot Water Heat | 1/31/2018
Vacant Building | 589 Vincent Ave | Chappell | NE | 69129-9708 | Deuel | NE09970 | Out of Service | 1707 | AGL-8820 | 2002 | Allied | WT - Water Tube Boiler | HWHT - Hot Water Heat | 1/31/2018
Vacant Building | 589 Vincent Ave | Chappell | NE | 69129-9708 | Deuel | NE16402 | Scrapped/Junked |  | 593645 | 1955 | AMERICAN STANDARD |  | HWHT - Hot Water Heat | 4/30/1999
Vacant Building | 589 Vincent Ave | Chappell | NE | 69129-9708 | Deuel | NE16403 | Scrapped/Junked |  | 9548 | 1968 | KEWANEE | FT - Firetube Boiler | HWHT - Hot Water Heat | 4/30/2003
Vacant Building | 589 Vincent Ave | Chappell | NE | 69129-9708 | Deuel | NE21015 | Exempt 1999 LB-66 |  | F95689012 | 1997 | STATE INDUSTRIES | AHWH - ANSI/Fired Water Htr | HWSD - Hot Water Dom/Potable | 4/30/2000
Vacant Building | 589 Vincent Ave | Chappell | NE | 69129-9708 | Deuel | NE21020 | Exempt 1999 LB-66 |  | 98359618 | 1998 | STATE INDUSTRIES | AHWH - ANSI/Fired Water Htr | HWSD - Hot Water Dom/Potable | 4/30/2000
Red Cloud Housing Authority | 59 N Chestnut St | Red Cloud | NE | 68970-2271 | Webster | NE00358 | Scrapped/Junked | N/A | 312199200005 | 2000 | Peerless | CI - Cast Iron | HWHT - Hot Water Heat | 12/31/2021
Red Cloud Housing Authority | 59 N Chestnut St | Red Cloud | NE | 68970-2271 | Webster | NE13384 | Exempt | N/A | 312030200005 | 2000 | PEERLESS HEATER COMPANY |  | HWHT - Hot Water Heat | 12/31/2009
Red Cloud Housing Authority | 59 N Chestnut St | Red Cloud | NE | 68970-2271 | Webster | NE13385 | Exempt | N/A | 31203020005 | 2000 | PEERLESS HEATER COMPANY |  | HWHT - Hot Water Heat | 12/31/2009
Red Cloud Housing Authority | 59 N Chestnut St | Red Cloud | NE | 68970-2271 | Webster | NE30419 | Scrapped/Junked |  | G-28-FG | 1965 | AMERICAN STANDARD |  | HWHT - Hot Water Heat | 1/31/2001
Red Cloud Housing Authority | 59 N Chestnut St | Red Cloud | NE | 68970-2271 | Webster | NE30444 | Scrapped/Junked |  | 2BN-J5 | 1965 | American Standard | CI - Cast Iron | HWHT - Hot Water Heat | 1/31/2001
Red Cloud Housing Authority | 59 N Chestnut St | Red Cloud | NE | 68970-2271 | Webster | NE30505 | Scrapped/Junked |  | 6BN-J5 | 1965 | AMERICAN STANDARD |  | HWHT - Hot Water Heat | 1/31/2001
Red Cloud Housing Authority | 59 N Chestnut St | Red Cloud | NE | 68970-2271 | Webster | NE30620 | Scrapped/Junked |  | 000G-24-EG | 1965 | AMERICAN STANDARD |  | HWHT - Hot Water Heat | 1/31/2001
Red Cloud Housing Authority | 59 N Chestnut St | Red Cloud | NE | 68970-2271 | Webster | NE41186 | Active | 236096 | 21VC45337468 | 2021 | Lochinvar | COBL - Coil Type Boiler | HWHT - Hot Water Heat | 12/31/2026
Red Cloud Housing Authority | 59 N Chestnut St | Red Cloud | NE | 68970-2271 | Webster | NE43639 | Exempt | 321816 | 18.VC45.127.1971 | 2018 | Lochinvar | FTSS - Firetube Stainless Steel | HWHT - Hot Water Heat | 12/31/2024
Red Cloud Housing Authority | 59 N Chestnut St | Red Cloud | NE | 68970-2271 | Webster | NE43640 | Exempt | 155850 | 20.VC60.182.1196 | 2020 | Lochinvar | FTSS - Firetube Stainless Steel | HWHT - Hot Water Heat | 12/31/2024
Red Cloud Housing Authority | 59 N Chestnut St | Red Cloud | NE | 68970-2271 | Webster | NE43641 | Exempt | 154503 | 20.VC60.182.1074 | 2020 | Lochinvar | FTSS - Firetube Stainless Steel | HWHT - Hot Water Heat | 12/31/2024
Red Cloud Housing Authority | 59 N Chestnut St | Red Cloud | NE | 68970-2271 | Webster | NE43642 | Exempt | 156372 | 20.VC45.181.0210 | 2020 | Lochinvar | FTSS - Firetube Stainless Steel | HWHT - Hot Water Heat | 12/31/2024
Red Cloud Housing Authority | 59 N Chestnut St | Red Cloud | NE | 68970-2271 | Webster | NE43643 | Exempt | 155847 | 20.VC60.182.1193 | 2020 | Lochinvar | FTSS - Firetube Stainless Steel | HWHT - Hot Water Heat | 12/31/2024
Red Cloud Housing Authority | 59 N Chestnut St | Red Cloud | NE | 68970-2271 | Webster | NE43644 | Exempt | 155848 | 20.VC60.182.1194 | 2020 | Lochinvar | FTSS - Firetube Stainless Steel | HWHT - Hot Water Heat | 12/31/2024
Red Cloud Housing Authority | 59 N Chestnut St | Red Cloud | NE | 68970-2271 | Webster | NE43645 | Exempt | 321820 | 18.VC45.127.1975 | 2018 | Lochinvar | FTSS - Firetube Stainless Steel | HWHT - Hot Water Heat | 12/31/2024
Cargill Meat Solutions | 590 Road 9 | Schuyler | NE | 68661-7205 | Colfax | NE14069 | Active | 7201 | SN799501 | 1982 | Johnston Boiler Co. | FTSM - FTS Marine Dry Back | PROC - Process Steam | 10/31/2025
Cargill Meat Solutions | 590 Road 9 | Schuyler | NE | 68661-7205 | Colfax | NE15477 | Active | 7096 | SN4681 | 1981 | Johnston Boiler Co. | FTSM - FTS Marine Dry Back | PROC - Process Steam | 10/31/2025
Cargill Meat Solutions | 590 Road 9 | Schuyler | NE | 68661-7205 | Colfax | NE17663 | Active | 47902 | 0 | 1996 | Kewanee | FTSM - FTS Marine Dry Back | PROC - Process Steam | 10/31/2025
Cargill Meat Solutions | 590 Road 9 | Schuyler | NE | 68661-7205 | Colfax | NE19848 | Inactive | 16307 | 16307 | 2007 | Superior Boiler Works | FTSM - FTS Marine Dry Back | PROC - Process Steam | 10/31/2019
Cargill Meat Solutions | 590 Road 9 | Schuyler | NE | 68661-7205 | Colfax | NE19976 | Inactive | 727 | 0 | 2001 | Econo-Fab | ECON - Boiler Economizer | ECON - Boiler Economizer | 10/31/2012
Cargill Meat Solutions | 590 Road 9 | Schuyler | NE | 68661-7205 | Colfax | NE19977 | Scrapped/Junked | 728 |  | 2001 | Econo-Fab | ECON - Boiler Economizer | ECON - Boiler Economizer | 10/31/2003
Cargill Meat Solutions | 590 Road 9 | Schuyler | NE | 68661-7205 | Colfax | NE22500 | Scrapped/Junked | 3569 | 92092 | 1990 | Kentube Eng Products | ECON - Boiler Economizer | ECON - Boiler Economizer | 10/31/2006
Cargill Meat Solutions | 590 Road 9 | Schuyler | NE | 68661-7205 | Colfax | NE28454 | Out of Service | 4566 | RT-4119 | 2010 | Cleaver Brooks | WT - Water Tube Boiler | PROC - Process Steam | 10/31/2020
Cargill Meat Solutions | 590 Road 9 | Schuyler | NE | 68661-7205 | Colfax | NE28780 | Active | 11726 | 11523-01 | 2020 | Johnston Boiler Co. | FTSM - FTS Marine Dry Back | PROC - Process Steam | 10/31/2026
Cargill Meat Solutions | 590 Road 9 | Schuyler | NE | 68661-7205 | Colfax | NE28781 | Active | 3341 | 7313 | 2020 | Cain | ECON - Boiler Economizer | ECON - Boiler Economizer | 10/31/2025
OHA/Benson Tower Apts | 5900 NW Radial Hwy | Omaha | NE | 68104-3466 | Douglas | NE07605 | Scrapped/Junked | 69857 | 84857 | 2005 | Bradford White | CHWH - ASME/Fired Water Heater | HWSD - Hot Water Dom/Potable | 3/31/2015
OHA/Benson Tower Apts | 5900 NW Radial Hwy | Omaha | NE | 68104-3466 | Douglas | NE07606 | Scrapped/Junked | 69856 | 84856 | 2005 | Bradford White | CHWH - ASME/Fired Water Heater | HWSD - Hot Water Dom/Potable | 3/31/2015
OHA/Benson Tower Apts | 5900 NW Radial Hwy | Omaha | NE | 68104-3466 | Douglas | NE25757 | Active | 106952 | 1216952 | 2014 | Bradford White | CHWH - ASME/Fired Water Heater | HWSD - Hot Water Dom/Potable | 3/31/2026
OHA/Benson Tower Apts | 5900 NW Radial Hwy | Omaha | NE | 68104-3466 | Douglas | NE25758 | Active | 108141 | 1218141 | 2014 | Bradford White | CHWH - ASME/Fired Water Heater | HWSD - Hot Water Dom/Potable | 3/31/2026
OHA/Benson Tower Apts | 5900 NW Radial Hwy | Omaha | NE | 68104-3466 | Douglas | NE30552 | Active | n/a | 7921 | 1993 | Peerless | CI - Cast Iron | HWHT - Hot Water Heat | 3/31/2026
OHA/Benson Tower Apts | 5900 NW Radial Hwy | Omaha | NE | 68104-3466 | Douglas | NE30553 | Active | n/a | 7920 | 1993 | Peerless | CI - Cast Iron | HWHT - Hot Water Heat | 3/31/2026
OMAHA HOUSING AUTHORITY | 5900 NW Radial Hwy | Omaha | NE | 68104-3466 | Douglas | NE30554 | Inactive | 25501 | HK9837038 | 1991 | LOCHINVAR | CHWH - ASME/Fired Water Heater | HWSD - Hot Water Dom/Potable | 3/31/2005
OMAHA HOUSING AUTHORITY | 5900 NW Radial Hwy | Omaha | NE | 68104-3466 | Douglas | NE30555 | Scrapped/Junked | 25844 | HK9837025 | 1991 | LOCHINVAR | CHWH - ASME/Fired Water Heater | HWSD - Hot Water Dom/Potable | 3/31/2006
OMAHA HOUSING AUTHORITY | 5900 NW Radial Hwy | Omaha | NE | 68104-3466 | Douglas | NE30556 | Scrapped/Junked | 25842 | HK9837034 | 1991 | LOCHINVAR | CHWH - ASME/Fired Water Heater | HWSD - Hot Water Dom/Potable | 3/31/2006
Ameritas Life Ins Co | 5900 O St | Lincoln | NE | 68510-2234 | Lancaster | NE06087 | Active | 13103 | 03F-1019 | 2003 | ALES | FTVT - Firetube Vertical TB | HHHP - Hotwater Heat & Heat Pump | 10/31/2026
Ameritas Life Ins Co | 5900 O St | Lincoln | NE | 68510-2234 | Lancaster | NE06088 | Active | 13105 | 03F-1021 | 2003 | ALES | FTVT - Firetube Vertical TB | HHHP - Hotwater Heat & Heat Pump | 10/31/2026
Ameritas Life Ins Co | 5900 O St | Lincoln | NE | 68510-2234 | Lancaster | NE06089 | Scrapped/Junked | 13104 | 03F-1020 | 2003 | ALES | FTVT - Firetube Vertical TB | HHHP - Hotwater Heat & Heat Pump | 10/31/2018
Ameritas Life Ins Co | 5900 O St | Lincoln | NE | 68510-2234 | Lancaster | NE06090 | Scrapped/Junked | 83309 | 83309/MA040019534 | 2004 | AOSM | CHWH - ASME/Fired Water Heater | HWSD - Hot Water Dom/Potable | 10/31/2015
Ameritas Life Ins Co | 5900 O St | Lincoln | NE | 68510-2234 | Lancaster | NE06091 | Scrapped/Junked | 83307 | 83307/MA040019533 | 2004 | AOSM | CHWH - ASME/Fired Water Heater | HWSD - Hot Water Dom/Potable | 10/31/2012
Ameritas Life Ins Co | 5900 O St | Lincoln | NE | 68510-2234 | Lancaster | NE06092 | Scrapped/Junked | 83301 | 83301/MA040011957 | 2004 | AOSM | CHWH - ASME/Fired Water Heater | HWSD - Hot Water Dom/Potable | 10/31/2009
Ameritas Life Ins Co | 5900 O St | Lincoln | NE | 68510-2234 | Lancaster | NE09798 | Scrapped/Junked | 66380 | A0266380 | 2002 | AO SMITH | CPFT - Horiz Cpr Fin Boiler | HWSD - Hot Water Dom/Potable | 10/31/2005
Ameritas Life Ins Co | 5900 O St | Lincoln | NE | 68510-2234 | Lancaster | NE14684 | Scrapped/Junked | 136866 | 0918M001569 | 2009 | AO SMITH | CHWH - ASME/Fired Water Heater | HWSD - Hot Water Dom/Potable | 10/31/2012
Ameritas Life Ins Co | 5900 O St | Lincoln | NE | 68510-2234 | Lancaster | NE15588 | Scrapped/Junked | 30598 | K921794 | 1991 | LOCHINVAR | CPFT - Horiz Cpr Fin Boiler | HWSD - Hot Water Dom/Potable | 10/31/2002
Ameritas Life Ins Co | 5900 O St | Lincoln | NE | 68510-2234 | Lancaster | NE15589 | Scrapped/Junked | 30597 | K921793 | 1991 | LOCHINVAR | CPFT - Horiz Cpr Fin Boiler | HWSD - Hot Water Dom/Potable | 10/31/2005
Ameritas Life Ins Co | 5900 O St | Lincoln | NE | 68510-2234 | Lancaster | NE22833 | Inactive | 137646 | 137646 | 2009 | AOSM | CHWH - ASME/Fired Water Heater | HWSD - Hot Water Dom/Potable | 10/31/2023
Ameritas Life Ins Co | 5900 O St | Lincoln | NE | 68510-2234 | Lancaster | NE22834 | Scrapped/Junked | 167960 | 167960 | 2012 | AOSM | CHWH - ASME/Fired Water Heater | HWSD - Hot Water Dom/Potable | 10/31/2017
Ameritas Life Ins Co | 5900 O St | Lincoln | NE | 68510-2234 | Lancaster | NE25722 | Scrapped/Junked | 184669 | 184669 | 2013 | AOSM | CHWH - ASME/Fired Water Heater | HWSD - Hot Water Dom/Potable | 10/31/2023
Ameritas Life Ins Co | 5900 O St | Lincoln | NE | 68510-2234 | Lancaster | NE27005 | Active | 221721 | 1641103601998 | 2016 | AO SMITH | CHWH - ASME/Fired Water Heater | HWSD - Hot Water Dom/Potable | 10/31/2026
Ameritas Life Ins Co | 5900 O St | Lincoln | NE | 68510-2234 | Lancaster | NE27870 | Active | 20063 | 18F-7971 | 2018 | ALES | FTVT - Firetube Vertical TB | HWDP - Hotwater Heat & Dom Supply | 10/31/2026
Ameritas Life Ins Co | 5900 O St | Lincoln | NE | 68510-2234 | Lancaster | NE37363 | Scrapped/Junked |  | J4700 | 1957 | KEWANEE | FT - Firetube Boiler | HWHT - Hot Water Heat | 7/31/2004
Ameritas Life Ins Co | 5900 O St | Lincoln | NE | 68510-2234 | Lancaster | NE37364 | Scrapped/Junked |  | J7738 | 1957 | KEWANEE | FT - Firetube Boiler | HWHT - Hot Water Heat | 7/31/2004
Ameritas Life Ins Co | 5900 O St | Lincoln | NE | 68510-2234 | Lancaster | NE37365 | Scrapped/Junked |  | J-7737 | 1957 | KEWANEE | FT - Firetube Boiler | HWHT - Hot Water Heat | 10/31/2002
Ameritas Life Ins Co | 5900 O St | Lincoln | NE | 68510-2234 | Lancaster | NE37366 | Scrapped/Junked |  | 352-J6 | 1957 | RITE ENGINEERING | WT - Water Tube Boiler | HWSP - Hot Water Non Potable Supply | 7/31/1998
Ameritas Life Ins Co | 5900 O St | Lincoln | NE | 68510-2234 | Lancaster | NE37367 | Scrapped/Junked | 8588 |  | 1972 | MARKET FORGE INDUSTRIES | FT - Firetube Boiler | PROC - Process Steam | 2/28/1991
Ameritas Life Ins Co | 5900 O St | Lincoln | NE | 68510-2234 | Lancaster | NE42814 | Active | 320020 | 320020 | 2024 | AO SMITH | CHWH - ASME/Fired Water Heater | HWSD - Hot Water Dom/Potable | 10/31/2026
Lazlo's South | 5900 Old Cheney Rd | Lincoln | NE | 68516-3548 | Lancaster | NE00355 | Scrapped/Junked | 46693 | 46693 | 1997 | GROEN/DIV OF DOVER IND | COOK - Fired Cooker | COOK - Cooker/Kettle | 10/31/2006
Lazlo's South | 5900 Old Cheney Rd | Lincoln | NE | 68516-3548 | Lancaster | NE07587 | Scrapped/Junked | 98030 | G05M001958 | 2005 | AOSM | FTVT - Firetube Vertical TB | HWSD - Hot Water Dom/Potable | 10/31/2011
Lazlo's South | 5900 Old Cheney Rd | Lincoln | NE | 68516-3548 | Lancaster | NE10103 | Scrapped/Junked | 115740 | 115740 | 2007 | AOSM | CHWH - ASME/Fired Water Heater | HWSD - Hot Water Dom/Potable | 10/31/2016
Lazlo's South | 5900 Old Cheney Rd | Lincoln | NE | 68516-3548 | Lancaster | NE10396 | Scrapped/Junked | 66640 | LB021465448110 | 2002 | AO SMITH | CHWH - ASME/Fired Water Heater | HWSD - Hot Water Dom/Potable | 10/31/2006
Lazlo's South | 5900 Old Cheney Rd | Lincoln | NE | 68516-3548 | Lancaster | NE13148 | Active | 44023 | AP1041656120472 | 2003 | Crown Food Service | COOK - Fired Cooker | 0021 - Steam Supp Cooker/Kettle | 10/31/2026
Lazlo's South | 5900 Old Cheney Rd | Lincoln | NE | 68516-3548 | Lancaster | NE13149 | Active | 48962 | 4986-11AA5489 | 2006 | Crown Food Service | COOK - Fired Cooker | 0021 - Steam Supp Cooker/Kettle | 10/31/2026
Lazlo's South | 5900 Old Cheney Rd | Lincoln | NE | 68516-3548 | Lancaster | NE40566 | Scrapped/Junked | 44909 | LF980744636970 | 1998 | AO SMITH | CHWH - ASME/Fired Water Heater | HWSD - Hot Water Dom/Potable | 10/31/2002
Lazlo's South | 5900 Old Cheney Rd | Lincoln | NE | 68516-3548 | Lancaster | NE40567 | Scrapped/Junked | 44927 | LF980744641970 | 1998 | AO SMITH | CHWH - ASME/Fired Water Heater | HWSD - Hot Water Dom/Potable | 10/31/2006
BENSON FEED MILLS | 5900 S 77th St | Ralston | NE | 68127-4267 | Douglas | NE10766 | Inactive | 8581 |  | 1968 | YORK SHIPLEY | FT - Firetube Boiler | PROC - Process Steam | 8/31/1989
WHITEHALL CAMPUS | 5900 Walker Ave | Lincoln | NE | 68507-2374 | LANCASTER | NE40274 | Scrapped/Junked |  | AD86-01248830 | 1986 | AO SMITH | AHWH - ANSI/Fired Water Htr | HWSD - Hot Water Dom/Potable | 12/31/2003
WHITEHALL CAMPUS | 5900 Walker Ave | Lincoln | NE | 68507-2374 | LANCASTER | NE30974 | Exempt 1999 LB-66 |  | AE85-00174830 | 1985 | AO SMITH | AHWH - ANSI/Fired Water Htr | HWSD - Hot Water Dom/Potable | 12/31/1999
WHITEHALL CAMPUS | 5900 Walker Ave | Lincoln | NE | 68507-2374 | LANCASTER | NE30975 | Exempt 1999 LB-66 |  | AE85-00190830 | 1985 | AO SMITH | AHWH - ANSI/Fired Water Htr | HWSD - Hot Water Dom/Potable | 12/31/1999
WHITEHALL CAMPUS | 5900 Walker Ave | Lincoln | NE | 68507-2374 | LANCASTER | NE40275 | Exempt 1999 LB-66 |  | AE85-00192830 | 1985 | AO SMITH | AHWH - ANSI/Fired Water Htr | HWSD - Hot Water Dom/Potable | 12/31/1999
LPS Administration Building | 5901 O St | Lincoln | NE | 68510-2235 | Lancaster | NE05424 | Exempt 1999 LB-66 |  | G000031 | 1993 | RUUD | AHWH - ANSI/Fired Water Htr | HWSD - Hot Water Dom/Potable | 6/30/2000
LPS Administration Building | 5901 O St | Lincoln | NE | 68510-2235 | Lancaster | NE10347 | Scrapped/Junked | 12378 | 02F0294 | 2002 | Les Inc/Aldrich Co | FTVT - Firetube Vertical TB | GLYC - Glycol Bldg Heat Sys | 2/28/2011
LPS Administration Building | 5901 O St | Lincoln | NE | 68510-2235 | Lancaster | NE10348 | Scrapped/Junked | 12370 | 02F0286 | 2002 | Les Inc/Aldrich Co | FTVT - Firetube Vertical TB | GLYC - Glycol Bldg Heat Sys | 2/28/2011
LPS Administration Building | 5901 O St | Lincoln | NE | 68510-2235 | Lancaster | NE10349 | Scrapped/Junked | 12374 | 02F0290 | 2002 | Les Inc/Aldrich Co | FTVT - Firetube Vertical TB | GLYC - Glycol Bldg Heat Sys | 2/28/2011
LPS Administration Building | 5901 O St | Lincoln | NE | 68510-2235 | Lancaster | NE10401 | Scrapped/Junked | 12372 | 02F0288 | 2002 | Les Inc/Aldrich Co | FTVT - Firetube Vertical TB | GLYC - Glycol Bldg Heat Sys | 2/28/2011
LPS Administration Building | 5901 O St | Lincoln | NE | 68510-2235 | Lancaster | NE14592 | Scrapped/Junked |  | J5455 | 1957 | KEWANEE | FT - Firetube Boiler | HWHT - Hot Water Heat | 6/30/2003
LPS Administration Building | 5901 O St | Lincoln | NE | 68510-2235 | Lancaster | NE14593 | Inactive | 6276 | N6276 | 1968 | KEWANEE | FT - Firetube Boiler | HWHT - Hot Water Heat | 6/30/2002
John Mercer Masonic Lodge | 5903 Maple St | Omaha | NE | 68104-4101 | Douglas | NE15459 | Active | 25375 | 1925117 | 1992 | Teledyne & Laars | WT - Water Tube Boiler | HWHT - Hot Water Heat | 11/30/2025
John Mercer Masonic Lodge | 5903 Maple St | Omaha | NE | 68104-4101 | Douglas | NE15460 | Active | 25306 | 1925048 | 1992 | Teledyne & Laars | WT - Water Tube Boiler | HWHT - Hot Water Heat | 11/30/2025
OHA/Crown Tower Apts | 5904 Henninger Dr | Omaha | NE | 68104-1258 | Douglas | NE07602 | Scrapped/Junked | 379 | LOO-4005 | 2001 | AMST | CHWH - ASME/Fired Water Heater | HWSP - Hot Water Non Potable Supply | 3/31/2021
OHA/Crown Tower Apts | 5904 Henninger Dr | Omaha | NE | 68104-1258 | Douglas | NE07603 | Scrapped/Junked | 444 | MOO-6732 | 2001 | AMST | CHWH - ASME/Fired Water Heater | HWSD - Hot Water Dom/Potable | 3/31/2021
OHA/Crown Tower Apts | 5904 Henninger Dr | Omaha | NE | 68104-1258 | Douglas | NE07604 | Scrapped/Junked | 427 | MOO-6595 | 2001 | AMST | CHWH - ASME/Fired Water Heater | HWSD - Hot Water Dom/Potable | 3/31/2021
OHA/Crown Tower Apts | 5904 Henninger Dr | Omaha | NE | 68104-1258 | Douglas | NE22218 | Active | n/a | 610337-200811 | 2008 | Peerless | CI - Cast Iron | HWHT - Hot Water Heat | 3/31/2026
OHA/Crown Tower Apts | 5904 Henninger Dr | Omaha | NE | 68104-1258 | Douglas | NE30547 | Scrapped/Junked |  | 00211-7098 | 1983 | PEER | CI - Cast Iron | HWHT - Hot Water Heat | 3/31/2009
OHA/Crown Tower Apts | 5904 Henninger Dr | Omaha | NE | 68104-1258 | Douglas | NE30548 | Active | n/a | 00211-7097 | 1983 | Peerless | CI - Cast Iron | HWHT - Hot Water Heat | 3/31/2026
OMAHA HOUSING AUTHORITY | 5904 Henninger Dr | Omaha | NE | 68104-1258 | Douglas | NE30549 | Scrapped/Junked |  | 18007 | 1981 | AO SMITH | AHWH - ANSI/Fired Water Htr | HWSD - Hot Water Dom/Potable | 3/31/2002
OMAHA HOUSING AUTHORITY | 5904 Henninger Dr | Omaha | NE | 68104-1258 | Douglas | NE30550 | Scrapped/Junked |  | 18004 | 1981 | AO SMITH | AHWH - ANSI/Fired Water Htr | HWSD - Hot Water Dom/Potable | 3/31/2002
OMAHA HOUSING AUTHORITY | 5904 Henninger Dr | Omaha | NE | 68104-1258 | Douglas | NE30551 | Scrapped/Junked |  | 17996 | 1981 | AO SMITH | AHWH - ANSI/Fired Water Htr | HWSD - Hot Water Dom/Potable | 3/31/2002
D & R Development | 5905 W O St | Lincoln | NE | 68528-9171 | Lancaster | NE08765 | Scrapped/Junked | 585 | P-3239 | 2001 | CLEAN BURN | COBL - Coil Type Boiler | HWHF - Hot Water Heat-Floor | 11/30/2017
D & R Development | 5905 W O St | Lincoln | NE | 68528-9171 | Lancaster | NE08766 | Scrapped/Junked | 637 | P-3291 | 2001 | CLEAN BURN | COBL - Coil Type Boiler | HWHF - Hot Water Heat-Floor | 11/30/2017
Apartment Building - Havelock - 200 Properties | 5907 Havelock Ave | Lincoln | NE | 68507-1182 | Lancaster | NE27299 | Active | N/A | 81-1486 | 1982 | Peerless | CI - Cast Iron | HWHT - Hot Water Heat | 12/31/2026
Max I Walkers | 5908 Maple St | Omaha | NE | 68104-4102 | Douglas | NE03314 | Active | 49642 | 1-70083 | 1980 | Cleaver Brooks | FTSM - FTS Marine Dry Back | PROC - Process Steam | 10/31/2026
Max I Walkers | 5908 Maple St | Omaha | NE | 68104-4102 | Douglas | NE05219 | Active | n/a | 85-210 | 1989 | Peerless | CI - Cast Iron | HWHT - Hot Water Heat | 10/31/2026
Max I Walkers | 5908 Maple St | Omaha | NE | 68104-4102 | Douglas | NE05324 | Exempt 1999 LB-66 |  | 0495G01348 | 1995 | VANGUARD | AHWH - ANSI/Fired Water Htr | HWSD - Hot Water Dom/Potable | 3/31/2000
Max I Walkers | 5908 Maple St | Omaha | NE | 68104-4102 | Douglas | NE05327 | Exempt 1999 LB-66 |  | 1294G03240 | 1994 | VANGUARD | AHWH - ANSI/Fired Water Htr | HWSD - Hot Water Dom/Potable | 3/31/2000
Methodist Physicians Clinic | 5908 S 142nd St | Omaha | NE | 68137-2800 | Douglas | NE09593 | Active | 47070 | 87641 | 2001 | BRYA | WT - Water Tube Boiler | HWHT - Hot Water Heat | 9/30/2026
Methodist Physicians Clinic | 5908 S 142nd St | Omaha | NE | 68137-2800 | Douglas | NE24751 | Active | 30641 | 71152-910510 | 1991 | BRYA | WT - Water Tube Boiler | HWHT - Hot Water Heat | 9/30/2026
Methodist Physicians Clinic | 5908 S 142nd St | Omaha | NE | 68137-2800 | Douglas | NE24752 | Scrapped/Junked | 30642 |  | 1991 | BRYAN STEAM LLC | WT - Water Tube Boiler | HWHT - Hot Water Heat | 9/30/2002
Falling Waters Elementary | 5909 S 200th Ave | Gretna | NE | 68135 | Douglas | NE28867 | Active | 85498 | G-19-1729 | 2019 | Aerco | WT - Water Tube Boiler | HWHT - Hot Water Heat | 7/31/2026
Falling Waters Elementary | 5909 S 200th Ave | Gretna | NE | 68135 | Douglas | NE28868 | Active | 85499 | G-19-1730 | 2019 | Aerco | WT - Water Tube Boiler | HWHT - Hot Water Heat | 7/31/2026
Falling Waters Elementary | 5909 S 200th Ave | Gretna | NE | 68135 | Douglas | NE28869 | Active | 99303 | F012755 | 2019 | PVI Industries | WT - Water Tube Boiler | HWDP - Hotwater Heat & Dom Supply | 7/31/2026
Bluestem Middle School | 5910 S 42nd St | Omaha | NE | 68107 | Douglas | NE41976 | Active | 15364 | 21-HE139720121 | 2021 | Riello | WT - Water Tube Boiler | HWHT - Hot Water Heat | 12/31/2026
Bluestem Middle School | 5910 S 42nd St | Omaha | NE | 68107 | Douglas | NE41977 | Active | 15361 | 21-HE139690121 | 2021 | Riello | WT - Water Tube Boiler | HWHT - Hot Water Heat | 12/31/2026
Bluestem Middle School | 5910 S 42nd St | Omaha | NE | 68107 | Douglas | NE41978 | Active | 15373 | 21-HE139810121 | 2021 | Riello | WT - Water Tube Boiler | HWHT - Hot Water Heat | 12/31/2026
Bluestem Middle School | 5910 S 42nd St | Omaha | NE | 68107 | Douglas | NE41979 | Active | 15441 | 21-HE140490121 | 2021 | Riello | WT - Water Tube Boiler | HWHT - Hot Water Heat | 12/31/2026
Bluestem Middle School | 5910 S 42nd St | Omaha | NE | 68107 | Douglas | NE41980 | Active | 15167 | 20-HGE137775220 | 2021 | Riello | WT - Water Tube Boiler | HWHT - Hot Water Heat | 12/31/2026
Bluestem Middle School | 5910 S 42nd St | Omaha | NE | 68107 | Douglas | NE41981 | Active | 15170 | 21-HE137805220 | 2021 | Riello | WT - Water Tube Boiler | HWHT - Hot Water Heat | 12/31/2026
Bluestem Middle School | 5910 S 42nd St | Omaha | NE | 68107 | Douglas | NE41982 | Active | 7027 | 20-HE138075220 | 2021 | Riello | WT - Water Tube Boiler | HWHT - Hot Water Heat | 12/31/2026
Bluestem Middle School | 5910 S 42nd St | Omaha | NE | 68107 | Douglas | NE41983 | Active | 7024 | 20-HE133305020 | 2021 | Riello | WT - Water Tube Boiler | HWHT - Hot Water Heat | 12/31/2026
Bluestem Middle School | 5910 S 42nd St | Omaha | NE | 68107 | Douglas | NE41984 | Active | 153272 | 21-HE139800121 | 2021 | Riello | WT - Water Tube Boiler | HWHT - Hot Water Heat | 12/31/2026
Bluestem Middle School | 5910 S 42nd St | Omaha | NE | 68107 | Douglas | NE41985 | Active | 15211 | 21-HE138195220 | 2021 | Riello | WT - Water Tube Boiler | HWHT - Hot Water Heat | 12/31/2026
Bluestem Middle School | 5910 S 42nd St | Omaha | NE | 68107 | Douglas | NE41986 | Active | 15409 | 21-HE140170121 | 2021 | Riello | WT - Water Tube Boiler | HWHT - Hot Water Heat | 12/31/2026
Bluestem Middle School | 5910 S 42nd St | Omaha | NE | 68107 | Douglas | NE41987 | Active | 15202 | 20-HE138105220 | 2021 | Riello | WT - Water Tube Boiler | HWHT - Hot Water Heat | 12/31/2026
Sts Peter & Paul Parish | 5912 S 36th St | Omaha | NE | 68107-3232 | Douglas | NE07640 | Active | n/a | 423073 | 2006 | Peerless | CI - Cast Iron | STHT - Steam-Heat | 6/30/2026
Sts Peter & Paul Parish | 5912 S 36th St | Omaha | NE | 68107-3232 | Douglas | NE08464 | Inactive | 62993 | E-0162993 | 2001 | AO SMITH | COBL - Coil Type Boiler | HWSD - Hot Water Dom/Potable | 6/30/2008
Sts Peter & Paul Parish | 5912 S 36th St | Omaha | NE | 68107-3232 | Douglas | NE08573 | Active | n/a | 61-92279-0898 | 1998 | Peerless | CI - Cast Iron | STHT - Steam-Heat | 6/30/2026
Sts Peter & Paul Parish | 5912 S 36th St | Omaha | NE | 68107-3232 | Douglas | NE13821 | Active | C-21899 | 0830M002228 | 2008 | AO SMITH | COBL - Coil Type Boiler | HWDP - Hotwater Heat & Dom Supply | 6/30/2026
Sts Peter & Paul Parish | 5912 S 36th St | Omaha | NE | 68107-3232 | Douglas | NE14734 | Scrapped/Junked | 75300 |  | 1988 | AO SMITH | CHWH - ASME/Fired Water Heater | HWSD - Hot Water Dom/Potable | 6/30/2001
Sts Peter & Paul Parish | 5912 S 36th St | Omaha | NE | 68107-3232 | Douglas | NE32513 | Scrapped/Junked |  | 133682 | 1950 | US RADIATOR |  | STHT - Steam-Heat | 6/30/2007
Sts Peter & Paul Parish | 5912 S 36th St | Omaha | NE | 68107-3232 | Douglas | NE34502 | Active | 538 | 8028 | 1963 | VULCAN HART | COOK - Fired Cooker | COOK - Cooker/Kettle | 6/30/2025
Sts Peter & Paul Parish | 5912 S 36th St | Omaha | NE | 68107-3232 | Douglas | NE37505 | Inactive | n/a | 211A13170985 | 1985 | Peerless | CI - Cast Iron | STHT - Steam-Heat | 6/30/2018
Casey's | 5920 F St | Omaha | NE | 68117-2825 | Douglas | NE20746 | Out of Service | 234718 | 11234718 | 2011 | Lochinvar | CPFT - Horiz Cpr Fin Boiler | GLYC - Glycol Bldg Heat Sys | 12/31/2014
Hampton Inn | 5922 Vandervoort Dr | Lincoln | NE | 68516-2305 | Lancaster | NE08306 | Exempt |  | 08000004 | 2000 | PUREX TRITON | CPFT - Horiz Cpr Fin Boiler | IPHT - Indoor Pool Heater | 3/31/2004
Hampton Inn | 5922 Vandervoort Dr | Lincoln | NE | 68516-2305 | Lancaster | NE08307 | Exempt |  | 08000005 | 2000 | PUREX TRITON | CPFT - Horiz Cpr Fin Boiler | SPAJ - Spa/Jacuzzi Heater | 3/31/2004
Hampton Inn | 5922 Vandervoort Dr | Lincoln | NE | 68516-2305 | Lancaster | NE08308 | Scrapped/Junked | 54094 | LC000916483966 | 2000 | AOSM | CHWH - ASME/Fired Water Heater | HWSD - Hot Water Dom/Potable | 3/31/2009
Hampton Inn | 5922 Vandervoort Dr | Lincoln | NE | 68516-2305 | Lancaster | NE08309 | Scrapped/Junked | 54095 | LC000916485966 | 2000 | AO SMITH | CHWH - ASME/Fired Water Heater | HWSD - Hot Water Dom/Potable | 3/31/2004
Hampton Inn | 5922 Vandervoort Dr | Lincoln | NE | 68516-2305 | Lancaster | NE10102 | Scrapped/Junked | 105412 | E06M006028 | 2006 | AO SMITH | CHWH - ASME/Fired Water Heater | HWSD - Hot Water Dom/Potable | 3/31/2014
Hampton Inn | 5922 Vandervoort Dr | Lincoln | NE | 68516-2305 | Lancaster | NE10517 | Scrapped/Junked | 71946 | LJ021930195970 | 2002 | AOSM | CHWH - ASME/Fired Water Heater | HWSD - Hot Water Dom/Potable | 3/31/2009
SIMON MEATS | 5934 S 25th St | Omaha | NE | 68107-4443 | Douglas | NE11577 | Inactive | 76454 |  | 1988 | AO SMITH | CHWH - ASME/Fired Water Heater | HWSD - Hot Water Dom/Potable | 3/31/1997
NEW GENERATION FOODS | 5934 S 25th St | Omaha | NE | 68107-4443 | Douglas | NE24716 | Inactive | 82184 | 82184 | 1998 | FULTON BOILERWORKS | FTVT - Firetube Vertical TB | PROC - Process Steam | 2/28/2002
NEW GENERATION FOODS | 5934 S 25th St | Omaha | NE | 68107-4443 | Douglas | NE24717 | Inactive | 82185 | 81185 | 1998 | FULTON BOILERWORKS | FTVT - Firetube Vertical TB | PROC - Process Steam | 2/28/2002
Harrah's Casino | 5944 Howard Blvd | Columbus | NE | 68601-8309 | Platte | NE42721 | Active | 24939 | IN401-585 | 2023 | Intellihot | COWH - Coil Type Water Heater | HWHT - Hot Water Heat | 7/31/2026
Harrah's Casino | 5944 Howard Blvd | Columbus | NE | 68601-8309 | Platte | NE42722 | Active | 24943 | IN401-589 | 2023 | Intellihot | COWH - Coil Type Water Heater | HWHT - Hot Water Heat | 7/31/2026
Sandoz Elementary School | 5959 Oak Hills Dr | Omaha | NE | 68137-3319 | Douglas | NE19781 | Exempt 1999 LB-66 |  | 000000000001199 | 1985 | AO SMITH | AHWH - ANSI/Fired Water Htr | HWSD - Hot Water Dom/Potable | 8/31/2000
Sandoz Elementary School | 5959 Oak Hills Dr | Omaha | NE | 68137-3319 | Douglas | NE19782 | Exempt 1999 LB-66 |  | 000000000000202 | 1993 | AO SMITH | AHWH - ANSI/Fired Water Htr | HWSD - Hot Water Dom/Potable | 8/31/2000
Sandoz Elementary School | 5959 Oak Hills Dr | Omaha | NE | 68137-3319 | Douglas | NE32161 | Scrapped/Junked | 2918 | W2918 | 1966 | Market Forge | FT - Firetube Boiler | 0021 - Steam Supp Cooker/Kettle | 7/31/2017
OSMOND GENERAL HOSPITAL | 5TH ST & MAPLE | OSMOND | NE | 68765 | PIERCE | NE16679 | Scrapped/Junked |  | SN650667F00202 | 1965 | AO SMITH | COBL - Coil Type Boiler | HWHT - Hot Water Heat | 3/31/2006
OSMOND GENERAL HOSPITAL | 5TH ST & MAPLE | OSMOND | NE | 68765 | PIERCE | NE16680 | Scrapped/Junked |  | 3 | 1986 | AO SMITH | AHWH - ANSI/Fired Water Htr | HWSD - Hot Water Dom/Potable | 3/31/1996
OSMOND GENERAL HOSPITAL | 5TH ST & MAPLE | OSMOND | NE | 68765 | PIERCE | NE17921 | Scrapped/Junked | 28563 | SNLB950411514 | 1996 | AO SMITH | CHWH - ASME/Fired Water Heater | HWSD - Hot Water Dom/Potable | 3/31/2007
Holdrege High School | 600 12th Ave | Holdrege | NE | 68949-1859 | Phelps | NE07556 | Active | 119201 | 0806119201 | 2006 | PVI Industries | FTVT - Firetube Vertical TB | GLYC - Glycol Bldg Heat Sys | 3/31/2026
Holdrege High School | 600 12th Ave | Holdrege | NE | 68949-1859 | Phelps | NE07557 | Active | 119202 | 0806119202 | 2006 | PVI Industries | FTVT - Firetube Vertical TB | GLYC - Glycol Bldg Heat Sys | 3/31/2026
Holdrege High School | 600 12th Ave | Holdrege | NE | 68949-1859 | Phelps | NE09683 | Scrapped/Junked | 490 | H88-490 | 1988 | AOSM | COBL - Coil Type Boiler | HWSD - Hot Water Dom/Potable | 3/31/2009
Holdrege High School | 600 12th Ave | Holdrege | NE | 68949-1859 | Phelps | NE20405 | Exempt 1999 LB-66 |  |  | 1988 | A. O. Smith | AHWH - ANSI/Fired Water Htr | HWSD - Hot Water Dom/Potable | 7/31/1999
Holdrege High School | 600 12th Ave | Holdrege | NE | 68949-1859 | Phelps | NE20406 | Exempt 1999 LB-66 |  | 901030299 | 1990 | Rheem Manufacturing Co | AHWH - ANSI/Fired Water Htr | HWSD - Hot Water Dom/Potable | 7/31/1999
Holdrege High School | 600 12th Ave | Holdrege | NE | 68949-1859 | Phelps | NE27318 | Active | 78949 | G-17-2144 | 2017 | Aerco | WTSS - Watertube SS Steel | HWHT - Hot Water Heat | 3/31/2026
Holdrege High School | 600 12th Ave | Holdrege | NE | 68949-1859 | Phelps | NE27319 | Active | 78950 | G-17-2145 | 2017 | Aerco | WTSS - Watertube SS Steel | HWHT - Hot Water Heat | 3/31/2026
Holdrege High School | 600 12th Ave | Holdrege | NE | 68949-1859 | Phelps | NE33868 | Scrapped/Junked | n/a | 17-67 | 1960 | National | CI - Cast Iron | HWHT - Hot Water Heat | 3/31/2018
Holdrege High School | 600 12th Ave | Holdrege | NE | 68949-1859 | Phelps | NE33869 | Scrapped/Junked | n/a | 17-66 | 1960 | National | CI - Cast Iron | HWHT - Hot Water Heat | 3/31/2018
Holdrege Middle School | 600 14th Ave | Holdrege | NE | 68949-1300 | Phelps | NE09682 | Scrapped/Junked | 50905 | G95-261 | 1995 | state | CHWH - ASME/Fired Water Heater | HWSD - Hot Water Dom/Potable | 3/31/2017
Holdrege Middle School | 600 14th Ave | Holdrege | NE | 68949-1300 | Phelps | NE17257 | Scrapped/Junked | 6787 | 90-2483 | 1991 | Aldrich | FT - Firetube Boiler | HWHT - Hot Water Heat | 3/31/2017
Holdrege Middle School | 600 14th Ave | Holdrege | NE | 68949-1300 | Phelps | NE17258 | Scrapped/Junked | 6785 | 90-2481 | 1991 | Aldrich | FT - Firetube Boiler | HWHT - Hot Water Heat | 3/31/2017
Holdrege Middle School | 600 14th Ave | Holdrege | NE | 68949-1300 | Phelps | NE17259 | Scrapped/Junked | 6786 | 90-2482 | 1991 | Aldrich | FT - Firetube Boiler | HWHT - Hot Water Heat | 3/31/2017
Holdrege Middle School | 600 14th Ave | Holdrege | NE | 68949-1300 | Phelps | NE22344 | Scrapped/Junked | 50905 |  | 1996 | State Ind. | CHWH - ASME/Fired Water Heater | HWSD - Hot Water Dom/Potable | 7/31/2002
Holdrege Middle School | 600 14th Ave | Holdrege | NE | 68949-1300 | Phelps | NE26478 | Active | 74625 | G-16-1152 | 2016 | Aerco | FT - Firetube Boiler | HWHT - Hot Water Heat | 3/31/2026
Holdrege Middle School | 600 14th Ave | Holdrege | NE | 68949-1300 | Phelps | NE26479 | Active | 74626 | G-16=1153 | 2016 | Aerco | FT - Firetube Boiler | HWHT - Hot Water Heat | 3/31/2026
Holdrege Middle School | 600 14th Ave | Holdrege | NE | 68949-1300 | Phelps | NE26480 | Exempt | 211185 | 211185 | 2015 | A O Smith | CHWH - ASME/Fired Water Heater | HWSD - Hot Water Dom/Potable | 10/31/2016
Brookestone Meadows | 600 Brookstone Meadows Plz | Elkhorn | NE | 68022-4401 | Douglas | NE08131 | Active | 16296 | 06F4203 | 2006 | ALES | FTVT - Firetube Vertical TB | HWHT - Hot Water Heat | 10/31/2026
Brookestone Meadows | 600 Brookstone Meadows Plz | Elkhorn | NE | 68022-4401 | Douglas | NE08132 | Active | 16298 | 06F4205 | 2006 | Aldrich | FTVT - Firetube Vertical TB | HWHT - Hot Water Heat | 10/31/2026
Brookestone Meadows | 600 Brookstone Meadows Plz | Elkhorn | NE | 68022-4401 | Douglas | NE08133 | Active | 16297 | 06F4204 | 2006 | ALES | FTVT - Firetube Vertical TB | HWHT - Hot Water Heat | 10/31/2026
Brookestone Meadows | 600 Brookstone Meadows Plz | Elkhorn | NE | 68022-4401 | Douglas | NE08134 | Active | 67688 | 67688 | 2007 | Ajax | COBL - Coil Type Boiler | HWDP - Hotwater Heat & Dom Supply | 10/31/2026
Brookestone Meadows | 600 Brookstone Meadows Plz | Elkhorn | NE | 68022-4401 | Douglas | NE08135 | Active | 67686 | 67686 | 2007 | Ajax | COBL - Coil Type Boiler | HWDP - Hotwater Heat & Dom Supply | 10/31/2026
Brookestone Meadows | 600 Brookstone Meadows Plz | Elkhorn | NE | 68022-4401 | Douglas | NE08136 | Active | 67687 | 67687 | 2007 | Ajax | COBL - Coil Type Boiler | HWDP - Hotwater Heat & Dom Supply | 10/31/2026
Osceola Good Sam Center | 600 Center Dr | Osceola | NE | 68651-4800 | Polk | NE05304 | Active | n/a | 61-56178-90 | 1992 | Peerless | CI - Cast Iron | HWHT - Hot Water Heat | 4/30/2025
Osceola Good Sam Center | 600 Center Dr | Osceola | NE | 68651-4800 | Polk | NE05305 | Scrapped/Junked | 13694 | LG91-0013694-880 | 1991 | AO SMITH | CHWH - ASME/Fired Water Heater | HWSD - Hot Water Dom/Potable | 4/30/2011
Osceola Good Sam Center | 600 Center Dr | Osceola | NE | 68651-4800 | Polk | NE05306 | Scrapped/Junked | n/a | EGH-105-01 | 1988 | Weil-Mcclain | CI - Cast Iron | HWHT - Hot Water Heat | 4/30/2024
Osceola Good Sam Center | 600 Center Dr | Osceola | NE | 68651-4800 | Polk | NE06036 | Scrapped/Junked | 94233 | 94233/URNG0702G02189 | 2002 | RHEEM | CHWH - ASME/Fired Water Heater | HWSD - Hot Water Dom/Potable | 4/30/2022
Osceola Good Sam Center | 600 Center Dr | Osceola | NE | 68651-4800 | Polk | NE16003 | Scrapped/Junked |  | C86127954 | 1986 | STATE INDUSTRIES | AHWH - ANSI/Fired Water Htr | HWSD - Hot Water Dom/Potable | 4/30/2007
Osceola Good Sam Center | 600 Center Dr | Osceola | NE | 68651-4800 | Polk | NE18992 | Scrapped/Junked |  | 0000403816 | 1990 | RHEEM MANUFACTURING CO | AHWH - ANSI/Fired Water Htr | HWSD - Hot Water Dom/Potable | 4/30/2000
Osceola Good Sam Center | 600 Center Dr | Osceola | NE | 68651-4800 | Polk | NE21218 | Exempt 1999 LB-66 |  | 1194-G02061 | 1994 | RHEEM MANUFACTURING CO | AHWH - ANSI/Fired Water Htr | HWSD - Hot Water Dom/Potable | 4/30/2000
Osceola Good Sam Center | 600 Center Dr | Osceola | NE | 68651-4800 | Polk | NE23033 | Scrapped/Junked | n/a | 10013406 | 1998 | Burnham | CI - Cast Iron | HWHT - Hot Water Heat | 4/30/2023
Osceola Good Sam Center | 600 Center Dr | Osceola | NE | 68651-4800 | Polk | NE23047 | Scrapped/Junked | 77082 | G03931/77082 | 1997 | RUDD | CHWH - ASME/Fired Water Heater | HWSD - Hot Water Dom/Potable | 4/30/2005
Osceola Good Sam Center | 600 Center Dr | Osceola | NE | 68651-4800 | Polk | NE42336 | Active | 287553 | 21.PG120.05.0819 | 2021 | Lochinvar | FTVT - Firetube Vertical TB | HWHT - Hot Water Heat | 4/30/2025
Osceola Good Sam Center | 600 Center Dr | Osceola | NE | 68651-4800 | Polk | NE42971 | Active | 364433 | 22.PG120.005.00812 | 2022 | Lochinvar | FTVT - Firetube Vertical TB | HWHT - Hot Water Heat | 4/30/2025
GREENE HOUSE | 600 Church St | Seward | NE | 68434-1099 | SEWARD | NE40227 | Exempt 1999 LB-66 |  | MA98-0712409970 | 1998 | AO SMITH | AHWH - ANSI/Fired Water Htr | HWSD - Hot Water Dom/Potable | 11/30/1999
GREENE HOUSE | 600 Church St | Seward | NE | 68434-1099 | SEWARD | NE40228 | Exempt 1999 LB-66 |  | MA98-0712405970 | 1998 | AO SMITH | AHWH - ANSI/Fired Water Htr | HWSD - Hot Water Dom/Potable | 11/30/1999
Norfolk Veterans Home | 600 E Benjamin Ave | Norfolk | NE | 68701-0830 | Madison | NE01514 | Inactive | 160467 | 9906160467 | 1999 | RAYPAK INC, CALIFORNIA | CPFT - Horiz Cpr Fin Boiler | HWSD - Hot Water Dom/Potable | 12/31/2008
Norfolk Veterans Home | 600 E Benjamin Ave | Norfolk | NE | 68701-0830 | Madison | NE01515 | Active | 10470 | 99E-8115 | 1999 | ALES | FTFB - Firetube-Firebox Boiler | GLYC - Glycol Bldg Heat Sys | 12/31/2026
Norfolk Veterans Home | 600 E Benjamin Ave | Norfolk | NE | 68701-0830 | Madison | NE01516 | Active | 10473 | 99E-8118 | 1999 | ALES | FTFB - Firetube-Firebox Boiler | GLYC - Glycol Bldg Heat Sys | 12/31/2026
Norfolk Veterans Home | 600 E Benjamin Ave | Norfolk | NE | 68701-0830 | Madison | NE01517 | Active | 10466 | 99E-8111 | 1999 | ALES | FTFB - Firetube-Firebox Boiler | GLYC - Glycol Bldg Heat Sys | 12/31/2026
Norfolk Veterans Home | 600 E Benjamin Ave | Norfolk | NE | 68701-0830 | Madison | NE01518 | Scrapped/Junked | 33167 | G-99-743 | 1999 | Aerco International | CHWH - ASME/Fired Water Heater | HWSD - Hot Water Dom/Potable | 12/31/2014
Norfolk Veterans Home | 600 E Benjamin Ave | Norfolk | NE | 68701-0830 | Madison | NE01519 | Scrapped/Junked | 33168 | G-99-744 | 1999 | AERCO INTERNATIONAL | HCWH - Helical FT-Water Heater | HWSD - Hot Water Dom/Potable | 12/31/2007
Norfolk Veterans Home | 600 E Benjamin Ave | Norfolk | NE | 68701-0830 | Madison | NE10160 | Scrapped/Junked | 49341 | G07-2109 | 2007 | Aerco International | FT - Firetube Boiler | HWSD - Hot Water Dom/Potable | 12/31/2021
Norfolk Veterans Home | 600 E Benjamin Ave | Norfolk | NE | 68701-0830 | Madison | NE12655 | Scrapped/Junked | 50636 | G-08-0823 | 2008 | Aerco International | FT - Firetube Boiler | HWSD - Hot Water Dom/Potable | 12/31/2014
Norfolk Veterans Home | 600 E Benjamin Ave | Norfolk | NE | 68701-0830 | Madison | NE25669 | Scrapped/Junked | 69355 | G14-2264 | 2014 | Aerco | FTVT - Firetube Vertical TB | HWSD - Hot Water Dom/Potable | 12/31/2022
Norfolk Veterans Home | 600 E Benjamin Ave | Norfolk | NE | 68701-0830 | Madison | NE25670 | Scrapped/Junked | 70060 | G14-2904 | 2014 | Aerco | FTVT - Firetube Vertical TB | HWSD - Hot Water Dom/Potable | 12/31/2025
Norfolk Veterans Home | 600 E Benjamin Ave | Norfolk | NE | 68701-0830 | Madison | NE41585 | Active | 536704 | N1.21.37.00108 | 2021 | Lochinvar | WT - Water Tube Boiler | HWSD - Hot Water Dom/Potable | 12/31/2026
Norfolk Veterans Home | 600 E Benjamin Ave | Norfolk | NE | 68701-0830 | Madison | NE41586 | Active | 528656 | N1.21.24.00006 | 2021 | Lochinvar | WT - Water Tube Boiler | HWSD - Hot Water Dom/Potable | 12/31/2026
Norfolk Veterans Home | 600 E Benjamin Ave | Norfolk | NE | 68701-0830 | Madison | NE43297 | Active | 612971 | N1.24.21.00053 | 2024 | Lochinvar | WT - Water Tube Boiler | HWSD - Hot Water Dom/Potable | 12/31/2026
3M Occup Health and Safety | 600 E Meigs St | Valley | NE | 68064-9782 | Douglas | NE21974 | Scrapped/Junked | 66352 | SM96Y66352 | 1997 | AOSM | ELWH - Electric Water Heater | HWSD - Hot Water Dom/Potable | 8/31/2022
3M Occup Health and Safety | 600 E Meigs St | Valley | NE | 68064-9782 | Douglas | NE41890 | Active | 374475 | 21 374475 | 2021 | Haws | ELBL - Electric Boiler | HWSD - Hot Water Dom/Potable | 10/31/2026
3M OCCUP HEALTH AND SAFETY | 600 E Meigs St | Valley | NE | 68064-9782 | Douglas | NE04789 | Inactive | 17 |  | 1979 | BRASCH | ELBL - Electric Boiler | STHT - Steam-Heat | 8/31/2006
3M OCCUP HEALTH AND SAFETY | 600 E Meigs St | Valley | NE | 68064-9782 | Douglas | NE04790 | Scrapped/Junked | 18 |  | 1979 | BRASCH | ELBL - Electric Boiler | STHT - Steam-Heat | 8/31/2006
VILLAGE OF SHELBY | 600 E PARK | SHELBY | NE | 68662 | POLK | NE18144 | Scrapped/Junked | 45848 |  | 1994 | AJAX BOILER INC | COBL - Coil Type Boiler | OPHT - Outdoor Pool Heater | 6/30/2000
VILLAGE OF SHELBY | 600 E PARK | SHELBY | NE | 68662 | POLK | NE20183 | Exempt 1999 LB-66 |  | MH95-0452507 | 1995 | AO SMITH | AHWH - ANSI/Fired Water Htr | HWSD - Hot Water Dom/Potable | 6/30/1999
ELKHORN POOL | 600 HILLCREST | OMAHA | NE | 68022 | Douglas | NE00314 | Scrapped/Junked |  | AK89-02377 | 1989 | AO SMITH | AHWH - ANSI/Fired Water Htr | HWSD - Hot Water Dom/Potable | 7/31/2001
Pawnee County Hospital | 600 I St | Pawnee City | NE | 68420-3001 | Pawnee | NE03327 | Scrapped/Junked | 18721 | 59042 | 1984 | BRYA | WT - Water Tube Boiler | BSUP - Bldg Heat & Process | 6/30/2009
Pawnee County Hospital | 600 I St | Pawnee City | NE | 68420-3001 | Pawnee | NE03328 | Scrapped/Junked | 18720 | 59041 | 1984 | BRYA | WT - Water Tube Boiler | BSUP - Bldg Heat & Process | 10/31/2009
Pawnee County Hospital | 600 I St | Pawnee City | NE | 68420-3001 | Pawnee | NE15389 | Active | 68088 | SN68088 | 2008 | TDC Manufacturing Co. | ELBL - Electric Boiler | 0020 - Supp to Sterlizer/Autoclave | 11/30/2025
Pawnee County Hospital | 600 I St | Pawnee City | NE | 68420-3001 | Pawnee | NE15390 | Active | 107407 | E09H10107407 | 2009 | Lochinvar | WTSS - Watertube SS Steel | HWHT - Hot Water Heat | 11/30/2025
Pawnee County Hospital | 600 I St | Pawnee City | NE | 68420-3001 | Pawnee | NE15391 | Active | 107406 | E09H10107406 | 2009 | Lochinvar | WTSS - Watertube SS Steel | HWHT - Hot Water Heat | 11/30/2025
Neligh-Oakdale Public Schools | 600 J St | Neligh | NE | 68756-1354 | Antelope | NE22249 | Active | 43371 | 032B98 | 1998 | AO SMITH | WT - Water Tube Boiler | HWSD - Hot Water Dom/Potable | 2/28/2026
Neligh-Oakdale Public Schools | 600 J St | Neligh | NE | 68756-1354 | Antelope | NE24158 | Active | 242411 | G13242411 | 2013 | Laars | COND - Condenser | HWHT - Hot Water Heat | 2/28/2026
Neligh-Oakdale Public Schools | 600 J St | Neligh | NE | 68756-1354 | Antelope | NE29168 | Active | 508465 | G21508465 | 2020 | Laars | COND - Condenser | HWHT - Hot Water Heat | 2/28/2026
Neligh-Oakdale Public Schools | 600 J St | Neligh | NE | 68756-1354 | Antelope | NE33095 | Scrapped/Junked | 55816 | NA | 1949 | Kewanee | FT - Firetube Boiler | STHT - Steam-Heat | 2/28/2022
Neligh-Oakdale Public Schools | 600 J St | Neligh | NE | 68756-1354 | Antelope | NE33096 | Scrapped/Junked | NA | 55817 | 1949 | Kewanee | FT - Firetube Boiler | STHT - Steam-Heat | 2/28/2022
bldg demolished | 600 N 66th St | Lincoln | NE | 68505-2408 | Lancaster | NE24264 | Out of Service | 64890 | H99380114 | 1999 | State Industries | CHWH - ASME/Fired Water Heater | HWSP - Hot Water Non Potable Supply | 4/30/2017
bldg demolished | 600 N 66th St | Lincoln | NE | 68505-2408 | Lancaster | NE40215 | Scrapped/Junked |  | RUN118840D1806 | 1988 | RUUD | AHWH - ANSI/Fired Water Htr | HWSD - Hot Water Dom/Potable | 11/30/1999
bldg demolished | 600 N 66th St | Lincoln | NE | 68505-2408 | Lancaster | NE40216 | Out of Service | 150568 | A97J10288 | 1997 | Teledyne | CPFT - Horiz Cpr Fin Boiler | HWHF - Hot Water Heat-Floor | 4/30/2017
Burwell Municipal Pool | 600 N 8th Ave | Burwell | NE | 68823-5271 | Garfield | NE00315 | Scrapped/Junked | 11835 | 122148 | 1980 | Lochinvar | CPFT - Horiz Cpr Fin Boiler | OPHT - Outdoor Pool Heater | 6/30/2012
Burwell Municipal Pool | 600 N 8th Ave | Burwell | NE | 68823-5271 | Garfield | NE22078 | Scrapped/Junked | 240615 | C12-240615 | 2012 | Laars | CPPH - Ansi Cpr Fin Pool Heater | OPHT - Outdoor Pool Heater | 6/30/2022
Sacred Heart Church | 600 N Main St | Emerson | NE | 68733 | Dakota | NE21599 | Scrapped/Junked | n/a | 7735713 | 1993 | Burnham | CI - Cast Iron | HWHT - Hot Water Heat | 3/31/2020
Sacred Heart Church | 600 N Main St | Emerson | NE | 68733 | Dakota | NE28347 | Active | 342579 | 18.PG80.95.2083 | 2018 | Lochinvar | FTVT - Firetube Vertical TB | HWHT - Hot Water Heat | 10/31/2025
Sacred Heart Church | 600 N Main St | Emerson | NE | 68733 | Dakota | NE28348 | Active | 345567 | 18.PG80.95.2345 | 2018 | Lochinvar | FTVT - Firetube Vertical TB | HWHT - Hot Water Heat | 10/31/2025
Cuddles & Imaginations LLC | 600 N Walnut St | North Platte | NE | 69101-4168 | Lincoln | NE37590 | Inactive | n/a | M7034 | 1965 | Kewanee | FTFB - Firetube-Firebox Boiler | HWHT - Hot Water Heat | 11/30/2024
Vacant Building | 600 Oak St | Oxford | NE | 68967 | Furnas | NE11872 | Inactive | 23380 |  | 1968 | Kewannee |  | PROC - Process Steam | 9/30/2008
Vacant Building | 600 Oak St | Oxford | NE | 68967 | Furnas | NE11873 | Scrapped/Junked | 5969 | 7837 | 1984 | Sellers Engineering | FTSM - FTS Marine Dry Back | PROC - Process Steam | 4/30/2012
Vacant Building | 600 Oak St | Oxford | NE | 68967 | Furnas | NE24106 | Inactive | 17413 | 17413 | 2013 | Superior Boiler Works | FTHT - Firetube Horizontal | PROC - Process Steam | 4/30/2020
UNITED METHODIST CHURCH | 600 Ogden St | Oxford | NE | 68967-2760 | FURNAS | NE40415 | Scrapped/Junked | N/A | 21BJ23 | 1970 | AMERICAN STANDARD |  | HWHT - Hot Water Heat | 3/31/2005
Beatrice High School | 600 Orange Blvd | Beatrice | NE | 68310-4300 | Gage | NE01766 | Scrapped/Junked | 001468 | B04001468 | 2004 | AOSM | COBL - Coil Type Boiler | HWSD - Hot Water Dom/Potable | 1/31/2023
Beatrice High School | 600 Orange Blvd | Beatrice | NE | 68310-4300 | Gage | NE09697 | Scrapped/Junked | 15933 | 10520 | 2003 | VULH | FTSO - Ft Shell/No Tubes | 0021 - Steam Supp Cooker/Kettle | 1/31/2008
Beatrice High School | 600 Orange Blvd | Beatrice | NE | 68310-4300 | Gage | NE15786 | Scrapped/Junked | 19130 | 12913 | 2007 | VULCAN HART | COOK - Fired Cooker | 0021 - Steam Supp Cooker/Kettle | 1/31/2013
Beatrice High School | 600 Orange Blvd | Beatrice | NE | 68310-4300 | Gage | NE17129 | Scrapped/Junked | 3064 |  | 1993 | VULCAN-HART | FT - Firetube Boiler | 0021 - Steam Supp Cooker/Kettle | 6/30/2000
Beatrice High School | 600 Orange Blvd | Beatrice | NE | 68310-4300 | Gage | NE21234 | Exempt 1999 LB-66 | 32128 |  | 1993 | GROEN/DIV OF DOVER IND | AHWH - ANSI/Fired Water Htr | HWSP - Hot Water Non Potable Supply | 6/30/2000
Beatrice High School | 600 Orange Blvd | Beatrice | NE | 68310-4300 | Gage | NE23436 | Inactive | 9033 |  | 1998 | VULCAN | COOK - Fired Cooker | COOK - Cooker/Kettle | 6/30/2000
Beatrice High School | 600 Orange Blvd | Beatrice | NE | 68310-4300 | Gage | NE23437 | Active | 52014 | 52014 | 1997 | Ajax | WT - Water Tube Boiler | HWHT - Hot Water Heat | 1/31/2027
Beatrice High School | 600 Orange Blvd | Beatrice | NE | 68310-4300 | Gage | NE23438 | Active | 52015 | 52015 | 1997 | Ajax | WT - Water Tube Boiler | HWHT - Hot Water Heat | 1/31/2027
Beatrice High School | 600 Orange Blvd | Beatrice | NE | 68310-4300 | Gage | NE23439 | Inactive | 20581 |  | 1997 | RECO | FT - Firetube Boiler | HWSD - Hot Water Dom/Potable | 8/31/2004
Beatrice High School | 600 Orange Blvd | Beatrice | NE | 68310-4300 | Gage | NE23440 | Scrapped/Junked | 20594 |  | 1997 | RECO | FT - Firetube Boiler | HWSD - Hot Water Dom/Potable | 1/31/2005
Beatrice High School | 600 Orange Blvd | Beatrice | NE | 68310-4300 | Gage | NE25026 | Scrapped/Junked | 54700 | AOO54700 | 2000 | AOSM | COBL - Coil Type Boiler | HWSD - Hot Water Dom/Potable | 1/31/2022
Beatrice High School | 600 Orange Blvd | Beatrice | NE | 68310-4300 | Gage | NE25027 | Scrapped/Junked | 10971 | 10971 | 1999 | Vulcan-Hart | FT - Firetube Boiler | 0021 - Steam Supp Cooker/Kettle | 1/31/2006
Hudl | 600 P St Ste 400 | Lincoln | NE | 68508 | Lancaster | NE27283 | Active | 72489 | F003324 | 2016 | AIC GDYNIA/PVI Industries | CHWH - ASME/Fired Water Heater | HWSD - Hot Water Dom/Potable | 11/30/2025
Eagle Elementary School | 600 S 1st St | Eagle | NE | 68347-5083 | CASS | NE09665 | Active | 11706 | 01E-9607 | 2001 | ALES | FTVT - Firetube Vertical TB | HWHT - Hot Water Heat | 5/31/2026
Eagle Elementary School | 600 S 1st St | Eagle | NE | 68347-5083 | CASS | NE09666 | Active | 11703 | 01E-9604 | 2001 | ALES | FTVT - Firetube Vertical TB | HWHT - Hot Water Heat | 5/31/2026
Eagle Elementary School | 600 S 1st St | Eagle | NE | 68347-5083 | CASS | NE09667 | Active | 11736 | 01E-9638 | 2001 | ALES | FTVT - Firetube Vertical TB | HWHT - Hot Water Heat | 5/31/2026
Eagle Elementary School | 600 S 1st St | Eagle | NE | 68347-5083 | CASS | NE09668 | Inactive | 11734 | 01E-9636 | 2001 | ALES | FTVT - Firetube Vertical TB | HWHT - Hot Water Heat | 5/31/2013
Eagle Elementary School | 600 S 1st St | Eagle | NE | 68347-5083 | CASS | NE21597 | Scrapped/Junked | 55565 | LE970655566 | 1997 | AOSM | CHWH - ASME/Fired Water Heater | HWSD - Hot Water Dom/Potable | 5/31/2010
Eagle Elementary School | 600 S 1st St | Eagle | NE | 68347-5083 | CASS | NE24150 | Active | 18726 | 12F-6634 | 2012 | Aldrich | FTVT - Firetube Vertical TB | HWHT - Hot Water Heat | 5/31/2026
Eagle Elementary School | 600 S 1st St | Eagle | NE | 68347-5083 | CASS | NE33013 | Scrapped/Junked |  | 0174-00156 | 1974 | Ruud-Rheem | AHWH - ANSI/Fired Water Htr | HWSD - Hot Water Dom/Potable | 5/31/2010
Eagle Elementary School | 600 S 1st St | Eagle | NE | 68347-5083 | CASS | NE33014 | Scrapped/Junked |  | 1184-404644 | 1984 | RUUD | AHWH - ANSI/Fired Water Htr | HWSD - Hot Water Dom/Potable | 7/31/1998
Eagle Elementary School | 600 S 1st St | Eagle | NE | 68347-5083 | CASS | NE34607 | Scrapped/Junked | 36089 | R4513 | 1982 | KEWANEE | FTFB - Firetube-Firebox Boiler | STHT - Steam-Heat | 5/31/2002
Eagle Elementary School | 600 S 1st St | Eagle | NE | 68347-5083 | CASS | NE34608 | Scrapped/Junked | 36104 | R4512 | 1982 | KEWANEE | FTFB - Firetube-Firebox Boiler | STHT - Steam-Heat | 5/31/2002
Samaritan Springs | 600 S 22nd St | Beatrice | NE | 68310-4255 | Gage | NE10321 | Scrapped/Junked | n/a | 64447080 | 2002 | Burnham | CI - Cast Iron | HWHT - Hot Water Heat | 11/30/2018
Samaritan Springs | 600 S 22nd St | Beatrice | NE | 68310-4255 | Gage | NE10322 | Scrapped/Junked | n/a | 64447077 | 2002 | Burnham | CI - Cast Iron | HWHT - Hot Water Heat | 11/30/2021
Samaritan Springs | 600 S 22nd St | Beatrice | NE | 68310-4255 | Gage | NE10323 | Scrapped/Junked | n/a | 64447079 | 2002 | Burnham | CI - Cast Iron | HWHT - Hot Water Heat | 11/30/2021
Samaritan Springs | 600 S 22nd St | Beatrice | NE | 68310-4255 | Gage | NE10324 | Scrapped/Junked | n/a | 64447078 | 2002 | Burnham | CI - Cast Iron | HWHT - Hot Water Heat | 11/30/2021
Samaritan Springs | 600 S 22nd St | Beatrice | NE | 68310-4255 | Gage | NE27907 | Scrapped/Junked | N/A | 65653340 | 2018 | Burnham | CI - Cast Iron | HWHT - Hot Water Heat | 11/30/2021
Samaritan Springs | 600 S 22nd St | Beatrice | NE | 68310-4255 | Gage | NE41097 | Active | 6392 | HE-049735018 | 2018 | Riello | WT - Water Tube Boiler | HWHT - Hot Water Heat | 10/31/2026
Samaritan Springs | 600 S 22nd St | Beatrice | NE | 68310-4255 | Gage | NE41098 | Active | 6389 | HE0-49705018 | 2018 | Riello | WT - Water Tube Boiler | HWHT - Hot Water Heat | 10/31/2026
OHA/Jackson Tower Apts | 600 S 27th St | Omaha | NE | 68105-1502 | Douglas | NE07607 | Scrapped/Junked | 68479 | 83479 | 2005 | Bradford White | CHWH - ASME/Fired Water Heater | HWSD - Hot Water Dom/Potable | 3/31/2017
OHA/Jackson Tower Apts | 600 S 27th St | Omaha | NE | 68105-1502 | Douglas | NE07608 | Scrapped/Junked | 68483 | 83483 | 2005 | Bradford White | CHWH - ASME/Fired Water Heater | HWSD - Hot Water Dom/Potable | 3/31/2014
OHA/Jackson Tower Apts | 600 S 27th St | Omaha | NE | 68105-1502 | Douglas | NE07609 | Scrapped/Junked | 68126 | 83126 | 2005 | Bradford White | CHWH - ASME/Fired Water Heater | HWSD - Hot Water Dom/Potable | 3/31/2014
OHA/Jackson Tower Apts | 600 S 27th St | Omaha | NE | 68105-1502 | Douglas | NE07610 | Scrapped/Junked | 76971 | D03-41 | 2003 | STAT | CHWH - ASME/Fired Water Heater | HWSD - Hot Water Dom/Potable | 3/31/2019
OHA/Jackson Tower Apts | 600 S 27th St | Omaha | NE | 68105-1502 | Douglas | NE25981 | Scrapped/Junked | 104596 | KG18556310 | 2013 | Bradford White | CHWH - ASME/Fired Water Heater | HWDP - Hotwater Heat & Dom Supply | 3/31/2023
OHA/Jackson Tower Apts | 600 S 27th St | Omaha | NE | 68105-1502 | Douglas | NE29253 | Active | 119517 | 134517 | 2016 | Bradford White | CHWH - ASME/Fired Water Heater | HWSD - Hot Water Dom/Potable | 3/31/2026
OHA/Jackson Tower Apts | 600 S 27th St | Omaha | NE | 68105-1502 | Douglas | NE29254 | Scrapped/Junked | 129478 | 144478 | 2018 | Bradford White | CHWH - ASME/Fired Water Heater | HWSD - Hot Water Dom/Potable | 3/31/2025
OHA/Jackson Tower Apts | 600 S 27th St | Omaha | NE | 68105-1502 | Douglas | NE30534 | Active | n/a | 11A15W7928 | 1993 | Peerless | CI - Cast Iron | HWHT - Hot Water Heat | 3/31/2026
OHA/Jackson Tower Apts | 600 S 27th St | Omaha | NE | 68105-1502 | Douglas | NE30535 | Active | n/a | 11A15W7927 | 1993 | Peerless | CI - Cast Iron | HWHT - Hot Water Heat | 3/31/2025
OHA/Jackson Tower Apts | 600 S 27th St | Omaha | NE | 68105-1502 | Douglas | NE30536 | Scrapped/Junked | n/a | 11A15W7926 | 1993 | Peerless | CI - Cast Iron | HWHT - Hot Water Heat | 3/31/2024
OHA/Jackson Tower Apts | 600 S 27th St | Omaha | NE | 68105-1502 | Douglas | NE30537 | Inactive | 25846 | HK9837029 | 1991 | LOCHINVAR | CHWH - ASME/Fired Water Heater | HWSD - Hot Water Dom/Potable | 3/31/2004
OHA/Jackson Tower Apts | 600 S 27th St | Omaha | NE | 68105-1502 | Douglas | NE30538 | Scrapped/Junked | 25850 | HK9837031 | 1991 | LOCHINVAR | CHWH - ASME/Fired Water Heater | HWSD - Hot Water Dom/Potable | 3/31/2002
OHA/Jackson Tower Apts | 600 S 27th St | Omaha | NE | 68105-1502 | Douglas | NE30539 | Inactive | 25847 | HK9837028 | 1991 | LOCHINVAR | CHWH - ASME/Fired Water Heater | HWSD - Hot Water Dom/Potable | 3/31/2005
OHA/Jackson Tower Apts | 600 S 27th St | Omaha | NE | 68105-1502 | Douglas | NE30540 | Scrapped/Junked | 25840 | HK9837036 | 1991 | LOCHINVAR | CHWH - ASME/Fired Water Heater | HWSD - Hot Water Dom/Potable | 3/31/2006
OHA/Jackson Tower Apts | 600 S 27th St | Omaha | NE | 68105-1502 | Douglas | NE30541 | Inactive | 25841 | HK9837033 | 1991 | LOCHINVAR | CHWH - ASME/Fired Water Heater | HWSD - Hot Water Dom/Potable | 3/31/2005
OHA/Jackson Tower Apts | 600 S 27th St | Omaha | NE | 68105-1502 | Douglas | NE43529 | Active | 319664 | 319664 | 2024 | AO SMITH | CHWH - ASME/Fired Water Heater | HWSD - Hot Water Dom/Potable | 3/31/2026
OHA/Jackson Tower Apts | 600 S 27th St | Omaha | NE | 68105-1502 | Douglas | NE43530 | Active | N/A | BA54676428 | 2024 | Bradford White | CHWH - ASME/Fired Water Heater | HWSD - Hot Water Dom/Potable | 3/31/2025
BURLINGTON NORTHERN | 600 S 42nd St | Lincoln | NE | 68510-3609 | LANCASTER | NE10956 | Inactive | 18122 |  | 1952 | BABCOCK & WILCOX | WT - Water Tube Boiler | POWR - Power Generation | 6/30/1990
UN Medical Center | 600 S 42nd St | Omaha | NE | 68198-1002 | Douglas | NE04362 | Scrapped/Junked | 18738 | 5220002 | 1952 | Orrs |  |  | 11/30/2004
UN Medical Center | 600 S 42nd St | Omaha | NE | 68198-1002 | Douglas | NE04363 | Scrapped/Junked | 18730 | 5220001 | 1952 | Orrs |  |  | 11/30/2004
UN Medical Center | 600 S 42nd St | Omaha | NE | 68198-1002 | Douglas | NE14445 | Scrapped/Junked | n/a | 1152450997 | 1997 | Peerless | CI - Cast Iron | HWHT - Hot Water Heat | 5/31/2015
UN Medical Center | 600 S 42nd St | Omaha | NE | 68198-1002 | Douglas | NE37598 | Inactive | 40112 | 40112 | 1969 | Cleaver & Brooks |  |  | 11/30/2002
OLD VA Clinic Lincoln | 600 S 70th St | Lincoln | NE | 68510-2451 | Lancaster | NE26810 | Inactive | 26681 | L54495 | 1972 | Cleaver Brooks | FTSM - FTS Marine Dry Back | PROC - Process Steam | 3/31/2021
OLD VA Clinic Lincoln | 600 S 70th St | Lincoln | NE | 68510-2451 | Lancaster | NE26833 | Inactive | 26833 | L54496 | 1972 | Cleaver Brooks | FTSM - FTS Marine Dry Back | BSUP - Bldg Heat & Process | 3/31/2021
OLD VA Clinic Lincoln | 600 S 70th St | Lincoln | NE | 68510-2451 | Lancaster | NE27033 | Inactive | 27033 | L54497 | 1972 | Cleaver Brooks | FTSM - FTS Marine Dry Back | BSUP - Bldg Heat & Process | 3/31/2021
OLD VA Clinic Lincoln | 600 S 70th St | Lincoln | NE | 68510-2451 | Lancaster | NE40553 | Exempt | 1125 |  | 1972 | Unknown | DEAR - Deareating Tank | 0032 - Deaerating Feed Tank | 6/30/1998
EVANS CLEANERS & LAUNDRY | 600 S Saddle Creek Rd | Omaha | NE | 68106-1424 | Douglas | NE02971 | Inactive | 26354 |  | 1974 | KEWANEE | FT - Firetube Boiler | PROC - Process Steam | 11/30/1990
EVANS CLEANERS & LAUNDRY | 600 S Saddle Creek Rd | Omaha | NE | 68106-1424 | Douglas | NE08040 | Inactive | 34045 |  | 1979 | PM LATTNER MFR COMPANY | ELBL - Electric Boiler | PROC - Process Steam | 1/31/1990
UNL Memorial Stadium | 600 Stadium Dr | Lincoln | NE | 68588 | Lancaster | NE09696 | Scrapped/Junked | 10105 | SL84-10105Y3 | 1984 | AOSM | CHWH - ASME/Fired Water Heater | HWSD - Hot Water Dom/Potable | 5/31/2009
UNL Memorial Stadium | 600 Stadium Dr | Lincoln | NE | 68588 | Lancaster | NE14686 | Scrapped/Junked | 11197 | M06M006512 | 2006 | AO SMITH | CHWH - ASME/Fired Water Heater | HWSD - Hot Water Dom/Potable | 5/31/2010
UNL Memorial Stadium | 600 Stadium Dr | Lincoln | NE | 68588 | Lancaster | NE19841 | Active | 129480 | 0410129480 | 2010 | PVI Industries | CHWH - ASME/Fired Water Heater | HWSD - Hot Water Dom/Potable | 5/31/2027
UNL Memorial Stadium | 600 Stadium Dr | Lincoln | NE | 68588 | Lancaster | NE24049 | Exempt | n/a | 11G261005 | 2012 | AIC SA | HEXC - Heat Exchanger | HWSD - Hot Water Dom/Potable | 8/23/2013
UNL Memorial Stadium | 600 Stadium Dr | Lincoln | NE | 68588 | Lancaster | NE24050 | Exempt | n/a | 11G261005 | 2012 | AIC SA | HEXC - Heat Exchanger | HWSD - Hot Water Dom/Potable | 8/23/2013
Southeast Community College | 600 State St | Milford | NE | 68405-8498 | Seward | NE17137 | Scrapped/Junked | 124170 | 9505124170 | 1995 | RAYP | WT - Water Tube Boiler | HWSD - Hot Water Dom/Potable | 1/31/2021
Southeast Community College | 600 State St | Milford | NE | 68405-8498 | Seward | NE17820 | Scrapped/Junked | 22309 | 4493-0022309 | 1993 | AOSM | CHWH - ASME/Fired Water Heater | HWSD - Hot Water Dom/Potable | 1/31/2011
Southeast Community College | 600 State St | Milford | NE | 68405-8498 | Seward | NE19870 | Active | 152149 | 1042M000024 | 2010 | A O Smith | CHWH - ASME/Fired Water Heater | HWSD - Hot Water Dom/Potable | 1/31/2026
Southeast Community College | 600 State St | Milford | NE | 68405-8498 | Seward | NE20005 | Exempt 1999 LB-66 |  | 000000795G00820 | 1995 | RUUD | AHWH - ANSI/Fired Water Htr | HWSD - Hot Water Dom/Potable | 7/31/1999
Southeast Community College | 600 State St | Milford | NE | 68405-8498 | Seward | NE23802 | Exempt 1999 LB-66 |  | MC950480391920 | 1995 | AO SMITH | AHWH - ANSI/Fired Water Htr | HWSD - Hot Water Dom/Potable | 8/31/1999
Southeast Community College | 600 State St | Milford | NE | 68405-8498 | Seward | NE25451 | Scrapped/Junked | 13102 |  | 1989 | LOCHINVAR | WT - Water Tube Boiler | HWHT - Hot Water Heat | 7/31/2001
Southeast Community College | 600 State St | Milford | NE | 68405-8498 | Seward | NE28520 | Active | 354308 | 10.PG60.94.0522 | 2019 | Lochinvar | FTVT - Firetube Vertical TB | HWHT - Hot Water Heat | 1/31/2026
Southeast Community College | 600 State St | Milford | NE | 68405-8498 | Seward | NE28521 | Active | 354307 | 19.PG60.94.0521 | 2019 | Lochinvar | FTVT - Firetube Vertical TB | HWHT - Hot Water Heat | 1/31/2026
Southeast Community College | 600 State St | Milford | NE | 68405-8498 | Seward | NE28522 | Active | 354309 | 19.PG60.94.0523 | 2019 | Lochinvar | FTVT - Firetube Vertical TB | HWHT - Hot Water Heat | 1/31/2026
Southeast Community College | 600 State St | Milford | NE | 68405-8498 | Seward | NE30238 | Active | n/a | M353 | 1962 | kewanee | FTSM - FTS Marine Dry Back | STHT - Steam-Heat | 1/31/2026
Southeast Community College | 600 State St | Milford | NE | 68405-8498 | Seward | NE30239 | Active | n/a | M358 | 1962 | Kewanee | FTSM - FTS Marine Dry Back | STHT - Steam-Heat | 1/31/2026
Southeast Community College | 600 State St | Milford | NE | 68405-8498 | Seward | NE30341 | Out of Service | n/a | n4707 | 1967 | kewanee | FTFB - Firetube-Firebox Boiler | HWHT - Hot Water Heat | 1/31/2019
Southeast Community College | 600 State St | Milford | NE | 68405-8498 | Seward | NE32857 | Scrapped/Junked |  | 211-8821 | 1984 | PEERLESS HEATER COMPANY |  | HWHT - Hot Water Heat | 7/31/2008
Southeast Community College | 600 State St | Milford | NE | 68405-8498 | Seward | NE34473 | Scrapped/Junked | n/a | M-5575 | 1963 | kewanee | FTFB - Firetube-Firebox Boiler | HWHT - Hot Water Heat | 1/31/2022
Chase County Hospital | 600 W 12th St | Imperial | NE | 69033-3130 | Chase | NE06372 | Out of Service | 21521 | 21521 | 2005 | HTPI | SSCO - SS Coil Boiler | HWHT - Hot Water Heat | 8/31/2015
Chase County Hospital | 600 W 12th St | Imperial | NE | 69033-3130 | Chase | NE06373 | Scrapped/Junked | 21519 | 21519 | 2005 | HTPI | WT - Water Tube Boiler | HWHT - Hot Water Heat | 8/31/2014
Chase County Hospital | 600 W 12th St | Imperial | NE | 69033-3130 | Chase | NE06374 | Scrapped/Junked | 21443 | 21443 | 2005 | HTPI | WT - Water Tube Boiler | HWHT - Hot Water Heat | 8/31/2013
Chase County Hospital | 600 W 12th St | Imperial | NE | 69033-3130 | Chase | NE06375 | Scrapped/Junked | 22869 | 22869 | 2005 | HTPI | WT - Water Tube Boiler | HWHT - Hot Water Heat | 8/31/2014
Chase County Hospital | 600 W 12th St | Imperial | NE | 69033-3130 | Chase | NE07251 | Out of Service | 21445 | 21445 | 2005 | HTPI | WT - Water Tube Boiler | HWHT - Hot Water Heat | 8/31/2014
Chase County Hospital | 600 W 12th St | Imperial | NE | 69033-3130 | Chase | NE07252 | Scrapped/Junked | 14566 | 14566 | 2006 | HTPI | WT - Water Tube Boiler | HWSD - Hot Water Dom/Potable | 8/31/2025
Chase County Hospital | 600 W 12th St | Imperial | NE | 69033-3130 | Chase | NE07253 | Scrapped/Junked | 14565 | 14565 | 2006 | HTPI | WT - Water Tube Boiler | HWSD - Hot Water Dom/Potable | 8/31/2025
Chase County Hospital | 600 W 12th St | Imperial | NE | 69033-3130 | Chase | NE07267 | Active | 147324 | SS-87567 | 2006 | SUSS | ELBL - Electric Boiler | 0020 - Supp to Sterlizer/Autoclave | 8/31/2026
Chase County Hospital | 600 W 12th St | Imperial | NE | 69033-3130 | Chase | NE24111 | Scrapped/Junked | 90630 | I14R32517 | 2008 | HTPI | WTSS - Watertube SS Steel | HWHT - Hot Water Heat | 8/31/2025
Chase County Hospital | 600 W 12th St | Imperial | NE | 69033-3130 | Chase | NE24578 | Scrapped/Junked | 86644 | 113R32425 | 2008 | MUNCHKIN | WTSS - Watertube SS Steel | HWHT - Hot Water Heat | 8/31/2025
Chase County Hospital | 600 W 12th St | Imperial | NE | 69033-3130 | Chase | NE24579 | Scrapped/Junked | 91482 | 108R31955 | 2008 | MUNCHKIN | WTSS - Watertube SS Steel | HWHT - Hot Water Heat | 8/31/2025
Chase County Hospital | 600 W 12th St | Imperial | NE | 69033-3130 | Chase | NE25389 | Scrapped/Junked | 330034 | G15 330034 | 2015 | Laars | CPFT - Horiz Cpr Fin Boiler | HWHT - Hot Water Heat | 8/31/2025
Chase County Hospital | 600 W 12th St | Imperial | NE | 69033-3130 | Chase | NE42992 | Active | 6432 | 24-HE064400224 | 2024 | Riello | WT - Water Tube Boiler | HWHT - Hot Water Heat | 8/31/2026
Chase County Hospital | 600 W 12th St | Imperial | NE | 69033-3130 | Chase | NE42993 | Active | 6426 | 24-HE064340224 | 2024 | Riello | WT - Water Tube Boiler | HWHT - Hot Water Heat | 8/31/2026
Chase County Hospital | 600 W 12th St | Imperial | NE | 69033-3130 | Chase | NE42994 | Active | 6439 | 24-HE064470224 | 2024 | Riello | WT - Water Tube Boiler | HWHT - Hot Water Heat | 8/31/2026
Chase County Hospital | 600 W 12th St | Imperial | NE | 69033-3130 | Chase | NE42995 | Active | 6431 | 24-HE064390224 | 2024 | Riello | WT - Water Tube Boiler | HWHT - Hot Water Heat | 8/31/2026
Chase County Hospital | 600 W 12th St | Imperial | NE | 69033-3130 | Chase | NE42996 | Active | 615133 | N1.24.25.00025 | 2024 | Lochinvar | CPFT - Horiz Cpr Fin Boiler | HWSD - Hot Water Dom/Potable | 8/31/2026
Chase County Hospital | 600 W 12th St | Imperial | NE | 69033-3130 | Chase | NE42997 | Active | 615921 | N1.24.25.00242 | 2024 | Lochinvar | CPFT - Horiz Cpr Fin Boiler | HWSD - Hot Water Dom/Potable | 8/31/2026
Mccook Central Elementary School | 600 W 1st St | McCook | NE | 69001-3137 | Red Willow | NE11327 | Scrapped/Junked | 92268 | 92268 | 2002 | Ruud-Rheem | CHWH - ASME/Fired Water Heater | HWSD - Hot Water Dom/Potable | 11/30/2010
Washington Elementary | 600 W 3rd St | North Platte | NE | 69101-3843 | Lincoln | NE14321 | Scrapped/Junked | 113825 | 13990 | 1962 | NATIONAL US | FT - Firetube Boiler | STHT - Steam-Heat | 12/31/2014
MCCOOK SENIOR HIGH | 600 W 7th St | McCook | NE | 69001-3078 | RED WILLOW | NE21127 | Scrapped/Junked | 137843 |  | 1997 | RAYPAK INC, CALIFORNIA | CHWH - ASME/Fired Water Heater | HWSD - Hot Water Dom/Potable | 11/30/2004
MCCOOK SENIOR HIGH | 600 W 7th St | McCook | NE | 69001-3078 | RED WILLOW | NE23231 | Exempt 1999 LB-66 |  | URNG1297600666 | 1998 | RHEEM MANUFACTURING CO | AHWH - ANSI/Fired Water Htr | HWSD - Hot Water Dom/Potable | 5/31/2000
Power Wash | 600 W Cornhusker Hwy | Lincoln | NE | 68521-3576 | Lancaster | NE09833 | Scrapped/Junked | 68551 | LD021647634110 | 2002 | A O Smith | CHWH - ASME/Fired Water Heater | HWSP - Hot Water Non Potable Supply | 4/30/2013
Power Wash | 600 W Cornhusker Hwy | Lincoln | NE | 68521-3576 | Lancaster | NE40332 | Scrapped/Junked | 30572 | LG950446520920 | 1995 | AO SMITH | CHWH - ASME/Fired Water Heater | HWSP - Hot Water Non Potable Supply | 2/28/2003
Power Wash | 600 W Cornhusker Hwy | Lincoln | NE | 68521-3576 | Lancaster | NE40333 | Active | 11727 | 0879103498 | 1979 | Raypak | CPFT - Horiz Cpr Fin Boiler | GLFH - Glycol Floor Heat System | 4/30/2026
Lincoln Industries | 600 W E St | Lincoln | NE | 68522-1357 | Lancaster | NE00710 | Scrapped/Junked | 13433 | 27661 | 2000 | RITE ENGINEERING | WT - Water Tube Boiler | PROC - Process Steam | 1/31/2008
Lincoln Industries | 600 W E St | Lincoln | NE | 68522-1357 | Lancaster | NE09976 | Active | 14974 | 14974 | 2002 | SUPR | FTWB - FTS Marine Wet Back | PROC - Process Steam | 1/31/2026
Lincoln Industries | 600 W E St | Lincoln | NE | 68522-1357 | Lancaster | NE09977 | Active | 14975 | 14975 | 2002 | SUPR | FTWB - FTS Marine Wet Back | PROC - Process Steam | 1/31/2026
Lincoln Industries | 600 W E St | Lincoln | NE | 68522-1357 | Lancaster | NE19492 | Active | 17124 | S2000-15-7 | 2011 | Hurst | FTWB - FTS Marine Wet Back | PROC - Process Steam | 1/31/2026
Lincoln Industries | 600 W E St | Lincoln | NE | 68522-1357 | Lancaster | NE37214 | Out of Service | 5636 | 2 | 1966 | KEWA | FTSM - FTS Marine Dry Back | PROC - Process Steam | 1/31/2010
Lincoln Industries | 600 W E St | Lincoln | NE | 68522-1357 | Lancaster | NE37215 | Inactive | 4734 | M5636 | 1966 | KEWA | FTSM - FTS Marine Dry Back | PROC - Process Steam | 1/31/2012
Callaway Good Life Center | 600 W Kimball St | Callaway | NE | 68825-2592 | Custer | NE10448 | Scrapped/Junked | 80233 | LH032657541/80233 | 2003 | AO SMITH | CHWH - ASME/Fired Water Heater | HWSD - Hot Water Dom/Potable | 4/30/2012
Callaway Good Life Center | 600 W Kimball St | Callaway | NE | 68825-2592 | Custer | NE15974 | Scrapped/Junked | n/a | 601096-861 | 1986 | AO SMITH | AHWH - ANSI/Fired Water Htr | HWSD - Hot Water Dom/Potable | 4/30/2012
Callaway Good Life Center | 600 W Kimball St | Callaway | NE | 68825-2592 | Custer | NE15975 | Scrapped/Junked |  | 86-0194861 | 1988 | AO SMITH | AHWH - ANSI/Fired Water Htr | HWSD - Hot Water Dom/Potable | 4/30/2007
Callaway Good Life Center | 600 W Kimball St | Callaway | NE | 68825-2592 | Custer | NE18995 | Exempt 1999 LB-66 |  | 0383401167 | 1983 | RHEEM MANUFACTURING CO | AHWH - ANSI/Fired Water Htr | HWSD - Hot Water Dom/Potable | 4/30/2000
Callaway Good Life Center | 600 W Kimball St | Callaway | NE | 68825-2592 | Custer | NE20584 | Active | 120520 | 120520 | 2009 | RHEEM | CHWH - ASME/Fired Water Heater | HWSD - Hot Water Dom/Potable | 4/30/2026
Callaway Good Life Center | 600 W Kimball St | Callaway | NE | 68825-2592 | Custer | NE21444 | Active | 161716 | 161716 | 2011 | AO SMITH | CHWH - ASME/Fired Water Heater | HWSD - Hot Water Dom/Potable | 4/30/2026
ADR Apartments | 600 W Park Ave | Norfolk | NE | 68701-5157 | Madison | NE27286 | Active | 312607 | 17312607 | 2017 | Lochinvar | CPFT - Horiz Cpr Fin Boiler | HWHT - Hot Water Heat | 11/30/2026
ADR Apartments | 600 W Park Ave | Norfolk | NE | 68701-5157 | Madison | NE40266 | Scrapped/Junked | N/A | G21-10FGC | 1970 | American Standard | CI - Cast Iron | HWHT - Hot Water Heat | 2/28/2018
ADR Apartments | 600 W Park Ave | Norfolk | NE | 68701-5157 | Madison | NE40267 | Exempt 1999 LB-66 |  | 0384402221 | 1984 | RUUD | AHWH - ANSI/Fired Water Htr | HWSD - Hot Water Dom/Potable | 12/31/1999
Wheeler Central Schools | 600 W Randolph | Bartlett | NE | 68622 | Wheeler | NE13928 | Active | 16577 | 07F-4484 | 2007 | ALDRICH/LES | FTHT - Firetube Horizontal | STHT - Steam-Heat | 10/31/2026
Wheeler Central Schools | 600 W Randolph | Bartlett | NE | 68622 | Wheeler | NE13929 | Active | 16574 | 07F-4481 | 2007 | ALDRICH/LES | FTHT - Firetube Horizontal | STHT - Steam-Heat | 10/31/2026
Wheeler Central Schools | 600 W Randolph | Bartlett | NE | 68622 | Wheeler | NE33092 | Scrapped/Junked |  | G8842 | 1958 | KEWANEE | FTFB - Firetube-Firebox Boiler | STHT - Steam-Heat | 7/31/2007
Wheeler Central Schools | 600 W Randolph | Bartlett | NE | 68622 | Wheeler | NE33093 | Scrapped/Junked |  | G8844 | 1958 | KEWANEE | FTFB - Firetube-Firebox Boiler | STHT - Steam-Heat | 7/31/2007
Pius X High School | 6000 A St | Lincoln | NE | 68510-5005 | Lancaster | NE09184 | Active | 16494 | 07F-4401 | 2007 | ALES | FTVT - Firetube Vertical TB | HWHT - Hot Water Heat | 8/31/2026
Pius X High School | 6000 A St | Lincoln | NE | 68510-5005 | Lancaster | NE14778 | Active | 42130 | n/a | 1989 | Kewanee | FTFB - Firetube-Firebox Boiler | STHT - Steam-Heat | 8/31/2026
Pius X High School | 6000 A St | Lincoln | NE | 68510-5005 | Lancaster | NE14779 | Inactive | 42118 | n/a | 1989 | Kewanee | FTFB - Firetube-Firebox Boiler | STHT - Steam-Heat | 8/31/2011
Pius X High School | 6000 A St | Lincoln | NE | 68510-5005 | Lancaster | NE20137 | Scrapped/Junked | 51311 | K95728273 | 1995 | STATE INDUSTRIES | CHWH - ASME/Fired Water Heater | HWSD - Hot Water Dom/Potable | 8/31/2007
Pius X High School | 6000 A St | Lincoln | NE | 68510-5005 | Lancaster | NE28198 | Active | 2801 | 17-HE0-19811917 | 2017 | Riello | WT - Water Tube Boiler | HWHT - Hot Water Heat | 8/31/2026
Pius X High School | 6000 A St | Lincoln | NE | 68510-5005 | Lancaster | NE28199 | Active | 2784 | 17-HE0-19641817 | 2017 | Riello | WT - Water Tube Boiler | HWHT - Hot Water Heat | 8/31/2026
Pius X High School | 6000 A St | Lincoln | NE | 68510-5005 | Lancaster | NE28276 | Active | 3529 | 17-HE022362717 | 2017 | Riello | WT - Water Tube Boiler | HWHT - Hot Water Heat | 8/31/2026
Pius X High School | 6000 A St | Lincoln | NE | 68510-5005 | Lancaster | NE28277 | Active | 3533 | 17-HE022362717 | 2017 | Riello | WT - Water Tube Boiler | HWHT - Hot Water Heat | 8/31/2026
Pius X High School | 6000 A St | Lincoln | NE | 68510-5005 | Lancaster | NE34680 | Inactive |  | P6672 | 1977 | KEWANEE | FT - Firetube Boiler | HWHT - Hot Water Heat | 8/31/1996
Brownell Elementary | 6000 Aylesworth Ave | Lincoln | NE | 68505-1180 | Lancaster | NE02095 | Active | 12916 | 03F-0832 | 2003 | Les Inc/Aldrich Co | FTVT - Firetube Vertical TB | GLYC - Glycol Bldg Heat Sys | 11/30/2026
Brownell Elementary | 6000 Aylesworth Ave | Lincoln | NE | 68505-1180 | Lancaster | NE02096 | Active | 12918 | 03F-0834 | 2003 | Les Inc/Aldrich Co | FTVT - Firetube Vertical TB | HWHT - Hot Water Heat | 11/30/2026
Brownell Elementary | 6000 Aylesworth Ave | Lincoln | NE | 68505-1180 | Lancaster | NE05414 | Exempt 1999 LB-66 | 30900 | 0000G01747 | 1993 | RUUD | AHWH - ANSI/Fired Water Htr | HWSD - Hot Water Dom/Potable | 6/30/2000
Brownell Elementary | 6000 Aylesworth Ave | Lincoln | NE | 68505-1180 | Lancaster | NE09404 | Scrapped/Junked |  | 30C7718920 | 1973 | AO SMITH | AHWH - ANSI/Fired Water Htr | HWSD - Hot Water Dom/Potable | 6/30/2003
Brownell Elementary | 6000 Aylesworth Ave | Lincoln | NE | 68505-1180 | Lancaster | NE30155 | Scrapped/Junked |  | M591 | 1962 | KEWANEE | FT - Firetube Boiler | HWHT - Hot Water Heat | 6/30/2003
Brownell Elementary | 6000 Aylesworth Ave | Lincoln | NE | 68505-1180 | Lancaster | NE30156 | Scrapped/Junked |  | M590 | 1962 | KEWANEE | FT - Firetube Boiler | HWHT - Hot Water Heat | 6/30/2003
New Covenant Community Church-BMIC#402654 | 6000 S 84th St | Lincoln | NE | 68516-3807 | Lancaster | NE05954 | Active | 13365 | O4F-1281 | 2004 | Aldrich | FTVT - Firetube Vertical TB | HWHT - Hot Water Heat | 2/28/2027
New Covenant Community Church-BMIC#402654 | 6000 S 84th St | Lincoln | NE | 68516-3807 | Lancaster | NE05955 | Active | 13366 | 04F-1282 | 2004 | Aldrich | FTVT - Firetube Vertical TB | HWHT - Hot Water Heat | 2/28/2027
Finishing Touch | 6000 Telluride Dr | Lincoln | NE | 68521-8955 | Lancaster | NE09743 | Active | 138912 | B026823 | 2002 | Lochinvar | CPFT - Horiz Cpr Fin Boiler | HWHF - Hot Water Heat-Floor | 3/31/2026
Finishing Touch | 6000 Telluride Dr | Lincoln | NE | 68521-8955 | Lancaster | NE09744 | Scrapped/Junked | 138736 | B026836 | 2002 | Lochinvar | CPFH - Copper Fin Water Heater | HWSP - Hot Water Non Potable Supply | 3/31/2012
Finishing Touch | 6000 Telluride Dr | Lincoln | NE | 68521-8955 | Lancaster | NE21457 | Active | 232227 | C11H00232227 | 2011 | Lochinvar | CPFT - Horiz Cpr Fin Boiler | HWSP - Hot Water Non Potable Supply | 3/31/2026
Holy Trinity Church | 6001 A St | Lincoln | NE | 68510-5006 | Lancaster | NE00771 | Active | 10760 | 00E-8487 | 2000 | ALES | FTVT - Firetube Vertical TB | HWHT - Hot Water Heat | 3/31/2026
Holy Trinity Church | 6001 A St | Lincoln | NE | 68510-5006 | Lancaster | NE00772 | Active | 10762 | 00E-8489 | 2000 | ALES | FTVT - Firetube Vertical TB | HWHT - Hot Water Heat | 3/31/2026
Holy Trinity Church | 6001 A St | Lincoln | NE | 68510-5006 | Lancaster | NE39183 | Scrapped/Junked | 36864 |  | 1959 | FITZGIBBONS | FT - Firetube Boiler | HWHT - Hot Water Heat | 8/31/1999
Empirical Foods, Inc | 6001 Dakota Ave. | South Sioux City | NE | 68776-4541 | Dakota | NE05750 | Scrapped/Junked | 9269 | 9269-01 | 1996 | Johnston Boiler Co. | FTSM - FTS Marine Dry Back | PROC - Process Steam | 9/30/2018
Empirical Foods, Inc | 6001 Dakota Ave. | South Sioux City | NE | 68776-4541 | Dakota | NE05751 | Scrapped/Junked | 9270 | unk | 1996 | Johnston Boiler Co. | FTSM - FTS Marine Dry Back | PROC - Process Steam | 9/30/2018
Empirical Foods, Inc | 6001 Dakota Ave. | South Sioux City | NE | 68776-4541 | Dakota | NE27245 | Active | 21517 | S2000.200.29 | 2016 | Hurst | FTWB - FTS Marine Wet Back | PROC - Process Steam | 9/30/2025
Empirical Foods, Inc | 6001 Dakota Ave. | South Sioux City | NE | 68776-4541 | Dakota | NE27246 | Active | 21516 | S2000.200.28 | 2016 | Hurst | FTWB - FTS Marine Wet Back | PROC - Process Steam | 9/30/2025
Empirical Foods, Inc | 6001 Dakota Ave. | South Sioux City | NE | 68776-4541 | Dakota | NE27247 | Active | 21515 | S2000.200.27 | 2016 | Hurst | FTWB - FTS Marine Wet Back | PROC - Process Steam | 9/30/2025
Empirical Foods, Inc | 6001 Dakota Ave. | South Sioux City | NE | 68776-4541 | Dakota | NE27248 | Active | 2582 | 5980 | 2016 | Cain Industries | ECON - Boiler Economizer | ECON - Boiler Economizer | 9/30/2025
Empirical Foods, Inc | 6001 Dakota Ave. | South Sioux City | NE | 68776-4541 | Dakota | NE27249 | Active | 2580 | 5978 | 2016 | Cain Industries | ECON - Boiler Economizer | ECON - Boiler Economizer | 9/30/2025
Empirical Foods, Inc | 6001 Dakota Ave. | South Sioux City | NE | 68776-4541 | Dakota | NE27250 | Scrapped/Junked | 2581 | 5979 | 2016 | Cain Industries | ECON - Boiler Economizer | ECON - Boiler Economizer | 9/30/2025
Empirical Foods, Inc | 6001 Dakota Ave. | South Sioux City | NE | 68776-4541 | Dakota | NE42645 | Active | 11406 | 51406 | 2022 | Chromalox | ELBL - Electric Boiler | 0020 - Supp to Sterlizer/Autoclave | 9/30/2025
UNO Omaha | 6001 Dodge St | Omaha | NE | 68182-1102 | Douglas | NE04029 | Inactive | 10498 |  | 1972 | COATES | WT - Water Tube Boiler | STHT - Steam-Heat | 5/31/1989
UNO Omaha | 6001 Dodge St | Omaha | NE | 68182-1102 | Douglas | NE06054 | Scrapped/Junked |  | 5008136-200408 | 2004 | PEER | CI - Cast Iron | HWHT - Hot Water Heat | 5/31/2009
UNO Omaha | 6001 Dodge St | Omaha | NE | 68182-1102 | Douglas | NE12100 | Scrapped/Junked |  | 437795-200307 | 2003 | PEERLESS HEATER COMPANY |  | HWHT - Hot Water Heat | 5/31/2008
STEVEN CULVER | 6002 162nd St | Valley Falls | NE | 66088-5142 | Jefferson | NE40441 | Exempt |  | KAN3605 | 1964 | Unknown | FT - Firetube Boiler | 0024 - Antique Steam Tractor | 4/30/1999
West Gate Bank Center | 6003 Old Cheney Rd | Lincoln | NE | 68516-3591 | Lancaster | NE12151 | Active | 12760 | 03F-0676 | 2003 | Aldrich Co./L.E.S., Inc. | FTVT - Firetube Vertical TB | HWHT - Hot Water Heat | 8/31/2026
West Gate Bank Center | 6003 Old Cheney Rd | Lincoln | NE | 68516-3591 | Lancaster | NE12152 | Active | 12761 | 03F-0677 | 2003 | Aldrich Co./L.E.S., Inc. | FTVT - Firetube Vertical TB | HWHT - Hot Water Heat | 8/31/2026
West Gate Bank Center | 6003 Old Cheney Rd | Lincoln | NE | 68516-3591 | Lancaster | NE12153 | Active | 12758 | 03F-0674 | 2003 | Aldrich Co./L.E.S., Inc. | FTVT - Firetube Vertical TB | HWHT - Hot Water Heat | 8/31/2026
Golden Corral Restaurant | 6006 N 72nd St | Omaha | NE | 68134-2306 | Douglas | NE13822 | Out of Service | 204764 | C0820764 | 2008 | LAARS HEATING SYSTEMS CO | CPFT - Horiz Cpr Fin Boiler | HWDP - Hotwater Heat & Dom Supply | 1/31/2017
MILLS CLEANERS | 6009 Maple St | Omaha | NE | 68104-4103 | Douglas | NE11429 | Inactive | 21107 |  | 1962 | KEWANEE | FT - Firetube Boiler | PROC - Process Steam | 10/31/1991
Thomasville Apartments | 6009 S 100th Plz | Omaha | NE | 68127-3196 | Douglas | NE22771 | Scrapped/Junked | 317091 | 1012317091 | 2010 | Raypak | WT - Water Tube Boiler | OPHT - Outdoor Pool Heater | 5/31/2013
Thomasville Apartments | 6009 S 100th Plz | Omaha | NE | 68127-3196 | Douglas | NE22772 | Scrapped/Junked | n/a | 0307018032 | 2010 | Raypak | WT - Water Tube Boiler | SPAJ - Spa/Jacuzzi Heater | 5/31/2013
UNITED METHODIST CHURCH | 601 6th St | Friend | NE | 68359-1512 | SALINE | NE03379 | Inactive |  | 211-6416 | 1980 | PEERLESS HEATER COMPANY |  | STHT - Steam-Heat | 1/31/1990
Westin Inc | 601 Bacon Rd | Fairbury | NE | 68352-2660 | Jefferson | NE03666 | Scrapped/Junked | 7663 | 7663 | 1976 | SUPR | FTSM - FTS Marine Dry Back | PROC - Process Steam | 4/30/2008
Westin Inc | 601 Bacon Rd | Fairbury | NE | 68352-2660 | Jefferson | NE03781 | Scrapped/Junked | 8107 | 8107 | 1978 | SUPR | FTSM - FTS Marine Dry Back | PROC - Process Steam | 4/30/2009
Westin Inc | 601 Bacon Rd | Fairbury | NE | 68352-2660 | Jefferson | NE09060 | Active | 13507 | S1500-150-117 | 2007 | Hurst | FTSM - FTS Marine Dry Back | PROC - Process Steam | 4/30/2026
Westin Inc | 601 Bacon Rd | Fairbury | NE | 68352-2660 | Jefferson | NE13371 | Active | 14264 | S-1500-150-127 | 2008 | Hurst | FTSM - FTS Marine Dry Back | PROC - Process Steam | 4/30/2026
Westin Inc | 601 Bacon Rd | Fairbury | NE | 68352-2660 | Jefferson | NE16244 | Scrapped/Junked |  | 4609 | 1962 | HYDROTHERM/ADV THER HYD |  | HWHT - Hot Water Heat | 4/30/2003
St Edward School | 601 Clark St | St Edward | NE | 68660-4518 | Boone | NE02549 | Scrapped/Junked | 81009 | M03346570 | 2003 | STAT | CHWH - ASME/Fired Water Heater | HWSD - Hot Water Dom/Potable | 10/31/2023
St Edward School | 601 Clark St | St Edward | NE | 68660-4518 | Boone | NE17469 | Scrapped/Junked |  | 000001092D07746 | 1992 | RHEEM MANUFACTURING CO | AHWH - ANSI/Fired Water Htr | HWSD - Hot Water Dom/Potable | 6/30/2004
St Edward School | 601 Clark St | St Edward | NE | 68660-4518 | Boone | NE18302 | Active | 46495 | 321 | 1994 | Kewanee | FTFB - Firetube-Firebox Boiler | HWHT - Hot Water Heat | 10/31/2026
St Edward School | 601 Clark St | St Edward | NE | 68660-4518 | Boone | NE20190 | Active | 52776 | F96727115 | 1995 | STAT | AHWH - ANSI/Fired Water Htr | HWSD - Hot Water Dom/Potable | 10/31/2026
St Edward School | 601 Clark St | St Edward | NE | 68660-4518 | Boone | NE42116 | Active | 278590 | 278590 | 2021 | AO SMITH | CHWH - ASME/Fired Water Heater | HWSD - Hot Water Dom/Potable | 10/31/2026
Mercy One Oakland Medical Center | 601 E 2nd St | Oakland | NE | 68045-1400 | Burt | NE06330 | Scrapped/Junked | 14289 | B-3009 | 1949 | KEWA | FTSM - FTS Marine Dry Back | BSUP - Bldg Heat & Process | 8/31/2023
Mercy One Oakland Medical Center | 601 E 2nd St | Oakland | NE | 68045-1400 | Burt | NE06334 | Scrapped/Junked | 14288 | B-3008 | 1949 | KEWA | FTSM - FTS Marine Dry Back | BSUP - Bldg Heat & Process | 8/31/2023
Mercy One Oakland Medical Center | 601 E 2nd St | Oakland | NE | 68045-1400 | Burt | NE10983 | Scrapped/Junked | 18481 | 58793 | 1984 | BRYAN | WT - Water Tube Boiler | PROC - Process Steam | 3/31/2024
Mercy One Oakland Medical Center | 601 E 2nd St | Oakland | NE | 68045-1400 | Burt | NE27223 | Out of Service | 8493 | 48493 | 2016 | Steris Corp | ELBL - Electric Boiler | STER - Sterilizer | 8/31/2022
CEMENT PRODUCTS INC | 601 E 7th St | North Platte | NE | 69101-3110 | LINCOLN | NE11734 | Inactive | 22010 | M-9506 | 1965 | KEWANEE | FTSM - FTS Marine Dry Back | PROC - Process Steam | 4/30/1986
NEMAHA COUNTY WELLNESS | 601 J St | Auburn | NE | 68305-1121 | NEMAHA | NE30413 | Scrapped/Junked | 40695 | G-07303-M3 | 1977 | CLEAVER BROOKS | WT - Water Tube Boiler | STHT - Steam-Heat | 7/31/2006
AgValley Coop | 601 Main St | Arapahoe | NE | 68922-5572 | Furnas | NE08609 | Scrapped/Junked | n/a | 64324437 | 2001 | Burnham | CI - Cast Iron | HWHT - Hot Water Heat | 2/28/2013
AgValley Coop | 601 Main St | Arapahoe | NE | 68922-5572 | Furnas | NE15978 | Scrapped/Junked |  |  | 1961 | BRYANT |  | HWHT - Hot Water Heat | 2/28/2002
AgValley Coop | 601 Main St | Arapahoe | NE | 68922-5572 | Furnas | NE15979 | Scrapped/Junked |  | 22M34628 | 1970 | BRYANT |  | HWHT - Hot Water Heat | 2/28/2003
AgValley Coop | 601 Main St | Arapahoe | NE | 68922-5572 | Furnas | NE15980 | Scrapped/Junked | n/a | D88152142 | 1988 | STAT | AHWH - ANSI/Fired Water Htr | HWSD - Hot Water Dom/Potable | 2/28/2012
AgValley Coop | 601 Main St | Arapahoe | NE | 68922-5572 | Furnas | NE19808 | Exempt 1999 LB-66 |  | MA95-0400920 | 1995 | AO SMITH | AHWH - ANSI/Fired Water Htr | HWSD - Hot Water Dom/Potable | 4/30/2000
AgValley Coop | 601 Main St | Arapahoe | NE | 68922-5572 | Furnas | NE21208 | Exempt 1999 LB-66 |  | MD97-0643308 | 1997 | AO SMITH | AHWH - ANSI/Fired Water Htr | HWSD - Hot Water Dom/Potable | 4/30/2000
AgValley Coop | 601 Main St | Arapahoe | NE | 68922-5572 | Furnas | NE24107 | Active | 211920 | 66743 | 2011 | Trinity | WTSS - Watertube SS Steel | HWHT - Hot Water Heat | 4/30/2026
McDonald Elementary | 601 McDonald Rd | North Platte | NE | 69101-5950 | Lincoln | NE20209 | Exempt 1999 LB-66 |  | 8328 | 1983 | AO SMITH | AHWH - ANSI/Fired Water Htr | HWSD - Hot Water Dom/Potable | 6/30/2000
McDonald Elementary | 601 McDonald Rd | North Platte | NE | 69101-5950 | Lincoln | NE31400 | Scrapped/Junked | n/a | 00000N2707 | 1966 | Kewanee | FTFB - Firetube-Firebox Boiler | STHT - Steam-Heat | 12/31/2023
McDonald Elementary | 601 McDonald Rd | North Platte | NE | 69101-5950 | Lincoln | NE34242 | Scrapped/Junked | n/a | S13994 | 1962 | National Radiator | FT - Firetube Boiler | STHT - Steam-Heat | 12/31/2023
McDonald Elementary | 601 McDonald Rd | North Platte | NE | 69101-5950 | Lincoln | NE42235 | Active | 577752 | 2214900128 | 2022 | Lochinvar | COBL - Coil Type Boiler | HWHT - Hot Water Heat | 12/31/2026
McDonald Elementary | 601 McDonald Rd | North Platte | NE | 69101-5950 | Lincoln | NE42236 | Active | 577751 | 224900127 | 2022 | Lochinvar | COBL - Coil Type Boiler | HWHT - Hot Water Heat | 12/31/2026
Sigma Phi Epsilon | 601 N 16th St | Lincoln | NE | 68508-1292 | Lancaster | NE22531 | Scrapped/Junked | 140222 | 9705140222 | 1997 | Raypak | CPFT - Horiz Cpr Fin Boiler | HWSD - Hot Water Dom/Potable | 2/28/2011
Sigma Phi Epsilon | 601 N 16th St | Lincoln | NE | 68508-1292 | Lancaster | NE30608 | Scrapped/Junked |  | 211A-10128-0994 | 1994 | PEERLESS HEATER COMPANY |  | STHT - Steam-Heat | 10/31/2003
Happy Bar/Apartments | 601 N 16th St | Omaha | NE | 68102-4711 | Douglas | NE12792 | Inactive |  | 0000S-36-7 | 1940 | AMERICAN RADIATOR |  | STHT - Steam-Heat | 10/31/2000
Happy Bar/Apartments | 601 N 16th St | Omaha | NE | 68102-4711 | Douglas | NE12793 | Inactive |  | 722 | 1949 | US RADIATOR |  | STHT - Steam-Heat | 10/31/2004
Happy Bar/Apartments | 601 N 16th St | Omaha | NE | 68102-4711 | Douglas | NE12914 | Inactive | n/a | 211-11252-0995 | 1995 | Peerless | CI - Cast Iron | STHT - Steam-Heat | 10/31/2019
Alegent Creighton Health | 601 N 30th St | Omaha | NE | 68131-2128 | Douglas | NE09414 | Out of Service | 39484 | R8062 | 1985 | Kewanee | FTWB - FTS Marine Wet Back | STHT - Steam-Heat | 1/31/2017
Alegent Creighton Health | 601 N 30th St | Omaha | NE | 68131-2128 | Douglas | NE19464 | Out of Service | 29290 | A91-284-W | 2007 | York Shipley | FTSM - FTS Marine Dry Back | PROC - Process Steam | 8/31/2013
CREIGHTON UNIVERSITY | 601 N 30th St | Omaha | NE | 68131-2128 | Douglas | NE21416 | Scrapped/Junked | 43411 |  | 1991 | KEWANEE | FTFB - Firetube-Firebox Boiler | HWHT - Hot Water Heat | 4/30/1998
Assembly of God Church | 601 N Government St | Valentine | NE | 69201-1621 | Cherry | NE21156 | Scrapped/Junked |  | PFG5 | 1962 | Weil-Mcclain | CI - Cast Iron | HWHT - Hot Water Heat | 7/31/2002
US Park Service | 601 Riverfront Dr | Omaha | NE | 68102-4226 | Douglas | NE01698 | Scrapped/Junked | 39866 | G-03-1334 | 2003 | Aerco International | FTVT - Firetube Vertical TB | HWHT - Hot Water Heat | 4/30/2015
US Park Service | 601 Riverfront Dr | Omaha | NE | 68102-4226 | Douglas | NE01699 | Scrapped/Junked | 39865 | G-03-1335 | 2003 | Aerco International | FTVT - Firetube Vertical TB | HWHT - Hot Water Heat | 4/30/2015
US Park Service | 601 Riverfront Dr | Omaha | NE | 68102-4226 | Douglas | NE26297 | Active | 263931 | E14 263931 | 2014 | Lochinvar | FTVT - Firetube Vertical TB | HWHT - Hot Water Heat | 4/20/2025
US Park Service | 601 Riverfront Dr | Omaha | NE | 68102-4226 | Douglas | NE26298 | Active | 264553 | E14 264553 | 2014 | Lochinvar | FTVT - Firetube Vertical TB | HWHT - Hot Water Heat | 4/20/2025
Inland Insurance Co | 601 S 12th St | Lincoln | NE | 68508-2827 | LANCASTER | NE13909 | Scrapped/Junked | 16967 | 08F-4874 | 2008 | ALDRICH/LES | FTVT - Firetube Vertical TB | HWHT - Hot Water Heat | 3/31/2021
Mary Beth Terrace Apts | 601 S 31st Ave # 617 | Omaha | NE | 68105-1600 | Douglas | NE04623 | Scrapped/Junked | 16424 | 16424 | 1985 | DUNH | FTFB - Firetube-Firebox Boiler | STHT - Steam-Heat | 7/31/2016
Elkhorn Valley School | 601 S Madison St | Tilden | NE | 68781-4820 | Madison | NE11986 | Scrapped/Junked | 70662 | 840D8770662 | 1987 | AOSM | COBL - Coil Type Boiler | HWSD - Hot Water Dom/Potable | 7/31/2010
Elkhorn Valley School | 601 S Madison St | Tilden | NE | 68781-4820 | Madison | NE11987 | Scrapped/Junked | 00454 | 830-87-6-F003-50 | 1987 | AOSM | COBL - Coil Type Boiler | HWSD - Hot Water Dom/Potable | 1/31/2020
Elkhorn Valley School | 601 S Madison St | Tilden | NE | 68781-4820 | Madison | NE27599 | Active | 321112 | 1815 109884073 | 2018 | Lochinvar | FTSS - Firetube Stainless Steel | HWHT - Hot Water Heat | 1/31/2026
Elkhorn Valley School | 601 S Madison St | Tilden | NE | 68781-4820 | Madison | NE27600 | Active | 321114 | 1815 109884072 | 2018 | Lochinvar | FTSS - Firetube Stainless Steel | HWHT - Hot Water Heat | 1/31/2026
Elkhorn Valley School | 601 S Madison St | Tilden | NE | 68781-4820 | Madison | NE37178 | Scrapped/Junked | 17432 | 17432 | 1987 | Burnham | FT - Firetube Boiler | STHT - Steam-Heat | 1/31/2019
Elkhorn Valley School | 601 S Madison St | Tilden | NE | 68781-4820 | Madison | NE37179 | Scrapped/Junked | 17433 | 17433 | 1987 | Burnham | FT - Firetube Boiler | STHT - Steam-Heat | 1/31/2019
Elkhorn Valley School | 601 S Madison St | Tilden | NE | 68781-4820 | Madison | NE41045 | Active | 342158 | 19342158 | 2019 | Lochinvar | CPFT - Horiz Cpr Fin Boiler | HWSD - Hot Water Dom/Potable | 1/31/2026
UNMC | 601 S Saddle Creek Rd | Omaha | NE | 68106-1423 | Douglas | NE04366 | Active | 18671 | 58991 | 1984 | Bryan | ELBL - Electric Boiler | HWHT - Hot Water Heat | 9/30/2026
UNMC | 601 S Saddle Creek Rd | Omaha | NE | 68106-1423 | Douglas | NE22107 | Active | 81024 | N7833 | 1984 | Reco Industries | ELBL - Electric Boiler | HWSD - Hot Water Dom/Potable | 9/30/2026
Days Inn | 601 Stagecoach Trl | Ogallala | NE | 69153-3116 | Keith | NE30917 | Exempt 1999 LB-66 |  | RN0792D08599 | 1992 | Rheem Manufacturing Co | AHWH - ANSI/Fired Water Htr | HWSD - Hot Water Dom/Potable | 2/29/2000
Days Inn | 601 Stagecoach Trl | Ogallala | NE | 69153-3116 | Keith | NE30918 | Exempt 1999 LB-66 |  | RN-0592D04824 | 1992 | RHEEM MANUFACTURING CO | AHWH - ANSI/Fired Water Htr | HWSD - Hot Water Dom/Potable | 2/29/2000
Vacant | 601 W 4th St | Valentine | NE | 69201-1564 | Cherry | NE15988 | Scrapped/Junked | N/A | 7BN-56 | 1967 | AMST | CI - Cast Iron | HWHT - Hot Water Heat | 3/31/2011
Vacant | 601 W 4th St | Valentine | NE | 69201-1564 | Cherry | NE15989 | Scrapped/Junked | N/A | 7BN52 | 1967 | AMST | CI - Cast Iron | HWHT - Hot Water Heat | 3/31/2011
Vacant | 601 W 4th St | Valentine | NE | 69201-1564 | Cherry | NE15991 | Scrapped/Junked | 66899 | 66899 | 1986 | AO SMITH | CHWH - ASME/Fired Water Heater | HWSD - Hot Water Dom/Potable | 3/31/2018
Vacant | 601 W 4th St | Valentine | NE | 69201-1564 | Cherry | NE19000 | Inactive |  | 0L93306112 | 1993 | STATE INDUSTRIES | AHWH - ANSI/Fired Water Htr | HWSD - Hot Water Dom/Potable | 4/30/1997
Vacant | 601 W 4th St | Valentine | NE | 69201-1564 | Cherry | NE19233 | Active | n/a | CP6133310 | 2010 | Weil-McLain | CI - Cast Iron | HWHT - Hot Water Heat | 3/31/2022
Vacant | 601 W 4th St | Valentine | NE | 69201-1564 | Cherry | NE19234 | Active | n/a | CP6133311 | 2010 | Weil-McLain | CI - Cast Iron | HWHT - Hot Water Heat | 3/31/2022
Vacant | 601 W 4th St | Valentine | NE | 69201-1564 | Cherry | NE20001 | Inactive |  | 0F94122938 | 1993 | STATE INDUSTRIES | AHWH - ANSI/Fired Water Htr | HWSD - Hot Water Dom/Potable | 4/30/1997
Vacant | 601 W 4th St | Valentine | NE | 69201-1564 | Cherry | NE20100 | Active | 34456 | 34456 | 1996 | AOSM | CHWH - ASME/Fired Water Heater | HWSD - Hot Water Dom/Potable | 3/31/2022
Vacant | 601 W 4th St | Valentine | NE | 69201-1564 | Cherry | NE21201 | Active | 34451 | 20571 | 1996 | AO SMITH | CHWH - ASME/Fired Water Heater | HWSD - Hot Water Dom/Potable | 3/31/2022
Vacant | 601 W 4th St | Valentine | NE | 69201-1564 | Cherry | NE23552 | Active | N/A | 8069 | 1999 | Burnham | CI - Cast Iron | HWHT - Hot Water Heat | 3/31/2022
Vacant | 601 W 4th St | Valentine | NE | 69201-1564 | Cherry | NE23553 | Active | N/A | 8070 | 1999 | Burnham | CI - Cast Iron | HWHT - Hot Water Heat | 3/31/2022
Vacant | 601 W 4th St | Valentine | NE | 69201-1564 | Cherry | NE26902 | Active | 139460 | URLPA331403548 | 2014 | Rheem/Ruud | CHWH - ASME/Fired Water Heater | HWSD - Hot Water Dom/Potable | 3/31/2022
Superior Jr/Sr High School | 601 W 8th St | Superior | NE | 68978-1457 | Nuckolls | NE06505 | Out of Service | 15904 | 15904/L17K1270 | 2004 | HTPI | WTSS - Watertube SS Steel | HWHT - Hot Water Heat | 12/31/2011
Superior Jr/Sr High School | 601 W 8th St | Superior | NE | 68978-1457 | Nuckolls | NE06506 | Out of Service | 17478 | 17478 | 2005 | HTPI | WTSS - Watertube SS Steel | HWHT - Hot Water Heat | 12/31/2011
Superior Jr/Sr High School | 601 W 8th St | Superior | NE | 68978-1457 | Nuckolls | NE06507 | Scrapped/Junked | 17099 | 17099 | 2005 | HTPI | WTSS - Watertube SS Steel | HWHT - Hot Water Heat | 12/31/2009
Superior Jr/Sr High School | 601 W 8th St | Superior | NE | 68978-1457 | Nuckolls | NE06508 | Scrapped/Junked | 17477 | 17477 | 2005 | HTPI | WTSS - Watertube SS Steel | HWHT - Hot Water Heat | 12/31/2009
Superior Jr/Sr High School | 601 W 8th St | Superior | NE | 68978-1457 | Nuckolls | NE07544 | Scrapped/Junked | 12080 | E06-12080 | 2005 | AOSM | CHWH - ASME/Fired Water Heater | HWSD - Hot Water Dom/Potable | 12/31/2016
Superior Jr/Sr High School | 601 W 8th St | Superior | NE | 68978-1457 | Nuckolls | NE19151 | Scrapped/Junked | 27424 | n/a | 1995 | AOSM | CHWH - ASME/Fired Water Heater | HWSD - Hot Water Dom/Potable | 12/31/2016
Superior Jr/Sr High School | 601 W 8th St | Superior | NE | 68978-1457 | Nuckolls | NE19152 | Scrapped/Junked | 27402 |  | 1995 | AO SMITH | CHWH - ASME/Fired Water Heater | HWSD - Hot Water Dom/Potable | 12/31/2005
Superior Jr/Sr High School | 601 W 8th St | Superior | NE | 68978-1457 | Nuckolls | NE19493 | Active | 18242 | 11F-6150 | 2011 | Aldrich | FTVT - Firetube Vertical TB | GLYC - Glycol Bldg Heat Sys | 12/31/2025
Superior Jr/Sr High School | 601 W 8th St | Superior | NE | 68978-1457 | Nuckolls | NE19494 | Active | 18243 | 11F-6151 | 2011 | Aldrich | FTVT - Firetube Vertical TB | GLYC - Glycol Bldg Heat Sys | 12/31/2025
Superior Jr/Sr High School | 601 W 8th St | Superior | NE | 68978-1457 | Nuckolls | NE19849 | Scrapped/Junked | 84942 | G22P20606 | 2009 | Giannoni-HTPI | WTSS - Watertube SS Steel | HWHT - Hot Water Heat | 12/31/2010
Superior Jr/Sr High School | 601 W 8th St | Superior | NE | 68978-1457 | Nuckolls | NE21454 | Active | 18472 | 11F-6380 | 2011 | Aldrich | FTVT - Firetube Vertical TB | HWHT - Hot Water Heat | 12/31/2025
Superior Jr/Sr High School | 601 W 8th St | Superior | NE | 68978-1457 | Nuckolls | NE21455 | Active | 18471 | 11F-6379 | 2011 | Aldrich | FTVT - Firetube Vertical TB | HWHT - Hot Water Heat | 12/31/2025
Superior Jr/Sr High School | 601 W 8th St | Superior | NE | 68978-1457 | Nuckolls | NE21456 | Active | 18470 | 11F-6378 | 2011 | Aldrich | FTVT - Firetube Vertical TB | HWHT - Hot Water Heat | 12/31/2025
Superior Jr/Sr High School | 601 W 8th St | Superior | NE | 68978-1457 | Nuckolls | NE31532 | Scrapped/Junked | 2265 | 2191 | 1964 | Kewannee | FT - Firetube Boiler | HWHT - Hot Water Heat | 12/31/2005
Superior Jr/Sr High School | 601 W 8th St | Superior | NE | 68978-1457 | Nuckolls | NE31533 | Scrapped/Junked |  | M2266 | 1964 | Kewannee | FT - Firetube Boiler | HWHT - Hot Water Heat | 12/31/2005
Progress Elementary | 601 W B St | Ogallala | NE | 69153-2162 | Keith | NE20222 | Exempt 1999 LB-66 |  | 000000000071847 | 1969 | RUUD | AHWH - ANSI/Fired Water Htr | HWSD - Hot Water Dom/Potable | 7/31/2000
Progress Elementary | 601 W B St | Ogallala | NE | 69153-2162 | Keith | NE21264 | Exempt 1999 LB-66 |  |  | 1997 | AO SMITH | AHWH - ANSI/Fired Water Htr | HWSD - Hot Water Dom/Potable | 7/31/2000
Progress Elementary | 601 W B St | Ogallala | NE | 69153-2162 | Keith | NE23585 | Scrapped/Junked | n/a | LC-012066-0999 | 1999 | Peerless | CI - Cast Iron | STHT - Steam-Heat | 12/31/2014
Progress Elementary | 601 W B St | Ogallala | NE | 69153-2162 | Keith | NE31778 | Scrapped/Junked | n/a | N9791 | 1969 | Kewanee | FTFB - Firetube-Firebox Boiler | HWHT - Hot Water Heat | 12/31/2014
Progress Elementary | 601 W B St | Ogallala | NE | 69153-2162 | Keith | NE33627 | Scrapped/Junked |  | 7FDA-3031 | 1983 | PEERLESS HEATER COMPANY |  | STHT - Steam-Heat | 7/31/2000
Zoetis | 601 W Cornhusker Hwy | Lincoln | NE | 68521-3577 | Lancaster | NE06510 | Active | 317 | 05290-B | 2005 | econo master | ECON - Boiler Economizer | ECON - Boiler Economizer | 8/31/2026
Zoetis | 601 W Cornhusker Hwy | Lincoln | NE | 68521-3577 | Lancaster | NE06511 | Active | 316 | 05290-A | 2005 | econo master | ECON - Boiler Economizer | ECON - Boiler Economizer | 8/31/2026
Zoetis | 601 W Cornhusker Hwy | Lincoln | NE | 68521-3577 | Lancaster | NE08060 | Scrapped/Junked | 21224 | 61677 | 1986 | Bryan | WT - Water Tube Boiler | PROC - Process Steam | 5/31/2016
Zoetis | 601 W Cornhusker Hwy | Lincoln | NE | 68521-3577 | Lancaster | NE09204 | Active | 6814 | 38S462946 | 2006 | Miura | VTWT - Vert Watertube | PROC - Process Steam | 8/31/2026
Zoetis | 601 W Cornhusker Hwy | Lincoln | NE | 68521-3577 | Lancaster | NE11830 | Inactive | 15446 | L-39418 | 1966 | CLEA | FTSM - FTS Marine Dry Back | PROC - Process Steam | 8/31/2009
Zoetis | 601 W Cornhusker Hwy | Lincoln | NE | 68521-3577 | Lancaster | NE11831 | Scrapped/Junked | 15447 | L-39419 | 1966 | CLEA | FTSM - FTS Marine Dry Back | PROC - Process Steam | 5/31/2009
Zoetis | 601 W Cornhusker Hwy | Lincoln | NE | 68521-3577 | Lancaster | NE12208 | Active | 7856 | 385472346 | 2008 | Miura | VTWT - Vert Watertube | PROC - Process Steam | 8/31/2026
Zoetis | 601 W Cornhusker Hwy | Lincoln | NE | 68521-3577 | Lancaster | NE12209 | Active | 7624/25 | 0735S3484-85 | 2007 | Miura economizer | ECON - Boiler Economizer | ECON - Boiler Economizer | 8/31/2026
Zoetis | 601 W Cornhusker Hwy | Lincoln | NE | 68521-3577 | Lancaster | NE12210 | Active | 6759/63 | 063553139/43 | 2006 | Miura economizer | ECON - Boiler Economizer | ECON - Boiler Economizer | 8/31/2026
Zoetis | 601 W Cornhusker Hwy | Lincoln | NE | 68521-3577 | Lancaster | NE13897 | Inactive | 11795 |  | 1975 | BOILER ENGINEERING/SUPPLY | WT - Water Tube Boiler | PROC - Process Steam | 6/30/1992
Zoetis | 601 W Cornhusker Hwy | Lincoln | NE | 68521-3577 | Lancaster | NE14149 | Active | 7935 | 38S482424 | 2008 | MIURA | WT - Water Tube Boiler | PROC - Process Steam | 8/31/2026
Zoetis | 601 W Cornhusker Hwy | Lincoln | NE | 68521-3577 | Lancaster | NE14150 | Active | 7950/51 | 083583601/02 | 2008 | Miura economizer | ECON - Boiler Economizer | ECON - Boiler Economizer | 8/31/2026
Zoetis | 601 W Cornhusker Hwy | Lincoln | NE | 68521-3577 | Lancaster | NE14754 | Active | 41604 | 94964 | 1988 | Kewanee | FTSM - FTS Marine Dry Back | PROC - Process Steam | 8/31/2026
Zoetis | 601 W Cornhusker Hwy | Lincoln | NE | 68521-3577 | Lancaster | NE14806 | Active | 44801 | 10339 | 1992 | Kewanee | FTSM - FTS Marine Dry Back | PROC - Process Steam | 8/31/2026
Zoetis | 601 W Cornhusker Hwy | Lincoln | NE | 68521-3577 | Lancaster | NE15500 | Scrapped/Junked | 34651 | 75181 | 1994 | Bryan | WT - Water Tube Boiler | PROC - Process Steam | 7/31/2013
Zoetis | 601 W Cornhusker Hwy | Lincoln | NE | 68521-3577 | Lancaster | NE17601 | Out of Service | 41047 | C943389 | 1994 | Loch | CPFT - Horiz Cpr Fin Boiler | HWSD - Hot Water Dom/Potable | 8/31/2010
Zoetis | 601 W Cornhusker Hwy | Lincoln | NE | 68521-3577 | Lancaster | NE24070 | Inactive | 25011 | 89-17868 H-96591 | 1989 | York Shipley | FTWB - FTS Marine Wet Back | PROC - Process Steam | 8/31/2014
Zoetis | 601 W Cornhusker Hwy | Lincoln | NE | 68521-3577 | Lancaster | NE42364 | Out of Service | 29924 | A58-231W | 2013 | Aesys Tech/York Shipley | FTHT - Firetube Horizontal | PROC - Process Steam | 7/31/2023
Zoetis | 601 W Cornhusker Hwy | Lincoln | NE | 68521-3577 | Lancaster | NE42947 | Active | 98406 | G-24-1155 | 2024 | Aerco | FTVT - Firetube Vertical TB | HWHT - Hot Water Heat | 8/31/2026
Zoetis | 601 W Cornhusker Hwy | Lincoln | NE | 68521-3577 | Lancaster | NE42948 | Active | 98407 | G-24-1156 | 2024 | Aerco | FTVT - Firetube Vertical TB | HWHT - Hot Water Heat | 8/31/2026
Zoetis | 601 W Cornhusker Hwy | Lincoln | NE | 68521-3577 | Lancaster | NE42949 | Active | 98177 | G-24-0882 | 2024 | Aerco | FTVT - Firetube Vertical TB | HWHT - Hot Water Heat | 8/31/2026
Zoetis | 601 W Cornhusker Hwy | Lincoln | NE | 68521-3577 | Lancaster | NE43390 | Active | 319318 | 319318 | 2024 | AOSM | CHWH - ASME/Fired Water Heater | HWDP - Hotwater Heat & Dom Supply | 8/31/2026
Zoetis | 601 W Cornhusker Hwy | Lincoln | NE | 68521-3577 | Lancaster | NE43391 | Active | 319314 | 319314 | 2024 | AOSM | CHWH - ASME/Fired Water Heater | HWDP - Hotwater Heat & Dom Supply | 8/31/2026
Custom Pack Inc | 601 W J St | Hastings | NE | 68901-6936 | Adams | NE07551 | Scrapped/Junked | 103347 | 1104GO1965 | 2004 | Ruud-Rheem | CHWH - ASME/Fired Water Heater | HWSD - Hot Water Dom/Potable | 12/31/2016
Callahan Cancer Center | 601 W Leota St | North Platte | NE | 69101-6525 | Lincoln | NE06432 | Active | 13920 | 05F-1827 | 2005 | Aldrich | FTVT - Firetube Vertical TB | HWHT - Hot Water Heat | 10/31/2026
Callahan Cancer Center | 601 W Leota St | North Platte | NE | 69101-6525 | Lincoln | NE06433 | Active | 13918 | 05F-1825 | 2005 | Aldrich | FTVT - Firetube Vertical TB | HWHT - Hot Water Heat | 10/31/2026
Great Plains Health | 601 W Leota St | North Platte | NE | 69101-6525 | Lincoln | NE08841 | Inactive | 47538 | 20147 | 1996 | Kewanee | FTFB - Firetube-Firebox Boiler | GLYC - Glycol Bldg Heat Sys | 10/31/2012
Great Plains Health | 601 W Leota St | North Platte | NE | 69101-6525 | Lincoln | NE13988 | Active | 26205 | P-1546 | 1974 | Kewanee | FTSM - FTS Marine Dry Back | PROC - Process Steam | 12/31/2026
Great Plains Health | 601 W Leota St | North Platte | NE | 69101-6525 | Lincoln | NE13989 | Active | 26206 | P1547 | 1974 | Kewanee | FTSM - FTS Marine Dry Back | PROC - Process Steam | 12/31/2026
Great Plains Health | 601 W Leota St | North Platte | NE | 69101-6525 | Lincoln | NE17370 | Scrapped/Junked | 31323 | P9710 | 1978 | KEWANEE | FTFB - Firetube-Firebox Boiler | HWHT - Hot Water Heat | 10/31/2005
Great Plains Health | 601 W Leota St | North Platte | NE | 69101-6525 | Lincoln | NE18029 | Scrapped/Junked | 22028 | LH930022028880 | 1993 | AOSM | CHWH - ASME/Fired Water Heater | HWSD - Hot Water Dom/Potable | 10/31/2008
Great Plains Health | 601 W Leota St | North Platte | NE | 69101-6525 | Lincoln | NE23531 | Active | 49277 | 12723 | 1998 | Kewanee | FTSM - FTS Marine Dry Back | PROC - Process Steam | 12/31/2026
Great Plains Health | 601 W Leota St | North Platte | NE | 69101-6525 | Lincoln | NE25372 | Active | 19093 | 14F-7001 | 2013 | Aldrich | FTHT - Firetube Horizontal | GLYC - Glycol Bldg Heat Sys | 12/31/2026
Great Plains Health | 601 W Leota St | North Platte | NE | 69101-6525 | Lincoln | NE25373 | Active | 19094 | 14F-7002 | 2013 | Aldrich | FTHT - Firetube Horizontal | GLYC - Glycol Bldg Heat Sys | 12/31/2026
Great Plains Health | 601 W Leota St | North Platte | NE | 69101-6525 | Lincoln | NE25374 | Active | 19102 | 14F-7010 | 2013 | Aldrich | FTHT - Firetube Horizontal | GLYC - Glycol Bldg Heat Sys | 12/31/2026
Great Plains Health | 601 W Leota St | North Platte | NE | 69101-6525 | Lincoln | NE25375 | Active | 19103 | 14F-7011 | 2013 | Aldrich | FTHT - Firetube Horizontal | GLYC - Glycol Bldg Heat Sys | 12/31/2026
Great Plains Health | 601 W Leota St | North Platte | NE | 69101-6525 | Lincoln | NE25376 | Active | 19100 | 14F-7008 | 2013 | Aldrich | FTHT - Firetube Horizontal | GLYC - Glycol Bldg Heat Sys | 12/31/2026
Great Plains Health | 601 W Leota St | North Platte | NE | 69101-6525 | Lincoln | NE25850 | Active | 137467 | 137467 | 2014 | PVI Industries | CHWH - ASME/Fired Water Heater | HWSD - Hot Water Dom/Potable | 12/31/2026
Great Plains Health | 601 W Leota St | North Platte | NE | 69101-6525 | Lincoln | NE25851 | Active | 137468 | 137468 | 2014 | PVI Industries | CHWH - ASME/Fired Water Heater | HWSD - Hot Water Dom/Potable | 12/31/2026
Lochland Country Club | 601 W Lochland Rd | Hastings | NE | 68901-2445 | ADAMS | NE13949 | Scrapped/Junked | 290000 | 0811290000 | 2008 | Raypak | CPFT - Horiz Cpr Fin Boiler | OPHT - Outdoor Pool Heater | 6/30/2016
Lochland Country Club | 601 W Lochland Rd | Hastings | NE | 68901-2445 | ADAMS | NE13950 | Scrapped/Junked | 280860 | 0811280860 | 2004 | Raypak | CPFT - Horiz Cpr Fin Boiler | SPAJ - Spa/Jacuzzi Heater | 6/30/2024
Lochland Country Club | 601 W Lochland Rd | Hastings | NE | 68901-2445 | ADAMS | NE25843 | Scrapped/Junked | 267627 | H14H00267627 | 2013 | Lochinvar | CPFT - Horiz Cpr Fin Boiler | OPHT - Outdoor Pool Heater | 6/30/2024
Lochland Country Club | 601 W Lochland Rd | Hastings | NE | 68901-2445 | ADAMS | NE30509 | Scrapped/Junked | 38135 | C94A00180 | 1994 | TELE | CPFT - Horiz Cpr Fin Boiler | OPHT - Outdoor Pool Heater | 6/30/2009
Lochland Country Club | 601 W Lochland Rd | Hastings | NE | 68901-2445 | ADAMS | NE30726 | Scrapped/Junked |  | 1193G00867 | 1993 | RHEEM MANUFACTURING CO | AHWH - ANSI/Fired Water Htr | HWSD - Hot Water Dom/Potable | 7/31/2000
Lochland Country Club | 601 W Lochland Rd | Hastings | NE | 68901-2445 | ADAMS | NE40557 | Exempt 1999 LB-66 |  | RN1097G00470 | 1997 | RHEEM MANUFACTURING CO | AHWH - ANSI/Fired Water Htr | HWSD - Hot Water Dom/Potable | 7/31/2000
Lochland Country Club | 601 W Lochland Rd | Hastings | NE | 68901-2445 | ADAMS | NE43124 | Active | 324680 | C24324680 | 2024 | PENTAIR | CPPH - Ansi Cpr Fin Pool Heater | HWHT - Hot Water Heat | 7/31/2025
Mid Plains Community College | 601 W State Farm Rd | North Platte | NE | 69101-9420 | Lincoln | NE21056 | Active | 59336 | G-11-1646 | 2011 | Aerco | FTVT - Firetube Vertical TB | HWHT - Hot Water Heat | 11/30/2026
Mid Plains Community College | 601 W State Farm Rd | North Platte | NE | 69101-9420 | Lincoln | NE21057 | Active | 59338 | G-11-1647 | 2011 | Aerco | FTVT - Firetube Vertical TB | HWHT - Hot Water Heat | 11/30/2026
Mid Plains Community College | 601 W State Farm Rd | North Platte | NE | 69101-9420 | Lincoln | NE22257 | Active | 132724 | 0811132724 | 2011 | PVI Industries | FTVT - Firetube Vertical TB | HWSD - Hot Water Dom/Potable | 11/30/2026
Mid Plains Community College | 601 W State Farm Rd | North Platte | NE | 69101-9420 | Lincoln | NE22258 | Scrapped/Junked | 132961 | 1011132961 | 2011 | PVI Industries | FTVT - Firetube Vertical TB | GLYC - Glycol Bldg Heat Sys | 11/30/2023
Mid Plains Community College | 601 W State Farm Rd | North Platte | NE | 69101-9420 | Lincoln | NE22259 | Scrapped/Junked | 132962 | 1011132962 | 2011 | PVI Industries | FTVT - Firetube Vertical TB | GLYC - Glycol Bldg Heat Sys | 11/30/2023
Mid Plains Community College | 601 W State Farm Rd | North Platte | NE | 69101-9420 | Lincoln | NE34457 | Scrapped/Junked | 0331 | 0331 | 1973 | Kewannee | FTFB - Firetube-Firebox Boiler | HWHT - Hot Water Heat | 8/31/2011
Mid Plains Community College | 601 W State Farm Rd | North Platte | NE | 69101-9420 | Lincoln | NE34458 | Scrapped/Junked | 0332 | 0332 | 1973 | Kewannee | FTFB - Firetube-Firebox Boiler | HWHT - Hot Water Heat | 8/31/2011
Mid Plains Community College | 601 W State Farm Rd | North Platte | NE | 69101-9420 | Lincoln | NE34459 | Scrapped/Junked | 7105 | 8T-289 | 1973 | Lochinvar | CPFT - Horiz Cpr Fin Boiler | HWSD - Hot Water Dom/Potable | 8/31/2010
Mid Plains Community College | 601 W State Farm Rd | North Platte | NE | 69101-9420 | Lincoln | NE42214 | Active | 385262 | 22385262 | 2022 | Lochinvar | FT - Firetube Boiler | GLYC - Glycol Bldg Heat Sys | 11/30/2026
Mid Plains Community College | 601 W State Farm Rd | North Platte | NE | 69101-9420 | Lincoln | NE42215 | Active | 385942 | 22385942 | 2022 | Lochinvar | FT - Firetube Boiler | GLYC - Glycol Bldg Heat Sys | 11/30/2026
MARY BETH TERRACE APTS | 601-617 S 31ST AVE | OMAHA | NE | 68105-1600 | Douglas | NE04418 | Inactive |  | 41085 | 1935 | AMERICAN RADIATOR |  | STHT - Steam-Heat | 1/31/1993
Omaha Meat Processors | 6016 Grover St | Omaha | NE | 68106-4310 | Douglas | NE07349 | Scrapped/Junked | 113382 | C07M003836 | 2007 | A. O. Smith | CHWH - ASME/Fired Water Heater | HWSP - Hot Water Non Potable Supply | 4/30/2010
Omaha Meat Processors | 6016 Grover St | Omaha | NE | 68106-4310 | Douglas | NE21800 | Scrapped/Junked | 39221 | LE97-0653927 | 1996 | AOSM | CHWH - ASME/Fired Water Heater | HWSD - Hot Water Dom/Potable | 7/31/2007
Arapahoe City Pool | 602 7th St | Arapahoe | NE | 68922-5559 | Furnas | NE27392 | Active | 317886 | 1804108907804 | 2018 | Lochinvar | WT - Water Tube Boiler | OPHT - Outdoor Pool Heater | 6/30/2026
Ogallala High School | 602 E G St | Ogallala | NE | 69153-2245 | Keith | NE07674 | Active | 85397 | CY38-06-30080 | 2006 | Patterson Kelley | CPFT - Horiz Cpr Fin Boiler | HWHT - Hot Water Heat | 12/31/2026
Ogallala High School | 602 E G St | Ogallala | NE | 69153-2245 | Keith | NE07675 | Active | 85398 | CY38-06-30081 | 2006 | Patterson Kelley | CPFT - Horiz Cpr Fin Boiler | HWHT - Hot Water Heat | 12/31/2026
Ogallala High School | 602 E G St | Ogallala | NE | 69153-2245 | Keith | NE07676 | Active | 85346 | CY-37-06-30036 | 2006 | Patterson Kelley | CPFT - Horiz Cpr Fin Boiler | HWHT - Hot Water Heat | 12/31/2026
Ogallala High School | 602 E G St | Ogallala | NE | 69153-2245 | Keith | NE20214 | Exempt 1999 LB-66 |  | 000000000010139 | 1983 | AO SMITH | AHWH - ANSI/Fired Water Htr | HWSD - Hot Water Dom/Potable | 7/31/2000
Ogallala High School | 602 E G St | Ogallala | NE | 69153-2245 | Keith | NE20215 | Exempt 1999 LB-66 |  | 000000000008393 | 1982 | AO SMITH | AHWH - ANSI/Fired Water Htr | HWSD - Hot Water Dom/Potable | 7/31/2000
Ogallala High School | 602 E G St | Ogallala | NE | 69153-2245 | Keith | NE31339 | Scrapped/Junked |  | 6120849 | 1962 | TITUS | FT - Firetube Boiler | HWHT - Hot Water Heat | 7/31/2008
Ogallala High School | 602 E G St | Ogallala | NE | 69153-2245 | Keith | NE33628 | Scrapped/Junked | 4219 | 8218445 | 1982 | Rite | WT - Water Tube Boiler | HWHT - Hot Water Heat | 12/31/2011
Walthill Public School | 602 Main St | Walthill | NE | 68067 | Thurston | NE05993 | Active | N/A | 545644-200605 | 2006 | Peerless | CI - Cast Iron | STHT - Steam-Heat | 4/30/2026
Walthill Public School | 602 Main St | Walthill | NE | 68067 | Thurston | NE32197 | Scrapped/Junked |  |  | 1976 | Weil-Mcclain | CI - Cast Iron | STHT - Steam-Heat | 4/30/2006
Walthill Public School | 602 Main St | Walthill | NE | 68067 | Thurston | NE33557 | Scrapped/Junked | N/A | G6021 | 1961 | AMST | CI - Cast Iron | HWHT - Hot Water Heat | 4/30/2024
WALTHILL PUBLIC SCHOOL | 602 MAIN ST | WALTHILL | NE | 68067 | THURSTON | NE23028 | Exempt 1999 LB-66 |  | 3A | 1997 | AO SMITH | AHWH - ANSI/Fired Water Htr | HWSD - Hot Water Dom/Potable | 4/30/2000
Women's Empowering Life Line | 602 N 12th St | Norfolk | NE | 68701-3806 | Madison | NE33767 | Inactive | n/a | 3R10 | 1956 | Kewanee | FTFB - Firetube-Firebox Boiler | STHT - Steam-Heat | 1/31/2016
Women's Empowering Life Line | 602 N 12th St | Norfolk | NE | 68701-3806 | Madison | NE33770 | Active | n/a | M469 | 1962 | Kewanee | FTFB - Firetube-Firebox Boiler | STHT - Steam-Heat | 11/30/2026
California Street Plant | 602 N 13th St | Omaha | NE | 68102-4731 | Douglas | NE06495 | Active | 2481 | D-2577 | 1990 | Nebraska Boiler | WT - Water Tube Boiler | BSUP - Bldg Heat & Process | 5/31/2025
California Street Plant | 602 N 13th St | Omaha | NE | 68102-4731 | Douglas | NE14631 | Active | 93790 | 23579 | 2008 | VAPOR POWER INTERNATIONAL, LLC | ELBL - Electric Boiler | STMG - Steam Generator | 4/30/2025
St John's Greek Orthodox | 602 Park Ave | Omaha | NE | 68105-2712 | Douglas | NE16435 | Active | N/A | 211A-58361090 | 1990 | Peerless | CI - Cast Iron | STHT - Steam-Heat | 10/31/2026
Golden Living Center | 602 S 18th St | Plattsmouth | NE | 68048-2056 | CASS | NE02577 | Inactive | 64123 | G0164123 | 2001 | AO SMITH | COBL - Coil Type Boiler | HWSD - Hot Water Dom/Potable | 5/31/2007
Golden Living Center | 602 S 18th St | Plattsmouth | NE | 68048-2056 | CASS | NE16640 | Inactive | 36942 | E91184467 | 1991 | STATE INDUSTRIES | CHWH - ASME/Fired Water Heater | HWSD - Hot Water Dom/Potable | 5/31/2007
Golden Living Center | 602 S 18th St | Plattsmouth | NE | 68048-2056 | CASS | NE23859 | Scrapped/Junked | 48708 | Z16A9948708 | 1999 | AO SMITH | COBL - Coil Type Boiler | HWSD - Hot Water Dom/Potable | 5/31/2005
Golden Living Center | 602 S 18th St | Plattsmouth | NE | 68048-2056 | CASS | NE34860 | Scrapped/Junked | 41474 |  | 1984 | AO SMITH | CHWH - ASME/Fired Water Heater | HWSD - Hot Water Dom/Potable | 5/31/1999
Vacant Building | 602 S Wabash Ave | Hastings | NE | 68901-6152 | Adams | NE00266 | Out of Service | 64530 | G99-132 | 1999 | STAT | CHWH - ASME/Fired Water Heater | HWSD - Hot Water Dom/Potable | 9/30/2021
Grace Abbott Park Pool | 602 State St | Grand Island | NE | 68803-2352 | Hall | NE10815 | Scrapped/Junked | 185604 | 0108185604 | 2001 | Raypak | CPFH - Copper Fin Water Heater | OPHT - Outdoor Pool Heater | 6/30/2023
Barr Middle School | 602 W Stolley Park Rd | Grand Island | NE | 68801-7465 | Hall | NE01623 | Active | 37196 | G-02-544 | 2002 | Aerco International | FTVT - Firetube Vertical TB | HWHT - Hot Water Heat | 1/31/2027
Barr Middle School | 602 W Stolley Park Rd | Grand Island | NE | 68801-7465 | Hall | NE01624 | Active | 37195 | G-02-545 | 2002 | Aerco International | FTVT - Firetube Vertical TB | HWHT - Hot Water Heat | 1/31/2027
Barr Middle School | 602 W Stolley Park Rd | Grand Island | NE | 68801-7465 | Hall | NE01625 | Scrapped/Junked | 64770 | 942J01/64770 | 2001 | AOSM | COBL - Coil Type Boiler | HWSD - Hot Water Dom/Potable | 1/31/2013
Barr Middle School | 602 W Stolley Park Rd | Grand Island | NE | 68801-7465 | Hall | NE01776 | Scrapped/Junked | 64769 | 941J01/64769 | 2001 | AOSM | COBL - Coil Type Boiler | HWSD - Hot Water Dom/Potable | 1/31/2013
Barr Middle School | 602 W Stolley Park Rd | Grand Island | NE | 68801-7465 | Hall | NE13136 | Out of Service | 69014 | 69014 | 2007 | Market Forge | ELBL - Electric Boiler | 0021 - Steam Supp Cooker/Kettle | 1/31/2023
Barr Middle School | 602 W Stolley Park Rd | Grand Island | NE | 68801-7465 | Hall | NE16728 | Scrapped/Junked | 7353 | 751923 | 1975 | Leigon | ELPV - Electric Press VSL | COOK - Cooker/Kettle | 1/31/2019
Barr Middle School | 602 W Stolley Park Rd | Grand Island | NE | 68801-7465 | Hall | NE16926 | Scrapped/Junked | 43642 |  | 1993 | MARKET FORGE INDUSTRIES | ELBL - Electric Boiler | 0021 - Steam Supp Cooker/Kettle | 7/31/2007
Barr Middle School | 602 W Stolley Park Rd | Grand Island | NE | 68801-7465 | Hall | NE26869 | Active | 722235 | G-15-2065 | 2015 | Aerco International | FTVT - Firetube Vertical TB | HWHT - Hot Water Heat | 1/31/2027
Barr Middle School | 602 W Stolley Park Rd | Grand Island | NE | 68801-7465 | Hall | NE26870 | Active | 72234 | G-15-2064 | 2015 | Aerco International | FTVT - Firetube Vertical TB | HWHT - Hot Water Heat | 1/31/2026
Barr Middle School | 602 W Stolley Park Rd | Grand Island | NE | 68801-7465 | Hall | NE34530 | Scrapped/Junked |  | N2392 | 1966 | KEWANEE | FT - Firetube Boiler | HWHT - Hot Water Heat | 7/31/2003
Barr Middle School | 602 W Stolley Park Rd | Grand Island | NE | 68801-7465 | Hall | NE34531 | Scrapped/Junked |  | N2397 | 1966 | KEWANEE | FT - Firetube Boiler | HWHT - Hot Water Heat | 7/31/2003
Hillcrest Grand Lodge | 6021 Grand Lodge Ave | Papillion | NE | 68133-3206 | Sarpy | NE26059 | Active | 298534 | G14-298534 | 2014 | Laars | WTSS - Watertube SS Steel | HWSD - Hot Water Dom/Potable | 11/30/2025
Hillcrest Grand Lodge | 6021 Grand Lodge Ave | Papillion | NE | 68133-3206 | Sarpy | NE26060 | Active | 298522 | G14-298522 | 2014 | Laars | WTSS - Watertube SS Steel | HWSD - Hot Water Dom/Potable | 11/30/2025
Hillcrest Grand Lodge | 6021 Grand Lodge Ave | Papillion | NE | 68133-3206 | Sarpy | NE26061 | Active | 298530 | G14-298530 | 2014 | Laars | WTSS - Watertube SS Steel | HWSD - Hot Water Dom/Potable | 11/30/2025
Hillcrest Grand Lodge | 6021 Grand Lodge Ave | Papillion | NE | 68133-3206 | Sarpy | NE26062 | Scrapped/Junked | 253148 | M15H0022 | 2015 | Jandy | CPPH - Ansi Cpr Fin Pool Heater | SPAJ - Spa/Jacuzzi Heater | 11/30/2020
Hillcrest Grand Lodge | 6021 Grand Lodge Ave | Papillion | NE | 68133-3206 | Sarpy | NE26063 | Scrapped/Junked | 253152 | M15HD0026 | 2015 | Jandy | CPPH - Ansi Cpr Fin Pool Heater | IPHT - Indoor Pool Heater | 11/30/2022
Hillcrest Grand Lodge | 6021 Grand Lodge Ave | Papillion | NE | 68133-3206 | Sarpy | NE41473 | Active | 30222 30223 | 21601485 21601486 | 2021 | PENTAIR | CPPH - Ansi Cpr Fin Pool Heater | IPHT - Indoor Pool Heater | 11/30/2025
Hillcrest Grand Lodge | 6021 Grand Lodge Ave | Papillion | NE | 68133-3206 | Sarpy | NE41474 | Inactive | 257918 | ATEC02022013120 | 2020 | Jandy | CPPH - Ansi Cpr Fin Pool Heater | IPHT - Indoor Pool Heater | 11/30/2024
Havelock Laundromat | 6024 Havelock Ave | Lincoln | NE | 68507-1158 | Lancaster | NE40331 | Active | 34944 | 740AL75-34944 | 1975 | A. O. Smith | COBL - Coil Type Boiler | HWSD - Hot Water Dom/Potable | 4/30/2025
Exoxemis | 6029 N 16th St | Omaha | NE | 68110-1138 | Douglas | NE06168 | Inactive | 00173558 | B05H00172558 | 2005 | Lochinvar | CPFH - Copper Fin Water Heater | HWSD - Hot Water Dom/Potable | 7/31/2019
QUALITY REFRIGERATED SRV | 6029 N 16th St | Omaha | NE | 68110-1138 | Douglas | NE05107 | Inactive | 11791 |  | 1994 | RAYPAK INC, CALIFORNIA | WT - Water Tube Boiler | HWHT - Hot Water Heat | 12/31/2000
Quality Cleaners | 603 9th St | Gothenburg | NE | 69138-2008 | Dawson | NE12224 | Scrapped/Junked | 65113 | 0108-67000 | 2008 | Reimers | ELBL - Electric Boiler | PROC - Process Steam | 6/30/2015
Quality Cleaners | 603 9th St | Gothenburg | NE | 69138-2008 | Dawson | NE30747 | Scrapped/Junked | 28121 |  | 1969 | PM LATTNER MFR COMPANY | WT - Water Tube Boiler | PROC - Process Steam | 9/30/2006
Northeast NE Comm Action Pntrship | 603 Earl St | Pender | NE | 68047-5030 | Thurston | NE20949 | Scrapped/Junked | 17736 | 09F-5644 | 2009 | ALES | FTVT - Firetube Vertical TB | HWHT - Hot Water Heat | 3/31/2013
Northeast NE Comm Action Pntrship | 603 Earl St | Pender | NE | 68047-5030 | Thurston | NE20950 | Scrapped/Junked | 17738 | 09F-5646 | 2009 | ALES | FTVT - Firetube Vertical TB | HWHT - Hot Water Heat | 3/31/2013
Northeast NE Comm Action Pntrship | 603 Earl St | Pender | NE | 68047-5030 | Thurston | NE20951 | Scrapped/Junked | 17737 | 09F-5645 | 2009 | ALES | FTVT - Firetube Vertical TB | HWHT - Hot Water Heat | 3/31/2013
Northeast NE Comm Action Pntrship | 603 Earl St | Pender | NE | 68047-5030 | Thurston | NE21923 | Scrapped/Junked | 8581 | 96-E5489 | 1996 | ALES | FTVT - Firetube Vertical TB | HWHT - Hot Water Heat | 3/31/2009
Northeast NE Comm Action Pntrship | 603 Earl St | Pender | NE | 68047-5030 | Thurston | NE21924 | Scrapped/Junked | 8611 | 96-E5228 | 1996 | ALES | FTVT - Firetube Vertical TB | HWHT - Hot Water Heat | 3/31/2011
Northeast NE Comm Action Pntrship | 603 Earl St | Pender | NE | 68047-5030 | Thurston | NE21925 | Scrapped/Junked | 8573 | 96-E5479 | 1996 | ALES | FTVT - Firetube Vertical TB | HWHT - Hot Water Heat | 3/31/2011
Northeast NE Comm Action Pntrship | 603 Earl St | Pender | NE | 68047-5030 | Thurston | NE21926 | Scrapped/Junked | 8576 | 96-E5482 | 1996 | ALES | FTVT - Firetube Vertical TB | HWHT - Hot Water Heat | 3/31/2012
Northeast NE Comm Action Pntrship | 603 Earl St | Pender | NE | 68047-5030 | Thurston | NE21927 | Scrapped/Junked | 59748 | L951680 | 1995 | Lochinvar | CPFT - Horiz Cpr Fin Boiler | HWSD - Hot Water Dom/Potable | 3/31/2013
Life Care Center Of Omaha | 6032 Ville De Sante Dr | Omaha | NE | 68104-1137 | Douglas | NE00570 | Scrapped/Junked | 63723 |  | 1999 | STAT | CHWH - ASME/Fired Water Heater | HWSD - Hot Water Dom/Potable | 8/31/2006
Life Care Center Of Omaha | 6032 Ville De Sante Dr | Omaha | NE | 68104-1137 | Douglas | NE01721 | Scrapped/Junked | 77583 | F03-102 | 2003 | STAT | CHWH - ASME/Fired Water Heater | HWSD - Hot Water Dom/Potable | 8/31/2006
Life Care Center Of Omaha | 6032 Ville De Sante Dr | Omaha | NE | 68104-1137 | Douglas | NE08843 | Inactive | 72235 |  | 2001 | STAT | CHWH - ASME/Fired Water Heater | HWSD - Hot Water Dom/Potable | 8/31/2006
Life Care Center Of Omaha | 6032 Ville De Sante Dr | Omaha | NE | 68104-1137 | Douglas | NE12594 | Scrapped/Junked | 119569 | K07M005322 | 2007 | AOSM | CHWH - ASME/Fired Water Heater | HWDP - Hotwater Heat & Dom Supply | 4/30/2012
Life Care Center Of Omaha | 6032 Ville De Sante Dr | Omaha | NE | 68104-1137 | Douglas | NE12595 | Scrapped/Junked | 111428 | K07M003394 | 2007 | A O Smith | CHWH - ASME/Fired Water Heater | HWDP - Hotwater Heat & Dom Supply | 4/30/2018
Life Care Center Of Omaha | 6032 Ville De Sante Dr | Omaha | NE | 68104-1137 | Douglas | NE12608 | Scrapped/Junked | 119293 | K07M003394 | 2007 | A O Smith | CHWH - ASME/Fired Water Heater | HWDP - Hotwater Heat & Dom Supply | 4/30/2022
Life Care Center Of Omaha | 6032 Ville De Sante Dr | Omaha | NE | 68104-1137 | Douglas | NE21332 | Scrapped/Junked | 70380 |  | 1995 | RUUD | CHWH - ASME/Fired Water Heater | HWSD - Hot Water Dom/Potable | 11/30/2003
Life Care Center Of Omaha | 6032 Ville De Sante Dr | Omaha | NE | 68104-1137 | Douglas | NE23939 | Scrapped/Junked | 199402 | D1.11.27.00129 | 2011 | Giannoni France | COND - Condenser | HWSD - Hot Water Dom/Potable | 4/30/2022
Life Care Center Of Omaha | 6032 Ville De Sante Dr | Omaha | NE | 68104-1137 | Douglas | NE24921 | Scrapped/Junked | 62723 |  | 1999 | STATE INDUSTRIES | CHWH - ASME/Fired Water Heater | HWSD - Hot Water Dom/Potable | 10/31/2001
Life Care Center Of Omaha | 6032 Ville De Sante Dr | Omaha | NE | 68104-1137 | Douglas | NE27183 | Active | 236336 | 1801108734910 | 2018 | AO SMITH | CHWH - ASME/Fired Water Heater | HWSD - Hot Water Dom/Potable | 4/30/2026
Life Care Center Of Omaha | 6032 Ville De Sante Dr | Omaha | NE | 68104-1137 | Douglas | NE32909 | Scrapped/Junked |  | 3112 | 1969 | PENNCO |  | STHT - Steam-Heat | 10/31/1999
Life Care Center Of Omaha | 6032 Ville De Sante Dr | Omaha | NE | 68104-1137 | Douglas | NE32913 | Scrapped/Junked |  | 3550 | 1984 | RUDD | AHWH - ANSI/Fired Water Htr | HWSD - Hot Water Dom/Potable | 10/31/2001
Life Care Center Of Omaha | 6032 Ville De Sante Dr | Omaha | NE | 68104-1137 | Douglas | NE37468 | Scrapped/Junked | 51257 |  | 1988 | RHEEM-RUUD | CHWH - ASME/Fired Water Heater | HWSD - Hot Water Dom/Potable | 10/31/2000
Life Care Center Of Omaha | 6032 Ville De Sante Dr | Omaha | NE | 68104-1137 | Douglas | NE37485 | Scrapped/Junked | 13206 | LE91-00132 | 1992 | AOSM | AHWH - ANSI/Fired Water Htr | HWSD - Hot Water Dom/Potable | 8/31/2006
Life Care Center Of Omaha | 6032 Ville De Sante Dr | Omaha | NE | 68104-1137 | Douglas | NE41708 | Out of Service | 530420 | 2144126705200 | 2021 | Sertmeta | CHWH - ASME/Fired Water Heater | HWSD - Hot Water Dom/Potable | 4/30/2024
Binney Building | 6035 Binney St | Omaha | NE | 68104-3467 | Douglas | NE04959 | Out of Service | n/a | 741 | 1957 | Bryant | CI - Cast Iron | HWHT - Hot Water Heat | 2/28/2017
CITY OF EDGAR | 604 4TH ST | EDGAR | NE | 68935 | CLAY | NE30215 | Inactive |  | 8BJ8 | 1930 | AMERICAN STANDARD |  | STHT - Steam-Heat | 6/30/1996
EXCEL CORPORATION | 604 7TH CORSO | NEBRASKA CITY | NE | 68410-1756 | OTOE | NE03300 | Inactive |  | L-39614 | 1966 | CLEAVER BROOKS | FTSM - FTS Marine Dry Back | PROC - Process Steam | 1/31/1996
Holdrege City Library | 604 East Ave | Holdrege | NE | 68949-2313 | Phelps | NE35429 | Active | none | 1BJ1 | 1963 | American Standard | CI - Cast Iron | HWHT - Hot Water Heat | 5/31/2024
City View Apartments (Vacant) | 604 S 22nd St | Omaha | NE | 68102-3097 | Douglas | NE26652 | Active | 67876 | 119286A | 2015 | PVI Industries | CHWH - ASME/Fired Water Heater | HWDP - Hotwater Heat & Dom Supply | 12/31/2024
City View Apartments (Vacant) | 604 S 22nd St | Omaha | NE | 68102-3097 | Douglas | NE28876 | Active | 105615 | F013208 | 2019 | PVI Industries | CHWH - ASME/Fired Water Heater | HWDP - Hotwater Heat & Dom Supply | 12/31/2025
City View Apartments (Vacant) | 604 S 22nd St | Omaha | NE | 68102-3097 | Douglas | NE37191 | Active | n/a | 8521 | 1952 | National Radiator | FTFB - Firetube-Firebox Boiler | STHT - Steam-Heat | 12/31/2024
City View Apartments (Vacant) | 604 S 22nd St | Omaha | NE | 68102-3097 | Douglas | NE37192 | Active | n/a | 8638 | 1962 | NATR | FTFB - Firetube-Firebox Boiler | STHT - Steam-Heat | 12/31/2023
Precious Angel Daycare | 604 S H St | Broken Bow | NE | 68822-2556 | Custer | NE25433 | Scrapped/Junked | 154996 | 9812154996 | 1999 | Raypak | WT - Water Tube Boiler | HWHT - Hot Water Heat | 4/30/2024
Precious Angel Daycare | 604 S H St | Broken Bow | NE | 68822-2556 | Custer | NE43625 | Active | 438399 | 23.VC45.337.07675 | 2023 | Lochinvar | FTSS - Firetube Stainless Steel | HWHT - Hot Water Heat | 7/31/2025
CENTRAL ELEMENTARY | 604 W 1st St | McCook | NE | 69001-3137 | RED WILLOW | NE22433 | Scrapped/Junked | 63721 |  | 1995 | RHEEM MANUFACTURING CO | CHWH - ASME/Fired Water Heater | HWSD - Hot Water Dom/Potable | 5/31/2003
Hunt Cleaners | 604 W 2nd St | Cozad | NE | 69130-9706 | Dawson | NE02331 | Active | 11527 | S1000-150-123 | 2004 | Hurst | FTSM - FTS Marine Dry Back | PROC - Process Steam | 10/31/2026
HUNT CLEANERS | 604 W 2nd St | Cozad | NE | 69130-9706 | DAWSON | NE11864 | Scrapped/Junked | 36866 |  | 1968 | PM LATTNER MFR COMPANY | FT - Firetube Boiler | PROC - Process Steam | 3/31/2005
HUNT CLEANERS | 604 W 2nd St | Cozad | NE | 69130-9706 | DAWSON | NE21155 | Scrapped/Junked | 13574 |  | 1997 | SUPERIOR/LATTNER | FT - Firetube Boiler | PROC - Process Steam | 3/31/2005
Holdrege Methodist Church | 604 West Ave | Holdrege | NE | 68949-2325 | Phelps | NE14382 | Scrapped/Junked | N/A | 211A-4346-1288 | 1988 | Peerless | CI - Cast Iron | HWHT - Hot Water Heat | 11/30/2018
Holdrege Methodist Church | 604 West Ave | Holdrege | NE | 68949-2325 | Phelps | NE27589 | Active | 250413 | 1742107861223 | 2017 | Lochinvar | FT - Firetube Boiler | HWHT - Hot Water Heat | 11/30/2026
PERKINS FAMILY RESTAURANT | 605 2nd Ave | Kearney | NE | 68847-7809 | BUFFALO | NE21285 | Exempt 1999 LB-66 |  | 0191-D02533 | 1991 | RHEEM MANUFACTURING CO | AHWH - ANSI/Fired Water Htr | HWSD - Hot Water Dom/Potable | 1/31/1999
KLEAN KLOSE SHOP | 605 5th St | Fairbury | NE | 68352-2623 | JEFFERSON | NE01043 | Inactive | 18143 |  | 1956 | PM LATTNER MFR COMPANY | FT - Firetube Boiler | PROC - Process Steam | 1/31/2005
Dundy County Elementary at Stratton | 605 Bailey St | Stratton | NE | 69043-5157 | Hitchcock | NE10311 | Inactive |  | 359446-200105 | 2001 | Peerless Heater Company | CI - Cast Iron | STHT - Steam-Heat | 3/31/2009
Dundy County Elementary at Stratton | 605 Bailey St | Stratton | NE | 69043-5157 | Hitchcock | NE31719 | Inactive |  |  | 1953 | Kewannee | FT - Firetube Boiler | STHT - Steam-Heat | 6/30/2002
Dundy County Elementary at Stratton | 605 Bailey St | Stratton | NE | 69043-5157 | Hitchcock | NE31720 | Inactive |  | 2 | 1953 | Kewannee | FT - Firetube Boiler | STHT - Steam-Heat | 6/30/2002
Epworth Village | 605 E 9th St | York | NE | 68467-3109 | York | NE00080 | Exempt | n/a | MI-203400-1099 | 2000 | Peerless | CI - Cast Iron | HWHT - Hot Water Heat | 11/30/2020
Epworth Village | 605 E 9th St | York | NE | 68467-3109 | York | NE37211 | Scrapped/Junked |  |  | 1955 | American Standard | CI - Cast Iron | HWHT - Hot Water Heat | 2/29/2000
Methodist Church | 605 E St | Fairbury | NE | 68352-2325 | Jefferson | NE01978 | Scrapped/Junked | n/a | 211A-4472-0689 | 1989 | Peerless | CI - Cast Iron | HWHT - Hot Water Heat | 3/31/2016
Methodist Church | 605 E St | Fairbury | NE | 68352-2325 | Jefferson | NE26961 | Scrapped/Junked | 242176 | 82126 | 2012 | Trinity | WTSS - Watertube SS Steel | HWHT - Hot Water Heat | 3/31/2024
Methodist Church | 605 E St | Fairbury | NE | 68352-2325 | Jefferson | NE43302 | Active | 489779 | 24.PGT550.470.00032 | 2024 | NTI | WTSS - Watertube SS Steel | HWHT - Hot Water Heat | 3/31/2026
St Francis Grade School | 605 Elm St | Humphrey | NE | 68642-4251 | Platte | NE18482 | Inactive | 5429 |  | 1953 | Kewannee | FT - Firetube Boiler | STHT - Steam-Heat | 7/31/2001
St Francis Grade School | 605 Elm St | Humphrey | NE | 68642-4251 | Platte | NE32661 | Inactive | n/a | B1 | 1953 | Kewanee | FTFB - Firetube-Firebox Boiler | STHT - Steam-Heat | 1/31/2017
St Francis Grade School | 605 Elm St | Humphrey | NE | 68642-4251 | Platte | NE32662 | Active | n/a | 2B | 1953 | Kewanee | FTFB - Firetube-Firebox Boiler | STHT - Steam-Heat | 1/31/2026
St Francis Grade School | 605 Elm St | Humphrey | NE | 68642-4251 | Platte | NE37559 | Scrapped/Junked | 32566 | R1008 | 1979 | Kewanee | FTFB - Firetube-Firebox Boiler | STHT - Steam-Heat | 7/31/2011
CITY CIVIC/SENIOR CENTER | 605 N Broadway St | Wahoo | NE | 68066-1607 | SAUNDERS | NE16215 | Inactive |  | L7714 | 1959 | KEWANEE | FT - Firetube Boiler | STHT - Steam-Heat | 6/30/1996
Medicine Valley Elementary School | 605 Ord St | Curtis | NE | 69025-3004 | FRONTIER | NE22434 | Scrapped/Junked |  | 602915 | 1968 | DAY & NIGHT | AHWH - ANSI/Fired Water Htr | HWSD - Hot Water Dom/Potable | 6/30/2000
Medicine Valley Elementary School | 605 Ord St | Curtis | NE | 69025-3004 | FRONTIER | NE31732 | Active | 27883 | HSB33519 | 1953 | Fitzgibbons | FT - Firetube Boiler | STHT - Steam-Heat | 10/31/2026
NE State Education Assoc | 605 S 14th St | Lincoln | NE | 68508-2726 | Lancaster | NE06641 | Scrapped/Junked | 14129 | 05F-2036 | 2005 | ALES | FTFB - Firetube-Firebox Boiler | HWHT - Hot Water Heat | 11/30/2010
NE State Education Assoc | 605 S 14th St | Lincoln | NE | 68508-2726 | Lancaster | NE16355 | Scrapped/Junked | 37332 | R-5869 | 1983 | KEWANEE | FTFB - Firetube-Firebox Boiler | HWHT - Hot Water Heat | 11/30/2005
NE State Education Assoc | 605 S 14th St | Lincoln | NE | 68508-2726 | Lancaster | NE19583 | Active | 3067 | 061011072 | 2010 | CAMUS | CPFT - Horiz Cpr Fin Boiler | HWHT - Hot Water Heat | 2/28/2026
Boone Central Public Schools | 605 S 6th St | Albion | NE | 68620-1543 | Boone | NE17261 | Scrapped/Junked | 7230 | 92-3237 | 1992 | Aldrich | FT - Firetube Boiler | HWHT - Hot Water Heat | 10/31/2017
Boone Central Public Schools | 605 S 6th St | Albion | NE | 68620-1543 | Boone | NE17262 | Scrapped/Junked | 7238 | 92-3246 | 1992 | Aldrich | FT - Firetube Boiler | HWHT - Hot Water Heat | 10/31/2017
Boone Central Public Schools | 605 S 6th St | Albion | NE | 68620-1543 | Boone | NE20132 | Exempt 1999 LB-66 |  | 68440402 | 1984 | RHEEM MANUFACTURING CO | AHWH - ANSI/Fired Water Htr | HWSD - Hot Water Dom/Potable | 8/31/1999
Boone Central Public Schools | 605 S 6th St | Albion | NE | 68620-1543 | Boone | NE20133 | Scrapped/Junked | 4447 |  | 1970 | VULCAN-HART | FT - Firetube Boiler | 0021 - Steam Supp Cooker/Kettle | 8/31/2000
Boone Central Public Schools | 605 S 6th St | Albion | NE | 68620-1543 | Boone | NE20134 | Inactive |  | 01 | 1973 | AO SMITH | AHWH - ANSI/Fired Water Htr | HWSD - Hot Water Dom/Potable | 8/31/1998
Boone Central Public Schools | 605 S 6th St | Albion | NE | 68620-1543 | Boone | NE20135 | Inactive |  | 02 | 1973 | AO SMITH | AHWH - ANSI/Fired Water Htr | HWSD - Hot Water Dom/Potable | 8/31/1998
Boone Central Public Schools | 605 S 6th St | Albion | NE | 68620-1543 | Boone | NE20136 | Exempt 1999 LB-66 |  | 571-71717 | 1971 | RUUD | AHWH - ANSI/Fired Water Htr | HWSD - Hot Water Dom/Potable | 8/31/1999
Boone Central Public Schools | 605 S 6th St | Albion | NE | 68620-1543 | Boone | NE27302 | Active | 8004 | 101623636 | 2016 | CAMUS | WTSS - Watertube SS Steel | HWHT - Hot Water Heat | 10/31/2026
Boone Central Public Schools | 605 S 6th St | Albion | NE | 68620-1543 | Boone | NE27303 | Active | 8005 | 101623637 | 2016 | CAMUS | WTSS - Watertube SS Steel | HWHT - Hot Water Heat | 10/31/2026
Boone Central Public Schools | 605 S 6th St | Albion | NE | 68620-1543 | Boone | NE37004 | Scrapped/Junked | n/a | 7FDA3336 | 1984 | Peerless | CI - Cast Iron | HWHT - Hot Water Heat | 10/31/2024
Boone Central Public Schools | 605 S 6th St | Albion | NE | 68620-1543 | Boone | NE37005 | Out of Service | 17520 | 57809 | 1983 | Bryan | WT - Water Tube Boiler | HWSD - Hot Water Dom/Potable | 10/31/2021
Boone Central Public Schools | 605 S 6th St | Albion | NE | 68620-1543 | Boone | NE43182 | Active | 588706 | 24190138948749 | 2023 | Lochinvar | FHEX - Fired Heat Exchanger | HWHT - Hot Water Heat | 10/31/2026
Boone Central Public Schools | 605 S 6th St | Albion | NE | 68620-1543 | Boone | NE43183 | Active | 593334 | 2337135650972 | 2023 | Lochinvar | FTHT - Firetube Horizontal | HWHT - Hot Water Heat | 10/31/2026
Imperial City Pool | 605 W 6th St | Imperial | NE | 69033-3245 | Chase | NE05733 | Scrapped/Junked | 67161 | C96F03906 | 1996 | TELE | CPFT - Horiz Cpr Fin Boiler | OPHT - Outdoor Pool Heater | 6/30/2007
Battle Creek High School | 605 W Martin St | Battle Creek | NE | 68715-3007 | Madison | NE02542 | Scrapped/Junked | 85732 | F04502745/85732 | 2004 | AOSF | CHWH - ASME/Fired Water Heater | HWSD - Hot Water Dom/Potable | 3/31/2020
Battle Creek High School | 605 W Martin St | Battle Creek | NE | 68715-3007 | Madison | NE02543 | Scrapped/Junked | 85730 | F0450274/85730 | 2004 | AOSF | CHWH - ASME/Fired Water Heater | HWSD - Hot Water Dom/Potable | 3/31/2019
Battle Creek High School | 605 W Martin St | Battle Creek | NE | 68715-3007 | Madison | NE02544 | Active | 85733 | F04502743/85733 | 2004 | AOSF | CHWH - ASME/Fired Water Heater | HWSD - Hot Water Dom/Potable | 3/31/2026
Battle Creek High School | 605 W Martin St | Battle Creek | NE | 68715-3007 | Madison | NE02545 | Active | 13263 | 04F-1179 | 2004 | ALES | FTVT - Firetube Vertical TB | GLYC - Glycol Bldg Heat Sys | 3/31/2026
Battle Creek High School | 605 W Martin St | Battle Creek | NE | 68715-3007 | Madison | NE02546 | Active | 13261 | 04F-1177 | 2004 | ALES | FTVT - Firetube Vertical TB | GLYC - Glycol Bldg Heat Sys | 3/31/2026
Battle Creek High School | 605 W Martin St | Battle Creek | NE | 68715-3007 | Madison | NE02547 | Active | 13260 | 04F-1176 | 2004 | ALES | FTVT - Firetube Vertical TB | GLYC - Glycol Bldg Heat Sys | 3/31/2026
Battle Creek High School | 605 W Martin St | Battle Creek | NE | 68715-3007 | Madison | NE28769 | Active | 265949 | 265949 | 2020 | State Industries | CHWH - ASME/Fired Water Heater | HWSD - Hot Water Dom/Potable | 3/31/2026
Battle Creek High School | 605 W Martin St | Battle Creek | NE | 68715-3007 | Madison | NE28770 | Active | 266097 | 266097 | 2020 | State Industries | CHWH - ASME/Fired Water Heater | HWSD - Hot Water Dom/Potable | 3/31/2026
JNL4HIM LLC | 6051 Maple St | Omaha | NE | 68104-4065 | Douglas | NE18088 | Out of Service | n/a | n/a | 1974 | AMST | CI - Cast Iron | HWHT - Hot Water Heat | 10/31/2024
Harlan Sprague Dawley, Inc. | 6056 N 156th St | Omaha | NE | 68116-3606 | Douglas | NE25108 | Scrapped/Junked | 93639 |  | 1977 | Chro |  |  | 10/31/2005
K C LAUNDRY | 6059 Ames Ave | Omaha | NE | 68104-2063 | Douglas | NE21788 | Exempt 1999 LB-66 |  | 1196G04586 | 1996 | RHEEM MANUFACTURING CO | AHWH - ANSI/Fired Water Htr | HWSD - Hot Water Dom/Potable | 5/31/2000
K C LAUNDRY | 6059 Ames Ave | Omaha | NE | 68104-2063 | Douglas | NE21789 | Exempt 1999 LB-66 |  | 1196G04587 | 1996 | RHEEM MANUFACTURING CO | AHWH - ANSI/Fired Water Htr | HWSD - Hot Water Dom/Potable | 5/31/2000
JEFFERSON COUNTY LAW | 606 3rd St | Fairbury | NE | 68352-2651 | JEFFERSON | NE05142 | Scrapped/Junked | 30393 | P-8693 | 1978 | KEWANEE | FTFB - Firetube-Firebox Boiler | HWHT - Hot Water Heat | 3/31/2007
JEFFERSON COUNTY LAW | 606 3rd St | Fairbury | NE | 68352-2651 | JEFFERSON | NE05575 | Exempt 1999 LB-66 |  | 000000000G00842 | 1995 | RHEEM MANUFACTURING CO | AHWH - ANSI/Fired Water Htr | HWSD - Hot Water Dom/Potable | 7/31/1999
Fullerton Elementary | 606 4th St | Fullerton | NE | 68638-3176 | Nance | NE18837 | Exempt 1999 LB-66 |  | 109G00291 | 1998 | RHEEM MANUFACTURING CO | AHWH - ANSI/Fired Water Htr | HWSD - Hot Water Dom/Potable | 7/31/2000
Fullerton Elementary | 606 4th St | Fullerton | NE | 68638-3176 | Nance | NE18838 | Exempt 1999 LB-66 |  | 109G00290 | 1998 | RHEEM MANUFACTURING CO | AHWH - ANSI/Fired Water Htr | HWSD - Hot Water Dom/Potable | 7/31/2000
Fullerton Elementary | 606 4th St | Fullerton | NE | 68638-3176 | Nance | NE18839 | Active | 8962 | 96E-5964 | 1996 | ALES | FTVT - Firetube Vertical TB | HWHT - Hot Water Heat | 1/31/2026
Fullerton Elementary | 606 4th St | Fullerton | NE | 68638-3176 | Nance | NE18840 | Active | 8961 | 96E-5963 | 1996 | ALES | FTVT - Firetube Vertical TB | HWHT - Hot Water Heat | 1/31/2026
Fullerton Elementary | 606 4th St | Fullerton | NE | 68638-3176 | Nance | NE33547 | Active | 4311 | 4311 | 1928 | Kewanee | FT - Firetube Boiler | STHT - Steam-Heat | 1/31/2026
Fullerton Elementary | 606 4th St | Fullerton | NE | 68638-3176 | Nance | NE33548 | Active | 4312 | 4312 | 1928 | Kewanee | FT - Firetube Boiler | STHT - Steam-Heat | 1/31/2026
Fullerton Elementary | 606 4th St | Fullerton | NE | 68638-3176 | Nance | NE37245 | Scrapped/Junked | n/a | 730H7500103 | 1974 | AOSM | AHWH - ANSI/Fired Water Htr | HWSD - Hot Water Dom/Potable | 1/31/2014
Immaculate Conception | 606 Church St | Rushville | NE | 69360 | Sheridan | NE23565 | Active | 288 | A11-7590 | 1999 | ALLI | WT - Water Tube Boiler | HWHT - Hot Water Heat | 5/31/2026
IMMACULATE CONCEPTION | 606 CHURCH ST | RUSHVILLE | NE | 69360 | SHERIDAN | NE20290 | Scrapped/Junked |  | M111 | 1962 | KEWANEE | FTFB - Firetube-Firebox Boiler | HWHT - Hot Water Heat | 10/31/1999
American Inn | 606 E 27th St | Scottsbluff | NE | 69361-1753 | Scotts Bluff | NE13436 | Exempt | UNK | JG0380565 | 2000 | BRDW | AHWH - ANSI/Fired Water Htr | HWSD - Hot Water Dom/Potable | 10/31/2009
American Inn | 606 E 27th St | Scottsbluff | NE | 69361-1753 | Scotts Bluff | NE18190 | Scrapped/Junked |  | 866 | 1966 | CRAN | CI - Cast Iron | HWHT - Hot Water Heat | 10/31/2007
American Inn | 606 E 27th St | Scottsbluff | NE | 69361-1753 | Scotts Bluff | NE21105 | Exempt 1999 LB-66 |  | 8002 | 1996 | AO SMITH | AHWH - ANSI/Fired Water Htr | HWSD - Hot Water Dom/Potable | 3/31/2000
Genoa Community Hospital | 606 Ewing St | Genoa | NE | 68640-3034 | Nance | NE04176 | Out of Service | 4333 | 9840 | 1988 | Precision | ELBL - Electric Boiler | HWHT - Hot Water Heat | 10/31/2021
Genoa Community Hospital | 606 Ewing St | Genoa | NE | 68640-3034 | Nance | NE04177 | Out of Service | 4334 | 9841 | 1988 | Precision | ELBL - Electric Boiler | HWHT - Hot Water Heat | 10/31/2021
Genoa Community Hospital | 606 Ewing St | Genoa | NE | 68640-3034 | Nance | NE04178 | Scrapped/Junked | 77119 | B88-77119 | 1988 | A O Smith | COBL - Coil Type Boiler | HWSD - Hot Water Dom/Potable | 10/31/2013
Genoa Community Hospital | 606 Ewing St | Genoa | NE | 68640-3034 | Nance | NE04179 | Scrapped/Junked | 77201 | B88-77201 | 1988 | A O Smith | COBL - Coil Type Boiler | HWSD - Hot Water Dom/Potable | 10/31/2013
Genoa Community Hospital | 606 Ewing St | Genoa | NE | 68640-3034 | Nance | NE04180 | Scrapped/Junked | 77114 | B88-77114 | 1988 | A O Smith | COBL - Coil Type Boiler | HWSD - Hot Water Dom/Potable | 10/31/2013
Genoa Community Hospital | 606 Ewing St | Genoa | NE | 68640-3034 | Nance | NE06982 | Active | 2270 | 30747 | 2006 | Steris Corp | ELBL - Electric Boiler | 0020 - Supp to Sterlizer/Autoclave | 10/31/2026
Genoa Community Hospital | 606 Ewing St | Genoa | NE | 68640-3034 | Nance | NE19101 | Scrapped/Junked | 17010 | 0666070S | 1966 | AMSCO | ELPV - Electric Press VSL | 0020 - Supp to Sterlizer/Autoclave | 10/31/2006
Genoa Community Hospital | 606 Ewing St | Genoa | NE | 68640-3034 | Nance | NE24118 | Active | 177553 | 177553 | 2013 | A O Smith | CHWH - ASME/Fired Water Heater | HWSD - Hot Water Dom/Potable | 10/31/2026
Genoa Community Hospital | 606 Ewing St | Genoa | NE | 68640-3034 | Nance | NE24119 | Active | 177547 | 177547 | 2013 | A O Smith | CHWH - ASME/Fired Water Heater | HWSD - Hot Water Dom/Potable | 10/31/2026
St Johns Lutheran Church-BMIC#394844 | 606 Ivey St | Culbertson | NE | 69024-2035 | Hitchcock | NE25551 | Scrapped/Junked |  | G67 | 1955 | AMST | CI - Cast Iron | HWHT - Hot Water Heat | 2/28/2010
Clarks City Pool | 606 N Green St | Clarks | NE | 68628-2751 | Merrick | NE24310 | Active | 42088 | C94E04133 | 1994 | Teledyne Laars | CPFT - Horiz Cpr Fin Boiler | OPHT - Outdoor Pool Heater | 6/30/2026
Regency Lake & Tennis Club | 606 Regency Pkwy | Omaha | NE | 68114-4812 | Douglas | NE19749 | Scrapped/Junked | na | O-2085 | 1969 | Kewannee | FT - Firetube Boiler | HWHT - Hot Water Heat | 4/30/2023
Regency Lake & Tennis Club | 606 Regency Pkwy | Omaha | NE | 68114-4812 | Douglas | NE42678 | Active | 587184 | G23 587184 | 2023 | Laars | WTSS - Watertube SS Steel | GLYC - Glycol Bldg Heat Sys | 5/31/2026
Boulevard Apartments | 606 S 32nd Ave | Omaha | NE | 68105-1485 | Douglas | NE20353 | Exempt 1999 LB-66 |  | RUN0286402675 | 1991 | RUUD | AHWH - ANSI/Fired Water Htr | HWSD - Hot Water Dom/Potable | 8/31/1999
Boulevard Apartments | 606 S 32nd Ave | Omaha | NE | 68105-1485 | Douglas | NE35315 | Active | 60920 | 88290/3G009084 | 1985 | Cleaver Brooks | WT - Water Tube Boiler | STHT - Steam-Heat | 2/28/2022
Blue Hill High School | 606 S Sycamore St | Blue Hill | NE | 68930-3535 | Webster | NE20430 | Exempt 1999 LB-66 |  | 0000090-0177155 | 1990 | AO SMITH | AHWH - ANSI/Fired Water Htr | HWSD - Hot Water Dom/Potable | 8/31/1999
Blue Hill High School | 606 S Sycamore St | Blue Hill | NE | 68930-3535 | Webster | NE27816 | Active | 147194 | F007702 | 2018 | PVI Industries | CHWH - ASME/Fired Water Heater | HWSD - Hot Water Dom/Potable | 1/31/2026
Blue Hill High School | 606 S Sycamore St | Blue Hill | NE | 68930-3535 | Webster | NE31585 | Scrapped/Junked | N/A | SM2187 | 1962 | Kewanee | FTSM - FTS Marine Dry Back | HWHT - Hot Water Heat | 10/31/2013
WALNUT GROVE PRODUCTS | 606 W Phillip Ave | Norfolk | NE | 68701-5156 | MADISON | NE13463 | Inactive | 737 |  | 1962 | SUPERIOR BOILERWORKS | FTSM - FTS Marine Dry Back | PROC - Process Steam | 9/30/1996
HANEY SHOE STORE | 6060 Maple St | Omaha | NE | 68104-4051 | Douglas | NE03477 | Inactive |  | 39010154 | 1984 | BRYANT |  | STHT - Steam-Heat | 4/30/2005
RETAIL STORE | 6067 Maple St | Omaha | NE | 68104-4050 | Douglas | NE18371 | Scrapped/Junked |  |  | 1978 | US RADIATOR |  | HWHT - Hot Water Heat | 12/31/2004
CENTRAL ELEMENTARY | 607 8TH ST | FAIRBURY | NE | 68352 | JEFFERSON | NE20517 | Exempt 1999 LB-66 |  | 0718211 | 1998 | AO SMITH | AHWH - ANSI/Fired Water Htr | HWSD - Hot Water Dom/Potable | 8/31/1999
CENTRAL ELEMENTARY | 607 8TH ST | FAIRBURY | NE | 68352 | JEFFERSON | NE33686 | Scrapped/Junked |  | 00000L4217 | 1961 | KEWANEE | FTSM - FTS Marine Dry Back | HWHT - Hot Water Heat | 6/30/2000
Parkside Manor | 607 N Main St | Stuart | NE | 68780-1822 | Holt | NE05731 | Scrapped/Junked | 38575 | 3303 | 1997 | AOSM | CHWH - ASME/Fired Water Heater | HWSD - Hot Water Dom/Potable | 8/31/2018
Parkside Manor | 607 N Main St | Stuart | NE | 68780-1822 | Holt | NE05732 | Scrapped/Junked | 38378 | 9622 | 1997 | AOSM | CHWH - ASME/Fired Water Heater | HWSD - Hot Water Dom/Potable | 8/31/2010
Parkside Manor | 607 N Main St | Stuart | NE | 68780-1822 | Holt | NE22592 | Active | 155830 | 155830 | 2011 | A O Smith | CHWH - ASME/Fired Water Heater | HWSD - Hot Water Dom/Potable | 8/31/2026
Heritage of Emerson | 607 Nebraska St | Emerson | NE | 68733-3627 | DAKOTA | NE05588 | Scrapped/Junked |  | 02525 | 1984 | AO SMITH | AHWH - ANSI/Fired Water Htr | HWSD - Hot Water Dom/Potable | 10/31/1999
Heritage of Emerson | 607 Nebraska St | Emerson | NE | 68733-3627 | DAKOTA | NE06689 | Scrapped/Junked | 71713 | 71713/AC035SSNG | 2005 | WEBJ | COBL - Coil Type Boiler | HWSD - Hot Water Dom/Potable | 7/31/2014
Heritage of Emerson | 607 Nebraska St | Emerson | NE | 68733-3627 | DAKOTA | NE17389 | Scrapped/Junked | 17366 |  | 1992 | WEBEN JARCO | COBL - Coil Type Boiler | HWSD - Hot Water Dom/Potable | 7/31/2006
Heritage of Emerson | 607 Nebraska St | Emerson | NE | 68733-3627 | DAKOTA | NE24689 | Active | 269238 | 081317760 | 2013 | CAMUS | WTSS - Watertube SS Steel | HWSD - Hot Water Dom/Potable | 7/31/2026
Humboldt City Pool | 607 Park Ave | Humboldt | NE | 68376 | Richardson | NE00200 | Scrapped/Junked | 36607 | 932-B97-36607 | 1997 | A. O. Smith | COBL - Coil Type Boiler | OPHT - Outdoor Pool Heater | 6/30/2006
Humboldt City Pool | 607 Park Ave | Humboldt | NE | 68376 | Richardson | NE12682 | Inactive | 249579 | 0604249579 | 2006 | Raypak | CPPH - Ansi Cpr Fin Pool Heater | OPHT - Outdoor Pool Heater | 6/30/2022
Christ Lutheran School | 607 S 5Th St | Norfolk | NE | 68701-5279 | Madison | NE34214 | Scrapped/Junked |  | 211A508111 | 1989 | PEER | CI - Cast Iron | STHT - Steam-Heat | 2/28/2010
Elwood Care Center | 607 Smith Ave | Elwood | NE | 68937-5236 | Gosper | NE04389 | Inactive | n/a | 2248 | 1986 | Peerless | CI - Cast Iron | HWHT - Hot Water Heat | 2/28/2010
Elwood Care Center | 607 Smith Ave | Elwood | NE | 68937-5236 | Gosper | NE04911 | Scrapped/Junked | n/a | 0689 | 1989 | Peerless | CI - Cast Iron | HWHT - Hot Water Heat | 2/28/2015
Elwood Care Center | 607 Smith Ave | Elwood | NE | 68937-5236 | Gosper | NE19374 | Exempt 1999 LB-66 |  | 0000001051 | 1993 | RHEEM MANUFACTURING CO | AHWH - ANSI/Fired Water Htr | HWSD - Hot Water Dom/Potable | 2/29/2000
Elwood Care Center | 607 Smith Ave | Elwood | NE | 68937-5236 | Gosper | NE20300 | Exempt 1999 LB-66 |  | 1107 | 1996 | RHEEM MANUFACTURING CO | AHWH - ANSI/Fired Water Htr | HWSD - Hot Water Dom/Potable | 2/29/2000
Elwood Care Center | 607 Smith Ave | Elwood | NE | 68937-5236 | Gosper | NE25370 | Active | 278620 | G14278620 | 2014 | Laars | CPFH - Copper Fin Water Heater | HWHT - Hot Water Heat | 12/31/2026
Elwood Care Center | 607 Smith Ave | Elwood | NE | 68937-5236 | Gosper | NE25371 | Active | 276699 | G14276699 | 2014 | Laars | CPFH - Copper Fin Water Heater | HWHT - Hot Water Heat | 12/31/2026
JD's Car Wash | 6070 N 261st Cir | Valley | NE | 68064-5437 | Douglas | NE28791 | Active | 128155 | 06726002NH13090193 | 2018 | Navien | WT - Water Tube Boiler | HWHF - Hot Water Heat-Floor | 6/30/2026
St Paul Lutheran Church | 6075 E Assumption Rd | Glenvil | NE | 68941-7102 | Adams | NE13450 | Scrapped/Junked | 17508 | 17508 | 2005 | Heat Transfer Products | SSCH - SS Coil Water Heater | HWHT - Hot Water Heat | 12/31/2022
St Paul Lutheran Church | 6075 E Assumption Rd | Glenvil | NE | 68941-7102 | Adams | NE17285 | Scrapped/Junked |  | 50A-2219 | 1962 | PEERLESS HEATER COMPANY |  | HWHT - Hot Water Heat | 12/31/2006
St Paul Lutheran Church | 6075 E Assumption Rd | Glenvil | NE | 68941-7102 | Adams | NE41625 | Active | 342413 | 1906113596919 | 2018 | Lochinvar | COBL - Coil Type Boiler | HWHT - Hot Water Heat | 12/31/2026
Tiger Pride Foundation | 608 6th St | Table Rock | NE | 68447-3004 | Pawnee | NE04885 | Scrapped/Junked | na | RN0390D03761 | 1989 | RHEEM | AHWH - ANSI/Fired Water Htr | HWSD - Hot Water Dom/Potable | 1/31/2019
Tiger Pride Foundation | 608 6th St | Table Rock | NE | 68447-3004 | Pawnee | NE20524 | Scrapped/Junked | 46040 | LJ98-0767904970 | 1998 | AOSM | CHWH - ASME/Fired Water Heater | HWSD - Hot Water Dom/Potable | 1/31/2019
Tiger Pride Foundation | 608 6th St | Table Rock | NE | 68447-3004 | Pawnee | NE27945 | Active | 5369 | 18HE0400042718 | 2018 | Riello | WTSS - Watertube SS Steel | HWHT - Hot Water Heat | 1/31/2027
Tiger Pride Foundation | 608 6th St | Table Rock | NE | 68447-3004 | Pawnee | NE27946 | Active | 5364 | 18HE039992718 | 2018 | Riello | WTSS - Watertube SS Steel | HWHT - Hot Water Heat | 1/31/2027
Tiger Pride Foundation | 608 6th St | Table Rock | NE | 68447-3004 | Pawnee | NE27947 | Active | 5370 | 18HE040052718 | 2018 | Riello | WTSS - Watertube SS Steel | HWHT - Hot Water Heat | 1/31/2027
Tiger Pride Foundation | 608 6th St | Table Rock | NE | 68447-3004 | Pawnee | NE27948 | Active | 5440 | 18HE040202818 | 2018 | Riello | WTSS - Watertube SS Steel | HWHT - Hot Water Heat | 1/31/2027
Tiger Pride Foundation | 608 6th St | Table Rock | NE | 68447-3004 | Pawnee | NE33582 | Scrapped/Junked | na | 170-4042 | 1964 | Peerless | CI - Cast Iron | HWHT - Hot Water Heat | 1/31/2018
ConAgra | 608 Conagra Dr | Omaha | NE | 68102-5007 | Douglas | NE17783 | Scrapped/Junked | n/a | W834-08-3135 | 2008 | Patterson Kelley | CI - Cast Iron | HWHT - Hot Water Heat | 2/28/2024
ConAgra | 608 Conagra Dr | Omaha | NE | 68102-5007 | Douglas | NE25786 | Scrapped/Junked | na | H619-15-11790 | 2015 | Patterson Kelley | CALU - Cast Aluminum | HWHT - Hot Water Heat | 2/28/2022
ConAgra | 608 Conagra Dr | Omaha | NE | 68102-5007 | Douglas | NE25787 | Scrapped/Junked | NA | H619-15-11791 | 2015 | Patterson Kelley | CALU - Cast Aluminum | HWHT - Hot Water Heat | 2/28/2024
ConAgra | 608 Conagra Dr | Omaha | NE | 68102-5007 | Douglas | NE42268 | Active | 95252 | G-23-0400 | 2023 | Aerco | FTVT - Firetube Vertical TB | HWHT - Hot Water Heat | 3/31/2026
ConAgra | 608 Conagra Dr | Omaha | NE | 68102-5007 | Douglas | NE42269 | Active | 95251 | G-23-0399 | 2023 | Aerco | FTVT - Firetube Vertical TB | HWHT - Hot Water Heat | 3/31/2026
CENTENARY UNITED | 608 Elk St | Beatrice | NE | 68310-2920 | GAGE | NE37125 | Scrapped/Junked |  | 13406W | 1942 | KEWANEE | FTFB - Firetube-Firebox Boiler | STHT - Steam-Heat | 10/31/2007
CENTENARY UNITED | 608 Elk St | Beatrice | NE | 68310-2920 | GAGE | NE37126 | Scrapped/Junked |  | H-13924W | 1942 | KEWANEE | FTFB - Firetube-Firebox Boiler | STHT - Steam-Heat | 10/31/2007
St Mary's Apartment | 608 N 50th St | Omaha | NE | 68132-2263 | Douglas | NE18877 | Active | 142422 | F02H00142422 | 2002 | Lochinvar | CPFT - Horiz Cpr Fin Boiler | HWHT - Hot Water Heat | 11/30/2026
St Mary's Apartment | 608 N 50th St | Omaha | NE | 68132-2263 | Douglas | NE23125 | Scrapped/Junked |  |  | 1920 | BASMOR |  | HWHT - Hot Water Heat | 9/30/2002
Country Partners Cooperative | 608 N Railroad | North Loup | NE | 68859 | Valley | NE25833 | Scrapped/Junked | 45536 | 27637 | 2014 | Electro-Boiler | ELBL - Electric Boiler | HWHF - Hot Water Heat-Floor | 7/31/2023
OLD HOTEL IRWIN | 608 S 17TH ST | OMAHA | NE | 68102 | Douglas | NE12771 | Scrapped/Junked |  | 211-5857 | 1981 | PEERLESS HEATER COMPANY |  | STHT - Steam-Heat | 11/30/2005
Apartment Building | 608 S 32nd Ave | Omaha | NE | 68105-1983 | Douglas | NE23996 | Active | n/a | 646532-201009 | 2010 | Peerless | CI - Cast Iron | STHT - Steam-Heat | 3/31/2026
Apartment Building | 608 S 32nd Ave | Omaha | NE | 68105-1983 | Douglas | NE32500 | Scrapped/Junked | n/a | 150-2432 | 1960 | Peerless | CI - Cast Iron | STHT - Steam-Heat | 2/28/2011
Apartment Bldg | 608 S 38th St | Omaha | NE | 68105-1158 | Douglas | NE22213 | Active | n/a | 9-44 | 1950 | National | CI - Cast Iron | HWHT - Hot Water Heat | 3/31/2026
Loup County Public School | 608 Williams St | Taylor | NE | 68879 | Loup | NE31284 | Active | 9432 | n/a | 1984 | Superior Boiler Works | FT - Firetube Boiler | STHT - Steam-Heat | 12/31/2026
Loup County Public School | 608 Williams St | Taylor | NE | 68879 | Loup | NE33254 | Active | n/a | L5366 | 1961 | Kewanee | FTFB - Firetube-Firebox Boiler | HWHT - Hot Water Heat | 12/31/2026
NPPD - Gerald Gentleman Station | 6089 S Hwy 25 | Sutherland | NE | 69165-2133 | Lincoln | NE01787 | Active | 51563 | 92149 | 2004 | BRYA | WT - Water Tube Boiler | HWSP - Hot Water Non Potable Supply | 4/30/2026
NPPD - Gerald Gentleman Station | 6089 S Hwy 25 | Sutherland | NE | 69165-2133 | Lincoln | NE01788 | Active | 14554 | B030814 | 2004 | PREC | ELBL - Electric Boiler | STHT - Steam-Heat | 3/31/2026
NPPD - Gerald Gentleman Station | 6089 S Hwy 25 | Sutherland | NE | 69165-2133 | Lincoln | NE01789 | Active | 14553 | B030813 | 2004 | PREC | ELBL - Electric Boiler | STHT - Steam-Heat | 3/31/2026
NPPD - Gerald Gentleman Station | 6089 S Hwy 25 | Sutherland | NE | 69165-2133 | Lincoln | NE02154 | Inactive | 1631 | 2D-1670 | 1974 | NEBRASKA BOILER | WT - Water Tube Boiler | BSUP - Bldg Heat & Process | 7/31/1999
NPPD - Gerald Gentleman Station | 6089 S Hwy 25 | Sutherland | NE | 69165-2133 | Lincoln | NE02265 | Active | 6716 | 79-1662 | 1974 | FOST | WT - Water Tube Boiler | POWR - Power Generation | 4/30/2026
NPPD - Gerald Gentleman Station | 6089 S Hwy 25 | Sutherland | NE | 69165-2133 | Lincoln | NE02266 | Active | 24330 | BW-24330 | 1977 | B&W | WT - Water Tube Boiler | POWR - Power Generation | 4/30/2026
NPPD - Gerald Gentleman Station | 6089 S Hwy 25 | Sutherland | NE | 69165-2133 | Lincoln | NE22111 | Active | 44217 | 84777 | 1999 | BRYA | WT - Water Tube Boiler | HWHT - Hot Water Heat | 4/30/2026
NPPD - Gerald Gentleman Station | 6089 S Hwy 25 | Sutherland | NE | 69165-2133 | Lincoln | NE22112 | Active | 34938 | 940259 | 1994 | BRYA | WT - Water Tube Boiler | HWHT - Hot Water Heat | 4/30/2026
TWIN RIVER ELEMENTARY SCHOOL | 609 5th St | Overton | NE | 68863-5368 | MERRICK | NE16511 | Inactive | 6735 | 90-2416 | 1990 | ALDRICH | FTFB - Firetube-Firebox Boiler | STHT - Steam-Heat | 7/31/2004
Twin River Elementary School | 609 5th St | Silver Creek | NE | 68663-2836 | Merrick | NE37139 | Inactive | 17130 | 17130 | 1986 | Burnham | FT - Firetube Boiler | HWHT - Hot Water Heat | 1/31/2025
Tecumseh City Power Plant | 609 Clay | Tecumseh | NE | 68450 | Johnson | NE05059 | Active | N/A | 0007FD4486 | 1970 | Peerless | CI - Cast Iron | HWHT - Hot Water Heat | 11/30/2025
Lexington Housing Authority | 609 E 3rd St | Lexington | NE | 68850-2216 | DAWSON | NE07680 | Active | n/a | 64850174 | 2006 | Burnham | CI - Cast Iron | GLYC - Glycol Bldg Heat Sys | 9/30/2026
Lexington Housing Authority | 609 E 3rd St | Lexington | NE | 68850-2216 | DAWSON | NE17055 | Active | N/A | G5170235 | 2009 | Burnham | CI - Cast Iron | HWHT - Hot Water Heat | 9/30/2026
Lexington Housing Authority | 609 E 3rd St | Lexington | NE | 68850-2216 | DAWSON | NE25172 | Active | n/a | unk | 2014 | Burnham | CI - Cast Iron | HWHT - Hot Water Heat | 9/30/2026
Lexington Housing Authority | 609 E 3rd St | Lexington | NE | 68850-2216 | DAWSON | NE25173 | Active | n/a | unk | 2014 | Burnham | CI - Cast Iron | HWHT - Hot Water Heat | 9/30/2026
Lexington Housing Authority | 609 E 3rd St | Lexington | NE | 68850-2216 | DAWSON | NE25174 | Active | n/a | unk | 2014 | Burnham | CI - Cast Iron | HWHT - Hot Water Heat | 9/30/2026
Lexington Housing Authority | 609 E 3rd St | Lexington | NE | 68850-2216 | DAWSON | NE25175 | Active | n/a | 65439389 | 2014 | Burnham | CI - Cast Iron | HWHT - Hot Water Heat | 9/30/2026
Lexington Housing Authority | 609 E 3rd St | Lexington | NE | 68850-2216 | DAWSON | NE25414 | Scrapped/Junked | N/A | 418-424 | 1994 | VALI | CI - Cast Iron | HWHT - Hot Water Heat | 9/30/2009
Lexington Housing Authority | 609 E 3rd St | Lexington | NE | 68850-2216 | DAWSON | NE25415 | Scrapped/Junked | n/a | 425-61 | 1994 | Valiant | CI - Cast Iron | HWHT - Hot Water Heat | 9/30/2014
Lexington Housing Authority | 609 E 3rd St | Lexington | NE | 68850-2216 | DAWSON | NE25416 | Scrapped/Junked | n/a | 425-63 | 1994 | Valiant | CI - Cast Iron | HWHT - Hot Water Heat | 9/30/2014
Lexington Housing Authority | 609 E 3rd St | Lexington | NE | 68850-2216 | DAWSON | NE25417 | Scrapped/Junked | n/a | 425-65 | 1994 | Valiant | CI - Cast Iron | HWHT - Hot Water Heat | 9/30/2014
Lexington Housing Authority | 609 E 3rd St | Lexington | NE | 68850-2216 | DAWSON | NE25418 | Active | n/a | 425-62 | 1994 | Valiant | CI - Cast Iron | HWHT - Hot Water Heat | 9/30/2026
Lexington Housing Authority | 609 E 3rd St | Lexington | NE | 68850-2216 | DAWSON | NE25419 | Scrapped/Junked | n/a | 425-64 | 1994 | Valiant | CI - Cast Iron | HWHT - Hot Water Heat | 9/30/2014
Lexington Housing Authority | 609 E 3rd St | Lexington | NE | 68850-2216 | DAWSON | NE25420 | Exempt | n/a | 420-403 | 1994 | Valiant | CI - Cast Iron | HWHT - Hot Water Heat | 9/30/2021
Lexington Housing Authority | 609 E 3rd St | Lexington | NE | 68850-2216 | DAWSON | NE25421 | Scrapped/Junked | n/a | 369-22 | 1994 | Valiant | CI - Cast Iron | HWHT - Hot Water Heat | 9/30/2011
Lexington Housing Authority | 609 E 3rd St | Lexington | NE | 68850-2216 | DAWSON | NE25422 | Active | n/a | 369-23 | 1994 | Valiant | CI - Cast Iron | HWHT - Hot Water Heat | 9/30/2026
Lexington Housing Authority | 609 E 3rd St | Lexington | NE | 68850-2216 | DAWSON | NE25423 | Scrapped/Junked | n/a | 369-23 | 1994 | Valiant | CI - Cast Iron | HWHT - Hot Water Heat | 9/30/2025
Lexington Housing Authority | 609 E 3rd St | Lexington | NE | 68850-2216 | DAWSON | NE25424 | Active | n/a | 61-9621 | 1981 | Peerless | CI - Cast Iron | HWHT - Hot Water Heat | 9/30/2026
Lexington Housing Authority | 609 E 3rd St | Lexington | NE | 68850-2216 | DAWSON | NE25425 | Active | n/a | 61-9615 | 1981 | Peerless | CI - Cast Iron | HWHT - Hot Water Heat | 9/30/2026
Lexington Housing Authority | 609 E 3rd St | Lexington | NE | 68850-2216 | DAWSON | NE25426 | Scrapped/Junked | n/a | 61-9608 | 1981 | Peerless | CI - Cast Iron | HWHT - Hot Water Heat | 9/30/2024
Lexington Housing Authority | 609 E 3rd St | Lexington | NE | 68850-2216 | DAWSON | NE25427 | Active | n/a | 61-9609 | 1981 | Peerless | CI - Cast Iron | HWHT - Hot Water Heat | 9/30/2026
Lexington Housing Authority | 609 E 3rd St | Lexington | NE | 68850-2216 | DAWSON | NE25428 | Active | n/a | 61-9613 | 1981 | Peerless | CI - Cast Iron | HWHT - Hot Water Heat | 9/30/2026
Lexington Housing Authority | 609 E 3rd St | Lexington | NE | 68850-2216 | DAWSON | NE25429 | Out of Service | n/a | 61-9614 | 1981 | Peerless | CI - Cast Iron | HWHT - Hot Water Heat | 9/30/2016
Lexington Housing Authority | 609 E 3rd St | Lexington | NE | 68850-2216 | DAWSON | NE25430 | Active | n/a | 61-9610 | 1981 | Peerless | CI - Cast Iron | HWHT - Hot Water Heat | 9/30/2026
Lexington Housing Authority | 609 E 3rd St | Lexington | NE | 68850-2216 | DAWSON | NE25431 | Active | n/a | 61-9611 | 1981 | Peerless | CI - Cast Iron | HWHT - Hot Water Heat | 9/30/2026
Lexington Housing Authority | 609 E 3rd St | Lexington | NE | 68850-2216 | DAWSON | NE25432 | Scrapped/Junked |  | G21-FG | 1969 | AMERICAN STANDARD |  | HWHT - Hot Water Heat | 9/30/2006
Lexington Housing Authority | 609 E 3rd St | Lexington | NE | 68850-2216 | DAWSON | NE27058 | Active | N/A | 5572-556-000013-773600080 | 2016 | Bosch | CALU - Cast Aluminum | HWHT - Hot Water Heat | 9/30/2026
Lexington Housing Authority | 609 E 3rd St | Lexington | NE | 68850-2216 | DAWSON | NE43141 | Active | 400840 | 22.PG32.38.00887 | 2023 | Weil-McLain | FTVT - Firetube Vertical TB | HWHT - Hot Water Heat | 9/30/2026
Lexington Housing Authority | 609 E 3rd St | Lexington | NE | 68850-2216 | DAWSON | NE43356 | Active | 400752 | 22.PG32.38.00799 | 2023 | Weil-McLain | FTVT - Firetube Vertical TB | HWHT - Hot Water Heat | 9/30/2026
Deluxe Cleaners | 609 N Lincoln Ave | York | NE | 68467-2946 | York | NE05472 | Out of Service | 278 | NA | 1964 | Bryan | FT - Firetube Boiler | PROC - Process Steam | 12/31/2012
Memorial Health Clinic | 609 O St | Aurora | NE | 68818-1100 | Hamilton | NE00694 | Active | 9188 | 97-E6245 | 1997 | ALES | FTVT - Firetube Vertical TB | GLYC - Glycol Bldg Heat Sys | 3/31/2026
Memorial Health Clinic | 609 O St | Aurora | NE | 68818-1100 | Hamilton | NE00695 | Active | 9179 | 97-E6233 | 1997 | ALES | FTVT - Firetube Vertical TB | GLYC - Glycol Bldg Heat Sys | 3/31/2026
Memorial Health Clinic | 609 O St | Aurora | NE | 68818-1100 | Hamilton | NE00696 | Scrapped/Junked | 9175 | 97-E6223 | 1997 | ALES | FTVT - Firetube Vertical TB | HWSD - Hot Water Dom/Potable | 3/31/2024
Memorial Health Clinic | 609 O St | Aurora | NE | 68818-1100 | Hamilton | NE42785 | Active | 291982 | 21.PGT850.430.0394 | 2021 | Lochinvar | FTVT - Firetube Vertical TB | GLYC - Glycol Bldg Heat Sys | 3/31/2026
GOLDEN GENERATION CENTER | 609 Ogden St | Oxford | NE | 68967-2740 | FURNAS | NE30029 | Inactive |  | HSB32426 | 1940 | NATIONAL CRANE | FT - Firetube Boiler | STHT - Steam-Heat | 7/31/2008
Pender Elementary/High | 609 Whitney St | Pender | NE | 68047-5036 | Thurston | NE10251 | Active | 11848 | 02-E9751 | 2002 | ALES | FTVT - Firetube Vertical TB | HWHT - Hot Water Heat | 2/28/2026
Pender Elementary/High | 609 Whitney St | Pender | NE | 68047-5036 | Thurston | NE10252 | Active | 11847 | 02-E9750 | 2002 | ALES | FTVT - Firetube Vertical TB | HWHT - Hot Water Heat | 2/28/2026
Pender Elementary/High | 609 Whitney St | Pender | NE | 68047-5036 | Thurston | NE22827 | Active | 61564 | 6-12-0633 | 2012 | Aerco | FTVT - Firetube Vertical TB | HWHT - Hot Water Heat | 2/28/2026
Pender Elementary/High | 609 Whitney St | Pender | NE | 68047-5036 | Thurston | NE22828 | Active | 21 | H24-3 | 2012 | Aerco | FTVT - Firetube Vertical TB | HWHT - Hot Water Heat | 2/28/2026
Pender Elementary/High | 609 Whitney St | Pender | NE | 68047-5036 | Thurston | NE31927 | Scrapped/Junked | N/A | 505799 | 1988 | State Industries | AHWH - ANSI/Fired Water Htr | HWSD - Hot Water Dom/Potable | 2/28/2013
Pender Elementary/High | 609 Whitney St | Pender | NE | 68047-5036 | Thurston | NE31928 | Scrapped/Junked | N/A | 9999 | 1986 | State Industries | AHWH - ANSI/Fired Water Htr | HWSD - Hot Water Dom/Potable | 2/28/2013
Pender Elementary/High | 609 Whitney St | Pender | NE | 68047-5036 | Thurston | NE33781 | Scrapped/Junked | N/A | 1123 | 1952 | Kewanee | FTFB - Firetube-Firebox Boiler | STHT - Steam-Heat | 2/28/2013
Pender Elementary/High | 609 Whitney St | Pender | NE | 68047-5036 | Thurston | NE33782 | Inactive |  | 184 | 1923 | PACIFIC | FT - Firetube Boiler | STHT - Steam-Heat | 7/31/1991
Pender Elementary/High | 609 Whitney St | Pender | NE | 68047-5036 | Thurston | NE34408 | Scrapped/Junked | 11196 | 11196 | 1978 | Burnham | FT - Firetube Boiler | STHT - Steam-Heat | 2/28/2013
Nutra-Flo Corp | 6090 Optic Rd | Gibbon | NE | 68840-3049 | Buffalo | NE13509 | Inactive | 2082 |  | 1967 | SUPERIOR BOILERWORKS | FT - Firetube Boiler | PROC - Process Steam | 6/30/1995
Nutra-Flo Corp | 6090 Optic Rd | Gibbon | NE | 68840-3049 | Buffalo | NE17876 | Scrapped/Junked | 20656 | n/a | 1974 | am standard/kewanee | FTSM - FTS Marine Dry Back | PROC - Process Steam | 7/31/2012
Nutra-Flo Corp | 6090 Optic Rd | Gibbon | NE | 68840-3049 | Buffalo | NE17957 | Active | 8277 | 37S482508 | 2008 | Miura Boiler | FFSG - Force Flow Steam Generator | PROC - Process Steam | 7/31/2026
Nutra-Flo Corp | 6090 Optic Rd | Gibbon | NE | 68840-3049 | Buffalo | NE17958 | Active | 8247 | 0835S3785 | 2008 | Miura Boiler | ECON - Boiler Economizer | ECON - Boiler Economizer | 7/31/2026
Nutra-Flo Corp | 6090 Optic Rd | Gibbon | NE | 68840-3049 | Buffalo | NE17959 | Active | 8248 | 0935S3786 | 2008 | Miura Boiler | ECON - Boiler Economizer | ECON - Boiler Economizer | 7/31/2026
BETHESDA CARE CENTER | 610 13th St | Aurora | NE | 68818-2402 | HAMILTON | NE37418 | Inactive | 4853 |  | 1983 | AJAX BOILER INC | WT - Water Tube Boiler | STHT - Steam-Heat | 4/30/1992
Sunrise Country Manor | 610 224th | Milford | NE | 68405-8475 | Seward | NE05462 | Exempt 1999 LB-66 |  | 000000000017810 | 1984 | AO SMITH | AHWH - ANSI/Fired Water Htr | HWSD - Hot Water Dom/Potable | 8/31/1999
Sunrise Country Manor | 610 224th | Milford | NE | 68405-8475 | Seward | NE05463 | Exempt 1999 LB-66 | 7295 |  | 1985 | VULCRAFT | AHWH - ANSI/Fired Water Htr | HWSD - Hot Water Dom/Potable | 8/31/1999
Sunrise Country Manor | 610 224th | Milford | NE | 68405-8475 | Seward | NE05862 | Scrapped/Junked | 45091 | 748171 | 1998 | AO SMITH | CHWH - ASME/Fired Water Heater | HWSD - Hot Water Dom/Potable | 4/30/2018
Sunrise Country Manor | 610 224th | Milford | NE | 68405-8475 | Seward | NE05863 | Scrapped/Junked | 45089 | 0748168 | 1998 | AO SMITH | CHWH - ASME/Fired Water Heater | HWSD - Hot Water Dom/Potable | 4/30/2022
Sunrise Country Manor | 610 224th | Milford | NE | 68405-8475 | Seward | NE05864 | Scrapped/Junked | 45492 | 0752638 | 1998 | AO SMITH | CHWH - ASME/Fired Water Heater | HWSD - Hot Water Dom/Potable | 4/30/2022
Sunrise Country Manor | 610 224th | Milford | NE | 68405-8475 | Seward | NE14594 | Inactive |  |  | 1948 | KEWANEE | FT - Firetube Boiler | STHT - Steam-Heat | 8/31/1999
Sunrise Country Manor | 610 224th | Milford | NE | 68405-8475 | Seward | NE27482 | Active | 236928 | 236928 | 2018 | AO SMITH | CHWH - ASME/Fired Water Heater | HWSD - Hot Water Dom/Potable | 4/30/2026
United Methodist Church | 610 2nd St | Milford | NE | 68405-8514 | Seward | NE19615 | Scrapped/Junked | n/a | 211-7854 | 1978 | Peerless | CI - Cast Iron | HWHT - Hot Water Heat | 2/28/2012
United Methodist Church | 610 2nd St | Milford | NE | 68405-8514 | Seward | NE23492 | Active | 212378 | 63814 | 2012 | Giannoni | WTSS - Watertube SS Steel | HWHT - Hot Water Heat | 11/30/2026
Buffalo County 610 Office Building | 610 Central Ave | Kearney | NE | 68847-7702 | Buffalo | NE42223 | Active | 7839 | 19HE064201719 | 2019 | Riello | COBL - Coil Type Boiler | GLYC - Glycol Bldg Heat Sys | 3/31/2026
Buffalo County 610 Office Building | 610 Central Ave | Kearney | NE | 68847-7702 | Buffalo | NE42224 | Active | 7837 | 19HE064181719 | 2019 | Riello | COBL - Coil Type Boiler | GLYC - Glycol Bldg Heat Sys | 3/31/2026
Highland Park | 610 E 14th St | McCook | NE | 69001-3411 | Red Willow | NE20589 | Scrapped/Junked | 117754 | 117754 | 2008 | RHEEM | CHWH - ASME/Fired Water Heater | HWSD - Hot Water Dom/Potable | 3/31/2021
Highland Park | 610 E 14th St | McCook | NE | 69001-3411 | Red Willow | NE40465 | Scrapped/Junked |  | LL93-0023771920 | 1993 | AOSM | CHWH - ASME/Fired Water Heater | HWSD - Hot Water Dom/Potable | 3/31/2010
Highland Park | 610 E 14th St | McCook | NE | 69001-3411 | Red Willow | NE40466 | Scrapped/Junked | 30976 | LL93-0023771920 | 1995 | A O Smith | CHWH - ASME/Fired Water Heater | HWSD - Hot Water Dom/Potable | 3/31/2010
Highland Park | 610 E 14th St | McCook | NE | 69001-3411 | Red Willow | NE41651 | Scrapped/Junked | 154926 | 154926 | 2018 | RHEEM | CHWH - ASME/Fired Water Heater | HWSD - Hot Water Dom/Potable | 3/31/2025
Highland Park | 610 E 14th St | McCook | NE | 69001-3411 | Red Willow | NE43653 | Active | 174555 | 174555 | 2025 | RHEEM | CHWH - ASME/Fired Water Heater | HWSD - Hot Water Dom/Potable | 7/31/2027
SCC Learning Center | 610 Jefferson Ave | Hebron | NE | 68370-1942 | Thayer | NE04926 | Scrapped/Junked | 19825 |  | 1972 | AO SMITH | CHWH - ASME/Fired Water Heater | HWSD - Hot Water Dom/Potable | 8/31/1999
SCC Learning Center | 610 Jefferson Ave | Hebron | NE | 68370-1942 | Thayer | NE31561 | Scrapped/Junked | 7768 | L7768 | 1961 | Kewanee | FT - Firetube Boiler | HWHT - Hot Water Heat | 1/31/2022
Wolbach Elementary Public School | 610 Kingston Ave | Wolbach | NE | 68882-7052 | Greeley | NE10169 | Active | N/A | 211A-08-W/S-1 | 2007 | Peerless | CI - Cast Iron | HWHT - Hot Water Heat | 1/31/2026
Wolbach Elementary Public School | 610 Kingston Ave | Wolbach | NE | 68882-7052 | Greeley | NE34673 | Scrapped/Junked |  | 1BJ1 | 1973 | AMERICAN STANDARD |  | HWHT - Hot Water Heat | 8/31/2007
Vacant Building | 610 N Darr Ave | Grand Island | NE | 68803-4635 | Hall | NE06218 | Scrapped/Junked | n/a | 010300355 | 2003 | Dunkirk | CI - Cast Iron | HWHT - Hot Water Heat | 4/30/2014
Vacant Building | 610 N Darr Ave | Grand Island | NE | 68803-4635 | Hall | NE22330 | Scrapped/Junked | n/a | G1461 | 1996 | Peerless | CI - Cast Iron | HWHT - Hot Water Heat | 4/30/2017
Vacant Building | 610 N Darr Ave | Grand Island | NE | 68803-4635 | Hall | NE24088 | Inactive | n/a | 091200556 | 2012 | Dunkirk | CI - Cast Iron | HWHT - Hot Water Heat | 4/30/2019
Vacant Building | 610 N Darr Ave | Grand Island | NE | 68803-4635 | Hall | NE26464 | Inactive | N/A | N/A | 2016 | Weil-McLain | CI - Cast Iron | HWHT - Hot Water Heat | 4/30/2019
Vacant Building | 610 N Darr Ave | Grand Island | NE | 68803-4635 | Hall | NE26465 | Inactive | N/A | N/A | 2016 | Weil-McLain | CI - Cast Iron | HWHT - Hot Water Heat | 4/30/2019
Vacant Building | 610 N Darr Ave | Grand Island | NE | 68803-4635 | Hall | NE35509 | Scrapped/Junked | n/a | 836A | 1967 | Crane | CI - Cast Iron | HWHT - Hot Water Heat | 4/30/2017
PARK PLACE HEALTH CARE | 610 N Darr Ave | Grand Island | NE | 68803-4635 | HALL | NE19144 | Exempt 1999 LB-66 |  | 0000232970 | 1992 | AO SMITH | AHWH - ANSI/Fired Water Htr | HWSD - Hot Water Dom/Potable | 4/30/2000
PARK PLACE HEALTH CARE | 610 N Darr Ave | Grand Island | NE | 68803-4635 | HALL | NE19145 | Exempt 1999 LB-66 |  | 0000190418 | 1991 | AO SMITH | AHWH - ANSI/Fired Water Htr | HWSD - Hot Water Dom/Potable | 4/30/2000
PARK PLACE HEALTH CARE | 610 N Darr Ave | Grand Island | NE | 68803-4635 | HALL | NE19147 | Exempt 1999 LB-66 |  |  | 1991 | AO SMITH | AHWH - ANSI/Fired Water Htr | HWSD - Hot Water Dom/Potable | 4/30/2000
PARK PLACE HEALTH CARE | 610 N Darr Ave | Grand Island | NE | 68803-4635 | HALL | NE22329 | Exempt 1999 LB-66 |  | C97209892 | 1997 | STATE INDUSTRIES | AHWH - ANSI/Fired Water Htr | HWSD - Hot Water Dom/Potable | 4/30/2000
PARK PLACE HEALTH CARE | 610 N Darr Ave | Grand Island | NE | 68803-4635 | HALL | NE35508 | Scrapped/Junked |  | 736A | 1967 | AMERICAN STANDARD |  | HWHT - Hot Water Heat | 4/30/2004
South Platte Public Schools | 610 Plum St | Big Springs | NE | 69122-5033 | Deuel | NE26426 | Scrapped/Junked | 3372 | 16043335T | 2016 | BOCK | CHWH - ASME/Fired Water Heater | HWSD - Hot Water Dom/Potable | 1/31/2024
South Platte Public Schools | 610 Plum St | Big Springs | NE | 69122-5033 | Deuel | NE26427 | Scrapped/Junked | 3349 | 160353047T | 2016 | BOCK | CHWH - ASME/Fired Water Heater | HWSD - Hot Water Dom/Potable | 1/31/2021
South Platte Public Schools | 610 Plum St | Big Springs | NE | 69122-5033 | Deuel | NE26499 | Active | 147210 | 1606102567354 | 2014 | Lochinvar | WT - Water Tube Boiler | HWHT - Hot Water Heat | 1/31/2026
South Platte Public Schools | 610 Plum St | Big Springs | NE | 69122-5033 | Deuel | NE26500 | Active | 197467 | 1606102567355 | 2014 | Lochinvar | WT - Water Tube Boiler | HWHT - Hot Water Heat | 1/31/2026
South Platte Public Schools | 610 Plum St | Big Springs | NE | 69122-5033 | Deuel | NE28450 | Active | 274075 | 274075 | 2020 | AO SMITH | CHWH - ASME/Fired Water Heater | HWSD - Hot Water Dom/Potable | 1/31/2026
South Platte Public Schools | 610 Plum St | Big Springs | NE | 69122-5033 | Deuel | NE31795 | Scrapped/Junked | N/A | PASTD60462 | 1966 | Spencer | FT - Firetube Boiler | STHT - Steam-Heat | 1/31/2016
South Platte Public Schools | 610 Plum St | Big Springs | NE | 69122-5033 | Deuel | NE34232 | Scrapped/Junked | N/A | MBC670 | 1966 | A. O. Smith | COBL - Coil Type Boiler | HWSD - Hot Water Dom/Potable | 1/31/2016
South Platte Public Schools | 610 Plum St | Big Springs | NE | 69122-5033 | Deuel | NE37114 | Active | N/A | 0CP-592005 | 1984 | Weil-Mcclain | CI - Cast Iron | HWHT - Hot Water Heat | 1/31/2026
South Platte Public Schools | 610 Plum St | Big Springs | NE | 69122-5033 | Deuel | NE42492 | Active | 306540 | 306540 | 2023 | AO SMITH | CHWH - ASME/Fired Water Heater | HWSD - Hot Water Dom/Potable | 1/31/2026
La Casa Pizzaria | 610 S 168th St | Omaha | NE | 68118 | Douglas | NE27752 | Active | 245980 | 245980 | 2018 | AO SMITH | CHWH - ASME/Fired Water Heater | HWSD - Hot Water Dom/Potable | 1/31/2026
Papillion Manor | 610 S Polk St | Papillion | NE | 68046-2548 | Sarpy | NE05474 | Scrapped/Junked | 25181 | AJ435-3653 | 1996 | WEBEN JARCO | COBL - Coil Type Boiler | HWSD - Hot Water Dom/Potable | 4/30/2008
Papillion Manor | 610 S Polk St | Papillion | NE | 68046-2548 | Sarpy | NE06502 | Scrapped/Junked | 71500 | 71500 | 2005 | WEBJ | COBL - Coil Type Boiler | HWSD - Hot Water Dom/Potable | 4/30/2016
Papillion Manor | 610 S Polk St | Papillion | NE | 68046-2548 | Sarpy | NE07846 | Scrapped/Junked | 65357 | 65357 | 2000 | WEBJ | COBL - Coil Type Boiler | HWSD - Hot Water Dom/Potable | 4/30/2010
Papillion Manor | 610 S Polk St | Papillion | NE | 68046-2548 | Sarpy | NE12205 | Scrapped/Junked | 72809 | 72809 | 2007 | WEBJ | COBL - Coil Type Boiler | HWSP - Hot Water Non Potable Supply | 4/30/2016
Papillion Manor | 610 S Polk St | Papillion | NE | 68046-2548 | Sarpy | NE15780 | Scrapped/Junked | 11549 | 00195WE | 2009 | Sellers Engineering | COBL - Coil Type Boiler | HWSD - Hot Water Dom/Potable | 4/30/2017
Papillion Manor | 610 S Polk St | Papillion | NE | 68046-2548 | Sarpy | NE25948 | Active | 307417 | 051520926 | 2014 | CAMUS | WTSS - Watertube SS Steel | HWSD - Hot Water Dom/Potable | 4/30/2026
Papillion Manor | 610 S Polk St | Papillion | NE | 68046-2548 | Sarpy | NE25949 | Active | 58238 | 118223A | 2015 | PVI Industries | FTUT - Firetube U-Tube Vert | HWSD - Hot Water Dom/Potable | 4/30/2026
Papillion Manor | 610 S Polk St | Papillion | NE | 68046-2548 | Sarpy | NE26959 | Active | 70028 | 119640A | 2016 | PVI Industries | FTUT - Firetube U-Tube Vert | HWSD - Hot Water Dom/Potable | 4/30/2026
Papillion Manor | 610 S Polk St | Papillion | NE | 68046-2548 | Sarpy | NE39131 | Scrapped/Junked |  | 9079 | 1988 | WEBEN JARCO | COBL - Coil Type Boiler | HWSD - Hot Water Dom/Potable | 4/30/2001
Super 8 Motel Wayne | 610 Tomar Dr | Wayne | NE | 68787-1582 | Wayne | NE40177 | Exempt 1999 LB-66 |  | MC92-4000899R27 | 1992 | A. O. Smith | AHWH - ANSI/Fired Water Htr | HWSD - Hot Water Dom/Potable | 10/31/1999
Majestic Bed & Breakfast | 610 W 8Th St | Bayard | NE | 69334-2066 | Morrill | NE14374 | Inactive |  | 44R11671 | 1965 | BRYN | CI - Cast Iron | HWHT - Hot Water Heat | 12/31/2009
Majestic Bed & Breakfast | 610 W 8Th St | Bayard | NE | 69334-2066 | Morrill | NE14375 | Inactive |  | 632671 | 1971 | Ajax | WT - Water Tube Boiler | HWHT - Hot Water Heat | 12/31/2009
Hope Harbor | 610 W Division St | Grand Island | NE | 68801-6538 | Hall | NE30486 | Scrapped/Junked |  | 2BJ3 | 1965 | AMST | CI - Cast Iron | HWHT - Hot Water Heat | 10/31/2008
Arapahoe High School | 610 Walnut St | Arapahoe | NE | 68922-2728 | Furnas | NE05730 | Scrapped/Junked | 74222 |  | 1997 | RHEEM MANUFACTURING CO | CHWH - ASME/Fired Water Heater | HWSD - Hot Water Dom/Potable | 11/30/2007
Arapahoe High School | 610 Walnut St | Arapahoe | NE | 68922-2728 | Furnas | NE20261 | Exempt 1999 LB-66 |  | 000000000000844 | 1993 | RHEEM MANUFACTURING CO | AHWH - ANSI/Fired Water Htr | HWSD - Hot Water Dom/Potable | 8/31/2000
Arapahoe High School | 610 Walnut St | Arapahoe | NE | 68922-2728 | Furnas | NE31380 | Scrapped/Junked |  | 12T14750 | 1966 | Bryant Boiler | CI - Cast Iron | HWHT - Hot Water Heat | 11/30/2006
Arapahoe High School | 610 Walnut St | Arapahoe | NE | 68922-2728 | Furnas | NE31381 | Inactive |  | 12T66462 | 1966 | Bryant Boiler | CI - Cast Iron | HWSD - Hot Water Dom/Potable | 8/31/1987
Arapahoe High School | 610 Walnut St | Arapahoe | NE | 68922-2728 | Furnas | NE32618 | Scrapped/Junked | 5703 |  | 1955 | CYCLOTHERM | FT - Firetube Boiler | STHT - Steam-Heat | 11/30/2006
Arapahoe High School | 610 Walnut St | Arapahoe | NE | 68922-2728 | Furnas | NE32619 | Scrapped/Junked |  | 1701482 | 1962 | PEERLESS HEATER COMPANY |  | HWHT - Hot Water Heat | 11/30/2006
Delwin Smeal | 610 west 4th street | Snyder | NE | 68664-2429 | Dodge | NE15366 | Inactive | n/a | 4246 | 1909 | Reeves | HOBB - Hobby/Antique Boiler | 0024 - Antique Steam Tractor | 5/31/2012
NEGUS-SONS INC | 6100 N 16th St | Omaha | NE | 68110-1003 | Douglas | NE05664 | Scrapped/Junked |  | 4712F10 | 1960 | RITE ENGINEERING | WT - Water Tube Boiler | HWHT - Hot Water Heat | 5/31/2005
Stericycle Inc | 6100 N 60th St | Lincoln | NE | 68507-3229 | Lancaster | NE40675 | Active | 23738 | 23738 | 1999 | CLAY | COBL - Coil Type Boiler | PROC - Process Steam | 8/31/2024
WINDSTREAM COMMUNICATIONS | 6100 N 70th St | Lincoln | NE | 68507-3243 | LANCASTER | NE17688 | Exempt 1999 LB-66 |  | MK910209714880 | 1991 | AO SMITH | AHWH - ANSI/Fired Water Htr | HWSD - Hot Water Dom/Potable | 8/31/1999
Younkers | 6100 O St | Lincoln | NE | 68510 | Lancaster | NE05127 | Inactive | 32726 | 32726 | 1977 | PM Lattner MFR Company | ELBL - Electric Boiler | PROC - Process Steam | 4/30/2007
Gateway Mall | 6100 O St | Lincoln | NE | 68510-2240 | Lancaster | NE02726 | Scrapped/Junked | 1064 |  | 1964 | Nebraska Boiler | WT - Water Tube Boiler | PROC - Process Steam | 8/31/2001
Gateway Mall | 6100 O St | Lincoln | NE | 68510-2240 | Lancaster | NE14941 | Out of Service | 303 | n/a | 1959 | Kewanee | FT - Firetube Boiler | STHT - Steam-Heat | 10/31/2020
Gateway Mall | 6100 O St | Lincoln | NE | 68510-2240 | Lancaster | NE14942 | Active | 304 | L304 | 1959 | Kewanee | FTFB - Firetube-Firebox Boiler | STHT - Steam-Heat | 10/31/2026
Gateway Mall | 6100 O St | Lincoln | NE | 68510-2240 | Lancaster | NE14943 | Active | 302 | n/a | 1959 | Kewanee | FT - Firetube Boiler | STHT - Steam-Heat | 10/31/2026
Gateway Mall | 6100 O St | Lincoln | NE | 68510-2240 | Lancaster | NE14944 | Inactive | 4816 |  | 1971 | Kewannee | FT - Firetube Boiler | STHT - Steam-Heat | 6/30/2004
APPLEBEE'S BAR & GRILL | 6100 O ST | LINCOLN | NE | 68505 | LANCASTER | NE02312 | Exempt | 5151 |  | 1996 | MVE/CHART IND | UTNK - Unfired Vertical Tank | 0041 - CO2 Dispensing | 8/31/2006
APPLEBEE'S BAR & GRILL | 6100 O ST | LINCOLN | NE | 68505 | LANCASTER | NE09881 | Scrapped/Junked | 65084 | G967254 | 1996 | LOCHINVAR | CPFT - Horiz Cpr Fin Boiler | HWSD - Hot Water Dom/Potable | 8/31/2006
Twin Rivers YMCA | 6100 Twin Rivers Cir | Valley | NE | 68064-2707 | Douglas | NE07355 | Out of Service | 25420 | T-17871 TK.1 | 2002 | Reco Industries | CHWH - ASME/Fired Water Heater | HWSD - Hot Water Dom/Potable | 5/31/2022
Twin Rivers YMCA | 6100 Twin Rivers Cir | Valley | NE | 68064-2707 | Douglas | NE07356 | Scrapped/Junked | 25421 | T-17871 TK.2 | 2002 | Reco Industries | CHWH - ASME/Fired Water Heater | HWSD - Hot Water Dom/Potable | 5/31/2021
Twin Rivers YMCA | 6100 Twin Rivers Cir | Valley | NE | 68064-2707 | Douglas | NE07357 | Active | 149504 | LO2H00149504 | 2002 | Lochinvar | CPFT - Horiz Cpr Fin Boiler | HWHT - Hot Water Heat | 5/31/2026
Twin Rivers YMCA | 6100 Twin Rivers Cir | Valley | NE | 68064-2707 | Douglas | NE07358 | Active | 149863 | LO2H00149863 | 2002 | Lochinvar | CPFT - Horiz Cpr Fin Boiler | HWHT - Hot Water Heat | 5/31/2026
Holmes Lake Manor | 6101 Normal Blvd | Lincoln | NE | 68506-2767 | Lancaster | NE05855 | Scrapped/Junked | 56209 | 97805457 | 1997 | STAT | CHWH - ASME/Fired Water Heater | HWSD - Hot Water Dom/Potable | 9/30/2017
Holmes Lake Manor | 6101 Normal Blvd | Lincoln | NE | 68506-2767 | Lancaster | NE10109 | Scrapped/Junked | 121539 | 121539 | 2007 | Pvi | CHWH - ASME/Fired Water Heater | HWSD - Hot Water Dom/Potable | 9/30/2017
Holmes Lake Manor | 6101 Normal Blvd | Lincoln | NE | 68506-2767 | Lancaster | NE30449 | Scrapped/Junked | 78460 | 39378460 | 1993 | PVI INDUSTRIES | CHWH - ASME/Fired Water Heater | HWSD - Hot Water Dom/Potable | 9/30/2007
AMISH COUNTRY SHOWCASE | 6101 S 56th St | Lincoln | NE | 68516-3392 | LANCASTER | NE06061 | Inactive | 44264 | DP-2805-02000 | 1999 | SUSSMAN-AUTOMATIC CORP | ELBL - Electric Boiler | HUMI - Humidifier/Humidity Contr | 2/28/2006
vacant | 6102 Arbor St Ste 3 | Omaha | NE | 68106-2904 | Douglas | NE01472 | Scrapped/Junked | 8683 | V61-150-1005 | 2001 | HURST BOILER & WELDING CO | FT - Firetube Boiler | PROC - Process Steam | 7/31/2006
vacant | 6102 Arbor St Ste 3 | Omaha | NE | 68106-2904 | Douglas | NE06782 | Scrapped/Junked | 53178 | 90322 | 2005 | LATT | FTNT - FT Vertical Tubeless | PROC - Process Steam | 4/30/2010
vacant | 6102 Arbor St Ste 3 | Omaha | NE | 68106-2904 | Douglas | NE17771 | Inactive | 109807 | PV784HH | 2010 | Fulton | FT - Firetube Boiler | PROC - Process Steam | 4/30/2017
vacant | 6102 Arbor St Ste 3 | Omaha | NE | 68106-2904 | Douglas | NE24771 | Inactive | 138782 | 148802 | 1998 | Columbia | FTNF - Firetube Flueless | PROC - Process Steam | 4/30/2010
JANE'S HEALTH CARE | 6103 Maple St | Omaha | NE | 68104-4001 | Douglas | NE18360 | Inactive |  | 0000618764 | 1966 | PEERLESS HEATER COMPANY |  | STHT - Steam-Heat | 10/31/2003
Goodall/Schaffner Law Office | 6104 Maple St | Omaha | NE | 68104-4002 | Douglas | NE37686 | Scrapped/Junked | NA | 210-13572 | 1973 | Peerless | CI - Cast Iron | STHT - Steam-Heat | 2/28/2014
Prodenco Group Inc | 6108 Maple St | Omaha | NE | 68104-4002 | Douglas | NE37611 | Scrapped/Junked | na | na | 1960 | Kewanee | FTFB - Firetube-Firebox Boiler | STHT - Steam-Heat | 10/31/2011
BENSON BAKERY | 6109 Maple St | Omaha | NE | 68104-4001 | Douglas | NE17321 | Scrapped/Junked |  |  | 1945 | US RADIATOR |  | HWHT - Hot Water Heat | 1/31/1996
DAYS INN | 611 E 3rd St | Kimball | NE | 69145-1609 | KIMBALL | NE40416 | Scrapped/Junked |  | MH87-0102611830 | 1987 | AO SMITH | CHWH - ASME/Fired Water Heater | HWSD - Hot Water Dom/Potable | 3/31/2003
Garden County Courthouse | 611 Main St | Oshkosh | NE | 69154-5034 | Garden | NE04698 | Inactive | n/a | 39N36781 | 1971 | Bryant | CI - Cast Iron | STHT - Steam-Heat | 10/31/2020
Woodland Park Elementary | 611 Meadow Ln | Norfolk | NE | 68701-7215 | Madison | NE15239 | Scrapped/Junked | 7321 | 8921547 | 1989 | Rite | WT - Water Tube Boiler | HWHT - Hot Water Heat | 1/31/2016
Woodland Park Elementary | 611 Meadow Ln | Norfolk | NE | 68701-7215 | Madison | NE26568 | Active | 208593 | 1620102963973 | 2016 | Lochinvar | FTVT - Firetube Vertical TB | HWHT - Hot Water Heat | 1/31/2026
Woodland Park Elementary | 611 Meadow Ln | Norfolk | NE | 68701-7215 | Madison | NE26569 | Active | 207127 | 1620102963974 | 2016 | Lochinvar | FTVT - Firetube Vertical TB | HWHT - Hot Water Heat | 1/31/2026
CALIFORNIA ST HIGHLANDER | 611 N 33rd St | Omaha | NE | 68131-2032 | Douglas | NE12842 | Inactive |  | MC8790933 | 1987 | AO SMITH | AHWH - ANSI/Fired Water Htr | HWSD - Hot Water Dom/Potable | 9/30/2001
CALIFORNIA ST HIGHLANDER | 611 N 33rd St | Omaha | NE | 68131-2032 | Douglas | NE12891 | Exempt 1999 LB-66 |  | 0AO84-13131-830 | 1984 | AO SMITH | AHWH - ANSI/Fired Water Htr | HWSD - Hot Water Dom/Potable | 9/30/1999
Wilber Care Center | 611 N Main St | Wilber | NE | 68465-2500 | Saline | NE04298 | Scrapped/Junked | 41156 | 94693 | 1988 | Kewanee | FTFB - Firetube-Firebox Boiler | HWHT - Hot Water Heat | 4/30/2025
Wilber Care Center | 611 N Main St | Wilber | NE | 68465-2500 | Saline | NE04299 | Scrapped/Junked | 28870 | P6657 | 1980 | Kewanee | FTFB - Firetube-Firebox Boiler | HWHT - Hot Water Heat | 4/30/2022
TABITHA HEALTHCARE SERVICES | 611 S 48TH ST | LINCOLN | NE | 68510 | LANCASTER | NE37535 | Inactive |  | 8-44 | 1950 | NATIONAL CRANE |  | HWHT - Hot Water Heat | 2/28/2003
Wayne High School | 611 W 7th St | Wayne | NE | 68787-1715 | Wayne | NE05093 | Scrapped/Junked | 28062 | 932F9528052 | 1995 | A. O. Smith |  | HWDP - Hotwater Heat & Dom Supply | 3/31/2006
Wayne High School | 611 W 7th St | Wayne | NE | 68787-1715 | Wayne | NE06125 | Scrapped/Junked | 51276 | 932F9951276 | 1999 | A. O. Smith | COBL - Coil Type Boiler | HWSD - Hot Water Dom/Potable | 3/31/2012
Wayne High School | 611 W 7th St | Wayne | NE | 68787-1715 | Wayne | NE17584 | Active | 120281 | I09H10120281 | 2009 | Lochinvar | WT - Water Tube Boiler | HWHT - Hot Water Heat | 3/31/2026
Wayne High School | 611 W 7th St | Wayne | NE | 68787-1715 | Wayne | NE17585 | Active | 120276 | I09H10120276 | 2009 | Lochinvar | WT - Water Tube Boiler | HWHT - Hot Water Heat | 3/31/2026
Wayne High School | 611 W 7th St | Wayne | NE | 68787-1715 | Wayne | NE17586 | Active | 120283 | I09H10120283 | 2009 | Lochinvar | WT - Water Tube Boiler | HWHT - Hot Water Heat | 3/31/2026
Wayne High School | 611 W 7th St | Wayne | NE | 68787-1715 | Wayne | NE17587 | Out of Service | 120535 | I09H10120535 | 2009 | Lochinvar | WT - Water Tube Boiler | HWHT - Hot Water Heat | 3/31/2019
Wayne High School | 611 W 7th St | Wayne | NE | 68787-1715 | Wayne | NE17588 | Scrapped/Junked | 120275 | I09H10120275 | 2009 | Lochinvar | WT - Water Tube Boiler | HWHT - Hot Water Heat | 3/31/2020
Wayne High School | 611 W 7th St | Wayne | NE | 68787-1715 | Wayne | NE23032 | Scrapped/Junked |  | 7746474 | 1992 | Burnham America | CI - Cast Iron | HWHT - Hot Water Heat | 3/31/2009
Wayne High School | 611 W 7th St | Wayne | NE | 68787-1715 | Wayne | NE28713 | Active | 472655 | D1.19.28.00242 | 2019 | Lochinvar | WTSS - Watertube SS Steel | HWHT - Hot Water Heat | 3/31/2026
Wayne High School | 611 W 7th St | Wayne | NE | 68787-1715 | Wayne | NE28714 | Active | 473806 | D1.19.30.00123 | 2019 | Lochinvar | WTSS - Watertube SS Steel | HWHT - Hot Water Heat | 3/31/2026
Wayne High School | 611 W 7th St | Wayne | NE | 68787-1715 | Wayne | NE33937 | Scrapped/Junked | 28062 | 944600 | 1975 | Kewannee | FT - Firetube Boiler | HWHT - Hot Water Heat | 3/31/2010
Buffalo Hills Elementary | 6110 11th Ave | Kearney | NE | 68845-2303 | Buffalo | NE21476 | Active | 132254 | 0511132254 | 2011 | PVI Industries | ELWH - Electric Water Heater | HWSD - Hot Water Dom/Potable | 12/31/2026
Buffalo Hills Elementary | 6110 11th Ave | Kearney | NE | 68845-2303 | Buffalo | NE21477 | Active | 132253 | 0511132253 | 2011 | PVI Industries | ELWH - Electric Water Heater | HWSD - Hot Water Dom/Potable | 12/31/2026
Buffalo Hills Elementary | 6110 11th Ave | Kearney | NE | 68845-2303 | Buffalo | NE21478 | Active | 59787 | 577-10FF-3313 | 2010 | Blodgett | ELPV - Electric Press VSL | COOK - Cooker/Kettle | 12/31/2026
Airlite Plastics Company | 6110 Abbott Dr | Omaha | NE | 68110-2834 | Douglas | NE03949 | Active | 41056 | 93749 | 1988 | Kewanee | FT - Firetube Boiler | PROC - Process Steam | 2/28/2026
Airlite Plastics Company | 6110 Abbott Dr | Omaha | NE | 68110-2834 | Douglas | NE12584 | Inactive | 57287 | 56279 | 2004 | R & R Metal Fabricators | ELBL - Electric Boiler | PROC - Process Steam | 2/28/2012
Airlite Plastics Company | 6110 Abbott Dr | Omaha | NE | 68110-2834 | Douglas | NE15030 | Active | 10757 | S2500-150-39 | 2003 | Hurst | FTSM - FTS Marine Dry Back | PROC - Process Steam | 2/28/2026
Airlite Plastics Company | 6110 Abbott Dr | Omaha | NE | 68110-2834 | Douglas | NE21240 | Active | 3617 | S750--150-45 | 1996 | Hurst | FT - Firetube Boiler | PROC - Process Steam | 2/28/2026
Needle & Ink Tattooing | 6110 Military Ave | Omaha | NE | 68104-3364 | Douglas | NE03476 | Inactive |  | 420244 | 1965 | BRYANT |  | STHT - Steam-Heat | 1/31/1991
Needle & Ink Tattooing | 6110 Military Ave | Omaha | NE | 68104-3364 | Douglas | NE04983 | Scrapped/Junked |  |  | 1985 | AMERICAN STANDARD |  | STHT - Steam-Heat | 3/31/2004
Needle & Ink Tattooing | 6110 Military Ave | Omaha | NE | 68104-3364 | Douglas | NE15067 | Active | n/a | GB200-99-285 | 1999 | Smith Cast Iron | CI - Cast Iron | STHT - Steam-Heat | 3/31/2019
Needle & Ink Tattooing | 6110 Military Ave | Omaha | NE | 68104-3364 | Douglas | NE18419 | Out of Service | na | 00A63-0524 | 1963 | BAST | CI - Cast Iron | HWHT - Hot Water Heat | 3/31/2010
Mia's Bongo Room | 6113 Maple St | Omaha | NE | 68104-4043 | Douglas | NE15627 | Out of Service |  | CP2570308 | 1994 | Weil-Mcclain | CI - Cast Iron | STHT - Steam-Heat | 3/31/2008
B5 Brewing Company | 6115 Maple St | Omaha | NE | 68104-4043 | Douglas | NE23766 | Active | n/a | 679951-201209 | 2012 | Peerless | CI - Cast Iron | PROC - Process Steam | 7/31/2026
Burke's Pub | 6117 Maple St | Omaha | NE | 68104-4043 | Douglas | NE12816 | Scrapped/Junked | n/a | G-404 | 1973 | American Standard | CI - Cast Iron | STHT - Steam-Heat | 2/28/2018
TSL Warehouse | 6119 N 16th St | Omaha | NE | 68110-1002 | Douglas | NE37437 | Active | 115 | N/A | 1960 | York Shipley | FTSM - FTS Marine Dry Back | STHT - Steam-Heat | 7/31/2026
CITY OF FAIRBURY/UTILITY | 612 D St | Fairbury | NE | 68352-2320 | JEFFERSON | NE05861 | Inactive | 1722 |  | 1938 | EDGEMOOR L W | WT - Water Tube Boiler | POWR - Power Generation | 5/31/1998
St Patrick Church/School | 612 E 4th St | McCook | NE | 69001-3232 | Red Willow | NE20294 | Active | 128525 | 92110203C | 1996 | Teledyne Laars | CPFT - Horiz Cpr Fin Boiler | HWSD - Hot Water Dom/Potable | 11/30/2026
Gage County Courthouse | 612 Grant St | Beatrice | NE | 68310-2910 | Gage | NE03398 | Scrapped/Junked |  | 5182 | 1955 | KEWA | FT - Firetube Boiler | STHT - Steam-Heat | 6/30/2008
Gage County Courthouse | 612 Grant St | Beatrice | NE | 68310-2910 | Gage | NE09755 | Scrapped/Junked |  | 64327597 | 2001 | BURN | CI - Cast Iron | HWHT - Hot Water Heat | 6/30/2010
Gage County Detention Center | 612 Lincoln St | Beatrice | NE | 68310-2975 | Gage | NE03396 | Active | n/a | P4618 | 1975 | Kewanee | FTFB - Firetube-Firebox Boiler | HWHT - Hot Water Heat | 6/30/2026
Gage County Detention Center | 612 Lincoln St | Beatrice | NE | 68310-2975 | Gage | NE03397 | Scrapped/Junked | na | 60-18928 | 1965 | PEER | CI - Cast Iron | STHT - Steam-Heat | 6/30/2011
Gage County Detention Center | 612 Lincoln St | Beatrice | NE | 68310-2975 | Gage | NE19509 | Exempt 1999 LB-66 |  | 000NE1950901469 | 1987 | AO SMITH | AHWH - ANSI/Fired Water Htr | HWSD - Hot Water Dom/Potable | 6/30/2000
Gage County Detention Center | 612 Lincoln St | Beatrice | NE | 68310-2975 | Gage | NE19510 | Exempt 1999 LB-66 |  | 000NE1951091850 | 1987 | AO SMITH | AHWH - ANSI/Fired Water Htr | HWSD - Hot Water Dom/Potable | 6/30/2000
Gage County Detention Center | 612 Lincoln St | Beatrice | NE | 68310-2975 | Gage | NE19846 | Active | n/a | 646742-201009 | 2011 | Peerless | CI - Cast Iron | STHT - Steam-Heat | 6/30/2026
City Of York Auditorium | 612 N Nebraska Ave | York | NE | 68467-3037 | York | NE01488 | Scrapped/Junked | 47130 | LL49-0789863 | 1998 | AO SMITH | CHWH - ASME/Fired Water Heater | HWSD - Hot Water Dom/Potable | 11/30/2020
City Of York Auditorium | 612 N Nebraska Ave | York | NE | 68467-3037 | York | NE16594 | Scrapped/Junked | n/a | N7709 | 1968 | Kewanee | FTFB - Firetube-Firebox Boiler | HWHT - Hot Water Heat | 11/30/2020
City Of York Auditorium | 612 N Nebraska Ave | York | NE | 68467-3037 | York | NE16597 | Scrapped/Junked |  | 1E | 1973 | DAY & NIGHT | AHWH - ANSI/Fired Water Htr | HWSD - Hot Water Dom/Potable | 8/31/2004
City Of York Auditorium | 612 N Nebraska Ave | York | NE | 68467-3037 | York | NE24801 | Scrapped/Junked | 76362 | 0997G01446 | 1997 | RHEEM | CHWH - ASME/Fired Water Heater | HWSD - Hot Water Dom/Potable | 11/30/2020
City Of York Auditorium | 612 N Nebraska Ave | York | NE | 68467-3037 | York | NE29094 | Active | 360463 | 20360463 | 2020 | Lochinvar | FTVT - Firetube Vertical TB | HWHT - Hot Water Heat | 1/31/2027
City Of York Auditorium | 612 N Nebraska Ave | York | NE | 68467-3037 | York | NE29095 | Active | 360462 | 20360462 | 2020 | Lochinvar | FTVT - Firetube Vertical TB | HWHT - Hot Water Heat | 1/31/2027
APARTMENT BUILDING | 612 S 18th St | Omaha | NE | 68102-2537 | Douglas | NE17322 | Inactive |  | 0001G-1261 | 1991 | PEERLESS HEATER COMPANY |  | STHT - Steam-Heat | 1/31/1995
WEST ELEMENTARY SCHOOL | 612 School View Dr | Wayne | NE | 68787-1757 | WAYNE | NE33810 | Scrapped/Junked |  |  | 1959 | KEWANEE | FT - Firetube Boiler | HWHT - Hot Water Heat | 7/31/1999
WEST ELEMENTARY SCHOOL | 612 School View Dr | Wayne | NE | 68787-1757 | WAYNE | NE33997 | Scrapped/Junked | 68806 |  | 1978 | AO SMITH | CHWH - ASME/Fired Water Heater | HWSD - Hot Water Dom/Potable | 7/31/1999
Wayne Public Elementary School | 612 W 4th St | Wayne | NE | 68787-1771 | Wayne | NE07802 | Scrapped/Junked | 10213 | 99E-7736 | 1999 | Aldrich | FT - Firetube Boiler | HWHT - Hot Water Heat | 3/31/2011
Wayne Public Elementary School | 612 W 4th St | Wayne | NE | 68787-1771 | Wayne | NE07803 | Scrapped/Junked | 12825 | 99E-7738 | 1999 | Aldrich | FT - Firetube Boiler | HWHT - Hot Water Heat | 3/31/2013
Wayne Public Elementary School | 612 W 4th St | Wayne | NE | 68787-1771 | Wayne | NE09700 | Scrapped/Junked | 66010 | M0166010 | 2001 | A. O. Smith | COBL - Coil Type Boiler | HWSD - Hot Water Dom/Potable | 3/31/2013
WAYNE ELEMENTARY SCHOOL | 612 W 7th St | Wayne | NE | 68787-1716 | WAYNE | NE07801 | Scrapped/Junked | 47973 | L9847973 | 1998 | AO SMITH | COBL - Coil Type Boiler | HWSD - Hot Water Dom/Potable | 7/31/2003
Harwood Services | 6120 N St | Omaha | NE | 68117-1637 | Douglas | NE06720 | Scrapped/Junked | 3661 | I05H10003661 | 2005 | GIANNONI | SSCO - SS Coil Boiler | HWHT - Hot Water Heat | 2/28/2025
Harwood Services | 6120 N St | Omaha | NE | 68117-1637 | Douglas | NE43537 | Active | 282185 | 21.PG32.92.1504 | 2021 | Lochinvar | FTVT - Firetube Vertical TB | HWFG - Hotwater Heat Floor-Glycl | 6/30/2025
St Patrick Church | 6125 Ballard Ave | Lincoln | NE | 68507-1252 | Lancaster | NE25998 | Active | N/A | W818-14-10556A | 2014 | Harsco | CALU - Cast Aluminum | HHHP - Hotwater Heat & Heat Pump | 3/31/2025
St Patrick Church | 6125 Ballard Ave | Lincoln | NE | 68507-1252 | Lancaster | NE25999 | Active | 9766 | 98-7190 | 1998 | Aldrich | FTVT - Firetube Vertical TB | HWHT - Hot Water Heat | 3/31/2025
St Patrick Church | 6125 Ballard Ave | Lincoln | NE | 68507-1252 | Lancaster | NE26000 | Active | 9767 | 98-7191 | 1998 | Aldrich | FTVT - Firetube Vertical TB | HWHT - Hot Water Heat | 3/31/2025
Bldg demolished | 6126 Morrill Ave | Lincoln | NE | 68507-1251 | Lancaster | NE15284 | Inactive |  |  | 1960 | AMERICAN STANDARD |  | STHT - Steam-Heat | 1/31/2006
Bldg demolished | 6126 Morrill Ave | Lincoln | NE | 68507-1251 | Lancaster | NE34477 | Scrapped/Junked |  | 17BJ22 | 1958 | AMST | CI - Cast Iron | HWHT - Hot Water Heat | 6/30/2007
KC WET GRAINS COMPANY | 6127 M St | Omaha | NE | 68117-1632 | Douglas | NE04560 | Inactive | 1208 |  | 1976 | INDUSTRIAL | WT - Water Tube Boiler | PROC - Process Steam | 9/30/1984
MARY KATHERINE MCCAULEY CENTER | 613 N 17th St | Omaha | NE | 68102-4625 | Douglas | NE21817 | Inactive |  | 1380V00150 | 1980 | BRYANT |  | HWHT - Hot Water Heat | 12/31/2002
ARMORED KNIGHTS | 613 N 18TH ST | OMAHA | NE | 68102 | Douglas | NE04808 | Inactive |  | 3R10 | 1955 | KEWANEE | FT - Firetube Boiler | STHT - Steam-Heat | 8/31/1995
Hildreth Public Schools | 613 Nelson St | Hildreth | NE | 68947-5162 | Franklin | NE31459 | Active | N/A | 30P38255 | 1964 | Bryan | CI - Cast Iron | STHT - Steam-Heat | 4/30/2026
HILDRETH PUBLIC SCHOOLS | 613 Nelson St | Hildreth | NE | 68947-5162 | FRANKLIN | NE19158 | Exempt 1999 LB-66 |  | 00SN401049 | 1988 | RUUD | AHWH - ANSI/Fired Water Htr | HWSD - Hot Water Dom/Potable | 3/31/1999
HILDRETH PUBLIC SCHOOLS | 613 Nelson St | Hildreth | NE | 68947-5162 | FRANKLIN | NE31460 | Inactive | N/A | 27884 | 1959 | CRANE |  | HWHT - Hot Water Heat | 4/30/2007
613 Apartments | 613 S 19th St | Omaha | NE | 68102-3134 | Douglas | NE21861 | Scrapped/Junked | NA | 61-933201098 | 1998 | Peerless | CI - Cast Iron | STHT - Steam-Heat | 11/30/2019
613 Apartments | 613 S 19th St | Omaha | NE | 68102-3134 | Douglas | NE43502 | Active | N/A | 3067776 | 2023 | Slant Fin | CI - Cast Iron | HWHT - Hot Water Heat | 5/31/2026
HASTINGS GOOD SAM VILLAGE | 613 S 4TH AVE | HASTINGS | NE | 68902 | ADAMS | NE19805 | Scrapped/Junked | 50764 | A954106 | 1995 | LOCHINVAR | CPFT - Horiz Cpr Fin Boiler | HWSD - Hot Water Dom/Potable | 4/30/2004
HASTINGS GOOD SAM VILLAGE | 613 S 4TH AVE | HASTINGS | NE | 68902 | ADAMS | NE19806 | Scrapped/Junked |  | 50765 | 1995 | LOCHINVAR | WT - Water Tube Boiler | HWSD - Hot Water Dom/Potable | 4/30/1999
HASTINGS GOOD SAM VILLAGE | 613 S 4TH AVE | HASTINGS | NE | 68902 | ADAMS | NE20073 | Inactive | 29776 |  | 1995 | AO SMITH | COBL - Coil Type Boiler | HWSD - Hot Water Dom/Potable | 4/30/2007
HASTINGS GOOD SAM VILLAGE | 613 S 4TH AVE | HASTINGS | NE | 68902 | ADAMS | NE25562 | Scrapped/Junked |  | J98-47122 | 1998 | AO SMITH | COBL - Coil Type Boiler | HWSD - Hot Water Dom/Potable | 4/30/2007
Hastings Good Sam Village | 613 S 4th St | Hastings | NE | 68901 | Adams | NE07550 | Out of Service | 16014 | 06F-3921 | 2006 | ALES | FTVT - Firetube Vertical TB | HWSD - Hot Water Dom/Potable | 4/30/2018
Hastings Good Sam Village | 613 S 4th St | Hastings | NE | 68901 | Adams | NE27075 | Scrapped/Junked | 4584 | 1250 PTI 1585 | 2017 | BOCK | CHWH - ASME/Fired Water Heater | HWSD - Hot Water Dom/Potable | 4/30/2019
Hastings Good Sam Village | 613 S 4th St | Hastings | NE | 68901 | Adams | NE27076 | Active | 4591 | 1250 PTI 1592 | 2017 | BOCK | CHWH - ASME/Fired Water Heater | HWSD - Hot Water Dom/Potable | 4/30/2026
Hastings Good Sam Village | 613 S 4th St | Hastings | NE | 68901 | Adams | NE27825 | Active | 5114 | 1250 PTI | 2017 | BOCK | CHWH - ASME/Fired Water Heater | HWSD - Hot Water Dom/Potable | 4/30/2026
Rocket Wash | 6135 O St | Lincoln | NE | 68510-2236 | LANCASTER | NE28810 | Active | 114203 | 117294908 | 2019 | Lochinvar | FTVT - Firetube Vertical TB | HWHF - Hot Water Heat-Floor | 7/31/2026
Rocket Wash | 6135 O St | Lincoln | NE | 68510-2236 | LANCASTER | NE40719 | Exempt 1999 LB-66 |  | 96-09-006280 | 1996 | PALOMA | COWH - Coil Type Water Heater | HWSP - Hot Water Non Potable Supply | 8/31/2000
St John Nepomucene Rector | 614 Center St | Howells | NE | 68641-4069 | Cuming | NE21534 | Scrapped/Junked | 8812 | 96E-5755 | 1996 | ALES | FTFB - Firetube-Firebox Boiler | STHT - Steam-Heat | 9/30/2009
Howard County Courthouse | 614 Indian St | St Paul | NE | 68873-1642 | Howard | NE03725 | Scrapped/Junked |  | S-48-10 | 1914 | AMERICAN RADIATOR |  | STHT - Steam-Heat | 2/28/2004
Howard County Courthouse | 614 Indian St | St Paul | NE | 68873-1642 | Howard | NE12442 | Scrapped/Junked | 12649 | 03F-0565 | 2003 | Les Inc/Aldrich Co | FTVT - Firetube Vertical TB | HWHT - Hot Water Heat | 3/31/2024
Howard County Courthouse | 614 Indian St | St Paul | NE | 68873-1642 | Howard | NE12443 | Scrapped/Junked | 12648 | 03F-0564 | 2003 | Les Inc/Aldrich Co | FTVT - Firetube Vertical TB | HWHT - Hot Water Heat | 3/31/2024
Howard County Courthouse | 614 Indian St | St Paul | NE | 68873-1642 | Howard | NE43193 | Active | 575750 | N1.22.47.00190 | 2022 | Lochinvar | FTSS - Firetube Stainless Steel | HWHT - Hot Water Heat | 3/31/2026
Howard County Courthouse | 614 Indian St | St Paul | NE | 68873-1642 | Howard | NE43194 | Active | 575759 | N1.22.47.00199 | 2022 | Lochinvar | FTSS - Firetube Stainless Steel | HWHT - Hot Water Heat | 3/31/2026
1st United Methodist Church | 614 N Hastings Ave | Hastings | NE | 68901-5114 | Adams | NE07173 | Out of Service | n/a | N9404 | 1968 | Kewanee | FTFB - Firetube-Firebox Boiler | STHT - Steam-Heat | 12/31/2022
1st United Methodist Church | 614 N Hastings Ave | Hastings | NE | 68901-5114 | Adams | NE07174 | Out of Service | n/a | N-9405 | 1968 | Kewanee | FTFB - Firetube-Firebox Boiler | STHT - Steam-Heat | 12/31/2022
APARTMENT BUILDING | 614 S 18th St | Omaha | NE | 68102-3109 | Douglas | NE04826 | Inactive |  |  | 1990 | PEERLESS HEATER COMPANY |  | STHT - Steam-Heat | 10/31/1994
Nathan Hale Middle School | 6143 Whitmore St | Omaha | NE | 68152-2250 | Douglas | NE28580 | Active | 322196 | 18322196 | 2018 | Lochinvar | WT - Water Tube Boiler | HWHT - Hot Water Heat | 12/31/2025
Nathan Hale Middle School | 6143 Whitmore St | Omaha | NE | 68152-2250 | Douglas | NE28581 | Active | 322461 | 18322461 | 2018 | Lochinvar | WT - Water Tube Boiler | HWHT - Hot Water Heat | 12/31/2025
Nathan Hale Middle School | 6143 Whitmore St | Omaha | NE | 68152-2250 | Douglas | NE31168 | Scrapped/Junked | 47014 | M7014 | 1964 | Kewanee | FTFB - Firetube-Firebox Boiler | STHT - Steam-Heat | 12/31/2019
Nathan Hale Middle School | 6143 Whitmore St | Omaha | NE | 68152-2250 | Douglas | NE31169 | Scrapped/Junked | n/a | M5770 | 1963 | Kewanee | FTFB - Firetube-Firebox Boiler | STHT - Steam-Heat | 12/31/2018
Nathan Hale Middle School | 6143 Whitmore St | Omaha | NE | 68152-2250 | Douglas | NE42117 | Active | 288069 | 17.P6T850.142.0509 | 2017 | Lochinvar | WT - Water Tube Boiler | IPHT - Indoor Pool Heater | 12/31/2025
Midwest Covenant Homes | 615 E 9th St | Stromsburg | NE | 68666-4053 | Polk | NE01634 | Active | 141682 | C04A00650 | 2004 | WTRP | CPFT - Horiz Cpr Fin Boiler | HWSD - Hot Water Dom/Potable | 4/30/2026
Midwest Covenant Homes | 615 E 9th St | Stromsburg | NE | 68666-4053 | Polk | NE12694 | Active | 197006 | C08117006 | 2008 | Teledyne Laars | CPFH - Copper Fin Water Heater | HWSD - Hot Water Dom/Potable | 4/30/2026
Midwest Covenant Homes | 615 E 9th St | Stromsburg | NE | 68666-4053 | Polk | NE17419 | Scrapped/Junked | 33945 |  | 1980 | KEWA | FTFB - Firetube-Firebox Boiler | HWHT - Hot Water Heat | 6/30/2008
Midwest Covenant Homes | 615 E 9th St | Stromsburg | NE | 68666-4053 | Polk | NE17420 | Scrapped/Junked |  | 4387 | 1963 | KEWANEE | FT - Firetube Boiler | HWHT - Hot Water Heat | 6/30/2002
Midwest Covenant Homes | 615 E 9th St | Stromsburg | NE | 68666-4053 | Polk | NE17421 | Inactive |  |  | 1963 | PATTERSON KELLY | CHWH - ASME/Fired Water Heater | HWSD - Hot Water Dom/Potable | 6/30/1996
Midwest Covenant Homes | 615 E 9th St | Stromsburg | NE | 68666-4053 | Polk | NE20151 | Scrapped/Junked | 55807 |  | 1995 | TELEDYNE LAARS | WT - Water Tube Boiler | HWSD - Hot Water Dom/Potable | 6/30/2004
Grandview Elementary | 615 Grand Ave | Alliance | NE | 69301-3554 | Box Butte | NE21198 | Exempt 1999 LB-66 |  | 3300 | 1997 | RUUD | AHWH - ANSI/Fired Water Htr | HWSD - Hot Water Dom/Potable | 7/31/2000
Grandview Elementary | 615 Grand Ave | Alliance | NE | 69301-3554 | Box Butte | NE28217 | Active | 341855 | 19341855 | 2019 | Lochinvar | CPFT - Horiz Cpr Fin Boiler | HWSD - Hot Water Dom/Potable | 2/28/2026
Grandview Elementary | 615 Grand Ave | Alliance | NE | 69301-3554 | Box Butte | NE28218 | Active | 341854 | 19341854 | 2019 | Lochinvar | CPFT - Horiz Cpr Fin Boiler | HWSD - Hot Water Dom/Potable | 2/28/2026
Grandview Elementary | 615 Grand Ave | Alliance | NE | 69301-3554 | Box Butte | NE31670 | Scrapped/Junked | n/a | G-7334 | 1954 | Kewanee | FTFB - Firetube-Firebox Boiler | STHT - Steam-Heat | 2/28/2020
Creighton University - Opus Hall | 615 N 20th St | Omaha | NE | 68102-3118 | Douglas | NE06795 | Scrapped/Junked | 117490 | 1205117490 | 2005 | PVI Industries | CHWH - ASME/Fired Water Heater | HWSD - Hot Water Dom/Potable | 4/30/2019
Creighton University - Opus Hall | 615 N 20th St | Omaha | NE | 68102-3118 | Douglas | NE06796 | Scrapped/Junked | 117488 | 1205117488 | 2005 | PVI Industries | CHWH - ASME/Fired Water Heater | HWSD - Hot Water Dom/Potable | 4/30/2019
Creighton University - Opus Hall | 615 N 20th St | Omaha | NE | 68102-3118 | Douglas | NE06797 | Scrapped/Junked | 117491 | 1205117491 | 2005 | PVI Industries | CHWH - ASME/Fired Water Heater | HWSD - Hot Water Dom/Potable | 4/30/2024
Creighton University - Opus Hall | 615 N 20th St | Omaha | NE | 68102-3118 | Douglas | NE06798 | Scrapped/Junked | 117492 | 1205117492 | 2005 | PVI Industries | CHWH - ASME/Fired Water Heater | HWSD - Hot Water Dom/Potable | 4/30/2024
Creighton University - Opus Hall | 615 N 20th St | Omaha | NE | 68102-3118 | Douglas | NE06799 | Scrapped/Junked | 117487 | 1205117487 | 2005 | PVI Industries | CHWH - ASME/Fired Water Heater | HWSD - Hot Water Dom/Potable | 4/30/2023
Creighton University - Opus Hall | 615 N 20th St | Omaha | NE | 68102-3118 | Douglas | NE07026 | Scrapped/Junked | 117489 | 1205117489 | 2005 | PVI Industries | CHWH - ASME/Fired Water Heater | HWSD - Hot Water Dom/Potable | 4/30/2023
Creighton University - Opus Hall | 615 N 20th St | Omaha | NE | 68102-3118 | Douglas | NE42421 | Active | 329389 | 22.WHTX.188.00346 | 2022 | PVI Industries | CHWH - ASME/Fired Water Heater | HWSD - Hot Water Dom/Potable | 4/30/2026
Creighton University - Opus Hall | 615 N 20th St | Omaha | NE | 68102-3118 | Douglas | NE42422 | Active | 329395 | 22WHTX.188.00352 | 2022 | PVI Industries | CHWH - ASME/Fired Water Heater | HWSD - Hot Water Dom/Potable | 4/30/2026
Creighton University - Opus Hall | 615 N 20th St | Omaha | NE | 68102-3118 | Douglas | NE42423 | Active | 419326 | 23.WHTX.188.00231 | 2023 | PVI Industries | CHWH - ASME/Fired Water Heater | HWSD - Hot Water Dom/Potable | 4/30/2026
Creighton University - Opus Hall | 615 N 20th St | Omaha | NE | 68102-3118 | Douglas | NE42424 | Active | 381030 | 22.WHTX.188.01103 | 2023 | PVI Industries | CHWH - ASME/Fired Water Heater | HWSD - Hot Water Dom/Potable | 4/30/2026
Creighton University - Opus Hall | 615 N 20th St | Omaha | NE | 68102-3118 | Douglas | NE42425 | Active | 346533 | 22.WHTX.188.00633 | 2023 | PVI Industries | CHWH - ASME/Fired Water Heater | HWSD - Hot Water Dom/Potable | 4/30/2026
Creighton University - Opus Hall | 615 N 20th St | Omaha | NE | 68102-3118 | Douglas | NE42426 | Active | 329396 | 22.WHTX.188.00353 | 2023 | PVI Industries | CHWH - ASME/Fired Water Heater | HWSD - Hot Water Dom/Potable | 4/30/2026
Midplains Behavior Center | 615 N Elm St | Grand Island | NE | 68801-4254 | Hall | NE16960 | Active | n/a | 0211A-6175 | 1994 | Peerless | CI - Cast Iron | STHT - Steam-Heat | 11/30/2026
Majestic Theatre | 615 N Washington St | Lexington | NE | 68850-1915 | Dawson | NE05809 | Out of Service |  | 62-09 | 1997 | PEER | CI - Cast Iron | STHT - Steam-Heat | 2/28/2010
Cottonwood Elementary | 615 Piedmont Dr | Omaha | NE | 68154-2731 | Douglas | NE03407 | Scrapped/Junked |  | 1483 | 1978 | CRANE | AHWH - ANSI/Fired Water Htr | HWSD - Hot Water Dom/Potable | 8/31/2005
Cottonwood Elementary | 615 Piedmont Dr | Omaha | NE | 68154-2731 | Douglas | NE27928 | Active | 438300 | D1.18.26.00156 | 2018 | Lochinvar | WTSS - Watertube SS Steel | HWHT - Hot Water Heat | 8/31/2026
Cottonwood Elementary | 615 Piedmont Dr | Omaha | NE | 68154-2731 | Douglas | NE31245 | Scrapped/Junked | 30073 | P8470 | 1977 | Kewanee | FTFB - Firetube-Firebox Boiler | HWHT - Hot Water Heat | 8/31/2019
Cottonwood Elementary | 615 Piedmont Dr | Omaha | NE | 68154-2731 | Douglas | NE31246 | Scrapped/Junked | 30377 | P8691 | 1977 | Kewanee | FTFB - Firetube-Firebox Boiler | HWHT - Hot Water Heat | 8/31/2019
Betz Elementary School | 615 W 27th Ave | Bellevue | NE | 68005-5319 | Sarpy | NE01530 | Scrapped/Junked | 7967 | LPE-246-15-17 | 2000 | Hurst | FTWB - FTS Marine Wet Back | STHT - Steam-Heat | 7/31/2019
Betz Elementary School | 615 W 27th Ave | Bellevue | NE | 68005-5319 | Sarpy | NE01531 | Scrapped/Junked | 7968 | LPE-246-15-18 | 2000 | Hurst | FTWB - FTS Marine Wet Back | STHT - Steam-Heat | 7/31/2019
Betz Elementary School | 615 W 27th Ave | Bellevue | NE | 68005-5319 | Sarpy | NE19741 | Exempt 1999 LB-66 |  | 000000000005192 | 1992 | RUUD | AHWH - ANSI/Fired Water Htr | HWSD - Hot Water Dom/Potable | 7/31/1999
Betz Elementary School | 615 W 27th Ave | Bellevue | NE | 68005-5319 | Sarpy | NE32053 | Scrapped/Junked |  | 0000000NO2 | 1952 | KEWANEE | FT - Firetube Boiler | STHT - Steam-Heat | 7/31/2000
Betz Elementary School | 615 W 27th Ave | Bellevue | NE | 68005-5319 | Sarpy | NE32054 | Scrapped/Junked |  | 0000000NO1 | 1952 | KEWANEE | FT - Firetube Boiler | STHT - Steam-Heat | 7/31/2000
GRANITE CITY FOOD & BREWERY | 6150 O St | Lincoln | NE | 68510-2240 | Lancaster | NE01631 | Scrapped/Junked | 82478 | ML030015678/82478 | 2003 | AOSM | CHWH - ASME/Fired Water Heater | HWSD - Hot Water Dom/Potable | 6/30/2009
GRANITE CITY FOOD & BREWERY | 6150 O St | Lincoln | NE | 68510-2240 | Lancaster | NE01632 | Scrapped/Junked | 218840 | E03CK0118 | 2003 | WTRP | CPFT - Horiz Cpr Fin Boiler | HWSP - Hot Water Non Potable Supply | 8/31/2016
GRANITE CITY FOOD & BREWERY | 6150 O St | Lincoln | NE | 68510-2240 | Lancaster | NE01633 | Exempt | 136886 | CGKK02B105 | 2002 | MVE/CHART IND | UTNK - Unfired Vertical Tank | 0041 - CO2 Dispensing | 6/30/2006
GRANITE CITY FOOD & BREWERY | 6150 O St | Lincoln | NE | 68510-2240 | Lancaster | NE14685 | Scrapped/Junked | 130613 | 0837M001737 | 2008 | AO SMITH | CHWH - ASME/Fired Water Heater | HWSD - Hot Water Dom/Potable | 8/31/2016
Fountain Glen Apartments | 6157 NW 2nd Cir | Lincoln | NE | 68521-4406 | Lancaster | NE40889 | Out of Service | 178188 | 0012178118 | 1998 | Raypak | CPFT - Horiz Cpr Fin Boiler | IPHT - Indoor Pool Heater | 6/30/2020
Civic Center | 616 Bradford St | Seward | NE | 68434-1710 | Seward | NE21550 | Exempt 1999 LB-66 |  | ML96-0598520 | 1996 | AO SMITH | AHWH - ANSI/Fired Water Htr | HWSD - Hot Water Dom/Potable | 5/31/1999
Civic Center | 616 Bradford St | Seward | NE | 68434-1710 | Seward | NE37294 | Inactive | n/a | 61-42545-0987 | 1983 | Peerless | CI - Cast Iron | HWHT - Hot Water Heat | 2/28/2025
Uehling Gas N Go | 616 Maple Blvd | Uehling | NE | 68063 | Dodge | NE24356 | Inactive | 149625 | 9806149625 | 1998 | Raypak | CPFT - Horiz Cpr Fin Boiler | GLFH - Glycol Floor Heat System | 3/31/2019
Kappa Kappa Gamma | 616 N 16th St | Lincoln | NE | 68508-1291 | Lancaster | NE04106 | Scrapped/Junked | 5760 | 170-5760 | 1976 | Peerless | CI - Cast Iron | HWHT - Hot Water Heat | 4/30/2009
Kappa Kappa Gamma | 616 N 16th St | Lincoln | NE | 68508-1291 | Lancaster | NE16081 | Scrapped/Junked | 92780 | F09H10092780 | 2008 | Lochinvar | SSCO - SS Coil Boiler | HWHT - Hot Water Heat | 11/30/2024
Kappa Kappa Gamma | 616 N 16th St | Lincoln | NE | 68508-1291 | Lancaster | NE20159 | Scrapped/Junked | 42504 | 82315B5E | 1993 | Ace-Buehler | COBL - Coil Type Boiler | HWSD - Hot Water Dom/Potable | 4/30/2006
African International Market | 616 N Washington St | Lexington | NE | 68850-1916 | Dawson | NE40421 | Active | n/a | 1G-10 | 1970 | American Standard | CI - Cast Iron | HWHT - Hot Water Heat | 3/31/2024
St Teresa's School | 616 S 36th St | Lincoln | NE | 68510-1663 | Lancaster | NE26085 | Inactive | N/A | 708302-201406 | 2015 | Peerless | CI - Cast Iron | STHT - Steam-Heat | 9/30/2020
St Teresa's School | 616 S 36th St | Lincoln | NE | 68510-1663 | Lancaster | NE32596 | Scrapped/Junked |  | 11479 | 1957 | NATIONAL RADIATOR | FT - Firetube Boiler | STHT - Steam-Heat | 8/31/1999
St Teresa's School | 616 S 36th St | Lincoln | NE | 68510-1663 | Lancaster | NE39174 | Scrapped/Junked | n/a | CP1521218 | 1988 | Weil-Mcclain | CI - Cast Iron | STHT - Steam-Heat | 9/30/2015
St Teresa's School | 616 S 36th St | Lincoln | NE | 68510-1663 | Lancaster | NE40960 | Inactive | n/a | 211-13766-1098 | 1998 | Peerless | CI - Cast Iron | STHT - Steam-Heat | 9/30/2020
Vacant | 616 Webster Ave | Genoa | NE | 68640-3038 | Nance | NE09711 | Inactive | N/A | 5101V08508 | 2000 | DUNK | CI - Cast Iron | HWHT - Hot Water Heat | 12/31/2014
Vacant | 616 Webster Ave | Genoa | NE | 68640-3038 | Nance | NE30286 | Inactive | N/A | K128-431658 | 1975 | BRYN | CI - Cast Iron | HWHT - Hot Water Heat | 12/31/2014
Vacant | 616 Webster Ave | Genoa | NE | 68640-3038 | Nance | NE30417 | Inactive |  | GPM4R | 1975 | AMERICAN STANDARD |  | HWHT - Hot Water Heat | 12/31/2001
UNO Bio Mechanics Bldg | 6160 University Dr S | Omaha | NE | 68182-0001 | Douglas | NE24160 | Inactive | 249448 | E13h00249448 | 2013 | Lochinvar | CPFH - Copper Fin Water Heater | HWHT - Hot Water Heat | 10/31/2020
UNO Bio Mechanics Bldg | 6160 University Dr S | Omaha | NE | 68182-0001 | Douglas | NE24161 | Out of Service | 249449 | E13h00249449 | 2013 | Lochinvar | CPFH - Copper Fin Water Heater | HWHT - Hot Water Heat | 10/31/2020
Scoco Building | 6161 Grover St | Omaha | NE | 68106-4396 | Douglas | NE09296 | Inactive | 192434 | C07192434 | 2007 | Teledyne & Laars | CPFT - Horiz Cpr Fin Boiler | HWHT - Hot Water Heat | 10/31/2024
Scoco Building | 6161 Grover St | Omaha | NE | 68106-4396 | Douglas | NE09297 | Active | 192433 | C07192433 | 2007 | Teledyne & Laars | CPFT - Horiz Cpr Fin Boiler | HWHT - Hot Water Heat | 10/31/2026
Scoco Building | 6161 Grover St | Omaha | NE | 68106-4396 | Douglas | NE15540 | Scrapped/Junked |  | M3100 | 1962 | KEWA | FTFB - Firetube-Firebox Boiler | HWHT - Hot Water Heat | 6/30/2007
Apartment Building | 617 D Ave | Central City | NE | 68826-1775 | Merrick | NE30804 | Scrapped/Junked | N/A | 211-118100796 | 1996 | Peerless | CI - Cast Iron | STHT - Steam-Heat | 4/30/2011
West Point Power Plant | 617 N Mill St | West Point | NE | 68788-1245 | Cuming | NE40507 | Active | 88105 | C99C00746 | 1999 | Teledyne Laars | CPFT - Horiz Cpr Fin Boiler | HWHT - Hot Water Heat | 3/31/2026
PATRICK VENDITTE | 617 S 16th St | Omaha | NE | 68102-3104 | Douglas | NE03478 | Inactive |  |  | 1965 | BRYANT |  | STHT - Steam-Heat | 1/31/1994
King Arthur Court | 617 S 31st St | Omaha | NE | 68105-1445 | Douglas | NE17229 | Scrapped/Junked | N/A | 211A-8471-0992 | 1992 | PEER | CI - Cast Iron | STHT - Steam-Heat | 12/31/2014
King Arthur Court | 617 S 31st St | Omaha | NE | 68105-1445 | Douglas | NE23145 | Scrapped/Junked |  | 1288400269 | 1988 | RUUD | AHWH - ANSI/Fired Water Htr | HWSD - Hot Water Dom/Potable | 5/31/2002
Apartment Building | 617 S 35th St | Omaha | NE | 68105-1378 | Douglas | NE08147 | Inactive | 17580 | 110644450 | 2006 | RBI | CPFT - Horiz Cpr Fin Boiler | HWHT - Hot Water Heat | 11/30/2022
Apartment Building | 617 S 35th St | Omaha | NE | 68105-1378 | Douglas | NE12805 | Scrapped/Junked |  | 29911 | 1960 | US RADIATOR |  | HWHT - Hot Water Heat | 10/31/2007
St Regis Apartments | 617 S 37th St | Omaha | NE | 68105-1235 | Douglas | NE04311 | Active | n/a | O-1507 | 1969 | Kewanee | FTFB - Firetube-Firebox Boiler | STHT - Steam-Heat | 8/31/2025
St Regis Apartments | 617 S 37th St | Omaha | NE | 68105-1235 | Douglas | NE04314 | Inactive | 3595 |  | 1970 | LOCHINVAR | CPFT - Horiz Cpr Fin Boiler | HWSD - Hot Water Dom/Potable | 8/31/2005
St Regis Apartments | 617 S 37th St | Omaha | NE | 68105-1235 | Douglas | NE07047 | Active | 152780 | DO3H00152780 | 2003 | Lochinvar | CHWH - ASME/Fired Water Heater | HWSP - Hot Water Non Potable Supply | 8/31/2026
St Regis Apartments | 617 S 37th St | Omaha | NE | 68105-1235 | Douglas | NE07048 | Active | 154006 | DO3H00154006 | 2003 | Lochinvar | CHWH - ASME/Fired Water Heater | HWDP - Hotwater Heat & Dom Supply | 8/31/2025
Apartment Building | 618 S 17th St | Lincoln | NE | 68508-2611 | Lancaster | NE06909 | Inactive | N/A | W-3105 | 1940 | AMRA | CI - Cast Iron | HWHT - Hot Water Heat | 3/31/2007
MAPLEWOOD APARTMENTS | 618 W 11th St | Hastings | NE | 68901-3903 | ADAMS | NE24260 | Inactive |  | 211-13992-0399 | 1999 | PEERLESS HEATER COMPANY |  | HWHT - Hot Water Heat | 10/31/2004
Days Inn | 619 2Nd Ave | Kearney | NE | 68847-7809 | Buffalo | NE30910 | Scrapped/Junked |  | RN0588400183 | 1988 | RHEEM MANUFACTURING CO | AHWH - ANSI/Fired Water Htr | HWSD - Hot Water Dom/Potable | 7/31/1999
Days Inn | 619 2Nd Ave | Kearney | NE | 68847-7809 | Buffalo | NE30911 | Scrapped/Junked |  | RN0588400181 | 1988 | Rheem Manufacturing Co | AHWH - ANSI/Fired Water Htr | HWSD - Hot Water Dom/Potable | 7/31/1999
Days Inn | 619 2Nd Ave | Kearney | NE | 68847-7809 | Buffalo | NE40693 | Exempt 1999 LB-66 |  | SM3952568 | 1999 | BRADFORD-WHITE | AHWH - ANSI/Fired Water Htr | HWSD - Hot Water Dom/Potable | 8/31/2000
Days Inn | 619 2Nd Ave | Kearney | NE | 68847-7809 | Buffalo | NE40694 | Exempt 1999 LB-66 |  | SM3952575 | 1999 | BRADFORD-WHITE | AHWH - ANSI/Fired Water Htr | HWSD - Hot Water Dom/Potable | 8/31/2000
United Methodist Church | 619 Custer St | Hemingford | NE | 69348-8239 | Box Butte | NE00213 | Scrapped/Junked |  | 64154744 | 1999 | BURN | CI - Cast Iron | HWHT - Hot Water Heat | 9/30/2008
United Methodist Church | 619 Custer St | Hemingford | NE | 69348-8239 | Box Butte | NE17045 | Active | N/A | 65091728 | 2009 | Burnham | CI - Cast Iron | HWHT - Hot Water Heat | 3/31/2026
FAIRBURY FIRE DEPARTMENT | 619 D St | Fairbury | NE | 68352-2319 | JEFFERSON | NE05226 | Scrapped/Junked |  | 7-16C | 1950 | US RADIATOR |  | STHT - Steam-Heat | 4/30/2004
Former JC Penney | 619 N Lincoln Ave | York | NE | 68467-2946 | YORK | NE04130 | Inactive |  |  | 1976 | AMERICAN STANDARD |  | STHT - Steam-Heat | 2/28/1997
Desai Offices | 619 N Washington St | Lexington | NE | 68850-1963 | Dawson | NE05105 | Out of Service |  | 211A-10126-0994 | 1994 | PEER | CI - Cast Iron | STHT - Steam-Heat | 8/31/2009
Plains Motel | 619 W US Highway 6 | Holdrege | NE | 68949-2553 | Phelps | NE40486 | Scrapped/Junked |  | 48-J3 | 1970 | AMST | CI - Cast Iron | HWHT - Hot Water Heat | 4/30/2009
Plains Motel | 619 W US Highway 6 | Holdrege | NE | 68949-2553 | Phelps | NE40487 | Active | NA | 60-49887 | 1970 | Peerless | CI - Cast Iron | HWHT - Hot Water Heat | 4/30/2026
Plains Motel | 619 W US Highway 6 | Holdrege | NE | 68949-2553 | Phelps | NE40488 | Exempt 1999 LB-66 |  | 117292249 | 1972 | RHEEM MANUFACTURING CO | AHWH - ANSI/Fired Water Htr | HWSD - Hot Water Dom/Potable | 5/31/2000
Plains Motel | 619 W US Highway 6 | Holdrege | NE | 68949-2553 | Phelps | NE40489 | Active | NA | GEM-11923 | 1970 | Peerless | CI - Cast Iron | HWHT - Hot Water Heat | 4/30/2026
DILLARD'S DEPT STORE | 61ST & O ST | LINCOLN | NE | 68505 | LANCASTER | NE35580 | Inactive |  | SIN6-36 | 1964 | CRANE |  | STHT - Steam-Heat | 11/30/1991
DILLARD'S DEPT STORE | 61ST & O ST | LINCOLN | NE | 68505 | LANCASTER | NE35581 | Inactive |  |  | 1980 | WEIL MCLAIN |  | STHT - Steam-Heat | 11/30/1992
DILLARD'S DEPT STORE | 61ST & O ST | LINCOLN | NE | 68505 | LANCASTER | NE35583 | Inactive | 39940 |  | 1988 | PM LATTNER MFR COMPANY | ELBL - Electric Boiler | PROC - Process Steam | 11/30/1997
St Lukes United Methodist | 620 D St | David City | NE | 68632-1613 | Butler | NE37074 | Active | N/A | G106 | 1960 | AMST | CI - Cast Iron | STHT - Steam-Heat | 12/31/2026
HARLAN COUNTY BANK | 620 Main St | Alma | NE | 68920-2165 | HARLAN | NE18318 | Scrapped/Junked |  | 0000000001 | 1964 | AMERICAN STANDARD |  | HWHT - Hot Water Heat | 1/31/2001
Jackson Elementary School | 620 S 31st St | Omaha | NE | 68105-1427 | Douglas | NE16437 | Scrapped/Junked | 6956 |  | 1991 | ALDRICH | FTVT - Firetube Vertical TB | HWHT - Hot Water Heat | 6/30/2003
Jackson Elementary School | 620 S 31st St | Omaha | NE | 68105-1427 | Douglas | NE16438 | Active | 6955 | 91-2829 | 1991 | ALES | FTVT - Firetube Vertical TB | HWHT - Hot Water Heat | 12/31/2025
Jackson Elementary School | 620 S 31st St | Omaha | NE | 68105-1427 | Douglas | NE16439 | Active | 6957 | 91-2831 | 1991 | ALES | FTVT - Firetube Vertical TB | HWHT - Hot Water Heat | 12/31/2025
Ronald McDonald House | 620 S 38th Ave | Omaha | NE | 68105-1104 | Douglas | NE27689 | Active | 27689 | 145950 | 2018 | PVI Industries | WT - Water Tube Boiler | HWSD - Hot Water Dom/Potable | 7/31/2026
Ronald McDonald House | 620 S 38th Ave | Omaha | NE | 68105-1104 | Douglas | NE27690 | Active | 146777 | 146777 | 2018 | PVI Industries | WT - Water Tube Boiler | HWSD - Hot Water Dom/Potable | 7/31/2026
RUBIN APARTMENTS | 620 S 38TH ST | OMAHA | NE | 68131 | Douglas | NE21759 | Exempt 1999 LB-66 |  | RUN10814D4795 | 1981 | RUUD | AHWH - ANSI/Fired Water Htr | HWSD - Hot Water Dom/Potable | 4/30/2000
RUBIN APARTMENTS | 620 S 38TH ST | OMAHA | NE | 68131 | Douglas | NE21760 | Exempt 1999 LB-66 |  | 1081404744 | 1981 | RUUD | AHWH - ANSI/Fired Water Htr | HWSD - Hot Water Dom/Potable | 4/30/2000
SKAGWAY DISCOUNT STORE | 620 State St | Grand Island | NE | 68801-3552 | HALL | NE15188 | Exempt 1999 LB-66 |  | 233339-914 | 1992 | AO SMITH | AHWH - ANSI/Fired Water Htr | HWSD - Hot Water Dom/Potable | 5/31/1996
Eagle Car Wash | 620 W Elkhorn Dr | Arlington | NE | 68002-3088 | Washington | NE24355 | Inactive | 125834 | 9508125834 | 1995 | Raypak | CI - Cast Iron | HWFG - Hotwater Heat Floor-Glycl | 8/31/2015
Northeast United Church #X006300 | 6200 Adams St | Lincoln | NE | 68507-2434 | Lancaster | NE21344 | Active | N/A | GEM-1468 | 1975 | Peerless | CI - Cast Iron | HWHT - Hot Water Heat | 3/31/2026
WITCO CHEMICAL COMPANY | 6200 N 16th St | Omaha | NE | 68110-1005 | Douglas | NE03703 | Inactive | 1376 |  | 1975 | ABCO | FT - Firetube Boiler | PROC - Process Steam | 4/30/1997
Nature's Variety | 6200 N 56th St | Lincoln | NE | 68504-1763 | Lancaster | NE37381 | Inactive | 7484 | 7484 | 1972 | Kewanee | FT - Firetube Boiler | PROC - Process Steam | 5/31/2023
Nature's Variety | 6200 N 56th St | Lincoln | NE | 68504-1763 | Lancaster | NE37382 | Inactive |  | M5582 | 1963 | KEWANEE | FT - Firetube Boiler | HWHT - Hot Water Heat | 5/31/2005
Nature's Variety | 6200 N 56th St | Lincoln | NE | 68504-1763 | Lancaster | NE42343 | Inactive | 153322 | 153322 | 2016 | Columbia | WT - Water Tube Boiler | STHX - Steam to HWSD Heat Exchanger | 12/31/2024
Granite City Food & Brewery | 6200 O St | Lincoln | NE | 68510-2256 | Lancaster | NE26722 | Active | 141149 | 141149 | 2015 | PVI Industries | CHWH - ASME/Fired Water Heater | HWSD - Hot Water Dom/Potable | 2/28/2025
Granite City Food & Brewery | 6200 O St | Lincoln | NE | 68510-2256 | Lancaster | NE26723 | Active | 141022 | 141022 | 2015 | PVI Industries | CHWH - ASME/Fired Water Heater | HWSD - Hot Water Dom/Potable | 2/28/2025
Granite City Food & Brewery | 6200 O St | Lincoln | NE | 68510-2256 | Lancaster | NE26724 | Scrapped/Junked | 5148, 5149 | 1604A010907 | 2015 | State Industries | FTCH - Firetube Coil Htxchn | HWSD - Hot Water Dom/Potable | 2/28/2021
Granite City Food & Brewery | 6200 O St | Lincoln | NE | 68510-2256 | Lancaster | NE26726 | Scrapped/Junked | 5200, 5202 | 1604A010904 | 2015 | State Industries | FTCH - Firetube Coil Htxchn | HWSD - Hot Water Dom/Potable | 2/28/2020
Granite City Food & Brewery | 6200 O St | Lincoln | NE | 68510-2256 | Lancaster | NE41050 | Out of Service | 8844, 8837 | 8700266 | 2021 | Takagi | WTHW - Watertube Wtr Heater | HWSD - Hot Water Dom/Potable | 2/28/2024
Granite City Food & Brewery | 6200 O St | Lincoln | NE | 68510-2256 | Lancaster | NE41051 | Scrapped/Junked | 8840, 8873 | 87002765 | 2021 | Takagi | WTHW - Watertube Wtr Heater | HWSD - Hot Water Dom/Potable | 2/28/2024
Stone Pointe Elementary | 6204 N 195th St | Elkhorn | NE | 68022 | Douglas | NE43705 | Active | 316152 | 316152 | 2024 | AO SMITH | CHWH - ASME/Fired Water Heater | HWSD - Hot Water Dom/Potable | 9/30/2027
Stone Pointe Elementary | 6204 N 195th St | Elkhorn | NE | 68022 | Douglas | NE43706 | Active | 327731 | 327731 | 2024 | AO SMITH | CHWH - ASME/Fired Water Heater | HWSD - Hot Water Dom/Potable | 9/30/2027
West Omaha Appliance | 6205 Maple St | Omaha | NE | 68104-4003 | Douglas | NE12836 | Scrapped/Junked | n/a | 59164 | 1991 | PEER | CI - Cast Iron | STHT - Steam-Heat | 11/30/2010
Consolidated Concrete | 6205 N 87th Cir | Omaha | NE | 68134-1944 | Douglas | NE25537 | Scrapped/Junked | 10306 | 99E-7885 | 1999 | ALES | FTVT - Firetube Vertical TB | HWSP - Hot Water Non Potable Supply | 2/28/2020
JCO Ready Mixed | 62086 730 Rd | Tecumseh | NE | 68450-8036 | Johnson | NE00365 | Scrapped/Junked | 1566 | 99-1566 | 1999 | Sioux Steam Cleaner | COBL - Coil Type Boiler | HWSP - Hot Water Non Potable Supply | 12/31/2024
JCO Ready Mixed | 62086 730 Rd | Tecumseh | NE | 68450-8036 | Johnson | NE42909 | Active | 6177 | 24-6177 | 2024 | Sioux Steam Cleaner | FTHT - Firetube Horizontal | HWHT - Hot Water Heat | 10/31/2025
Webster County Courthouse | 621 N Cedar St | Red Cloud | NE | 68970-2300 | Webster | NE35228 | Inactive | n/a | 210-12844-55 | 1982 | Peerless | CI - Cast Iron | STHT - Steam-Heat | 5/31/2019
North Platte Telegraph | 621 N Chestnut St | North Platte | NE | 69101-4131 | Lincoln | NE17254 | Out of Service | 33962 | R2383 | 1980 | Kewanee | FTFB - Firetube-Firebox Boiler | STHT - Steam-Heat | 11/30/2024
North Platte Telegraph | 621 N Chestnut St | North Platte | NE | 69101-4131 | Lincoln | NE17369 | Active | 33901 | R2359 | 1980 | Kewanee | FTFB - Firetube-Firebox Boiler | STHT - Steam-Heat | 11/30/2026
North Platte Telegraph | 621 N Chestnut St | North Platte | NE | 69101-4131 | Lincoln | NE21130 | Exempt 1999 LB-66 |  | 1439 | 1996 | AO SMITH | AHWH - ANSI/Fired Water Htr | HWSD - Hot Water Dom/Potable | 5/31/1999
Webster County Hospital | 621 N Franklin St | Red Cloud | NE | 68970-2260 | Webster | NE06083 | Scrapped/Junked | 11752 | 090436416 | 2004 | Rbi | CPFT - Horiz Cpr Fin Boiler | HWHT - Hot Water Heat | 5/31/2020
Webster County Hospital | 621 N Franklin St | Red Cloud | NE | 68970-2260 | Webster | NE06084 | Scrapped/Junked | 11753 | 090436417 | 2004 | Rbi | CPFT - Horiz Cpr Fin Boiler | HWHT - Hot Water Heat | 5/31/2020
Webster County Hospital | 621 N Franklin St | Red Cloud | NE | 68970-2260 | Webster | NE10423 | Scrapped/Junked | 92411 | 0402602547 | 2002 | RHEEM | CHWH - ASME/Fired Water Heater | HWSD - Hot Water Dom/Potable | 5/31/2015
Webster County Hospital | 621 N Franklin St | Red Cloud | NE | 68970-2260 | Webster | NE10424 | Scrapped/Junked | 142490 | 152510 | 2002 | Castle | ELBL - Electric Boiler | 0020 - Supp to Sterlizer/Autoclave | 5/31/2023
Webster County Hospital | 621 N Franklin St | Red Cloud | NE | 68970-2260 | Webster | NE20638 | Scrapped/Junked |  | 123805 | 1996 | CROWN BOILER COMPANY |  | HWHT - Hot Water Heat | 5/31/2005
Webster County Hospital | 621 N Franklin St | Red Cloud | NE | 68970-2260 | Webster | NE22168 | Scrapped/Junked | 129494 | UNRG0112G01150 | 2011 | RHEEM | CHWH - ASME/Fired Water Heater | HWSD - Hot Water Dom/Potable | 5/31/2021
Webster County Hospital | 621 N Franklin St | Red Cloud | NE | 68970-2260 | Webster | NE23370 | Scrapped/Junked |  | 162122 | 1998 | CROWN BOILER COMPANY |  | HWHT - Hot Water Heat | 5/31/2005
Webster County Hospital | 621 N Franklin St | Red Cloud | NE | 68970-2260 | Webster | NE23371 | Scrapped/Junked |  | 16121 | 1998 | CROWN BOILER COMPANY |  | HWHT - Hot Water Heat | 5/31/2004
Webster County Hospital | 621 N Franklin St | Red Cloud | NE | 68970-2260 | Webster | NE23392 | Scrapped/Junked | 112 | 362664 | 1956 | WILMONT CASTLE COMPANY | STER - Sterilizer | STER - Sterilizer | 5/31/2003
Webster County Hospital | 621 N Franklin St | Red Cloud | NE | 68970-2260 | Webster | NE25845 | Active | 141509 | A041503682 | 2014 | RHEEM | CHWH - ASME/Fired Water Heater | HWSD - Hot Water Dom/Potable | 5/31/2026
Webster County Hospital | 621 N Franklin St | Red Cloud | NE | 68970-2260 | Webster | NE28237 | Active | 344907 | 19344907 | 2019 | Lochinvar | COBL - Coil Type Boiler | HWHT - Hot Water Heat | 5/31/2026
Webster County Hospital | 621 N Franklin St | Red Cloud | NE | 68970-2260 | Webster | NE28238 | Active | 344909 | 19344909 | 2019 | Lochinvar | COBL - Coil Type Boiler | HWHT - Hot Water Heat | 5/31/2026
Webster County Hospital | 621 N Franklin St | Red Cloud | NE | 68970-2260 | Webster | NE30227 | Scrapped/Junked | 29458 | AK82-29458 | 1982 | AOSM | CHWH - ASME/Fired Water Heater | HWSD - Hot Water Dom/Potable | 5/31/2012
Webster County Hospital | 621 N Franklin St | Red Cloud | NE | 68970-2260 | Webster | NE30228 | Scrapped/Junked |  |  | 1983 | AO SMITH | AHWH - ANSI/Fired Water Htr | HWSD - Hot Water Dom/Potable | 5/31/2000
Webster County Hospital | 621 N Franklin St | Red Cloud | NE | 68970-2260 | Webster | NE30229 | Scrapped/Junked | 32353 | AA83-32354 | 1983 | AO SMITH | CHWH - ASME/Fired Water Heater | HWSD - Hot Water Dom/Potable | 5/31/2003
Webster County Hospital | 621 N Franklin St | Red Cloud | NE | 68970-2260 | Webster | NE41652 | Active | 130592 | 130592 | 2021 | TDC Manufacturing Co | ELBL - Electric Boiler | STER - Sterilizer | 5/31/2026
Webster County Hospital | 621 N Franklin St | Red Cloud | NE | 68970-2260 | Webster | NE43172 | Active | 276725 | 276725 | 2020 | AO SMITH | CHWH - ASME/Fired Water Heater | HWSD - Hot Water Dom/Potable | 5/31/2026
Webster County Hospital | 621 N Franklin St | Red Cloud | NE | 68970-2260 | Webster | NE44107 | Active | N/A | 2547146128576 | 2025 | AO SMITH | CHWH - ASME/Fired Water Heater | HWSD - Hot Water Dom/Potable | 5/31/2025
DUPLICATE LOCATION... First Presbyterian Church | 621 N Lincoln Ave | Hastings | NE | 68901-5118 | Adams | NE16249 | Scrapped/Junked |  | 61369038786 | 1986 | PEERLESS HEATER COMPANY |  | HWHT - Hot Water Heat | 6/30/2008
DUPLICATE LOCATION... First Presbyterian Church | 621 N Lincoln Ave | Hastings | NE | 68901-5118 | Adams | NE16250 | Scrapped/Junked |  | 02250-0886 | 1987 | PEERLESS HEATER COMPANY |  | HWHT - Hot Water Heat | 3/31/2002
DUPLICATE LOCATION... First Presbyterian Church | 621 N Lincoln Ave | Hastings | NE | 68901-5118 | Adams | NE16253 | Scrapped/Junked |  | 02189-0786 | 1987 | PEERLESS HEATER COMPANY |  | HWHT - Hot Water Heat | 3/31/2003
DUPLICATE LOCATION... First Presbyterian Church | 621 N Lincoln Ave | Hastings | NE | 68901-5118 | Adams | NE16665 | Scrapped/Junked | N/A | 50138-0689 | 1987 | Peerless | CI - Cast Iron | HWHT - Hot Water Heat | 3/31/2014
DUPLICATE LOCATION... First Presbyterian Church | 621 N Lincoln Ave | Hastings | NE | 68901-5118 | Adams | NE16666 | Scrapped/Junked | n/a | 43564-1187 | 1987 | Peerless | CI - Cast Iron | HWHT - Hot Water Heat | 3/31/2014
DUPLICATE LOCATION... First Presbyterian Church | 621 N Lincoln Ave | Hastings | NE | 68901-5118 | Adams | NE20020 | Exempt 1999 LB-66 |  | 1194-G03180 | 1994 | RHEEM MANUFACTURING CO | AHWH - ANSI/Fired Water Htr | HWSD - Hot Water Dom/Potable | 6/30/1999
DUPLICATE LOCATION... First Presbyterian Church | 621 N Lincoln Ave | Hastings | NE | 68901-5118 | Adams | NE25303 | Scrapped/Junked | 95165 | 95165 | 1998 | Pvi | CHWH - ASME/Fired Water Heater | HWSD - Hot Water Dom/Potable | 3/31/2012
DUPLICATE LOCATION... First Presbyterian Church | 621 N Lincoln Ave | Hastings | NE | 68901-5118 | Adams | NE34512 | Scrapped/Junked | 51100 | 88351100 | 1983 | PVI INDUSTRIES | CHWH - ASME/Fired Water Heater | HWSD - Hot Water Dom/Potable | 6/30/2006
DUPLICATE LOCATION... First Presbyterian Church | 621 N Lincoln Ave | Hastings | NE | 68901-5118 | Adams | NE34513 | Scrapped/Junked | 51099 | 88351099 | 1983 | PVI INDUSTRIES | CHWH - ASME/Fired Water Heater | HWSD - Hot Water Dom/Potable | 6/30/2006
First Presbyterian Church Annex #4519 | 621 N Lincoln Ave | Hastings | NE | 68901-5118 | Adams | NE10241 | Active | N/A | 8708C00391 | 2008 | ECR | CI - Cast Iron | HWHT - Hot Water Heat | 7/31/2026
First Presbyterian Church Annex #4519 | 621 N Lincoln Ave | Hastings | NE | 68901-5118 | Adams | NE25304 | Out of Service | 9834 | E7260 | 1998 | ALES | FTFB - Firetube-Firebox Boiler | STHT - Steam-Heat | 3/31/2022
First Presbyterian Church Annex #4519 | 621 N Lincoln Ave | Hastings | NE | 68901-5118 | Adams | NE25305 | Out of Service | 9836 | E7262 | 1998 | ALES | FTFB - Firetube-Firebox Boiler | STHT - Steam-Heat | 3/31/2022
Celerion Pharma Services | 621 Rose St | Lincoln | NE | 68502-2040 | Lancaster | NE08042 | Inactive | 87645 |  | 1976 | SUSSMAN-AUTOMATIC CORP | ELBL - Electric Boiler | PROC - Process Steam | 11/30/1992
Celerion Pharma Services | 621 Rose St | Lincoln | NE | 68502-2040 | Lancaster | NE11434 | Inactive | 29942 | 29942 | 1971 | PM LATTNER MFR COMPANY | ELBL - Electric Boiler | PROC - Process Steam | 11/30/1991
Celerion Pharma Services | 621 Rose St | Lincoln | NE | 68502-2040 | Lancaster | NE27891 | Active | 289990 | 1830-111179551 | 2017 | Lochinvar | FTVT - Firetube Vertical TB | HWHT - Hot Water Heat | 11/30/2026
Celerion Pharma Services | 621 Rose St | Lincoln | NE | 68502-2040 | Lancaster | NE27892 | Active | 294188 | 1838-111944267 | 2017 | Lochinvar | FTVT - Firetube Vertical TB | HWHT - Hot Water Heat | 11/30/2026
Celerion Pharma Services | 621 Rose St | Lincoln | NE | 68502-2040 | Lancaster | NE37668 | Scrapped/Junked | 40376 | 93592 | 1987 | Kewannee | FT - Firetube Boiler | HWHT - Hot Water Heat | 11/30/2018
Celerion Pharma Services | 621 Rose St | Lincoln | NE | 68502-2040 | Lancaster | NE37669 | Scrapped/Junked | 40377 | 93497 | 1987 | Kewannee | FT - Firetube Boiler | HWHT - Hot Water Heat | 11/30/2018
Celerion Pharma Services | 621 Rose St | Lincoln | NE | 68502-2040 | Lancaster | NE37670 | Scrapped/Junked | 40391 | 40391 | 1986 | Kewannee | FT - Firetube Boiler | HWSD - Hot Water Dom/Potable | 11/30/2022
North Platte Surgery Ctr | 621 W Francis St | North Platte | NE | 69101-0608 | Lincoln | NE10630 | Active | 12259 | 02F0175 | 2002 | Aldrich | FTVT - Firetube Vertical TB | HWHT - Hot Water Heat | 10/31/2026
North Platte Surgery Ctr | 621 W Francis St | North Platte | NE | 69101-0608 | Lincoln | NE10631 | Active | 12260 | 02F0176 | 2002 | Aldrich | FTVT - Firetube Vertical TB | HWHT - Hot Water Heat | 10/31/2026
North Platte Surgery Ctr | 621 W Francis St | North Platte | NE | 69101-0608 | Lincoln | NE10632 | Active | 64605 | 64605 | 2001 | A O Smith | CHWH - ASME/Fired Water Heater | HWSD - Hot Water Dom/Potable | 10/31/2026
North Platte Surgery Ctr | 621 W Francis St | North Platte | NE | 69101-0608 | Lincoln | NE10633 | Active | 75121 | 75121 | 2003 | A O Smith | CHWH - ASME/Fired Water Heater | HWSD - Hot Water Dom/Potable | 10/31/2026
North Platte Surgery Ctr | 621 W Francis St | North Platte | NE | 69101-0608 | Lincoln | NE10646 | Active | 18978 | 27058 | 2002 | Steris Corp | ELBL - Electric Boiler | 0020 - Supp to Sterlizer/Autoclave | 10/31/2026
North Platte Surgery Ctr | 621 W Francis St | North Platte | NE | 69101-0608 | Lincoln | NE22849 | Out of Service | 19014 | 27164 | 2003 | Steris Corp | ELBL - Electric Boiler | 0020 - Supp to Sterlizer/Autoclave | 10/31/2016
North Platte Surgery Ctr | 621 W Francis St | North Platte | NE | 69101-0608 | Lincoln | NE22850 | Scrapped/Junked | 18972 | 27136 | 2002 | Steris Corp | ELBL - Electric Boiler | 0020 - Supp to Sterlizer/Autoclave | 10/31/2023
North Platte Surgery Ctr | 621 W Francis St | North Platte | NE | 69101-0608 | Lincoln | NE26493 | Out of Service | 8060 | 48060 | 2016 | Chromalox | ELBL - Electric Boiler | 0020 - Supp to Sterlizer/Autoclave | 10/31/2024
North Platte Surgery Ctr | 621 W Francis St | North Platte | NE | 69101-0608 | Lincoln | NE43170 | Active | 34210 | 032052320 | 2023 | Steris Corp | ELBL - Electric Boiler | 0020 - Supp to Sterlizer/Autoclave | 10/31/2026
North Platte Surgery Ctr | 621 W Francis St | North Platte | NE | 69101-0608 | Lincoln | NE43171 | Active | 34209 | 032212318 | 2023 | Steris Corp | ELBL - Electric Boiler | 0020 - Supp to Sterlizer/Autoclave | 10/31/2026
Davita Dialysis | 6212 N 73rd Plz | Omaha | NE | 68134-1801 | Douglas | NE23998 | Exempt | 186170 | 186170 | 2013 | AO SMITH | CHWH - ASME/Fired Water Heater | HWSD - Hot Water Dom/Potable | 3/31/2015
RELAINCE FIRE MUSEUM | 6219 NW Kelly Dr | Parkville | NE | 64152-3987 | Platte | NE09836 | Inactive |  | MO# 66648/S# 3 | 1914 | WATEROUS | FTVT - Firetube Vertical TB | 0027 - Steam Fire Engine | 6/30/2004
FIRST CHURCH OF CHRIST | 622 7th St | Fairbury | NE | 68352-2417 | JEFFERSON | NE37200 | Inactive |  |  | 1960 | AMERICAN STANDARD |  | STHT - Steam-Heat | 12/31/1991
Creighton University - Kitty Gaughan Pavillion | 622 N 22nd St | Omaha | NE | 68178-0017 | Douglas | NE08471 | Inactive | 1250 | 6433432 | 2001 | Thermal Solutions | WT - Water Tube Boiler | HWHT - Hot Water Heat | 4/30/2025
Karen Western Elementary | 6224 H St | Ralston | NE | 68127 | Douglas | NE23410 | Scrapped/Junked | 75973 | F977012 | 1997 | Lochinvar | CPFT - Horiz Cpr Fin Boiler | HWHT - Hot Water Heat | 6/30/2017
Karen Western Elementary | 6224 H St | Ralston | NE | 68127 | Douglas | NE27219 | Active | 77441 | G-17-0785 | 2017 | Aerco | FTVT - Firetube Vertical TB | HWHT - Hot Water Heat | 6/30/2026
Karen Western Elementary | 6224 H St | Ralston | NE | 68127 | Douglas | NE27220 | Active | 77391 | G-17-0655 | 2017 | Aerco | FTVT - Firetube Vertical TB | HWHT - Hot Water Heat | 6/30/2026
KAREN WESTERN ELEMENTARY | 6224 H ST | RALSTON | NE | 68127 | Douglas | NE20310 | Exempt 1999 LB-66 |  | 00000A854905563 | 1985 | AMERICAN APPLIANCE | AHWH - ANSI/Fired Water Htr | HWSD - Hot Water Dom/Potable | 6/30/2000
Mercy City Church-BMIC#528971 | 6224 Logan Ave | Lincoln | NE | 68507-1247 | Lancaster | NE00051 | Scrapped/Junked |  | LF98-0748469-970 | 1998 | A. O. Smith | CHWH - ASME/Fired Water Heater | HWSD - Hot Water Dom/Potable | 3/31/2009
Mercy City Church-BMIC#528971 | 6224 Logan Ave | Lincoln | NE | 68507-1247 | Lancaster | NE18425 | Scrapped/Junked |  |  | 1994 | A. O. Smith | AHWH - ANSI/Fired Water Htr | HWSD - Hot Water Dom/Potable | 3/31/1999
Mercy City Church-BMIC#528971 | 6224 Logan Ave | Lincoln | NE | 68507-1247 | Lancaster | NE18426 | Active | n/a | 1 | 1952 | Kewanee | FTFB - Firetube-Firebox Boiler | STHT - Steam-Heat | 12/31/2026
Mercy City Church-BMIC#528971 | 6224 Logan Ave | Lincoln | NE | 68507-1247 | Lancaster | NE20131 | Exempt 1999 LB-66 |  | MDCA-21305 | 1992 | Day & Night | AHWH - ANSI/Fired Water Htr | HWSD - Hot Water Dom/Potable | 3/31/1999
APPLETREE APARTMENTS | 6224 S 97th Ct | Omaha | NE | 68127-3286 | Douglas | NE23917 | Exempt 1999 LB-66 |  | 3917 | 1978 | RUUD | AHWH - ANSI/Fired Water Htr | HWSD - Hot Water Dom/Potable | 8/31/1999
Apartment Building | 623 S 18th St | Lincoln | NE | 68508-2672 | Lancaster | NE24080 | Scrapped/Junked | 47133 | 1110390022 | 2011 | PMU/Lochinvar | WTSS - Watertube SS Steel | HWHT - Hot Water Heat | 12/31/2020
Mr G's Auto | 623 S Locust St | Grand Island | NE | 68801-6762 | Hall | NE40148 | Active | 133762 | 133762 | 1994 | Columbia | FT - Firetube Boiler | HWSP - Hot Water Non Potable Supply | 3/31/2026
Village Cleaners | 624 N Minden Ave | Minden | NE | 68959-1352 | Kearney | NE10124 | Scrapped/Junked | 164492 | G002276 | 2004 | Lochinvar | CPFH - Copper Fin Water Heater | HWSD - Hot Water Dom/Potable | 1/31/2018
Village Cleaners | 624 N Minden Ave | Minden | NE | 68959-1352 | Kearney | NE10125 | Scrapped/Junked | 157827 | g062273 | 2003 | Lochinvar | CPFH - Copper Fin Water Heater | HWSD - Hot Water Dom/Potable | 1/31/2018
Village Cleaners | 624 N Minden Ave | Minden | NE | 68959-1352 | Kearney | NE10126 | Active | 53248 | 53248 | 2006 | Lattner Boiler Co | FTVT - Firetube Vertical TB | PROC - Process Steam | 10/31/2026
Village Cleaners | 624 N Minden Ave | Minden | NE | 68959-1352 | Kearney | NE27324 | Active | 75378 | F005178 | 2017 | PVI Industries | CHWH - ASME/Fired Water Heater | HWSD - Hot Water Dom/Potable | 10/31/2026
Village Cleaners | 624 N Minden Ave | Minden | NE | 68959-1352 | Kearney | NE27325 | Active | 70038 | F005294 | 2017 | PVI Industries | CHWH - ASME/Fired Water Heater | HWSD - Hot Water Dom/Potable | 10/31/2026
Village Cleaners | 624 N Minden Ave | Minden | NE | 68959-1352 | Kearney | NE27326 | Active | 78680 | F004363 | 2017 | PVI Industries | CHWH - ASME/Fired Water Heater | HWSD - Hot Water Dom/Potable | 10/31/2026
Ridgewood Rehab & Care Center | 624 Pinewood Ave | Seward | NE | 68434-1055 | Seward | NE01952 | Scrapped/Junked | 82057 | ML030003665/82057 | 2003 | AOSM | CHWH - ASME/Fired Water Heater | HWSD - Hot Water Dom/Potable | 11/30/2013
Ridgewood Rehab & Care Center | 624 Pinewood Ave | Seward | NE | 68434-1055 | Seward | NE10460 | Scrapped/Junked | 68883 | 68883 | 2002 | AO SMITH | CHWH - ASME/Fired Water Heater | HWSD - Hot Water Dom/Potable | 11/30/2003
Ridgewood Rehab & Care Center | 624 Pinewood Ave | Seward | NE | 68434-1055 | Seward | NE19629 | Scrapped/Junked |  | LL90-011266-880 | 1990 | AO SMITH | CHWH - ASME/Fired Water Heater | HWSD - Hot Water Dom/Potable | 11/30/2004
Ridgewood Rehab & Care Center | 624 Pinewood Ave | Seward | NE | 68434-1055 | Seward | NE22878 | Scrapped/Junked | 133041 | 133041 | 2012 | RHEEM | CHWH - ASME/Fired Water Heater | HWSD - Hot Water Dom/Potable | 11/30/2014
Ridgewood Rehab & Care Center | 624 Pinewood Ave | Seward | NE | 68434-1055 | Seward | NE24076 | Active | 271313 | 091318086 | 2013 | Camus/Gianonni | WTSS - Watertube SS Steel | HWSD - Hot Water Dom/Potable | 11/30/2026
Ridgewood Rehab & Care Center | 624 Pinewood Ave | Seward | NE | 68434-1055 | Seward | NE24077 | Active | 271315 | 091318087 | 2013 | Camus/Gianonni | WTSS - Watertube SS Steel | HWSD - Hot Water Dom/Potable | 11/30/2026
Ridgewood Rehab & Care Center | 624 Pinewood Ave | Seward | NE | 68434-1055 | Seward | NE24911 | Scrapped/Junked | 68492 | H99380115 | 1999 | STAT | CHWH - ASME/Fired Water Heater | HWSD - Hot Water Dom/Potable | 11/30/2014
Ridgewood Rehab & Care Center | 624 Pinewood Ave | Seward | NE | 68434-1055 | Seward | NE37395 | Scrapped/Junked |  | 117318292 | 1974 | PVI INDUSTRIES | ELWH - Electric Water Heater | HWSD - Hot Water Dom/Potable | 3/31/2000
Ridgewood Rehab & Care Center | 624 Pinewood Ave | Seward | NE | 68434-1055 | Seward | NE40925 | Scrapped/Junked | 64892 |  | 1999 | STATE INDUSTRIES | CHWH - ASME/Fired Water Heater | HWSD - Hot Water Dom/Potable | 10/31/2000
Arck Foods | 6240 McCormick Dr | Lincoln | NE | 68507-3264 | Lancaster | NE02507 | Active | 2044 | S500-150-34M | 2004 | Hurst | FTSM - FTS Marine Dry Back | PROC - Process Steam | 2/28/2026
Arck Foods | 6240 McCormick Dr | Lincoln | NE | 68507-3264 | Lancaster | NE02508 | Active | 2045 | S500-150-35M | 2004 | Hurst | FTSM - FTS Marine Dry Back | PROC - Process Steam | 10/31/2026
Eastridge Elementary | 6245 L St | Lincoln | NE | 68510-2354 | Lancaster | NE05699 | Exempt 1999 LB-66 |  | 0641385 | 1997 | AO SMITH | AHWH - ANSI/Fired Water Htr | HWSD - Hot Water Dom/Potable | 6/30/2000
Eastridge Elementary | 6245 L St | Lincoln | NE | 68510-2354 | Lancaster | NE07816 | Active | 10558 | 99E-8215 | 1999 | Les Inc/Aldrich Co | FTVT - Firetube Vertical TB | GLYC - Glycol Bldg Heat Sys | 11/30/2026
Eastridge Elementary | 6245 L St | Lincoln | NE | 68510-2354 | Lancaster | NE30079 | Scrapped/Junked |  | 11415 | 1955 | NATIONAL CRANE | FT - Firetube Boiler | HWHT - Hot Water Heat | 2/28/2007
Eastridge Elementary | 6245 L St | Lincoln | NE | 68510-2354 | Lancaster | NE30306 | Scrapped/Junked |  | N2356 | 1966 | KEWANEE | FTFB - Firetube-Firebox Boiler | HWHT - Hot Water Heat | 2/28/2007
Pawnee County Courthouse | 625 6th St | Pawnee City | NE | 68420 | Pawnee | NE16807 | Scrapped/Junked | 27129 | 67636 | 1989 | Bryan | WT - Water Tube Boiler | HWHT - Hot Water Heat | 10/31/2016
Pawnee County Courthouse | 625 6th St | Pawnee City | NE | 68420 | Pawnee | NE16808 | Scrapped/Junked | 27128 | 67635 | 1989 | Bryan | WT - Water Tube Boiler | HWHT - Hot Water Heat | 10/31/2016
Pawnee County Courthouse | 625 6th St | Pawnee City | NE | 68420 | Pawnee | NE20534 | Scrapped/Junked | 42763 | 83319 | 1998 | Bryan | WT - Water Tube Boiler | HWHT - Hot Water Heat | 10/31/2016
Pawnee County Courthouse | 625 6th St | Pawnee City | NE | 68420 | Pawnee | NE26587 | Active | 178045 | 17070 | 2015 | Trinity | FTVT - Firetube Vertical TB | HWHT - Hot Water Heat | 11/30/2026
Pawnee County Courthouse | 625 6th St | Pawnee City | NE | 68420 | Pawnee | NE26588 | Active | 172131 | 16743 | 2015 | Trinity | FTVT - Firetube Vertical TB | HWHT - Hot Water Heat | 11/30/2026
Creighton University - The Championship Center | 625 Florence Blvd | Omaha | NE | 68102 | Douglas | NE24838 | Active | 221578 | D1.12.1500083 | 2012 | Giannoni France | COND - Condenser | HWHT - Hot Water Heat | 4/30/2026
Creighton University - The Championship Center | 625 Florence Blvd | Omaha | NE | 68102 | Douglas | NE24839 | Active | 252851 | D1.13.03.09166 | 2012 | Giannoni France | COND - Condenser | HWHT - Hot Water Heat | 4/30/2026
vacant | 625 N 16th St | Lincoln | NE | 68508-1290 | Lancaster | NE06815 | Inactive | n/a | 499792-200411 | 2004 | Peerless | CI - Cast Iron | STHT - Steam-Heat | 2/28/2016
vacant | 625 N 16th St | Lincoln | NE | 68508-1290 | Lancaster | NE10895 | Inactive | 73836 | LL022094044110 | 2002 | AOSM | CHWH - ASME/Fired Water Heater | HWSD - Hot Water Dom/Potable | 2/28/2016
vacant | 625 N 16th St | Lincoln | NE | 68508-1290 | Lancaster | NE14717 | Scrapped/Junked |  | 211-9170-0884 | 1984 | PEERLESS HEATER COMPANY |  | STHT - Steam-Heat | 10/31/2004
vacant | 625 N 16th St | Lincoln | NE | 68508-1290 | Lancaster | NE21502 | Scrapped/Junked | 36361 | LK96-0590393962 | 1996 | AO SMITH | CHWH - ASME/Fired Water Heater | HWSD - Hot Water Dom/Potable | 10/31/2003
Charon Shared Services | 625 S 70th St | Lincoln | NE | 68510-2404 | Lancaster | NE06994 | Active | 11825 | 2006.05.0092 | 2006 | Giannoni France, SAS/Peerless | COBL - Coil Type Boiler | HWHT - Hot Water Heat | 1/31/2026
Charon Shared Services | 625 S 70th St | Lincoln | NE | 68510-2404 | Lancaster | NE06995 | Active | 21458 | 21458 | 2005 | Heat Transfer Products Inc./Peerless | COBL - Coil Type Boiler | HWHT - Hot Water Heat | 1/31/2026
Charon Shared Services | 625 S 70th St | Lincoln | NE | 68510-2404 | Lancaster | NE08629 | Scrapped/Junked | 14373 | 23150 | 1999 | Amsco | ELBL - Electric Boiler | PROC - Process Steam | 1/31/2017
Charon Shared Services | 625 S 70th St | Lincoln | NE | 68510-2404 | Lancaster | NE08630 | Scrapped/Junked | 15546 | 24079 | 2000 | Amsco | ELBL - Electric Boiler | PROC - Process Steam | 1/31/2019
Charon Shared Services | 625 S 70th St | Lincoln | NE | 68510-2404 | Lancaster | NE20792 | Active | 142386 | 5075988-201011 | 2010 | Giannoni France SAS/PB Heat | WTSS - Watertube SS Steel | HWHT - Hot Water Heat | 1/31/2026
Charon Shared Services | 625 S 70th St | Lincoln | NE | 68510-2404 | Lancaster | NE25595 | Out of Service | 8290 | 48290 | 2016 | Chromalox, Inc. | ELBL - Electric Boiler | PROC - Process Steam | 1/31/2022
UNL Stadium Parking Garage | 625 Stadium Dr | Lincoln | NE | 68588-0021 | Lancaster | NE14448 | Active | 9134 | 97-E6161 | 1997 | ALES | FTVT - Firetube Vertical TB | HWHT - Hot Water Heat | 5/31/2026
UNL Stadium Parking Garage | 625 Stadium Dr | Lincoln | NE | 68588-0021 | Lancaster | NE14449 | Active | 9138 | 97-E6165 | 1997 | ALES | FTVT - Firetube Vertical TB | HWHT - Hot Water Heat | 5/31/2026
UNL Stadium Parking Garage | 625 Stadium Dr | Lincoln | NE | 68588-0021 | Lancaster | NE14450 | Active | 9137 | 97-E6164 | 1997 | ALES | FTVT - Firetube Vertical TB | HWHT - Hot Water Heat | 5/31/2026
UNL Stadium Parking Garage | 625 Stadium Dr | Lincoln | NE | 68588-0021 | Lancaster | NE14451 | Active | 9140 | 97-E6167 | 1997 | ALES | FTVT - Firetube Vertical TB | HWHT - Hot Water Heat | 5/31/2026
LESTER ELECTRICAL | 625 W A St | Lincoln | NE | 68522-1706 | LANCASTER | NE20438 | Exempt 1999 LB-66 |  | 0000ME88-128020 | 1988 | AO SMITH | AHWH - ANSI/Fired Water Htr | HWSD - Hot Water Dom/Potable | 8/31/1999
LESTER ELECTRICAL | 625 W A St | Lincoln | NE | 68522-1706 | LANCASTER | NE40726 | Inactive | 89768 | C99G02409 | 1999 | TELEDYNE LAARS | WT - Water Tube Boiler | HWHT - Hot Water Heat | 8/31/2002
LESTER ELECTRICAL | 625 W A St | Lincoln | NE | 68522-1706 | LANCASTER | NE40727 | Inactive | 89767 | C99G02408 | 1999 | TELEDYNE LAARS | WT - Water Tube Boiler | HWHT - Hot Water Heat | 8/31/2002
Great Plains Oak Street Medical Building | 625 W William Ave | North Platte | NE | 69101-0026 | Lincoln | NE42225 | Active | 385604 | SN22385604 | 2022 | Lochinvar | FTVT - Firetube Vertical TB | GLYC - Glycol Bldg Heat Sys | 12/31/2026
Great Plains Oak Street Medical Building | 625 W William Ave | North Platte | NE | 69101-0026 | Lincoln | NE42226 | Active | 385280 | SN22385280 | 2022 | Lochinvar | FTVT - Firetube Vertical TB | GLYC - Glycol Bldg Heat Sys | 12/31/2026
Great Plains Oak Street Medical Building | 625 W William Ave | North Platte | NE | 69101-0026 | Lincoln | NE42227 | Active | 385605 | SN22385605 | 2022 | Lochinvar | FTVT - Firetube Vertical TB | GLYC - Glycol Bldg Heat Sys | 12/31/2026
PHI MU FRATERNITY | 626 N 16th St | Lincoln | NE | 68508-1289 | LANCASTER | NE16571 | Inactive |  | 1287404549 | 1987 | RHEEM MANUFACTURING CO | AHWH - ANSI/Fired Water Htr | HWSD - Hot Water Dom/Potable | 12/31/1997
PHI MU FRATERNITY | 626 N 16th St | Lincoln | NE | 68508-1289 | LANCASTER | NE16572 | Inactive | 107190 |  | 1988 | TELEDYNE LAARS | CPFT - Horiz Cpr Fin Boiler | HWHT - Hot Water Heat | 12/31/1998
SACRED HEART HOSPITAL | 626 N St | Loup City | NE | 68853-8110 | SHERMAN | NE03501 | Inactive | 388 |  | 1952 | YORK SHIPLEY | FT - Firetube Boiler | PROC - Process Steam | 7/31/1991
SACRED HEART HOSPITAL | 626 N St | Loup City | NE | 68853-8110 | SHERMAN | NE03502 | Inactive | 391 |  | 1952 | SHIPLEY | FT - Firetube Boiler | PROC - Process Steam | 10/31/1991
SACRED HEART HOSPITAL | 626 N St | Loup City | NE | 68853-8110 | SHERMAN | NE03503 | Inactive | 389 |  | 1952 | YORK SHIPLEY | FT - Firetube Boiler | PROC - Process Steam | 8/31/1989
APARTMENT BUILDING | 626 S 19th St | Omaha | NE | 68102-3136 | Douglas | NE12773 | Inactive |  | 211-5894 | 1981 | PEERLESS HEATER COMPANY |  | STHT - Steam-Heat | 11/30/1991
Overland Ready Mix | 6260 River Rd | Hebron | NE | 68370-3013 | Thayer | NE30660 | Out of Service | 3903 | 70-350F/70 | 1985 | SIOU | COBL - Coil Type Boiler | HWSP - Hot Water Non Potable Supply | 1/31/2026
Overland Ready Mix | 6260 River Rd | Hebron | NE | 68370-3013 | Thayer | NE30753 | Out of Service | 880 | 1179101 | 1995 | SIOU | COBL - Coil Type Boiler | HWSP - Hot Water Non Potable Supply | 1/31/2026
Peterbuilt of Lincoln | 6262 Arbor Rd | Lincoln | NE | 68517-9204 | Lancaster | NE27461 | Active | 3 | 151293-15-3 | 2015 | CLEAN BURN | WT - Water Tube Boiler | HWHF - Hot Water Heat-Floor | 1/31/2025
Peterbuilt of Lincoln | 6262 Arbor Rd | Lincoln | NE | 68517-9204 | Lancaster | NE27462 | Active | 2 | 151293-15-2 | 2015 | CLEAN BURN | WT - Water Tube Boiler | HWHF - Hot Water Heat-Floor | 1/31/2025
Peterbuilt of Lincoln | 6262 Arbor Rd | Lincoln | NE | 68517-9204 | Lancaster | NE27463 | Active | 357980 | 4215102118758 | 2015 | Lochinvar | WTSS - Watertube SS Steel | HWHT - Hot Water Heat | 1/31/2025
Peterbuilt of Lincoln | 6262 Arbor Rd | Lincoln | NE | 68517-9204 | Lancaster | NE27464 | Active | 357981 | 4215102118757 | 2015 | Lochinvar | WTSS - Watertube SS Steel | HWHT - Hot Water Heat | 1/31/2025
John Day Company | 6263 Abbott Dr | Omaha | NE | 68110-2806 | Douglas | NE16764 | Active | 38268 | R6709 | 1984 | Kewanee | FTFB - Firetube-Firebox Boiler | HWHT - Hot Water Heat | 2/28/2027
John Day Company | 6263 Abbott Dr | Omaha | NE | 68110-2806 | Douglas | NE16765 | Active | 41506 | 95146 | 1988 | KEWA | FTFB - Firetube-Firebox Boiler | HWHT - Hot Water Heat | 2/28/2027
Cheyenne County Community | 627 Toledo St | Sidney | NE | 69162-2567 | Cheyenne | NE09965 | Scrapped/Junked | 73718 | 79173718 | 1991 | Pvi | CHWH - ASME/Fired Water Heater | HWSD - Hot Water Dom/Potable | 4/30/2015
Cheyenne County Community | 627 Toledo St | Sidney | NE | 69162-2567 | Cheyenne | NE09966 | Scrapped/Junked | 73717 | 79173717 | 1991 | Pvi | CHWH - ASME/Fired Water Heater | HWSD - Hot Water Dom/Potable | 4/30/2014
Cheyenne County Community | 627 Toledo St | Sidney | NE | 69162-2567 | Cheyenne | NE09967 | Scrapped/Junked | 93032 | 0591113032 | 1991 | Raypak | CPFT - Horiz Cpr Fin Boiler | HWHT - Hot Water Heat | 4/30/2015
Cheyenne County Community | 627 Toledo St | Sidney | NE | 69162-2567 | Cheyenne | NE09968 | Scrapped/Junked | 93031 | 0591113031 | 1991 | Raypak | CPFT - Horiz Cpr Fin Boiler | HWHT - Hot Water Heat | 4/30/2015
Infusion Brewing Co | 6271 S 118th St | Omaha | NE | 68137-3574 | Douglas | NE26350 | Active | n/a | CP7084035 | 2015 | Weil-McLain | CI - Cast Iron | PROC - Process Steam | 5/31/2026
GATEWAY MOTEL | 628 EAST SR | BROKEN BOW | NE | 68822 | CUSTER | NE25413 | Scrapped/Junked |  | G-210-FG | 1969 | AMERICAN STANDARD |  | HWHT - Hot Water Heat | 9/30/2003
SELMA TERRACE APARTMENTS | 628-30 PARK AVE | OMAHA | NE | 68105-2786 | Douglas | NE04949 | Inactive |  | 0190 | 1990 | PEERLESS HEATER COMPANY |  | STHT - Steam-Heat | 4/30/2005
Growth Technologies | 6284 W Old Potash Hwy | Grand Island | NE | 68803-9037 | Hall | NE42903 | Active | 23159 | T9545-1-1 | 2023 | Cleaver Brooks | FTHT - Firetube Horizontal | PROC - Process Steam | 10/31/2026
VALENTINO'S PIZZA | 629 Jackson Ave | Seward | NE | 68434-2053 | SEWARD | NE18422 | Scrapped/Junked |  |  | 1976 | RUUD | AHWH - ANSI/Fired Water Htr | HWSD - Hot Water Dom/Potable | 3/31/1996
St James Lutheran Church | 62971 Hwy 62 | Humboldt | NE | 68376 | Richardson | NE22007 | Scrapped/Junked | n/a | LMA-1006 | 1963 | HYDR | CI - Cast Iron | HWHT - Hot Water Heat | 3/31/2017
St James Lutheran Church | 62971 Hwy 62 | Humboldt | NE | 68376 | Richardson | NE26996 | Active | 164936 | 14858 | 2015 | Trinity | FTVT - Firetube Vertical TB | HWHT - Hot Water Heat | 3/31/2026
Loup City Elementary School | 630 N 7th St | Loup City | NE | 68853-8046 | Sherman | NE32917 | Scrapped/Junked | NA | 78-00070 | 1979 | State Ind. | AHWH - ANSI/Fired Water Htr | HWSD - Hot Water Dom/Potable | 11/30/2016
Loup City Elementary School | 630 N 7th St | Loup City | NE | 68853-8046 | Sherman | NE33727 | Scrapped/Junked | NA | 12-66 | 1957 | National | CI - Cast Iron | STHT - Steam-Heat | 11/30/2023
Sherman County Courthouse | 630 O St | Loup City | NE | 68853-8003 | Sherman | NE09488 | Scrapped/Junked | N/A | 45X26556 | 1970 | BRYN | CI - Cast Iron | HWHT - Hot Water Heat | 2/28/2012
Sherman County Courthouse | 630 O St | Loup City | NE | 68853-8003 | Sherman | NE22081 | Active | 18208 | 10F-6116 | 2010 | Aldrich | FTVT - Firetube Vertical TB | HWHT - Hot Water Heat | 6/30/2026
Sherman County Courthouse | 630 O St | Loup City | NE | 68853-8003 | Sherman | NE22082 | Active | 18206 | 10F-6114 | 2010 | Aldrich | FTVT - Firetube Vertical TB | HWHT - Hot Water Heat | 6/30/2026
Panther Activity Center | 630 Orchard | Lodgepole | NE | 69149 | Cheyenne | NE31700 | Out of Service | n/a | 450 | 1959 | US Radiator | CI - Cast Iron | HWHT - Hot Water Heat | 1/31/2025
CREEK VALLEY MIDDLE | 630 ORCHARD | LODGEPOLE | NE | 69149 | CHEYENNE | NE20284 | Exempt 1999 LB-66 |  | 6348 | 1981 | AO SMITH | AHWH - ANSI/Fired Water Htr | HWSD - Hot Water Dom/Potable | 4/30/2000
CREEK VALLEY MIDDLE | 630 ORCHARD | LODGEPOLE | NE | 69149 | CHEYENNE | NE20285 | Exempt 1999 LB-66 |  | 8975 | 1970 | DAY & NIGHT | AHWH - ANSI/Fired Water Htr | HWSD - Hot Water Dom/Potable | 4/30/2000
CREEK VALLEY MIDDLE | 630 ORCHARD | LODGEPOLE | NE | 69149 | CHEYENNE | NE31701 | Inactive | 8976 |  | 1935 | LOOKOUT | FT - Firetube Boiler | STHT - Steam-Heat | 6/30/1989
West Lincoln Elementary | 630 W Dawes Ave | Lincoln | NE | 68521-3958 | Lancaster | NE05827 | Exempt 1999 LB-66 |  | 97473506 | 1997 | STATE INDUSTRIES | AHWH - ANSI/Fired Water Htr | HWSD - Hot Water Dom/Potable | 6/30/2000
West Lincoln Elementary | 630 W Dawes Ave | Lincoln | NE | 68521-3958 | Lancaster | NE10519 | Active | 12497 | 03-F0413 | 2003 | Les Inc/Aldrich Co | FTVT - Firetube Vertical TB | GLYC - Glycol Bldg Heat Sys | 11/30/2026
West Lincoln Elementary | 630 W Dawes Ave | Lincoln | NE | 68521-3958 | Lancaster | NE10520 | Active | 12495 | 03-F0411 | 2003 | Les Inc/Aldrich Co | FTVT - Firetube Vertical TB | GLYC - Glycol Bldg Heat Sys | 11/30/2026
West Lincoln Elementary | 630 W Dawes Ave | Lincoln | NE | 68521-3958 | Lancaster | NE30273 | Scrapped/Junked |  | M6750 | 1964 | KEWANEE | FT - Firetube Boiler | STHT - Steam-Heat | 6/30/2003
West Lincoln Elementary | 630 W Dawes Ave | Lincoln | NE | 68521-3958 | Lancaster | NE30274 | Scrapped/Junked |  | M6748 | 1964 | KEWANEE | FT - Firetube Boiler | STHT - Steam-Heat | 6/30/2003
West Lincoln Elementary | 630 W Dawes Ave | Lincoln | NE | 68521-3958 | Lancaster | NE35288 | Scrapped/Junked | 638 | LH87-0000638 | 1986 | AO SMITH | CHWH - ASME/Fired Water Heater | HWSD - Hot Water Dom/Potable | 6/30/2003
Concrete Industries | 6300 Cornhusker Hwy | Lincoln | NE | 68507-3112 | Lancaster | NE06189 | Scrapped/Junked | 0 | 05620677-00-42881372 | 2004 | BUDE | CI - Cast Iron | HWHF - Hot Water Heat-Floor | 3/31/2026
Concrete Industries | 6300 Cornhusker Hwy | Lincoln | NE | 68507-3112 | Lancaster | NE06190 | Scrapped/Junked | 0 | 05620677-00-42881375 | 2004 | BUDE | CI - Cast Iron | HWHF - Hot Water Heat-Floor | 3/31/2026
Concrete Industries | 6300 Cornhusker Hwy | Lincoln | NE | 68507-3112 | Lancaster | NE08055 | Scrapped/Junked | 22083 | 0 | 1985 | CLAY | COBL - Coil Type Boiler | PROC - Process Steam | 3/31/2013
Concrete Industries | 6300 Cornhusker Hwy | Lincoln | NE | 68507-3112 | Lancaster | NE12142 | Active | 24202 | 24202 | 2003 | CLAY | COBL - Coil Type Boiler | PROC - Process Steam | 3/31/2026
Concrete Industries | 6300 Cornhusker Hwy | Lincoln | NE | 68507-3112 | Lancaster | NE17104 | Scrapped/Junked | 22668 | 2 | 1991 | CLAYTON INDUSTRIES | COBL - Coil Type Boiler | PROC - Process Steam | 3/31/2004
Concrete Industries | 6300 Cornhusker Hwy | Lincoln | NE | 68507-3112 | Lancaster | NE24931 | Active | 25212 | 25212 | 2013 | Clayton Industries | FFSG - Force Flow Steam Generator | PROC - Process Steam | 3/31/2026
Concrete Industries | 6300 Cornhusker Hwy | Lincoln | NE | 68507-3112 | Lancaster | NE43811 | Active | N/A | 829239-202311 | 2023 | Peerless | CI - Cast Iron | PROW - Process Hot Water | 3/31/2026
Concrete Industries | 6300 Cornhusker Hwy | Lincoln | NE | 68507-3112 | Lancaster | NE43812 | Active | N/A | 829238-202311 | 2023 | Peerless | CI - Cast Iron | PROW - Process Hot Water | 3/31/2026
Warhorse Casino Omaha | 6303 Q St | Omaha | NE | 68117-1696 | Douglas | NE05831 | Scrapped/Junked | 141213 |  | 1998 | RAYPAK INC, CALIFORNIA | CPFT - Horiz Cpr Fin Boiler | HWSD - Hot Water Dom/Potable | 7/31/2001
Warhorse Casino Omaha | 6303 Q St | Omaha | NE | 68117-1696 | Douglas | NE05832 | Scrapped/Junked | 142080 |  | 1998 | RAYPAK INC, CALIFORNIA | CPFT - Horiz Cpr Fin Boiler | HWHT - Hot Water Heat | 7/31/2001
Warhorse Casino Omaha | 6303 Q St | Omaha | NE | 68117-1696 | Douglas | NE05833 | Scrapped/Junked | 142090 |  | 1998 | RAYPAK INC, CALIFORNIA | CPFT - Horiz Cpr Fin Boiler | HWSD - Hot Water Dom/Potable | 7/31/2001
Warhorse Casino Omaha | 6303 Q St | Omaha | NE | 68117-1696 | Douglas | NE05834 | Scrapped/Junked | 142082 |  | 1998 | RAYPAK INC, CALIFORNIA | CPFT - Horiz Cpr Fin Boiler | HWSD - Hot Water Dom/Potable | 7/31/2001
Warhorse Casino Omaha | 6303 Q St | Omaha | NE | 68117-1696 | Douglas | NE05835 | Scrapped/Junked | 142081 |  | 1998 | RAYPAK INC, CALIFORNIA | CPFT - Horiz Cpr Fin Boiler | HWHT - Hot Water Heat | 7/31/1999
Warhorse Casino Omaha | 6303 Q St | Omaha | NE | 68117-1696 | Douglas | NE05836 | Scrapped/Junked | 142083 |  | 1998 | RAYPAK INC, CALIFORNIA | CPFT - Horiz Cpr Fin Boiler | HWHT - Hot Water Heat | 7/31/2001
Warhorse Casino Omaha | 6303 Q St | Omaha | NE | 68117-1696 | Douglas | NE07796 | Inactive | 149151 | 9805149151 | 1998 | RAYPAK INC, CALIFORNIA | CPFT - Horiz Cpr Fin Boiler | HWHT - Hot Water Heat | 6/30/2008
Warhorse Casino Omaha | 6303 Q St | Omaha | NE | 68117-1696 | Douglas | NE07893 | Out of Service | 171626 | 6171626 | 2000 | Raypak | CPFT - Horiz Cpr Fin Boiler | HWSD - Hot Water Dom/Potable | 6/30/2017
Warhorse Casino Omaha | 6303 Q St | Omaha | NE | 68117-1696 | Douglas | NE07894 | Scrapped/Junked | 171622 | 6171672 | 2000 | RAYP | CPFT - Horiz Cpr Fin Boiler | HWHT - Hot Water Heat | 6/30/2009
Warhorse Casino Omaha | 6303 Q St | Omaha | NE | 68117-1696 | Douglas | NE07895 | Scrapped/Junked | 171623 | 6171623 | 2000 | RAYP | CPFT - Horiz Cpr Fin Boiler | HWHT - Hot Water Heat | 6/30/2009
Warhorse Casino Omaha | 6303 Q St | Omaha | NE | 68117-1696 | Douglas | NE07896 | Scrapped/Junked | 171625 | 6171625 | 2000 | RAYP | CPFT - Horiz Cpr Fin Boiler | HWHT - Hot Water Heat | 6/30/2009
Warhorse Casino Omaha | 6303 Q St | Omaha | NE | 68117-1696 | Douglas | NE07897 | Scrapped/Junked | 171624 | 006171624 | 2000 | RAYP | CPFT - Horiz Cpr Fin Boiler | HWHT - Hot Water Heat | 6/30/2009
Warhorse Casino Omaha | 6303 Q St | Omaha | NE | 68117-1696 | Douglas | NE08456 | Inactive | 11391 | 01E-9243 | 2001 | ALES | FTVT - Firetube Vertical TB | HWHT - Hot Water Heat | 6/30/2024
Warhorse Casino Omaha | 6303 Q St | Omaha | NE | 68117-1696 | Douglas | NE14871 | Out of Service | 292539 | 0901292539 | 2009 | Raypak | CPFT - Horiz Cpr Fin Boiler | HWHT - Hot Water Heat | 7/31/2025
Warhorse Casino Omaha | 6303 Q St | Omaha | NE | 68117-1696 | Douglas | NE14872 | Active | 292538 | 0901292538 | 2009 | Raypak | CPFT - Horiz Cpr Fin Boiler | HWHT - Hot Water Heat | 7/31/2026
Warhorse Casino Omaha | 6303 Q St | Omaha | NE | 68117-1696 | Douglas | NE41014 | Active | 67241 | F003958 | 2015 | PVI Industries | CHWH - ASME/Fired Water Heater | HWSD - Hot Water Dom/Potable | 7/31/2026
Warhorse Casino Omaha | 6303 Q St | Omaha | NE | 68117-1696 | Douglas | NE42756 | Active | 9892 | F10616185A | 2023 | Fulton | FTVT - Firetube Vertical TB | HWHT - Hot Water Heat | 7/31/2026
Warhorse Casino Omaha | 6303 Q St | Omaha | NE | 68117-1696 | Douglas | NE42757 | Active | 9798 | F10615799A | 2023 | Fulton | FTVT - Firetube Vertical TB | HWHT - Hot Water Heat | 7/31/2026
Warhorse Casino Omaha | 6303 Q St | Omaha | NE | 68117-1696 | Douglas | NE42758 | Active | 9799 | F10615800A | 2023 | Fulton | FTVT - Firetube Vertical TB | HWHT - Hot Water Heat | 7/31/2026
Warhorse Casino Omaha | 6303 Q St | Omaha | NE | 68117-1696 | Douglas | NE43265 | Active | 595330 | N1.23.26.00182 | 2023 | Lochinvar | WTSS - Watertube SS Steel | HWFG - Hotwater Heat Floor-Glycl | 7/31/2026
Warhorse Casino Omaha | 6303 Q St | Omaha | NE | 68117-1696 | Douglas | NE43266 | Active | 555708 | N1.22.14.00163 | 2022 | Lochinvar | WTSS - Watertube SS Steel | HWFG - Hotwater Heat Floor-Glycl | 7/31/2026
Key Cleaners | 6305 Military Ave | Omaha | NE | 68104-3327 | Douglas | NE05140 | Scrapped/Junked | 13589 | 53707 | 1980 | Bryan | WT - Water Tube Boiler | PROC - Process Steam | 3/31/2017
Key Cleaners | 6305 Military Ave | Omaha | NE | 68104-3327 | Douglas | NE26655 | Active | 120385 | PV878NN | 2015 | Fulton | FTVT - Firetube Vertical TB | PROC - Process Steam | 9/30/2026
Apartment Building | 631 Illinois St | Sidney | NE | 69162-1727 | Cheyenne | NE07955 | Scrapped/Junked | N/A | 64-09 | 2006 | Peerless | CI - Cast Iron | STHT - Steam-Heat | 4/30/2016
Apartment Building | 631 Illinois St | Sidney | NE | 69162-1727 | Cheyenne | NE26189 | Out of Service | N/A | 713023-201411 | 2014 | Peerless | CI - Cast Iron | HWHT - Hot Water Heat | 4/30/2021
Apartment Building | 631 Illinois St | Sidney | NE | 69162-1727 | Cheyenne | NE40609 | Scrapped/Junked |  | G-1261 | 1993 | PEERLESS HEATER COMPANY |  | STHT - Steam-Heat | 11/30/2006
THE TOWN HOUSE | 631 Illinois St | Sidney | NE | 69162-1727 | CHEYENNE | NE04396 | Inactive |  |  | 1925 | AMERICAN RADIATOR |  | STHT - Steam-Heat | 3/31/1991
Eastmont Towers | 6315 O St | Lincoln | NE | 68510-2200 | Lancaster | NE01629 | Scrapped/Junked | 39951 | G-04-013 | 2004 | Aerco International | CHWH - ASME/Fired Water Heater | HWSD - Hot Water Dom/Potable | 5/31/2016
Eastmont Towers | 6315 O St | Lincoln | NE | 68510-2200 | Lancaster | NE01630 | Scrapped/Junked | 39952 | G-04-014 | 2004 | Aerco International | CHWH - ASME/Fired Water Heater | HWSD - Hot Water Dom/Potable | 5/31/2019
Eastmont Towers | 6315 O St | Lincoln | NE | 68510-2200 | Lancaster | NE05956 | Inactive | 41594 | G-04-1230 | 2004 | Aerco International | CHWH - ASME/Fired Water Heater | HWSD - Hot Water Dom/Potable | 5/31/2022
Eastmont Towers | 6315 O St | Lincoln | NE | 68510-2200 | Lancaster | NE05957 | Scrapped/Junked | 41595 | G-04-1231 | 2004 | Aerco International | CHWH - ASME/Fired Water Heater | HWSD - Hot Water Dom/Potable | 5/31/2025
Eastmont Towers | 6315 O St | Lincoln | NE | 68510-2200 | Lancaster | NE06085 | Out of Service | 41811 | G-04-1378 | 2004 | Aerco International | FTVT - Firetube Vertical TB | HWHT - Hot Water Heat | 5/31/2023
Eastmont Towers | 6315 O St | Lincoln | NE | 68510-2200 | Lancaster | NE06086 | Out of Service | 41812 | G-04-1379 | 2004 | Aerco International | FTVT - Firetube Vertical TB | HWHT - Hot Water Heat | 5/31/2023
Eastmont Towers | 6315 O St | Lincoln | NE | 68510-2200 | Lancaster | NE19689 | Exempt 1999 LB-66 |  | 000000000000001 | 1996 | RUUD | AHWH - ANSI/Fired Water Htr | HWSD - Hot Water Dom/Potable | 6/30/1999
Eastmont Towers | 6315 O St | Lincoln | NE | 68510-2200 | Lancaster | NE25941 | Inactive | 70996 | G-15-0354 | 2015 | Aerco | FTVT - Firetube Vertical TB | HWSD - Hot Water Dom/Potable | 5/31/2019
Eastmont Towers | 6315 O St | Lincoln | NE | 68510-2200 | Lancaster | NE28190 | Active | 24265 | 27265 | 2022 | Intellihot | WTHW - Watertube Wtr Heater | HWSD - Hot Water Dom/Potable | 5/31/2026
Eastmont Towers | 6315 O St | Lincoln | NE | 68510-2200 | Lancaster | NE28191 | Active | 5444 | IGT-8443 | 2018 | Intellihot | WTHW - Watertube Wtr Heater | HWSD - Hot Water Dom/Potable | 5/31/2026
Eastmont Towers | 6315 O St | Lincoln | NE | 68510-2200 | Lancaster | NE28192 | Active | 24278 | 24278 | 2018 | Intellihot | WTHW - Watertube Wtr Heater | HWSD - Hot Water Dom/Potable | 5/31/2026
Eastmont Towers | 6315 O St | Lincoln | NE | 68510-2200 | Lancaster | NE28193 | Active | 24130 | 27130 | 2018 | Intellihot | WTHW - Watertube Wtr Heater | HWSD - Hot Water Dom/Potable | 5/31/2026
Eastmont Towers | 6315 O St | Lincoln | NE | 68510-2200 | Lancaster | NE28194 | Active | 24154 | 27154 | 2018 | Intellihot | WTHW - Watertube Wtr Heater | HWSD - Hot Water Dom/Potable | 5/31/2026
Eastmont Towers | 6315 O St | Lincoln | NE | 68510-2200 | Lancaster | NE28195 | Active | 24274 | 27274 | 2018 | Intellihot | WTHW - Watertube Wtr Heater | HWSD - Hot Water Dom/Potable | 5/31/2026
Eastmont Towers | 6315 O St | Lincoln | NE | 68510-2200 | Lancaster | NE28196 | Active | 24259 | 27259 | 2018 | Intellihot | WTHW - Watertube Wtr Heater | HWSD - Hot Water Dom/Potable | 5/31/2026
Eastmont Towers | 6315 O St | Lincoln | NE | 68510-2200 | Lancaster | NE28197 | Active | 24256 | 27256 | 2018 | Intellihot | WTHW - Watertube Wtr Heater | HWSD - Hot Water Dom/Potable | 5/31/2026
Eastmont Towers | 6315 O St | Lincoln | NE | 68510-2200 | Lancaster | NE30453 | Inactive |  | 172186880 | 1988 | AO SMITH | AHWH - ANSI/Fired Water Htr | HWSD - Hot Water Dom/Potable | 6/30/2000
Eastmont Towers | 6315 O St | Lincoln | NE | 68510-2200 | Lancaster | NE30454 | Scrapped/Junked |  | 186403271 | 1984 | Ruud-Rheem | AHWH - ANSI/Fired Water Htr | HWSD - Hot Water Dom/Potable | 6/30/2003
Eastmont Towers | 6315 O St | Lincoln | NE | 68510-2200 | Lancaster | NE39184 | Inactive |  | 10L-113 | 1967 | THERMO PAK | WT - Water Tube Boiler | HWHT - Hot Water Heat | 6/30/2005
Eastmont Towers | 6315 O St | Lincoln | NE | 68510-2200 | Lancaster | NE39185 | Scrapped/Junked |  | 10L114 | 1967 | THERMO PAK | WT - Water Tube Boiler | HWHT - Hot Water Heat | 6/30/2005
Eastmont Towers | 6315 O St | Lincoln | NE | 68510-2200 | Lancaster | NE39186 | Scrapped/Junked |  | 3255 | 1968 | SELLERS | FT - Firetube Boiler | HWSD - Hot Water Dom/Potable | 6/30/2004
Eastmont Towers | 6315 O St | Lincoln | NE | 68510-2200 | Lancaster | NE39187 | Scrapped/Junked | 3035 | 4298 | 1970 | SELLERS | FT - Firetube Boiler | HWSD - Hot Water Dom/Potable | 6/30/2004
Eastmont Towers | 6315 O St | Lincoln | NE | 68510-2200 | Lancaster | NE42436 | Active | 95846 | G-23-1029 | 2023 | Aerco International | FTVT - Firetube Vertical TB | HWHT - Hot Water Heat | 5/31/2026
Eastmont Towers | 6315 O St | Lincoln | NE | 68510-2200 | Lancaster | NE42563 | Active | 41818 | 22W0158 | 2022 | PENTAIR | WT - Water Tube Boiler | IPHT - Indoor Pool Heater | 5/31/2026
Eastmont Towers | 6315 O St | Lincoln | NE | 68510-2200 | Lancaster | NE42564 | Active | 41819 | 22W0158 | 2022 | PENTAIR | WT - Water Tube Boiler | IPHT - Indoor Pool Heater | 5/31/2026
Eastmont Towers | 6315 O St | Lincoln | NE | 68510-2200 | Lancaster | NE43200 | Active | 326995 | 326995 | 2024 | A O Smith | CHWH - ASME/Fired Water Heater | HWSD - Hot Water Dom/Potable | 5/31/2026
Eastmont Towers | 6315 O St | Lincoln | NE | 68510-2200 | Lancaster | NE43301 | Active | 327455 | 327455 | 2024 | A O Smith | CHWH - ASME/Fired Water Heater | HWSD - Hot Water Dom/Potable | 5/31/2026
Eastmont Towers | 6315 O St | Lincoln | NE | 68510-2200 | Lancaster | NE43359 | Active | 266277 | 266277 | 2020 | A O Smith | CHWH - ASME/Fired Water Heater | HWSD - Hot Water Dom/Potable | 5/31/2026
Eastmont Towers | 6315 O St | Lincoln | NE | 68510-2200 | Lancaster | NE43360 | Active | 280527 | 280527 | 2021 | A O Smith | CHWH - ASME/Fired Water Heater | HWSD - Hot Water Dom/Potable | 5/31/2026
Nelson Mandela Elem School | 6316 N 30th St | Omaha | NE | 68111-1208 | Douglas | NE16054 | Active | n/a | 626505-200910 | 2009 | Peerless | CI - Cast Iron | STHT - Steam-Heat | 2/28/2027
Nelson Mandela Elem School | 6316 N 30th St | Omaha | NE | 68111-1208 | Douglas | NE32081 | Inactive |  | D4636 | 1952 | KEWA | FT - Firetube Boiler | STHT - Steam-Heat | 8/31/2008
Nelson Mandela Elem School | 6316 N 30th St | Omaha | NE | 68111-1208 | Douglas | NE32082 | Scrapped/Junked |  | D4635 | 1952 | KEWA | FT - Firetube Boiler | STHT - Steam-Heat | 8/31/2010
AIRTOUCH CELLULAR | 6316 N 60th St | Omaha | NE | 68104-1149 | Douglas | NE16844 | Scrapped/Junked | 15349 |  | 1989 | LOCHINVAR | WT - Water Tube Boiler | HWHT - Hot Water Heat | 3/31/1999
Benson Baptist Church | 6319 Maple St | Omaha | NE | 68104-4005 | Douglas | NE10541 | Active | N/A | 211-14483-1099 | 2002 | Peerless | CI - Cast Iron | HWHT - Hot Water Heat | 4/30/2026
Benson Baptist Church | 6319 Maple St | Omaha | NE | 68104-4005 | Douglas | NE16458 | Scrapped/Junked |  |  | 1960 | RITE ENGINEERING | WT - Water Tube Boiler | HWHT - Hot Water Heat | 10/31/2002
City of Fremont /Wastewater | 6325 Morningside Rd | Fremont | NE | 68025-7589 | Dodge | NE01577 | Active | 50825 | 889671 | 2000 | Kewannee | FT - Firetube Boiler | BSUP - Bldg Heat & Process | 7/31/2025
City of Fremont /Wastewater | 6325 Morningside Rd | Fremont | NE | 68025-7589 | Dodge | NE01578 | Active | 50832 | 889671 | 2000 | Kewannee | FT - Firetube Boiler | BSUP - Bldg Heat & Process | 7/31/2026
City of Fremont /Wastewater | 6325 Morningside Rd | Fremont | NE | 68025-7589 | Dodge | NE10626 | Active | 763 | 0 | 1965 | Pacific Flush Tank Co | FT - Firetube Boiler | HWHT - Hot Water Heat | 7/31/2026
City of Fremont /Wastewater | 6325 Morningside Rd | Fremont | NE | 68025-7589 | Dodge | NE28814 | Active | 18271 | 015051-1-1 | 2019 | Cleaver Brooks | WT - Water Tube Boiler | HWCA - Hotwater to Coil Htexchgr | 7/31/2026
City of Fremont /Wastewater | 6325 Morningside Rd | Fremont | NE | 68025-7589 | Dodge | NE28815 | Active | 18283 | 015051-1-2 | 2019 | Cleaver Brooks | WT - Water Tube Boiler | HWCA - Hotwater to Coil Htexchgr | 7/31/2026
City of Fremont /Wastewater | 6325 Morningside Rd | Fremont | NE | 68025-7589 | Dodge | NE28816 | Active | 238625 | 238625 | 2018 | State Industries | CHWH - ASME/Fired Water Heater | HWSD - Hot Water Dom/Potable | 7/31/2026
City of Fremont /Wastewater | 6325 Morningside Rd | Fremont | NE | 68025-7589 | Dodge | NE29088 | Active | 21472 | 17608--1-2 | 2020 | Cleaver Brooks | FT - Firetube Boiler | HWCA - Hotwater to Coil Htexchgr | 7/31/2026
City of Fremont /Wastewater | 6325 Morningside Rd | Fremont | NE | 68025-7589 | Dodge | NE29089 | Active | 21465 | 17608-1-1 | 2020 | Cleaver Brooks | FT - Firetube Boiler | HWCA - Hotwater to Coil Htexchgr | 7/31/2026
City of Fremont /Wastewater | 6325 Morningside Rd | Fremont | NE | 68025-7589 | Dodge | NE42370 | Active | 272091 | 272091 | 2020 | A O Smith | CHWH - ASME/Fired Water Heater | HWSD - Hot Water Dom/Potable | 7/31/2026
Outback Steakhouse # 2812 | 633 N 48th St | Lincoln | NE | 68504-3441 | Lancaster | NE10505 | Scrapped/Junked | 66659 | LB021465456110 | 2002 | AOSM | CHWH - ASME/Fired Water Heater | HWSD - Hot Water Dom/Potable | 7/31/2009
Tracey Newson | 6330 N 30th St | Omaha | NE | 68111-1208 | Douglas | NE12972 | Inactive |  | 1624G10 | 1959 | RITE | WT - Water Tube Boiler | HWHT - Hot Water Heat | 2/28/2009
Tracey Newson | 6330 N 30th St | Omaha | NE | 68111-1208 | Douglas | NE12973 | Exempt 1999 LB-66 |  | 58-80112 | 1958 | RUUD | AHWH - ANSI/Fired Water Htr | HWSD - Hot Water Dom/Potable | 2/29/2000
HAVEN MANOR | 6330 Platte Ave | Lincoln | NE | 68507-1349 | LANCASTER | NE40451 | Exempt 1999 LB-66 |  | MC93-0264536880 | 1993 | AO SMITH | AHWH - ANSI/Fired Water Htr | HWSD - Hot Water Dom/Potable | 4/30/2000
UNO Central Utilities Plant | 6331 University Dr S | Omaha | NE | 68182-2000 | Douglas | NE03289 | Scrapped/Junked | 23661 |  | 1968 | Kewannee |  |  | 5/31/2010
UNO Central Utilities Plant | 6331 University Dr S | Omaha | NE | 68182-2000 | Douglas | NE04030 | Scrapped/Junked | 34658 | n/a | 1975 | Cleaver & Brooks | WT - Water Tube Boiler | BSUP - Bldg Heat & Process | 4/30/2023
UNO Central Utilities Plant | 6331 University Dr S | Omaha | NE | 68182-2000 | Douglas | NE05139 | Scrapped/Junked | 49202 | L69733 | 1980 | Cleaver & Brooks | FTSM - FTS Marine Dry Back | BSUP - Bldg Heat & Process | 6/30/2023
UNO Central Utilities Plant | 6331 University Dr S | Omaha | NE | 68182-2000 | Douglas | NE08053 | Inactive | 38736 |  | 1984 | Kewannee |  |  | 5/31/2004
UNO Central Utilities Plant | 6331 University Dr S | Omaha | NE | 68182-2000 | Douglas | NE11634 | Scrapped/Junked |  | 000000000016-10 | 1956 | Amst | CI - Cast Iron |  | 5/31/2004
UNO Central Utilities Plant | 6331 University Dr S | Omaha | NE | 68182-2000 | Douglas | NE15819 | Scrapped/Junked | 6482 | DP12629 | 1989 | Mrst |  |  | 5/31/2010
UNO Central Utilities Plant | 6331 University Dr S | Omaha | NE | 68182-2000 | Douglas | NE15820 | Scrapped/Junked | 7208 | DPI25278 | 1989 | Mrst |  |  | 5/31/2009
UNO Central Utilities Plant | 6331 University Dr S | Omaha | NE | 68182-2000 | Douglas | NE15873 | Inactive | 44021 |  | 1993 | Lattner Boiler Co |  |  | 5/31/2009
UNO Central Utilities Plant | 6331 University Dr S | Omaha | NE | 68182-2000 | Douglas | NE17608 | Scrapped/Junked | 39610 | a941952 | 1994 | Lochinvar | CPFT - Horiz Cpr Fin Boiler | HWHT - Hot Water Heat | 4/30/2014
UNO Central Utilities Plant | 6331 University Dr S | Omaha | NE | 68182-2000 | Douglas | NE18778 | Active | 16620 | 92534A-01 | 2009 | Superior Boiler Works | FTSM - FTS Marine Dry Back | STHT - Steam-Heat | 4/30/2026
UNO Central Utilities Plant | 6331 University Dr S | Omaha | NE | 68182-2000 | Douglas | NE18779 | Active | 16622 | 92534B-01 | 2009 | Superior Boiler Works | FTSM - FTS Marine Dry Back | STHT - Steam-Heat | 4/30/2026
UNO Central Utilities Plant | 6331 University Dr S | Omaha | NE | 68182-2000 | Douglas | NE34055 | Inactive |  | 00415 | 1981 | Bryn | CI - Cast Iron |  | 5/31/2001
UNO Central Utilities Plant | 6331 University Dr S | Omaha | NE | 68182-2000 | Douglas | NE34056 | Scrapped/Junked |  | 00142 | 1982 | Bryn | CI - Cast Iron |  | 5/31/2005
UNO Central Utilities Plant | 6331 University Dr S | Omaha | NE | 68182-2000 | Douglas | NE42634 | Active | 25995 | S4000-200-13 | 2023 | Hurst | FTHT - Firetube Horizontal | STHT - Steam-Heat | 4/30/2025
UNO Central Utilities Plant | 6331 University Dr S | Omaha | NE | 68182-2000 | Douglas | NE42635 | Active | 25986 | X4000-200-12 | 2023 | Hurst | FTHT - Firetube Horizontal | STHT - Steam-Heat | 4/30/2026
Lozier Corp Office | 6336 John J Pershing Dr | Omaha | NE | 68110-1100 | Douglas | NE05200 | Inactive | 31122 | P-9100 | 1978 | Kewannee | FT - Firetube Boiler | HWHT - Hot Water Heat | 7/31/2013
Lozier Corp Office | 6336 John J Pershing Dr | Omaha | NE | 68110-1100 | Douglas | NE15470 | Scrapped/Junked | 68454 | 0888105054 | 1988 | Raytherm/Raypak | WT - Water Tube Boiler | HWHT - Hot Water Heat | 1/31/2019
Lozier Corp Office | 6336 John J Pershing Dr | Omaha | NE | 68110-1100 | Douglas | NE27696 | Active | 322469 | 1827 110941872 | 2018 | Lochinvar | FT - Firetube Boiler | HWHT - Hot Water Heat | 1/31/2026
Business World Products | 634 W 2nd St | Hastings | NE | 68901-5130 | Adams | NE16649 | Out of Service | N/A | 17398 | 1935 | U S Radiator | CI - Cast Iron | STHT - Steam-Heat | 4/30/2018
Trinity Lutheran #E4A3305 | 6340 N 30th St | Omaha | NE | 68111-1208 | Douglas | NE27200 | Active | n/a | 1501.9c | 2018 | Peerless | CI - Cast Iron | STHT - Steam-Heat | 4/30/2026
Trinity Lutheran #E4A3305 | 6340 N 30th St | Omaha | NE | 68111-1208 | Douglas | NE35223 | Scrapped/Junked | n/a | 2116565 | 1981 | Peerless | CI - Cast Iron | STHT - Steam-Heat | 4/30/2018
Immaculate Heart Of Mary | 6345 Madison Ave | Lincoln | NE | 68507-2564 | Lancaster | NE07225 | Inactive | n/a | 9-13-16 | 1971 | US Radiator | CI - Cast Iron | HWHP - Hot Water Heat & Nonpotable | 5/31/2023
Immaculate Heart Of Mary | 6345 Madison Ave | Lincoln | NE | 68507-2564 | Lancaster | NE30304 | Scrapped/Junked | n/a | S# 2139 | 1965 | Kewanee | FTFB - Firetube-Firebox Boiler | HWHT - Hot Water Heat | 5/31/2025
Immaculate Heart Of Mary | 6345 Madison Ave | Lincoln | NE | 68507-2564 | Lancaster | NE43143 | Active | 10512 | F10616894A | 2024 | Fulton | VTTB - Vertical Tube Bundle | HWHT - Hot Water Heat | 5/31/2026
Sigma Alpha Epsilon | 635 N 16th St | Lincoln | NE | 68508-1288 | Lancaster | NE04738 | Scrapped/Junked | NA | 2105528 | 1975 | Peerless | CI - Cast Iron | HWHT - Hot Water Heat | 12/31/2023
Sigma Alpha Epsilon | 635 N 16th St | Lincoln | NE | 68508-1288 | Lancaster | NE19214 | Active | 226472 | 10226472 | 2010 | Lochinvar | CPFH - Copper Fin Water Heater | HWSD - Hot Water Dom/Potable | 12/31/2024
Sigma Alpha Epsilon | 635 N 16th St | Lincoln | NE | 68508-1288 | Lancaster | NE40362 | Scrapped/Junked | 135743 | 9611135743 | 1996 | Raytherm/Raypak | WT - Water Tube Boiler | HWSD - Hot Water Dom/Potable | 12/31/2010
Sigma Alpha Epsilon | 635 N 16th St | Lincoln | NE | 68508-1288 | Lancaster | NE42654 | Active | 17547 | 21-HE160761521 | 2021 | Riello | WTSS - Watertube SS Steel | HWHT - Hot Water Heat | 12/31/2024
Sigma Alpha Epsilon | 635 N 16th St | Lincoln | NE | 68508-1288 | Lancaster | NE42655 | Active | 17543 | 21-HE160721521 | 2021 | Riello | WTSS - Watertube SS Steel | HWHT - Hot Water Heat | 12/31/2024
JetSplash Car Wash | 635 N 27th St | Lincoln | NE | 68503-3108 | Lancaster | NE43698 | Active | 512712 | 25.PGT400.433.00116 | 2025 | Lochinvar | FTSS - Firetube Stainless Steel | GLFH - Glycol Floor Heat System | 10/31/2025
JetSplash Car Wash | 635 N 27th St | Lincoln | NE | 68503-3108 | Lancaster | NE43699 | Active | 511426 | 25.PGT400.433.00180 | 2025 | Lochinvar | FTSS - Firetube Stainless Steel | GLFH - Glycol Floor Heat System | 10/31/2025
JetSplash Car Wash | 635 N 27th St | Lincoln | NE | 68503-3108 | Lancaster | NE43700 | Active | 611924 | N1.24.16.00183 | 2025 | Lochinvar | COWH - Coil Type Water Heater | HWSD - Hot Water Dom/Potable | 10/31/2025
Heritage Of Webster County | 636 N Locust St | Red Cloud | NE | 68970-2463 | Webster | NE05814 | Scrapped/Junked | 39985 | LG97-0665620 | 1997 | AO SMITH | CHWH - ASME/Fired Water Heater | HWSD - Hot Water Dom/Potable | 4/30/2006
Heritage Of Webster County | 636 N Locust St | Red Cloud | NE | 68970-2463 | Webster | NE07217 | Scrapped/Junked | 109655 | K06M008020 | 2006 | AO SMITH | VTNK - Vertical Fired Tank | HWSD - Hot Water Dom/Potable | 4/30/2013
Heritage Of Webster County | 636 N Locust St | Red Cloud | NE | 68970-2463 | Webster | NE09018 | Scrapped/Junked | n/a | A81-724 | 1980 | HB Smith | CI - Cast Iron | HWHT - Hot Water Heat | 4/30/2012
Heritage Of Webster County | 636 N Locust St | Red Cloud | NE | 68970-2463 | Webster | NE09019 | Active | n/a | 44S13865 | 1982 | Bryan | CI - Cast Iron | HWHT - Hot Water Heat | 4/30/2026
Heritage Of Webster County | 636 N Locust St | Red Cloud | NE | 68970-2463 | Webster | NE18478 | Scrapped/Junked | 22027 | 4143 | 1995 | Weben-Jarco | COBL - Coil Type Boiler | HWSD - Hot Water Dom/Potable | 4/30/2013
Heritage Of Webster County | 636 N Locust St | Red Cloud | NE | 68970-2463 | Webster | NE21445 | Active | 184922 | E11H10184922 | 2011 | Lochinvar | WTSS - Watertube SS Steel | HWHT - Hot Water Heat | 4/30/2026
Heritage Of Webster County | 636 N Locust St | Red Cloud | NE | 68970-2463 | Webster | NE22167 | Scrapped/Junked | 130300 | UNRG0212G01188 | 2012 | RHEEM | CHWH - ASME/Fired Water Heater | HWSD - Hot Water Dom/Potable | 4/30/2021
Heritage Of Webster County | 636 N Locust St | Red Cloud | NE | 68970-2463 | Webster | NE23673 | Scrapped/Junked | 11517 | 13803 | 2009 | Sellers Engineering | COBL - Coil Type Boiler | HWSD - Hot Water Dom/Potable | 4/30/2017
Heritage Of Webster County | 636 N Locust St | Red Cloud | NE | 68970-2463 | Webster | NE29157 | Active | 161110 | 161110 | 2020 | RHEEM | VTNK - Vertical Fired Tank | HWSD - Hot Water Dom/Potable | 4/30/2026
Rockwell Elementary | 6370 S 140th Ave | Omaha | NE | 68137-4019 | Douglas | NE04802 | Scrapped/Junked | 85025 | 0690113025 | 1990 | RAYP | CPFT - Horiz Cpr Fin Boiler | HWSD - Hot Water Dom/Potable | 8/31/2011
Rockwell Elementary | 6370 S 140th Ave | Omaha | NE | 68137-4019 | Douglas | NE14648 | Active | 96959 | D1.08.50.00458 | 2008 | GIANNONI | WTSS - Watertube SS Steel | HWHT - Hot Water Heat | 8/31/2026
Rockwell Elementary | 6370 S 140th Ave | Omaha | NE | 68137-4019 | Douglas | NE14649 | Active | 96956 | D1.08.50.00455 | 2008 | GIANNONI | WTSS - Watertube SS Steel | HWHT - Hot Water Heat | 8/31/2026
Rockwell Elementary | 6370 S 140th Ave | Omaha | NE | 68137-4019 | Douglas | NE19783 | Scrapped/Junked |  | 70630 | 1979 | AO SMITH | AHWH - ANSI/Fired Water Htr | HWSD - Hot Water Dom/Potable | 8/31/2003
Rockwell Elementary | 6370 S 140th Ave | Omaha | NE | 68137-4019 | Douglas | NE20733 | Active | 168054 | D1.10.36.00532 | 2010 | Giannoni France | WT - Water Tube Boiler | HWHT - Hot Water Heat | 8/31/2026
Rockwell Elementary | 6370 S 140th Ave | Omaha | NE | 68137-4019 | Douglas | NE32433 | Scrapped/Junked | 31433 | P9778 | 1978 | KEWA | FTFB - Firetube-Firebox Boiler | HWHT - Hot Water Heat | 8/31/2011
Le Meridian Building | 638 N Webb Rd | Grand Island | NE | 68803-4057 | Hall | NE06682 | Active | 156341 | C05156341 | 2005 | Waterpik Technologies | CPFT - Horiz Cpr Fin Boiler | GLYC - Glycol Bldg Heat Sys | 11/30/2026
Le Meridian Building | 638 N Webb Rd | Grand Island | NE | 68803-4057 | Hall | NE06683 | Active | 156340 | C05156340 | 2005 | Waterpik Technologies | CPFT - Horiz Cpr Fin Boiler | GLYC - Glycol Bldg Heat Sys | 11/30/2026
Magnolia Metal Corp | 63859 730th Rd | Auburn | NE | 68305-8502 | Nemaha | NE25219 | Active | n/a | HAR-1807 | 2007 | Hydrotherm | CI - Cast Iron | HWHF - Hot Water Heat-Floor | 9/30/2026
Magnolia Metal Corp | 63859 730th Rd | Auburn | NE | 68305-8502 | Nemaha | NE25220 | Active | 12130 | A91-12130 | 1991 | AO SMITH | COBL - Coil Type Boiler | HWSD - Hot Water Dom/Potable | 9/30/2026
Magnolia Metal Corp | 63859 730th Rd | Auburn | NE | 68305-8502 | Nemaha | NE25221 | Active | n/a | unknown | 2007 | Hydrotherm | CI - Cast Iron | HWHF - Hot Water Heat-Floor | 9/30/2026
UNL Hamilton Hall | 639 N 12th St | Lincoln | NE | 68588-0012 | Lancaster | NE01300 | Out of Service | 256 | na | 1970 | Piedmont | ELBL - Electric Boiler | PROC - Process Steam | 1/31/2011
Metro Utilities District | 63rd & Oak | Omaha | NE | 68106-3621 | Douglas | NE06482 | Active | NA | 466805-200401 | 2005 | Peerless Heater Company | CI - Cast Iron | HWHT - Hot Water Heat | 10/31/2026
Metro Utilities District | 63rd & Oak | Omaha | NE | 68106-3621 | Douglas | NE12582 | Active | 1 | 303-06-0044 | 2007 | Aerco International | CALU - Cast Aluminum | HWHT - Hot Water Heat | 10/31/2026
Metro Utilities District | 63rd & Oak | Omaha | NE | 68106-3621 | Douglas | NE14435 | Scrapped/Junked |  | PCG-8 | 1960 | Weil-Mcclain | CI - Cast Iron |  | 10/31/2005
Metro Utilities District | 63rd & Oak | Omaha | NE | 68106-3621 | Douglas | NE14436 | Scrapped/Junked |  | G-404 | 1960 | American Standard | CI - Cast Iron | HWHT - Hot Water Heat | 10/31/2007
St Thomas Aquinas Church | 640 N 16th St | Lincoln | NE | 68508-1206 | Lancaster | NE17128 | Out of Service | n/a | 150-2797 | 1961 | Peerless | CI - Cast Iron | HWHT - Hot Water Heat | 10/31/2015
Church of Jesus Christ of Latter Day Saints | 640 N 56th St | Lincoln | NE | 68504-3415 | Lancaster | NE21206 | Scrapped/Junked |  | ML91-0214974-880 | 1991 | A. O. Smith | FT - Firetube Boiler | HWDP - Hotwater Heat & Dom Supply | 4/30/2010
AM Davis Mercantile | 640 S 10th St | Lincoln | NE | 68508-2811 | Lancaster | NE24953 | Active | 36362 | 9125720E | 1991 | Hydrotherm | FTVT - Firetube Vertical TB | HWHT - Hot Water Heat | 10/31/2026
AM Davis Mercantile | 640 S 10th St | Lincoln | NE | 68508-2811 | Lancaster | NE24954 | Active | 11583 | B8501257 | 1985 | Hydrotherm | FTVT - Firetube Vertical TB | HWHT - Hot Water Heat | 10/31/2026
SEARS ROEBUCK & COMPANY | 6400 O St | Lincoln | NE | 68510-2351 | LANCASTER | NE40338 | Inactive |  | H88360671 | 1988 | STATE INDUSTRIES | AHWH - ANSI/Fired Water Htr | HWSD - Hot Water Dom/Potable | 2/28/2001
Lincoln Berean Church-BMIC#345773 | 6400 S 70th St | Lincoln | NE | 68516-3763 | Lancaster | NE01544 | Scrapped/Junked | 32368 | G-99-243 | 1999 | Aerco International | FTVT - Firetube Vertical TB | HWHT - Hot Water Heat | 3/31/2016
Lincoln Berean Church-BMIC#345773 | 6400 S 70th St | Lincoln | NE | 68516-3763 | Lancaster | NE23836 | Out of Service | 6775 | 90-2467 | 1990 | ALES | FTVT - Firetube Vertical TB | HWHT - Hot Water Heat | 3/31/2018
Lincoln Berean Church-BMIC#345773 | 6400 S 70th St | Lincoln | NE | 68516-3763 | Lancaster | NE23837 | Out of Service | 6772 | 90-2464 | 1990 | ALES | FTVT - Firetube Vertical TB | HWHT - Hot Water Heat | 3/31/2018
Lincoln Berean Church-BMIC#345773 | 6400 S 70th St | Lincoln | NE | 68516-3763 | Lancaster | NE23838 | Out of Service | 6776 | 90-2468 | 1990 | ALES | FTVT - Firetube Vertical TB | HWHT - Hot Water Heat | 3/31/2018
Lincoln Berean Church-BMIC#345773 | 6400 S 70th St | Lincoln | NE | 68516-3763 | Lancaster | NE23839 | Out of Service | 6774 | 90-2466 | 1990 | ALES | FTVT - Firetube Vertical TB | HWHT - Hot Water Heat | 3/31/2018
Lincoln Berean Church-BMIC#345773 | 6400 S 70th St | Lincoln | NE | 68516-3763 | Lancaster | NE23840 | Out of Service | 6773 | 90-2465 | 1990 | ALES | FTVT - Firetube Vertical TB | HWHT - Hot Water Heat | 3/31/2018
Lincoln Berean Church-BMIC#345773 | 6400 S 70th St | Lincoln | NE | 68516-3763 | Lancaster | NE25498 | Active | n/a | 14H00384 | 2014 | Aerco | CALU - Cast Aluminum | GLYC - Glycol Bldg Heat Sys | 3/31/2026
Lincoln Berean Church-BMIC#345773 | 6400 S 70th St | Lincoln | NE | 68516-3763 | Lancaster | NE25499 | Active | n/a | 14H00044 | 2014 | Aerco | CALU - Cast Aluminum | GLYC - Glycol Bldg Heat Sys | 3/31/2026
Joy Of Life Ministries-BMIC#537688 | 6401 N 56th St | Omaha | NE | 68104-1211 | Douglas | NE02392 | Active | 13539 | 04F-1450 | 2004 | ALES | FTVT - Firetube Vertical TB | HWHT - Hot Water Heat | 12/31/2026
Joy Of Life Ministries-BMIC#537688 | 6401 N 56th St | Omaha | NE | 68104-1211 | Douglas | NE13839 | Active | 1245 | 0708501245 | 2008 | RIVERSIDE HYDRONICS | WT - Water Tube Boiler | HWHT - Hot Water Heat | 12/31/2026
Roncalli High School | 6401 Sorensen Pkwy | Omaha | NE | 68152-2241 | Douglas | NE24432 | Inactive | 149558 | 9805149558 | 1998 | Raypak | CPFT - Horiz Cpr Fin Boiler | HWHT - Hot Water Heat | 1/31/2021
Roncalli High School | 6401 Sorensen Pkwy | Omaha | NE | 68152-2241 | Douglas | NE24433 | Inactive | 149561 | 9805149561 | 1998 | Raypak | CPFT - Horiz Cpr Fin Boiler | HWHT - Hot Water Heat | 1/31/2021
Roncalli High School | 6401 Sorensen Pkwy | Omaha | NE | 68152-2241 | Douglas | NE24434 | Inactive | 149559 | 980514559 | 1998 | Raypak | CPFT - Horiz Cpr Fin Boiler | HWHT - Hot Water Heat | 1/31/2021
Roncalli High School | 6401 Sorensen Pkwy | Omaha | NE | 68152-2241 | Douglas | NE24435 | Inactive | 149557 | 980514557 | 1998 | Raypak | CPFT - Horiz Cpr Fin Boiler | HWHT - Hot Water Heat | 1/31/2021
Roncalli High School | 6401 Sorensen Pkwy | Omaha | NE | 68152-2241 | Douglas | NE24436 | Inactive | 148583 | 9804148583 | 1998 | Raypak | CPFT - Horiz Cpr Fin Boiler | HWSD - Hot Water Dom/Potable | 1/31/2021
Roncalli High School | 6401 Sorensen Pkwy | Omaha | NE | 68152-2241 | Douglas | NE28895 | Active | 354428 | 2020119279420 | 2020 | Lochinvar | WT - Water Tube Boiler | HWHT - Hot Water Heat | 1/31/2026
Roncalli High School | 6401 Sorensen Pkwy | Omaha | NE | 68152-2241 | Douglas | NE28896 | Active | 354425 | 2020119279419 | 2020 | Lochinvar | WT - Water Tube Boiler | HWHT - Hot Water Heat | 1/31/2026
Roncalli High School | 6401 Sorensen Pkwy | Omaha | NE | 68152-2241 | Douglas | NE28897 | Active | 4922734 | D1.20.09.00533 | 2020 | Lochinvar | WT - Water Tube Boiler | HWSP - Hot Water Non Potable Supply | 1/31/2026
Havelock Carwash LLC | 6402 Havelock Ave | Lincoln | NE | 68507-1331 | Lancaster | NE40221 | Scrapped/Junked |  | M910203780880 | 1991 | AO SMITH | AHWH - ANSI/Fired Water Htr | HWSD - Hot Water Dom/Potable | 11/30/2001
Havelock Carwash LLC | 6402 Havelock Ave | Lincoln | NE | 68507-1331 | Lancaster | NE40222 | Active | N/A | CP1173056 | 1983 | Weil-Mcclain | CI - Cast Iron | GLFH - Glycol Floor Heat System | 4/30/2026
Pershing Elementary School | 6402 Judson St | Lincoln | NE | 68507-2553 | LANCASTER | NE05460 | Exempt 1999 LB-66 |  | 000000000002930 | 1992 | RUUD | AHWH - ANSI/Fired Water Htr | HWSD - Hot Water Dom/Potable | 6/30/2000
Pershing Elementary School | 6402 Judson St | Lincoln | NE | 68507-2553 | LANCASTER | NE15760 | Active | 16775 | 07F-4682 | 2007 | Aldrich | FTVT - Firetube Vertical TB | HWHT - Hot Water Heat | 11/30/2026
Pershing Elementary School | 6402 Judson St | Lincoln | NE | 68507-2553 | LANCASTER | NE15761 | Active | 18623 | 11F-6531 | 2011 | Aldrich | FTVT - Firetube Vertical TB | GLYC - Glycol Bldg Heat Sys | 11/30/2026
Pershing Elementary School | 6402 Judson St | Lincoln | NE | 68507-2553 | LANCASTER | NE30068 | Scrapped/Junked |  | 11414 | 1955 | NATIONAL CRANE | FT - Firetube Boiler | STHT - Steam-Heat | 2/28/2008
Pershing Elementary School | 6402 Judson St | Lincoln | NE | 68507-2553 | LANCASTER | NE30069 | Scrapped/Junked | N/A | 11413 | 1955 | NATIONAL CRANE | FT - Firetube Boiler | STHT - Steam-Heat | 2/28/2009
Pershing Elementary School | 6402 Judson St | Lincoln | NE | 68507-2553 | LANCASTER | NE35291 | Scrapped/Junked | 318 | L870000318 | 1987 | AO SMITH | CHWH - ASME/Fired Water Heater | HWSD - Hot Water Dom/Potable | 2/28/2008
Quality Living | 6402 N 71st St | Omaha | NE | 68104-4674 | Douglas | NE15037 | Scrapped/Junked | 155800 | F03H0055800 | 2003 | Lochinvar | CPFT - Horiz Cpr Fin Boiler | HWHT - Hot Water Heat | 2/28/2012
Quality Living | 6402 N 71st St | Omaha | NE | 68104-4674 | Douglas | NE20741 | Active | 236250 | I11H00236250 | 2011 | Lochinvar | CPFH - Copper Fin Water Heater | HWHT - Hot Water Heat | 11/30/2026
Quality Living Inc | 6404 N 70th Plz | Omaha | NE | 68104-1074 | Douglas | NE07027 | Scrapped/Junked | 103935 | 103935 | 2006 | A O Smith | CHWH - ASME/Fired Water Heater | HWSD - Hot Water Dom/Potable | 5/31/2013
Quality Living Inc | 6404 N 70th Plz | Omaha | NE | 68104-1074 | Douglas | NE07938 | Scrapped/Junked | 15888 |  | 2003 | VULCAN-HART | FT - Firetube Boiler | 0021 - Steam Supp Cooker/Kettle | 5/31/2006
Quality Living Inc | 6404 N 70th Plz | Omaha | NE | 68104-1074 | Douglas | NE12624 | Scrapped/Junked | 110524 | L06MOO7730 | 2007 | A O Smith | CHWH - ASME/Fired Water Heater | HWSP - Hot Water Non Potable Supply | 5/31/2016
Quality Living Inc | 6404 N 70th Plz | Omaha | NE | 68104-1074 | Douglas | NE16860 | Active | 27270 | n/a | 1989 | Bryan | WT - Water Tube Boiler | HWHT - Hot Water Heat | 5/31/2026
Quality Living Inc | 6404 N 70th Plz | Omaha | NE | 68104-1074 | Douglas | NE20768 | Scrapped/Junked | 14819 | 11W290 | 2011 | PENTAIR | COBL - Coil Type Boiler | IPHT - Indoor Pool Heater | 5/31/2021
Quality Living Inc | 6404 N 70th Plz | Omaha | NE | 68104-1074 | Douglas | NE20769 | Scrapped/Junked | 14818 | 11W289 | 2011 | PENTAIR | COBL - Coil Type Boiler | SPAJ - Spa/Jacuzzi Heater | 5/31/2021
Quality Living Inc | 6404 N 70th Plz | Omaha | NE | 68104-1074 | Douglas | NE23949 | Scrapped/Junked | 177672 | 1206M001919 | 2013 | AO SMITH | CHWH - ASME/Fired Water Heater | HWSD - Hot Water Dom/Potable | 5/31/2020
Quality Living Inc | 6404 N 70th Plz | Omaha | NE | 68104-1074 | Douglas | NE24775 | Scrapped/Junked | 9470 | 97-E6714 | 1997 | Aldrich | FTVT - Firetube Vertical TB | HWHT - Hot Water Heat | 5/31/2023
Quality Living Inc | 6404 N 70th Plz | Omaha | NE | 68104-1074 | Douglas | NE24776 | Scrapped/Junked | 12577 | LA980708726970 | 1998 | AO SMITH | CHWH - ASME/Fired Water Heater | HWSD - Hot Water Dom/Potable | 5/31/2007
Quality Living Inc | 6404 N 70th Plz | Omaha | NE | 68104-1074 | Douglas | NE24777 | Scrapped/Junked | 12574 | LA980708718970 | 1998 | AO SMITH | CHWH - ASME/Fired Water Heater | HWSD - Hot Water Dom/Potable | 5/31/2006
Quality Living Inc | 6404 N 70th Plz | Omaha | NE | 68104-1074 | Douglas | NE24778 | Scrapped/Junked | 8239 |  | 1997 | VULCAN-HART | FTNF - Firetube Flueless | HWHT - Hot Water Heat | 5/31/2003
Quality Living Inc | 6404 N 70th Plz | Omaha | NE | 68104-1074 | Douglas | NE25032 | Scrapped/Junked | 142391 | A97PC4669 | 1997 | Teledyne & Laars | CPFT - Horiz Cpr Fin Boiler | HWHT - Hot Water Heat | 5/31/2009
Quality Living Inc | 6404 N 70th Plz | Omaha | NE | 68104-1074 | Douglas | NE25541 | Active | 43992 | n/a | 1999 | Bryan | WT - Water Tube Boiler | HWHT - Hot Water Heat | 5/31/2026
Quality Living Inc | 6404 N 70th Plz | Omaha | NE | 68104-1074 | Douglas | NE26131 | Inactive | 405251 | 1507405251 | 2015 | Raypak | CPFH - Copper Fin Water Heater | IPHT - Indoor Pool Heater | 5/31/2022
Quality Living Inc | 6404 N 70th Plz | Omaha | NE | 68104-1074 | Douglas | NE26363 | Active | 140605 | 140605 | 2015 | PVI | CHWH - ASME/Fired Water Heater | HWSD - Hot Water Dom/Potable | 5/31/2026
Quality Living Inc | 6404 N 70th Plz | Omaha | NE | 68104-1074 | Douglas | NE28587 | Active | 256645 | 1925115382333 | 2019 | AO SMITH | CHWH - ASME/Fired Water Heater | HWSD - Hot Water Dom/Potable | 5/31/2026
Quality Living Inc | 6404 N 70th Plz | Omaha | NE | 68104-1074 | Douglas | NE41931 | Active | 37294 | 20W0307 | 2020 | PENTAIR | CPPH - Ansi Cpr Fin Pool Heater | IPHT - Indoor Pool Heater | 5/31/2026
Quality Living Inc | 6404 N 70th Plz | Omaha | NE | 68104-1074 | Douglas | NE41932 | Active | 37291 | 20W0304 | 2020 | PENTAIR | CPPH - Ansi Cpr Fin Pool Heater | IPHT - Indoor Pool Heater | 5/31/2026
Quality Living Inc | 6404 N 70th Plz | Omaha | NE | 68104-1074 | Douglas | NE42194 | Active | 40445 | 22WHD0003 | 2022 | PENTAIR | FTVT - Firetube Vertical TB | IPHT - Indoor Pool Heater | 5/31/2026
Quality Living Inc | 6404 N 70th Plz | Omaha | NE | 68104-1074 | Douglas | NE42552 | Active | 21458 | 23F-9366 | 2023 | Aldrich | FTVT - Firetube Vertical TB | HWHT - Hot Water Heat | 5/31/2026
UNO Scott Court #1 | 6404 Shirley St | Omaha | NE | 68106-2142 | Douglas | NE20556 | Active | 130797 | 1110130797 | 2010 | PVI Industries | FTVT - Firetube Vertical TB | HWSD - Hot Water Dom/Potable | 8/31/2026
UNO Scott Court #1 | 6404 Shirley St | Omaha | NE | 68106-2142 | Douglas | NE20557 | Active | 130798 | 1110130798 | 2010 | PVI Industries | FTVT - Firetube Vertical TB | HWSD - Hot Water Dom/Potable | 8/31/2026
UNO Scott Court #1 | 6404 Shirley St | Omaha | NE | 68106-2142 | Douglas | NE20558 | Active | 130796 | 1110130796 | 2010 | PVI Industries | FTVT - Firetube Vertical TB | HWSD - Hot Water Dom/Potable | 8/31/2026
Webster County Jail | 641 N Cedar St | Red Cloud | NE | 68970-2326 | Webster | NE35229 | Out of Service | n/a | 37 | 1950 | American Standard | CI - Cast Iron | STHT - Steam-Heat | 5/31/2019
Dodge Elementary | 641 S Oak St | Grand Island | NE | 68801-7898 | Hall | NE20014 | Scrapped/Junked | 50702 | H95634566 | 1995 | STAT | CHWH - ASME/Fired Water Heater | HWSD - Hot Water Dom/Potable | 7/31/2010
Dodge Elementary | 641 S Oak St | Grand Island | NE | 68801-7898 | Hall | NE20015 | Scrapped/Junked | 56746 | C95G06593 | 1995 | TELE | CPFT - Horiz Cpr Fin Boiler | HWSD - Hot Water Dom/Potable | 1/31/2026
Dodge Elementary | 641 S Oak St | Grand Island | NE | 68801-7898 | Hall | NE20016 | Scrapped/Junked | 56747 | C95G06594 | 1995 | TELE | CPFT - Horiz Cpr Fin Boiler | HWSD - Hot Water Dom/Potable | 1/31/2026
Dodge Elementary | 641 S Oak St | Grand Island | NE | 68801-7898 | Hall | NE43817 | Active | 7401 | 24-HE074091324 | 2024 | Riello | WTSS - Watertube SS Steel | HWHT - Hot Water Heat | 10/31/2026
Dodge Elementary | 641 S Oak St | Grand Island | NE | 68801-7898 | Hall | NE43818 | Active | 7400 | 24-HE074081324 | 2024 | Riello | WTSS - Watertube SS Steel | HWHT - Hot Water Heat | 10/31/2026
Dodge Elementary | 641 S Oak St | Grand Island | NE | 68801-7898 | Hall | NE43819 | Active | 7406 | 24-HE074141324 | 2024 | Riello | WTSS - Watertube SS Steel | HWHT - Hot Water Heat | 10/31/2026
Dodge Elementary | 641 S Oak St | Grand Island | NE | 68801-7898 | Hall | NE43820 | Active | 7397 | 24-HE074051324 | 2024 | Riello | WTSS - Watertube SS Steel | HWHT - Hot Water Heat | 10/31/2026
Dodge Elementary | 641 S Oak St | Grand Island | NE | 68801-7898 | Hall | NE43821 | Active | 7363 | 24-HE073711324 | 2024 | Riello | WTSS - Watertube SS Steel | HWHT - Hot Water Heat | 10/31/2026
Dodge Elementary | 641 S Oak St | Grand Island | NE | 68801-7898 | Hall | NE43822 | Active | 7355 | 24-HE073631324 | 2024 | Riello | WTSS - Watertube SS Steel | HWHT - Hot Water Heat | 10/31/2026
Miracle Workers Body & Paint | 641 W South St | Lincoln | NE | 68522-1746 | Lancaster | NE11742 | Inactive | NB11742J |  | 1995 | Curtis Mfg Co |  |  | 1/1/1980
Fallbrook Town Center | 643 Fallbrook Blvd | Lincoln | NE | 68521 | Lancaster | NE41037 | Active | 303607 | N20303607 | 2020 | Laars | WT - Water Tube Boiler | HWHS - Hotwater Heat Sidewalks | 5/31/2026
Fresh Start | 6433 Havelock Ave | Lincoln | NE | 68507-1332 | Lancaster | NE07965 | Scrapped/Junked | 25883 | AOTH10025883 | 2006 | Lochinvar | WT - Water Tube Boiler | HWHF - Hot Water Heat-Floor | 5/31/2021
Fresh Start | 6433 Havelock Ave | Lincoln | NE | 68507-1332 | Lancaster | NE41032 | Active | 137569 | 19.PG60.94.2670 | 2019 | Lochinvar | FTVT - Firetube Vertical TB | HWHF - Hot Water Heat-Floor | 5/31/2026
NORCO MILLS | 644 S Railroad St | West Point | NE | 68788-2216 | CUMING | NE11839 | Inactive | 1716 |  | 1966 | SUPERIOR BOILERWORKS | FTSM - FTS Marine Dry Back | PROC - Process Steam | 7/31/1999
RIB RANCH | 6440 O St | Lincoln | NE | 68510-2351 | LANCASTER | NE40772 | Exempt 1999 LB-66 |  | ML95-0479415930 | 1995 | AO SMITH | AHWH - ANSI/Fired Water Htr | HWSD - Hot Water Dom/Potable | 1/1/1900
UNO Scott Court #2 | 6440 Shirley St | Omaha | NE | 68106-2142 | Douglas | NE19600 | Active | 131430 | 0311131430 | 2011 | PVI Industries | FTVT - Firetube Vertical TB | HWSD - Hot Water Dom/Potable | 8/31/2026
UNO Scott Court #2 | 6440 Shirley St | Omaha | NE | 68106-2142 | Douglas | NE20551 | Active | 131432 | 0311131432 | 2011 | PVI Industries | FTVT - Firetube Vertical TB | HWSD - Hot Water Dom/Potable | 8/31/2026
UNO Scott Court #2 | 6440 Shirley St | Omaha | NE | 68106-2142 | Douglas | NE20552 | Active | 131425 | 0211131425 | 2011 | PVI Industries | FTVT - Firetube Vertical TB | HWSD - Hot Water Dom/Potable | 8/31/2026
Memorial Health Center | 645 Osage St | Sidney | NE | 69162-1714 | Cheyenne | NE02237 | Scrapped/Junked | 23409 |  | 1970 | CLEAVER BROOKS | FT - Firetube Boiler | BSUP - Bldg Heat & Process | 6/30/1999
Memorial Health Center | 645 Osage St | Sidney | NE | 69162-1714 | Cheyenne | NE13919 | Inactive | 71141 | 19804 | 2009 | SUSSMAN-AUTOMATIC CORP | ELBL - Electric Boiler | STER - Sterilizer | 9/30/2015
Memorial Health Center | 645 Osage St | Sidney | NE | 69162-1714 | Cheyenne | NE13920 | Inactive | 67369 | 87918 | 2008 | SUSSMAN-AUTOMATIC CORP | ELBL - Electric Boiler | STER - Sterilizer | 9/30/2015
Memorial Health Center | 645 Osage St | Sidney | NE | 69162-1714 | Cheyenne | NE13985 | Scrapped/Junked | 35646 |  | 1975 | CLEAVER BROOKS | FT - Firetube Boiler | BSUP - Bldg Heat & Process | 6/30/1999
Memorial Health Center | 645 Osage St | Sidney | NE | 69162-1714 | Cheyenne | NE23591 | Active | 10015 | 98E-7463 | 1998 | ALES | FTFB - Firetube-Firebox Boiler | GLYC - Glycol Bldg Heat Sys | 9/30/2026
Memorial Health Center | 645 Osage St | Sidney | NE | 69162-1714 | Cheyenne | NE23592 | Active | 10018 | 98E-7466 | 1998 | ALES | FTFB - Firetube-Firebox Boiler | GLYC - Glycol Bldg Heat Sys | 9/30/2026
Memorial Health Center | 645 Osage St | Sidney | NE | 69162-1714 | Cheyenne | NE23593 | Active | 10017 | 98E-7465 | 1998 | ALES | FTFB - Firetube-Firebox Boiler | GLYC - Glycol Bldg Heat Sys | 9/30/2026
Memorial Health Center | 645 Osage St | Sidney | NE | 69162-1714 | Cheyenne | NE23594 | Scrapped/Junked | 95056 | L981874-F9 | 1998 | Loch | CPFT - Horiz Cpr Fin Boiler | HWSD - Hot Water Dom/Potable | 9/30/2021
Memorial Health Center | 645 Osage St | Sidney | NE | 69162-1714 | Cheyenne | NE23595 | Inactive | 116996 | N-9814 | 1985 | CHRO | ELBL - Electric Boiler | 0020 - Supp to Sterlizer/Autoclave | 9/30/2009
Memorial Health Center | 645 Osage St | Sidney | NE | 69162-1714 | Cheyenne | NE23596 | Inactive | 42801 | SS85984-W99 | 1998 | PRIMUS | ELBL - Electric Boiler | 0020 - Supp to Sterlizer/Autoclave | 9/30/2008
SHURTLEFF ARMS APARTMENTS | 645 S 17th St | Lincoln | NE | 68508-2657 | LANCASTER | NE06642 | Scrapped/Junked |  | 211-1529-G | 1980 | PEERLESS HEATER COMPANY |  | HWHT - Hot Water Heat | 4/30/2006
UNO Scott Conference Center | 6450 Pine St | Omaha | NE | 68106-2854 | Douglas | NE01538 | Active | 108585 | L994040 | 1999 | Loch | CPFT - Horiz Cpr Fin Boiler | HWHT - Hot Water Heat | 3/31/2026
UNO Scott Conference Center | 6450 Pine St | Omaha | NE | 68106-2854 | Douglas | NE01539 | Inactive | 108586 | L994039 | 1999 | Loch | CPFT - Horiz Cpr Fin Boiler | HWHT - Hot Water Heat | 3/31/2025
UNO Scott Conference Center | 6450 Pine St | Omaha | NE | 68106-2854 | Douglas | NE01540 | Active | 108511 | L993978 | 1999 | Loch | CPFT - Horiz Cpr Fin Boiler | HWHT - Hot Water Heat | 3/31/2026
UNO Scott Conference Center | 6450 Pine St | Omaha | NE | 68106-2854 | Douglas | NE01541 | Inactive | 108510 | L993977 | 1999 | Lochinvar | CPFT - Horiz Cpr Fin Boiler | HWHT - Hot Water Heat | 3/31/2025
UNO Scott Conference Center | 6450 Pine St | Omaha | NE | 68106-2854 | Douglas | NE01542 | Scrapped/Junked | 108840 | L994029 | 1999 | LOCHINVAR | CPFT - Horiz Cpr Fin Boiler | HWSD - Hot Water Dom/Potable | 3/31/2008
UNO Scott Conference Center | 6450 Pine St | Omaha | NE | 68106-2854 | Douglas | NE01543 | Scrapped/Junked | 108839 | L994030 | 1999 | LOCHINVAR | CPFT - Horiz Cpr Fin Boiler | HWSD - Hot Water Dom/Potable | 3/31/2007
UNO Scott Conference Center | 6450 Pine St | Omaha | NE | 68106-2854 | Douglas | NE12203 | Scrapped/Junked | 115228 | 115228 | 2007 | RHEEM | CHWH - ASME/Fired Water Heater | HWSD - Hot Water Dom/Potable | 3/31/2012
UNO Scott Conference Center | 6450 Pine St | Omaha | NE | 68106-2854 | Douglas | NE12204 | Scrapped/Junked | 115182 | 115182 | 2007 | RHEEM | CHWH - ASME/Fired Water Heater | HWSD - Hot Water Dom/Potable | 3/31/2012
UNO Scott Conference Center | 6450 Pine St | Omaha | NE | 68106-2854 | Douglas | NE20994 | Active | 133089 | 133089 | 2011 | PVI Industries | FTUT - Firetube U-Tube Vert | HWSD - Hot Water Dom/Potable | 3/31/2026
UNO Scott Conference Center | 6450 Pine St | Omaha | NE | 68106-2854 | Douglas | NE20995 | Active | 133090 | 133090 | 2011 | PVI Industries | FTUT - Firetube U-Tube Vert | HWSD - Hot Water Dom/Potable | 3/31/2026
UNO Scott Conference Center | 6450 Pine St | Omaha | NE | 68106-2854 | Douglas | NE43521 | Active | 5114 | 23-HE051223823 | 2023 | Riello | WTSS - Watertube SS Steel | HWHT - Hot Water Heat | 3/31/2026
UNO Scott Conference Center | 6450 Pine St | Omaha | NE | 68106-2854 | Douglas | NE43522 | Active | 5104 | 23-HE051123823 | 2023 | Riello | WTSS - Watertube SS Steel | HWHT - Hot Water Heat | 3/31/2026
UNO Scott Conference Center | 6450 Pine St | Omaha | NE | 68106-2854 | Douglas | NE43523 | Active | 5066 | 23-HE050743823 | 2023 | Riello | WTSS - Watertube SS Steel | HWHT - Hot Water Heat | 3/31/2026
UNO Scott Conference Center | 6450 Pine St | Omaha | NE | 68106-2854 | Douglas | NE43524 | Active | 5160 | 23-HE051683823 | 2023 | Riello | WTSS - Watertube SS Steel | HWHT - Hot Water Heat | 3/31/2026
DLR REI LLC | 6457 Frances St | Omaha | NE | 68106-2278 | Douglas | NE18879 | Scrapped/Junked | 129341 | 0410129341 | 2010 | P.V.I./Riverside Hydronics | FTVT - Firetube Vertical TB | HWHT - Hot Water Heat | 11/30/2011
DLR REI LLC | 6457 Frances St | Omaha | NE | 68106-2278 | Douglas | NE18880 | Active | 129342 | 0410129342 | 2010 | P.V.I./Riverside Hydronics | FTVT - Firetube Vertical TB | HWHT - Hot Water Heat | 11/30/2026
DLR REI LLC | 6457 Frances St | Omaha | NE | 68106-2278 | Douglas | NE22747 | Active | 134066 | 134066 | 2012 | P.V.I./Riverside Hydronics | FTVT - Firetube Vertical TB | HWHT - Hot Water Heat | 11/30/2026
Noddle AV 2 LLC | 6464 Center St | Omaha | NE | 68106-2872 | Douglas | NE12634 | Active | 49541 | G08-0077 | 2008 | AERCO INTERNATIONAL | FTVT - Firetube Vertical TB | GLYC - Glycol Bldg Heat Sys | 6/30/2025
Noddle AV 2 LLC | 6464 Center St | Omaha | NE | 68106-2872 | Douglas | NE12635 | Active | 49542 | G-080076 | 2008 | AERCO INTERNATIONAL | FTVT - Firetube Vertical TB | GLYC - Glycol Bldg Heat Sys | 6/30/2025
UNO Scott Court #3 | 6464 Shirley St | Omaha | NE | 68106-2142 | Douglas | NE20553 | Active | 131429 | 0211131429 | 2011 | PVI Industries | FTVT - Firetube Vertical TB | HWSD - Hot Water Dom/Potable | 8/31/2026
UNO Scott Court #3 | 6464 Shirley St | Omaha | NE | 68106-2142 | Douglas | NE20554 | Active | 131424 | 0211131424 | 2011 | PVI Industries | FTVT - Firetube Vertical TB | HWSD - Hot Water Dom/Potable | 8/31/2026
UNO Scott Court #3 | 6464 Shirley St | Omaha | NE | 68106-2142 | Douglas | NE20555 | Active | 131427 | 0211131427 | 2011 | PVI Industries | FTVT - Firetube Vertical TB | HWSD - Hot Water Dom/Potable | 8/31/2026
Khas Tv/Channel 5 | 6475 Osborne Dr W | Hastings | NE | 68901-9120 | Adams | NE15180 | Scrapped/Junked |  | 211-10240-0585 | 1985 | PEER | CI - Cast Iron | STHT - Steam-Heat | 3/31/2010
James Skinner Bakery (Linde Gas (LG) | 6484 F Street | Omaha | NE | 68117 | Douglas | NEW | Inactive | 1307 | TL13000 T1011 | 1979 | Ucar | UTNK - Unfired Vertical Tank | STOR - Storage Vessel | 8/29/2024
Clarkson High School | 649 Cherry St | Clarkson | NE | 68629-4053 | Colfax | NE25235 | Active | n/a | 695920 | 2013 | Peerless | CI - Cast Iron | STHT - Steam-Heat | 12/31/2026
Clarkson High School | 649 Cherry St | Clarkson | NE | 68629-4053 | Colfax | NE32178 | Scrapped/Junked | 14921 | 14921 | 1983 | Burnham | FTFB - Firetube-Firebox Boiler | STHT - Steam-Heat | 12/31/2014
Clarkson High School | 649 Cherry St | Clarkson | NE | 68629-4053 | Colfax | NE43765 | Active | 13550 | B030001 | 2003 | Precision | ELBL - Electric Boiler | GLYC - Glycol Bldg Heat Sys | 12/31/2025
CLARKSON ELEMENTARY SCHOOL | 649 Cherry St | Clarkson | NE | 68629-4053 | COLFAX | NE32985 | Inactive | 566708 |  | 1983 | BURNHAM COMM/INDUST |  | STHT - Steam-Heat | 8/31/1996
Dorman Apartments | 649 S 18th St | Lincoln | NE | 68508-2681 | Lancaster | NE10882 | Scrapped/Junked | N/A | MK900181899880 | 1990 | AOSM | AHWH - ANSI/Fired Water Htr | HWSD - Hot Water Dom/Potable | 5/31/2010
Dorman Apartments | 649 S 18th St | Lincoln | NE | 68508-2681 | Lancaster | NE17977 | Active | 137233 | 137233 | 2009 | A O Smith | FTVT - Firetube Vertical TB | HWSD - Hot Water Dom/Potable | 6/30/2027
Cargill Nature Works | 650 Industrial Park Dr | Blair | NE | 68008-2666 | Washington | NE06551 | Active | 0 | E30-86730 | 2000 | Tulsa Heater | FHEX - Fired Heat Exchanger | 0037 - Dowtherm Htxfr Fluid | 3/31/2026
Cargill Nature Works | 650 Industrial Park Dr | Blair | NE | 68008-2666 | Washington | NE06552 | Active | 0 | E30-87130 | 2000 | Tulsa heater | FHEX - Fired Heat Exchanger | 0037 - Dowtherm Htxfr Fluid | 3/31/2026
Cargill Nature Works | 650 Industrial Park Dr | Blair | NE | 68008-2666 | Washington | NE13339 | Active | 198 | F-5381 | 2001 | LES INDUSTRIES FORESTEEL | UFPV - Unfired Pressure Vessel | PROF - Process Filter | 10/31/2024
Cargill Nature Works | 650 Industrial Park Dr | Blair | NE | 68008-2666 | Washington | NE13340 | Active | 199 | F-5382 | 2001 | LES INDUSTRIES FORESTEEL | UFPV - Unfired Pressure Vessel | PROF - Process Filter | 10/31/2026
Cargill Nature Works | 650 Industrial Park Dr | Blair | NE | 68008-2666 | Washington | NE13341 | Active | 200 | F-5383 | 2001 | LES Industries | UFPV - Unfired Pressure Vessel | PROF - Process Filter | 10/31/2026
Cargill Nature Works | 650 Industrial Park Dr | Blair | NE | 68008-2666 | Washington | NE13342 | Active | 201 | F-5384 | 2001 | LES Industries | UFPV - Unfired Pressure Vessel | PROF - Process Filter | 10/31/2024
Cargill Nature Works | 650 Industrial Park Dr | Blair | NE | 68008-2666 | Washington | NE13343 | Active | 11 | SMA-219 | 2007 | Seoul | UFPV - Unfired Pressure Vessel | PROF - Process Filter | 10/31/2026
Cargill Nature Works | 650 Industrial Park Dr | Blair | NE | 68008-2666 | Washington | NE13344 | Active | 12 | SMA-220 | 2007 | Seoul | UFPV - Unfired Pressure Vessel | PROF - Process Filter | 10/31/2026
Cargill Nature Works | 650 Industrial Park Dr | Blair | NE | 68008-2666 | Washington | NE13345 | Active | 13 | SMA-221 | 2007 | Seoul | UFPV - Unfired Pressure Vessel | PROF - Process Filter | 10/31/2026
Cargill Nature Works | 650 Industrial Park Dr | Blair | NE | 68008-2666 | Washington | NE13346 | Active | 14 | SMA-222 | 2007 | SEOU | UFPV - Unfired Pressure Vessel | PROF - Process Filter | 10/31/2024
Cargill Nature Works | 650 Industrial Park Dr | Blair | NE | 68008-2666 | Washington | NE19239 | Inactive | 425/429/430/431/433 | 8943-1/5/6/7/9 | 2010 | Robert Mitchell | HTNK - Horizontal UFPV | SEPR - Separator | 10/31/2018
Cargill Nature Works | 650 Industrial Park Dr | Blair | NE | 68008-2666 | Washington | NE19240 | Inactive | 426/427/428/432/434 | 8943-2/3/4/8/10 | 2010 | Robert Mitchell | HTNK - Horizontal UFPV | SEPR - Separator | 10/31/2018
Cargill Nature Works | 650 Industrial Park Dr | Blair | NE | 68008-2666 | Washington | NE42113 | Active | 359 | SM-A--1645 | 2022 | Seoul Machinery | UFPV - Unfired Pressure Vessel | PROF - Process Filter | 10/31/2026
Cargill Nature Works | 650 Industrial Park Dr | Blair | NE | 68008-2666 | Washington | NE42114 | Active | 360 | SM-A-1646 | 2022 | Seoul Machinery | UFPV - Unfired Pressure Vessel | PROF - Process Filter | 10/31/2024
Cargill Polyols LLC | 650 Industrial Park Dr | Blair | NE | 68008-2666 | Washington | NE06623 | Scrapped/Junked | 1219 | 10886-1 | 2005 | Apache | UTNK - Unfired Vertical Tank | SEPR - Separator | 3/31/2020
Cargill Polyols LLC | 650 Industrial Park Dr | Blair | NE | 68008-2666 | Washington | NE06624 | Scrapped/Junked | 1220 | 10886-2 | 2005 | Apache | UTNK - Unfired Vertical Tank | SEPR - Separator | 3/31/2020
Cargill Polyols LLC | 650 Industrial Park Dr | Blair | NE | 68008-2666 | Washington | NE06625 | Scrapped/Junked | 2253 | 100939-1 | 2005 | Enerfab | JKPV - Jacketed UFPV | 0001 - Desulfurizer | 3/31/2020
Cargill Polyols LLC | 650 Industrial Park Dr | Blair | NE | 68008-2666 | Washington | NE06801 | Inactive | 38328 | 38328 | 1985 | Us Steel | UFPV - Unfired Pressure Vessel | STOR - Storage Vessel | 3/31/2020
Cargill Polyols LLC | 650 Industrial Park Dr | Blair | NE | 68008-2666 | Washington | NE06802 | Inactive | 38330 | 38330 | 1985 | Us Steel | UFPV - Unfired Pressure Vessel | STOR - Storage Vessel | 3/31/2020
Cargill Polyols LLC | 650 Industrial Park Dr | Blair | NE | 68008-2666 | Washington | NE06803 | Inactive | 44576 | 44576 | 1995 | Us Steel | UFPV - Unfired Pressure Vessel | STOR - Storage Vessel | 3/31/2020
Cargill Polyols LLC | 650 Industrial Park Dr | Blair | NE | 68008-2666 | Washington | NE06804 | Inactive | 44555 | 44555 | 1995 | Us Steel | UFPV - Unfired Pressure Vessel | STOR - Storage Vessel | 3/31/2020
Cargill Polyols LLC | 650 Industrial Park Dr | Blair | NE | 68008-2666 | Washington | NE06805 | Inactive | 38324 | 38324 | 1985 | Us Steel | UFPV - Unfired Pressure Vessel | STOR - Storage Vessel | 3/31/2020
Cargill Polyols LLC | 650 Industrial Park Dr | Blair | NE | 68008-2666 | Washington | NE06806 | Inactive | 44551 | 44551 | 1995 | Us Steel | UFPV - Unfired Pressure Vessel | STOR - Storage Vessel | 3/31/2020
Cargill Polyols LLC | 650 Industrial Park Dr | Blair | NE | 68008-2666 | Washington | NE06807 | Inactive | 44536 | 44536 | 1995 | Us Steel | UFPV - Unfired Pressure Vessel | STOR - Storage Vessel | 3/31/2020
Cargill Polyols LLC | 650 Industrial Park Dr | Blair | NE | 68008-2666 | Washington | NE06808 | Inactive | 44533 | 44533 | 1995 | CPII | UFPV - Unfired Pressure Vessel | STOR - Storage Vessel | 3/31/2020
Cargill Polyols LLC | 650 Industrial Park Dr | Blair | NE | 68008-2666 | Washington | NE06809 | Inactive | 44552 | 44552 | 1995 | Us Steel | UFPV - Unfired Pressure Vessel | STOR - Storage Vessel | 3/31/2020
Cargill Polyols LLC | 650 Industrial Park Dr | Blair | NE | 68008-2666 | Washington | NE06810 | Inactive | 44556 | 44556 | 1995 | Us Steel | UFPV - Unfired Pressure Vessel | STOR - Storage Vessel | 3/31/2020
Cargill Polyols LLC | 650 Industrial Park Dr | Blair | NE | 68008-2666 | Washington | NE06811 | Inactive | 44554 | 44554 | 1995 | Us Steel | UFPV - Unfired Pressure Vessel | STOR - Storage Vessel | 3/31/2020
Cargill Polyols LLC | 650 Industrial Park Dr | Blair | NE | 68008-2666 | Washington | NE06812 | Inactive | 44538 | 44538 | 1995 | Us Steel | UFPV - Unfired Pressure Vessel | STOR - Storage Vessel | 3/31/2020
Evonik Corporation | 650 Industrial Park Dr | Blair | NE | 68008-2666 | Washington | NE26236 | Active | 349621 | D1.15.21.00887 | 2015 | Lochinvar | WTSS - Watertube SS Steel | GLFH - Glycol Floor Heat System | 1/31/2027
Cargill Corn Milling | 650 Industrial Rd | Blair | NE | 68008-2649 | Washington | NE10183 | Active | 24109 | SN 65497-1 | 1998 | Combustion Eng. | WT - Water Tube Boiler | PROC - Process Steam | 8/31/2026
Cargill Corn Milling | 650 Industrial Rd | Blair | NE | 68008-2649 | Washington | NE11383 | Inactive | 322 | 07-684 | 2007 | WAHLCO FABRICATORS | ECON - Boiler Economizer | ECON - Boiler Economizer | 1/1/1900
Cargill Corn Milling | 650 Industrial Rd | Blair | NE | 68008-2649 | Washington | NE13380 | Inactive | 46 | O-5063-T | 2008 | TOPP`S MECHANICAL | WT - Water Tube Boiler | PROC - Process Steam | 11/30/2009
Cargill Corn Milling | 650 Industrial Rd | Blair | NE | 68008-2649 | Washington | NE13381 | Inactive | 323 | 07-684-A | 2007 | WAHLCO FABRICATORS | ECON - Boiler Economizer | ECON - Boiler Economizer | 11/30/2009
Cargill Corn Milling | 650 Industrial Rd | Blair | NE | 68008-2649 | Washington | NE13382 | Inactive | 43 | O-5062-T | 2008 | TOPP`S MECHANICAL | WT - Water Tube Boiler | PROC - Process Steam | 11/30/2009
Cargill Corn Milling | 650 Industrial Rd | Blair | NE | 68008-2649 | Washington | NE13383 | Inactive | 322 | 07-684 | 2007 | WAHLCO FABRICATORS | ECON - Boiler Economizer | ECON - Boiler Economizer | 11/30/2009
Cargill Corn Milling | 650 Industrial Rd | Blair | NE | 68008-2649 | Washington | NE15485 | Active | 3178 | S/N D-3376 | 1995 | Nebraska Boiler | WT - Water Tube Boiler | PROC - Process Steam | 8/31/2026
Cargill Corn Milling | 650 Industrial Rd | Blair | NE | 68008-2649 | Washington | NE15732 | Inactive | 18285 | M117820 | 2008 | Precision | ELBL - Electric Boiler | PROC - Process Steam | 8/31/2014
Cargill Corn Milling | 650 Industrial Rd | Blair | NE | 68008-2649 | Washington | NE15733 | Inactive | 18284 | M117810 | 2008 | Precision | ELBL - Electric Boiler | PROC - Process Steam | 8/31/2014
Cargill Corn Milling | 650 Industrial Rd | Blair | NE | 68008-2649 | Washington | NE15734 | Inactive | 18270 | M117800 | 2008 | Precision | ELBL - Electric Boiler | PROC - Process Steam | 8/31/2014
Cargill Corn Milling | 650 Industrial Rd | Blair | NE | 68008-2649 | Washington | NE15735 | Inactive | 18255 | M113020 | 2008 | Precision | ELBL - Electric Boiler | PROC - Process Steam | 8/31/2014
Cargill Corn Milling | 650 Industrial Rd | Blair | NE | 68008-2649 | Washington | NE17613 | Scrapped/Junked | 121519 | S/N 9501121519 | 1995 | Raypack Inc, CA | CPFT - Horiz Cpr Fin Boiler | HWHT - Hot Water Heat | 3/31/2025
Cargill Corn Milling | 650 Industrial Rd | Blair | NE | 68008-2649 | Washington | NE17614 | Active | 3039 | S/N D-3180 | 1994 | Nebraska Boiler | WT - Water Tube Boiler | PROC - Process Steam | 8/31/2026
Cargill Corn Milling | 650 Industrial Rd | Blair | NE | 68008-2649 | Washington | NE17615 | Active | 3037 | SN D-3178 | 1994 | Nebraska Boiler | WT - Water Tube Boiler | PROC - Process Steam | 3/31/2026
Cargill Corn Milling | 650 Industrial Rd | Blair | NE | 68008-2649 | Washington | NE17616 | Exempt 1999 LB-66 |  | S/N129483247 | 1994 | Pvi |  |  | 3/31/2000
Cargill Corn Milling | 650 Industrial Rd | Blair | NE | 68008-2649 | Washington | NE23291 | Active | 25080 | SN 201-3289 | 1999 | Babcock & Wilcox | WT - Water Tube Boiler | PROC - Process Steam | 3/31/2026
Cargill Corn Milling | 650 Industrial Rd | Blair | NE | 68008-2649 | Washington | NE24062 | Active | 1888 | 340-0887-01-1 | 2001 | INDEECO | ELBL - Electric Boiler | GLFH - Glycol Floor Heat System | 3/31/2026
Cargill Corn Milling | 650 Industrial Rd | Blair | NE | 68008-2649 | Washington | NE24096 | Active | 693 | 2013-02 | 2013 | Rentech | WT - Water Tube Boiler | PROC - Process Steam | 3/31/2026
Cargill Corn Milling | 650 Industrial Rd | Blair | NE | 68008-2649 | Washington | NE42867 | Active | 59180 | 022496162 | 2024 | Rbi | VTWT - Vert Watertube | HWHT - Hot Water Heat | 8/31/2025
Creighton Nadal Jesuit Residence Hall | 650 N 24th St | Omaha | NE | 68178-0001 | Douglas | NE43259 | Active | 590853 | N1.23.19.00063 | 2023 | RBI/Sermeta | WTSS - Watertube SS Steel | HWHT - Hot Water Heat | 4/30/2026
Creighton Nadal Jesuit Residence Hall | 650 N 24th St | Omaha | NE | 68178-0001 | Douglas | NE43260 | Active | 388744 | 22.WHTX.188.01183 | 2022 | PVI | CHWH - ASME/Fired Water Heater | HWSD - Hot Water Dom/Potable | 4/30/2026
Creighton Nadal Jesuit Residence Hall | 650 N 24th St | Omaha | NE | 68178-0001 | Douglas | NE43261 | Active | 355766 | 22.WHTX.188.00831 | 2022 | PVI | CHWH - ASME/Fired Water Heater | HWSD - Hot Water Dom/Potable | 4/30/2026
Creighton Nadal Jesuit Residence Hall | 650 N 24th St | Omaha | NE | 68178-0001 | Douglas | NE43262 | Active | 344117 | 22.VC24.358.00580 | 2022 | Lochinvar | FTVT - Firetube Vertical TB | HWHF - Hot Water Heat-Floor | 4/30/2026
Shelby Public Schools | 650 N Walnut St | Shelby | NE | 68662-5573 | Polk | NE01636 | Scrapped/Junked | 83388 | MA040006734/83388 | 2004 | AOSM | CHWH - ASME/Fired Water Heater | HWSD - Hot Water Dom/Potable | 10/31/2008
Shelby Public Schools | 650 N Walnut St | Shelby | NE | 68662-5573 | Polk | NE04640 | Scrapped/Junked |  | 0284600034 | 1984 | RHEEM GLASS | AHWH - ANSI/Fired Water Htr | HWSD - Hot Water Dom/Potable | 10/31/2004
Shelby Public Schools | 650 N Walnut St | Shelby | NE | 68662-5573 | Polk | NE13618 | Active | 119045 | 119045 | 2008 | RHEEM | CHWH - ASME/Fired Water Heater | HWSD - Hot Water Dom/Potable | 10/31/2026
Shelby Public Schools | 650 N Walnut St | Shelby | NE | 68662-5573 | Polk | NE16279 | Scrapped/Junked | n/a | MF88-129077-830 | 1988 | AOSM | AHWH - ANSI/Fired Water Htr | HWSD - Hot Water Dom/Potable | 10/31/2017
Shelby Public Schools | 650 N Walnut St | Shelby | NE | 68662-5573 | Polk | NE26703 | Active | 141180 | 141180 | 2015 | PVI Industries | CHWH - ASME/Fired Water Heater | HWSD - Hot Water Dom/Potable | 10/31/2026
Shelby Public Schools | 650 N Walnut St | Shelby | NE | 68662-5573 | Polk | NE26704 | Active | 141179 | 141179 | 2015 | PVI Industries | CHWH - ASME/Fired Water Heater | HWSD - Hot Water Dom/Potable | 10/31/2026
Shelby Public Schools | 650 N Walnut St | Shelby | NE | 68662-5573 | Polk | NE33829 | Inactive | 4228 | L4228 | 1960 | Kewanee | FTSM - FTS Marine Dry Back | HWHT - Hot Water Heat | 10/31/2016
Nye Square Retirement Center | 650 W 21st St | Fremont | NE | 68025-2589 | DODGE | NE15616 | Scrapped/Junked | 104688 | 9212104688 | 1992 | Raypak | CPFT - Horiz Cpr Fin Boiler | HWHT - Hot Water Heat | 12/31/2014
Nye Square Retirement Center | 650 W 21st St | Fremont | NE | 68025-2589 | DODGE | NE15617 | Out of Service | 104687 | 9212104687 | 1992 | Raypak | CPFT - Horiz Cpr Fin Boiler | HWHT - Hot Water Heat | 12/31/2022
Nye Square Retirement Center | 650 W 21st St | Fremont | NE | 68025-2589 | DODGE | NE23344 | Exempt 1999 LB-66 |  | 951 | 1998 | RUUD | AHWH - ANSI/Fired Water Htr | HWSD - Hot Water Dom/Potable | 1/31/2000
Nye Square Retirement Center | 650 W 21st St | Fremont | NE | 68025-2589 | DODGE | NE25250 | Active | 273718 | J13H10273718 | 2013 | Lochinvar | WTSS - Watertube SS Steel | HWHT - Hot Water Heat | 12/31/2026
Constructors Inc | 6500 N 70th St | Lincoln | NE | 68507-3247 | Lancaster | NE16156 | Active | 0 | M-8338 | 1964 | Kewannee | FTFB - Firetube-Firebox Boiler | HWHT - Hot Water Heat | 10/31/2026
Constructors Inc | 6500 N 70th St | Lincoln | NE | 68507-3247 | Lancaster | NE16157 | Active | 0 | O-4714 | 1970 | Kewannee | FTFB - Firetube-Firebox Boiler | HWHT - Hot Water Heat | 10/31/2026
RED ROOF INN & SUITES | 6501 N 28th St | Lincoln | NE | 68504-9808 | LANCASTER | NE40375 | Exempt 1999 LB-66 |  | ML98-0786689966 | 1998 | AO SMITH | AHWH - ANSI/Fired Water Htr | HWSD - Hot Water Dom/Potable | 3/31/2000
RED ROOF INN & SUITES | 6501 N 28th St | Lincoln | NE | 68504-9808 | LANCASTER | NE40376 | Exempt 1999 LB-66 |  | ML98-0786679966 | 1998 | AO SMITH | AHWH - ANSI/Fired Water Htr | HWSD - Hot Water Dom/Potable | 3/31/2000
RED ROOF INN & SUITES | 6501 N 28th St | Lincoln | NE | 68504-9808 | LANCASTER | NE40377 | Exempt 1999 LB-66 |  | ML98-0786691966 | 1998 | AO SMITH | AHWH - ANSI/Fired Water Htr | HWSD - Hot Water Dom/Potable | 3/31/2000
AG Processing Inc | 6501 N 9th St | Omaha | NE | 68112-3529 | Douglas | NE12057 | Active | 11797 | C2263 | 2000 | Precision | ELBL - Electric Boiler | PROC - Process Steam | 7/31/2025
Chloes Coin Laundry | 6505 Maple St | Omaha | NE | 68104-3948 | Douglas | NE02417 | Active | 168516 | 04168516 | 2004 | Hamilton Eng | CPFH - Copper Fin Water Heater | HWSD - Hot Water Dom/Potable | 3/31/2026
UNO Clubhouse | 6506 University Dr S | Omaha | NE | 68182-1114 | Douglas | NE22588 | Scrapped/Junked | 157553 | 9903157533 | 2009 | Raypak | CPFH - Copper Fin Water Heater | HWSD - Hot Water Dom/Potable | 4/30/2016
UNO Clubhouse | 6506 University Dr S | Omaha | NE | 68182-1114 | Douglas | NE22589 | Scrapped/Junked | 157552 | 9903157552 | 2009 | Raypak | CPFH - Copper Fin Water Heater | HWSD - Hot Water Dom/Potable | 4/30/2016
UNO Clubhouse | 6506 University Dr S | Omaha | NE | 68182-1114 | Douglas | NE22590 | Scrapped/Junked | 157551 | 9903157551 | 2009 | Raypak | CPFH - Copper Fin Water Heater | HWSD - Hot Water Dom/Potable | 4/30/2013
UNO Clubhouse | 6506 University Dr S | Omaha | NE | 68182-1114 | Douglas | NE22591 | Scrapped/Junked | 157554 | 9903157554 | 2009 | Raypak | CPFH - Copper Fin Water Heater | HWSD - Hot Water Dom/Potable | 4/30/2013
UNO Clubhouse | 6506 University Dr S | Omaha | NE | 68182-1114 | Douglas | NE22856 | Scrapped/Junked | 233534 | J12H20233534 | 2012 | Lochinvar | WTSS - Watertube SS Steel | HWHT - Hot Water Heat | 4/30/2024
UNO Clubhouse | 6506 University Dr S | Omaha | NE | 68182-1114 | Douglas | NE22857 | Scrapped/Junked | 233535 | J12H20233535 | 2012 | Lochinvar | WTSS - Watertube SS Steel | HWHT - Hot Water Heat | 4/30/2024
UNO Clubhouse | 6506 University Dr S | Omaha | NE | 68182-1114 | Douglas | NE22858 | Scrapped/Junked | 233533 | J12H20 | 2012 | Lochinvar | WTSS - Watertube SS Steel | HWHT - Hot Water Heat | 4/30/2024
UNO Clubhouse | 6506 University Dr S | Omaha | NE | 68182-1114 | Douglas | NE25951 | Inactive | 324126 | D1.14.39.00813 | 2014 | Lochinvar | WTSS - Watertube SS Steel | HWSD - Hot Water Dom/Potable | 4/30/2020
UNO Clubhouse | 6506 University Dr S | Omaha | NE | 68182-1114 | Douglas | NE25952 | Scrapped/Junked | 324136 | D1.14.39.00823 | 2014 | Lochinvar | WTSS - Watertube SS Steel | HWSD - Hot Water Dom/Potable | 4/30/2020
UNO Clubhouse | 6506 University Dr S | Omaha | NE | 68182-1114 | Douglas | NE28497 | Active | 461658 | D1.19.09.00101 | 2019 | Lochinvar | WTSS - Watertube SS Steel | HWSD - Hot Water Dom/Potable | 4/30/2026
UNO Clubhouse | 6506 University Dr S | Omaha | NE | 68182-1114 | Douglas | NE28498 | Active | 465732 | D1.19.18.00245 | 2019 | Lochinvar | WTSS - Watertube SS Steel | HWSD - Hot Water Dom/Potable | 4/30/2026
UNO Clubhouse | 6506 University Dr S | Omaha | NE | 68182-1114 | Douglas | NE42629 | Active | 579830 | N1.23.25.00109 | 2023 | Lochinvar | WTSS - Watertube SS Steel | HWSD - Hot Water Dom/Potable | 4/30/2026
UNO Clubhouse | 6506 University Dr S | Omaha | NE | 68182-1114 | Douglas | NE42630 | Active | 589139 | N1.23.15.00062 | 2023 | Lochinvar | WTSS - Watertube SS Steel | HWSD - Hot Water Dom/Potable | 4/30/2026
UNO Clubhouse | 6506 University Dr S | Omaha | NE | 68182-1114 | Douglas | NE42631 | Active | 545168 | N1.22.01.00192 | 2022 | Lochinvar | WTSS - Watertube SS Steel | HWSD - Hot Water Dom/Potable | 4/30/2026
UNO Scott Court #4 | 6510 Shirley St | Omaha | NE | 68106-2178 | Douglas | NE20559 | Active | 131428 | 0211131428 | 2011 | PVI Industries | FTVT - Firetube Vertical TB | HWSD - Hot Water Dom/Potable | 8/31/2026
UNO Scott Court #4 | 6510 Shirley St | Omaha | NE | 68106-2178 | Douglas | NE20560 | Active | 131431 | 0311131431 | 2011 | PVI Industries | FTVT - Firetube Vertical TB | HWSD - Hot Water Dom/Potable | 8/31/2026
UNO Scott Court #4 | 6510 Shirley St | Omaha | NE | 68106-2178 | Douglas | NE20561 | Active | 131426 | 0211131426 | 2011 | PVI Industries | FTVT - Firetube Vertical TB | HWSD - Hot Water Dom/Potable | 8/31/2026
Western Hills Elementary | 6523 Western Ave | Omaha | NE | 68132-1262 | Douglas | NE05335 | Exempt 1999 LB-66 |  | 000421188 | 1995 | AO SMITH | AHWH - ANSI/Fired Water Htr | HWSD - Hot Water Dom/Potable | 6/30/2000
Western Hills Elementary | 6523 Western Ave | Omaha | NE | 68132-1262 | Douglas | NE05336 | Exempt 1999 LB-66 |  | 000402593 | 1995 | AO SMITH | AHWH - ANSI/Fired Water Htr | HWSD - Hot Water Dom/Potable | 6/30/2000
Western Hills Elementary | 6523 Western Ave | Omaha | NE | 68132-1262 | Douglas | NE27138 | Active | 391608 | 1707104917720 | 2016 | Lochinvar | WT - Water Tube Boiler | HWHT - Hot Water Heat | 12/31/2026
Western Hills Elementary | 6523 Western Ave | Omaha | NE | 68132-1262 | Douglas | NE27139 | Active | 391609 | 1707104917719 | 2016 | Lochinvar | WT - Water Tube Boiler | HWHT - Hot Water Heat | 12/31/2026
Western Hills Elementary | 6523 Western Ave | Omaha | NE | 68132-1262 | Douglas | NE31118 | Scrapped/Junked | n/a | F-4433 | 1952 | Kewanee | FT - Firetube Boiler | STHT - Steam-Heat | 12/31/2016
Western Hills Elementary | 6523 Western Ave | Omaha | NE | 68132-1262 | Douglas | NE31119 | Scrapped/Junked | n/a | F4432 | 1952 | Kewanee | FTFB - Firetube-Firebox Boiler | STHT - Steam-Heat | 12/31/2016
Christ The King Parish | 654 S 86th St | Omaha | NE | 68114-4214 | Douglas | NE07046 | Active | 12997 | 57117 | 2004 | Triad Boiler | FTVT - Firetube Vertical TB | HWHT - Hot Water Heat | 10/31/2026
Christ The King Parish | 654 S 86th St | Omaha | NE | 68114-4214 | Douglas | NE23174 | Active | 58114 | L97727037 | 1997 | STATE INDUSTRIES | CHWH - ASME/Fired Water Heater | HWSD - Hot Water Dom/Potable | 10/31/2026
Christ The King Parish | 654 S 86th St | Omaha | NE | 68114-4214 | Douglas | NE23175 | Scrapped/Junked | 9599 | 99E-6928 | 1998 | ALES | FTVT - Firetube Vertical TB | HWHT - Hot Water Heat | 10/31/2025
Christ The King Parish | 654 S 86th St | Omaha | NE | 68114-4214 | Douglas | NE23176 | Scrapped/Junked | 9598 | 98E-6927 | 1998 | ALES | FTVT - Firetube Vertical TB | HWHT - Hot Water Heat | 10/31/2025
Christ The King Parish | 654 S 86th St | Omaha | NE | 68114-4214 | Douglas | NE25635 | Scrapped/Junked |  |  | 1960 | KEWANEE | FT - Firetube Boiler | STHT - Steam-Heat | 8/31/2004
Christ The King Parish | 654 S 86th St | Omaha | NE | 68114-4214 | Douglas | NE37605 | Scrapped/Junked |  | L4263 | 1960 | KEWANEE | FT - Firetube Boiler | STHT - Steam-Heat | 8/31/2005
Christ The King Parish | 654 S 86th St | Omaha | NE | 68114-4214 | Douglas | NE43906 | Active | 21785 | 24F-9693 | 2024 | Aldrich | FTVT - Firetube Vertical TB | HWHT - Hot Water Heat | 10/31/2026
Christ The King Parish | 654 S 86th St | Omaha | NE | 68114-4214 | Douglas | NE43907 | Active | 21786 | 24F-9694 | 2024 | Aldrich | FTVT - Firetube Vertical TB | HWHT - Hot Water Heat | 10/31/2026
Red Lobster #0236 | 6540 O St | Lincoln | NE | 68510-2330 | Lancaster | NE17073 | Scrapped/Junked | 140853 | 140853 | 2009 | A O Smith | CHWH - ASME/Fired Water Heater | HWSD - Hot Water Dom/Potable | 12/31/2016
Red Lobster #0236 | 6540 O St | Lincoln | NE | 68510-2330 | Lancaster | NE26252 | Inactive | 197630 | 1442000986 | 2014 | A O Smith | CHWH - ASME/Fired Water Heater | HWSD - Hot Water Dom/Potable | 3/31/2021
Red Lobster #0236 | 6540 O St | Lincoln | NE | 68510-2330 | Lancaster | NE40728 | Scrapped/Junked | 63816 | F99348475 | 1999 | STAT | CHWH - ASME/Fired Water Heater | HWSD - Hot Water Dom/Potable | 8/31/2010
Wyndam Omaha Hotel | 655 N 108th Ave | Omaha | NE | 68154-1755 | Douglas | NE05302 | Scrapped/Junked |  | E9027728 | 1991 | TELEDYNE LAARS | CPFT - Horiz Cpr Fin Boiler | IPHT - Indoor Pool Heater | 2/28/1999
Wyndam Omaha Hotel | 655 N 108th Ave | Omaha | NE | 68154-1755 | Douglas | NE06130 | Scrapped/Junked | 163276 | C04H00163276 | 2004 | Lochinvar | CPFH - Copper Fin Water Heater | HWSD - Hot Water Dom/Potable | 2/28/2012
Wyndam Omaha Hotel | 655 N 108th Ave | Omaha | NE | 68154-1755 | Douglas | NE07788 | Scrapped/Junked | 148206 | 9804148206 | 1998 | RAYP | CPFT - Horiz Cpr Fin Boiler | HWSD - Hot Water Dom/Potable | 2/28/2009
Wyndam Omaha Hotel | 655 N 108th Ave | Omaha | NE | 68154-1755 | Douglas | NE16040 | Scrapped/Junked | 222132 | jo9hoo222132 | 2009 | Lochinvar | WT - Water Tube Boiler | HWDP - Hotwater Heat & Dom Supply | 2/28/2019
Wyndam Omaha Hotel | 655 N 108th Ave | Omaha | NE | 68154-1755 | Douglas | NE18098 | Scrapped/Junked | 44203 |  | 1994 | LOCHINVAR | CPFT - Horiz Cpr Fin Boiler | HWSD - Hot Water Dom/Potable | 2/28/2005
Wyndam Omaha Hotel | 655 N 108th Ave | Omaha | NE | 68154-1755 | Douglas | NE18321 | Scrapped/Junked | 44203 | F946545 | 1994 | Loch | CPFT - Horiz Cpr Fin Boiler | HWSD - Hot Water Dom/Potable | 2/28/2009
Wyndam Omaha Hotel | 655 N 108th Ave | Omaha | NE | 68154-1755 | Douglas | NE19440 | Scrapped/Junked | 284616 | 0806284616 | 2008 | Raypak | WT - Water Tube Boiler | IPHT - Indoor Pool Heater | 2/28/2020
Wyndam Omaha Hotel | 655 N 108th Ave | Omaha | NE | 68154-1755 | Douglas | NE22186 | Scrapped/Junked | 323726 | 1 | 2011 | Raypak | CPFT - Horiz Cpr Fin Boiler | HWHT - Hot Water Heat | 2/28/2018
Wyndam Omaha Hotel | 655 N 108th Ave | Omaha | NE | 68154-1755 | Douglas | NE27740 | Scrapped/Junked | 9140 | 031826190 | 2018 | Camus Hydronics | WT - Water Tube Boiler | HWDP - Hotwater Heat & Dom Supply | 2/28/2019
Wyndam Omaha Hotel | 655 N 108th Ave | Omaha | NE | 68154-1755 | Douglas | NE28539 | Active | 485095 | 1903485095 | 2019 | Raypak | CPFH - Copper Fin Water Heater | IPHT - Indoor Pool Heater | 2/28/2026
Wyndam Omaha Hotel | 655 N 108th Ave | Omaha | NE | 68154-1755 | Douglas | NE34194 | Inactive | 67939 |  | 1973 | RICHMOND ENG. | ELWH - Electric Water Heater | HWSD - Hot Water Dom/Potable | 2/29/1996
Wyndam Omaha Hotel | 655 N 108th Ave | Omaha | NE | 68154-1755 | Douglas | NE34195 | Inactive | 67931 |  | 1973 | RICHMOND ENG. | ELWH - Electric Water Heater | HWSD - Hot Water Dom/Potable | 2/29/1996
Wyndam Omaha Hotel | 655 N 108th Ave | Omaha | NE | 68154-1755 | Douglas | NE41271 | Active | 504348 | 2003504348 | 2020 | Raypak | CPFH - Copper Fin Water Heater | HWSD - Hot Water Dom/Potable | 2/28/2026
Wyndam Omaha Hotel | 655 N 108th Ave | Omaha | NE | 68154-1755 | Douglas | NE41272 | Active | 504268 | 2003504268 | 2020 | Raypak | CPFH - Copper Fin Water Heater | HWSD - Hot Water Dom/Potable | 2/28/2026
Camelot Cleaners | 655 N 132nd St | Omaha | NE | 68154-4031 | Douglas | NE17350 | Active | 65576 | 72065 | 1992 | Fulton | FT - Firetube Boiler | PROC - Process Steam | 1/31/2026
AmericInn Of Lincoln | 6555 N 27th St | Lincoln | NE | 68521-8954 | Lancaster | NE00273 | Scrapped/Junked |  | 0005037803 | 2000 | RAYPAK INC, CALIFORNIA | CPFT - Horiz Cpr Fin Boiler | SPAJ - Spa/Jacuzzi Heater | 7/31/2003
AmericInn Of Lincoln | 6555 N 27th St | Lincoln | NE | 68521-8954 | Lancaster | NE00274 | Scrapped/Junked |  | 0001014096 | 2000 | RAYPAK INC, CALIFORNIA | CPPH - Ansi Cpr Fin Pool Heater | IPHT - Indoor Pool Heater | 7/31/2006
AmericInn Of Lincoln | 6555 N 27th St | Lincoln | NE | 68521-8954 | Lancaster | NE06980 | Scrapped/Junked | 236129 | 0505236129 | 2005 | Raypak | CPFH - Copper Fin Water Heater | IPHT - Indoor Pool Heater | 2/28/2012
AmericInn Of Lincoln | 6555 N 27th St | Lincoln | NE | 68521-8954 | Lancaster | NE10677 | Scrapped/Junked |  | 0209134814 | 2002 | RAYP | CPFT - Horiz Cpr Fin Boiler | SPAJ - Spa/Jacuzzi Heater | 7/31/2008
VILLAGE INN | 6555 O St | Lincoln | NE | 68510-2358 | LANCASTER | NE40949 | Scrapped/Junked | 45656 | LG980755770970 | 1998 | AO SMITH | CHWH - ASME/Fired Water Heater | HWSD - Hot Water Dom/Potable | 10/31/2005
United Church of Christ #X001600 | 657 H St | Burwell | NE | 68823-4127 | Holt | NE16246 | Active | N/A | 211A-4936 | 1987 | Peerless | CI - Cast Iron | STHT - Steam-Heat | 2/28/2026
United Church of Christ #X001600 | 657 H St | Burwell | NE | 68823-4127 | Holt | NE24672 | Active | 269566 | I13H10269566 | 2013 | Lochinvar | WTSS - Watertube SS Steel | HWHT - Hot Water Heat | 2/28/2026
United Church of Christ #X001600 | 657 H St | Burwell | NE | 68823-4127 | Holt | NE35104 | Scrapped/Junked | N/A | 3BJ2 | 1968 | American Standard | CI - Cast Iron | HWHT - Hot Water Heat | 2/28/2014
United Church of Christ #X001600 | 657 H St | Burwell | NE | 68823-4127 | Holt | NE35106 | Active | N/A | 25B-47367 | 1972 | Bryant | CI - Cast Iron | HWHT - Hot Water Heat | 2/28/2026
North Omaha Dialysis | 6572 Ames Ave | Omaha | NE | 68104-1931 | Douglas | NE00119 | Scrapped/Junked | 52374 | L990883082 | 1999 | AOSM | CHWH - ASME/Fired Water Heater | HWSD - Hot Water Dom/Potable | 4/30/2011
Raikes Farms | 660 County Road C | Ashland | NE | 68003-5540 | Saunders | NE25160 | Active | 17650 | 17650 | 2014 | Superior | FTHT - Firetube Horizontal | PROC - Process Steam | 7/31/2026
Burlington Northern Santa Fe | 6600 Burlington Ave | Lincoln | NE | 68507-1428 | Lancaster | NE30009 | Scrapped/Junked | 10561 | 10561 | 1988 | Superior Boiler Works | FT - Firetube Boiler | PROC - Process Steam | 7/31/2014
VICKERS | 6600 N 72nd St | Omaha | NE | 68122-1703 | Douglas | NE04820 | Scrapped/Junked |  | 9N156 | 1969 | THERMO PAK | WT - Water Tube Boiler | STHT - Steam-Heat | 9/30/2001
VICKERS | 6600 N 72nd St | Omaha | NE | 68122-1703 | Douglas | NE04821 | Scrapped/Junked | 70 | 4024 | 1988 | SUPERIOR BOILERWORKS | WT - Water Tube Boiler | STHT - Steam-Heat | 9/30/2000
VICKERS | 6600 N 72nd St | Omaha | NE | 68122-1703 | Douglas | NE04822 | Scrapped/Junked | 21894 |  | 1984 | CHROMALOX PRECISION HEAT | ELBL - Electric Boiler | STHT - Steam-Heat | 9/30/2000
VICKERS | 6600 N 72nd St | Omaha | NE | 68122-1703 | Douglas | NE04823 | Scrapped/Junked | 33759 |  | 1969 | PM LATTNER MFR COMPANY | ELBL - Electric Boiler | STHT - Steam-Heat | 9/30/2001
VICKERS | 6600 N 72nd St | Omaha | NE | 68122-1703 | Douglas | NE15456 | Scrapped/Junked | 41448 |  | 1991 | AO SMITH | CHWH - ASME/Fired Water Heater | HWSD - Hot Water Dom/Potable | 9/30/2001
VICKERS | 6600 N 72nd St | Omaha | NE | 68122-1703 | Douglas | NE15457 | Scrapped/Junked | 41449 |  | 1991 | AO SMITH | CHWH - ASME/Fired Water Heater | HWSD - Hot Water Dom/Potable | 9/30/2001
VICKERS | 6600 N 72nd St | Omaha | NE | 68122-1703 | Douglas | NE15458 | Scrapped/Junked |  | 31058 | 1968 | BRYAN STEAM LLC | WT - Water Tube Boiler | HWHT - Hot Water Heat | 9/30/2001
VICKERS | 6600 N 72nd St | Omaha | NE | 68122-1703 | Douglas | NE15461 | Scrapped/Junked | 17468 | 17468 | 1987 | BURNHAM COMM/INDUST | FTFB - Firetube-Firebox Boiler | HWHT - Hot Water Heat | 9/30/2001
VICKERS | 6600 N 72nd St | Omaha | NE | 68122-1703 | Douglas | NE18809 | Scrapped/Junked | 4456 |  | 1969 | CAM INDUSTRIES | ELWH - Electric Water Heater | HWSD - Hot Water Dom/Potable | 9/30/2001
VICKERS | 6600 N 72nd St | Omaha | NE | 68122-1703 | Douglas | NE18810 | Scrapped/Junked |  | H3891 | 1969 | CAM INDUSTRIES | ELBL - Electric Boiler | HWSD - Hot Water Dom/Potable | 9/30/1997
Kawasaki Motors | 6600 NW 27th St | Lincoln | NE | 68524-8904 | Lancaster | NE06176 | Scrapped/Junked | 85793 | MC040014799/85793 | 2004 | AOSM | CHWH - ASME/Fired Water Heater | HWSD - Hot Water Dom/Potable | 8/31/2019
Kawasaki Motors | 6600 NW 27th St | Lincoln | NE | 68524-8904 | Lancaster | NE08516 | Inactive | 3887 | W-4343 | 2000 | NEBC | WT - Water Tube Boiler | POWR - Power Generation | 8/31/2012
Kawasaki Motors | 6600 NW 27th St | Lincoln | NE | 68524-8904 | Lancaster | NE08517 | Inactive | 44 | 090262 | 2000 | Superior | ECON - Boiler Economizer | ECON - Boiler Economizer | 8/31/2012
Kawasaki Motors | 6600 NW 27th St | Lincoln | NE | 68524-8904 | Lancaster | NE13888 | Active | 33973 | R2085 | 1980 | Kewanee | FTSM - FTS Marine Dry Back | PROC - Process Steam | 8/31/2026
Kawasaki Motors | 6600 NW 27th St | Lincoln | NE | 68524-8904 | Lancaster | NE16371 | Active | 990 | S750-150-12 | 1990 | Hurst | FTSM - FTS Marine Dry Back | PROC - Process Steam | 8/31/2026
Kawasaki Motors | 6600 NW 27th St | Lincoln | NE | 68524-8904 | Lancaster | NE17302 | Out of Service | 129956 | N312525 | 1991 | SUSSMAN | ELBL - Electric Boiler | STHT - Steam-Heat | 8/31/2015
Kawasaki Motors | 6600 NW 27th St | Lincoln | NE | 68524-8904 | Lancaster | NE19331 | Scrapped/Junked | 40280 |  | 1997 | AO SMITH | CHWH - ASME/Fired Water Heater | HWSD - Hot Water Dom/Potable | 6/30/2005
Kawasaki Motors | 6600 NW 27th St | Lincoln | NE | 68524-8904 | Lancaster | NE21567 | Active | 39232 | 79772 | 1997 | Bryan | WT - Water Tube Boiler | HWHT - Hot Water Heat | 8/31/2026
Kawasaki Motors | 6600 NW 27th St | Lincoln | NE | 68524-8904 | Lancaster | NE37239 | Inactive |  | D-5014 | 1980 | KEWANEE | FTFB - Firetube-Firebox Boiler | HWHT - Hot Water Heat | 6/30/2005
Kawasaki Motors | 6600 NW 27th St | Lincoln | NE | 68524-8904 | Lancaster | NE42333 | Active | 25552 | S750-150-341 | 2022 | Hurst | FTSM - FTS Marine Dry Back | PROC - Process Steam | 8/31/2026
Kawasaki Motors | 6600 NW 27th St | Lincoln | NE | 68524-8904 | Lancaster | NE42334 | Active | 3504 | 0 | 2022 | Super Radiator Coils | ECON - Boiler Economizer | ECON - Boiler Economizer | 8/31/2026
Kawasaki Motors Mfg. (Linde Gas (LG) | 6600 NW 27th St | Lincoln | NE | 68524-8904 | Lancaster | NEW | Exempt | 50261 | VT3000 | 2000 | Taylor-Wharton | UFPV - Unfired Pressure Vessel | STOR - Storage Vessel | 12/15/2023
Kawasaki Motors Mfg. (Linde Gas (LG) | 6600 NW 27th St | Lincoln | NE | 68524-8904 | Lancaster | NEW | Exempt | 6602 | TM 9000 | 1976 | Ucar | UFPV - Unfired Pressure Vessel | STOR - Storage Vessel | 12/15/2023
Kawasaki Motors Mfg. (Linde Gas (LG) | 6600 NW 27th St | Lincoln | NE | 68524-8904 | Lancaster | NEW | Active | 50261 | VT3000 | 2000 | Taylor-Wharton | UFPV - Unfired Pressure Vessel | STOR - Storage Vessel | 1/25/2026
Kawasaki Motors Mfg. (Linde Gas (LG) | 6600 NW 27th St | Lincoln | NE | 68524-8904 | Lancaster | NEW | Active | 6602 | TM9000 | 1976 | Ucar | UFPV - Unfired Pressure Vessel | STOR - Storage Vessel | 1/25/2026
FNBO - 702110H | 6600 S 27th St | Lincoln | NE | 68512-4818 | Lancaster | NE09571 | Active | 59769 | 1103-61600 | 2003 | REIM | ELBL - Electric Boiler | GLYC - Glycol Bldg Heat Sys | 12/31/2026
Cedars Youth Services | 6601 Pioneers Blvd | Lincoln | NE | 68506-5260 | Lancaster | NE17926 | Scrapped/Junked | 17497 | 09F-5404 | 2009 | Les Inc/Aldrich Co | FTVT - Firetube Vertical TB | HWHT - Hot Water Heat | 1/31/2025
Cedars Youth Services | 6601 Pioneers Blvd | Lincoln | NE | 68506-5260 | Lancaster | NE17927 | Scrapped/Junked | 17498 | 09F-5405 | 2009 | Les Inc/Aldrich Co | FTVT - Firetube Vertical TB | HWHT - Hot Water Heat | 1/31/2025
Cedars Youth Services | 6601 Pioneers Blvd | Lincoln | NE | 68506-5260 | Lancaster | NE19678 | Scrapped/Junked |  | 0188403321 | 1988 | RHEEM MANUFACTURING CO | WT - Water Tube Boiler | HWSD - Hot Water Dom/Potable | 6/30/2000
Cedars Youth Services | 6601 Pioneers Blvd | Lincoln | NE | 68506-5260 | Lancaster | NE24400 | Scrapped/Junked | 53976 | 942L9953976 | 1999 | AOSM | COBL - Coil Type Boiler | HWSD - Hot Water Dom/Potable | 1/31/2009
Cedars Youth Services | 6601 Pioneers Blvd | Lincoln | NE | 68506-5260 | Lancaster | NE37673 | Scrapped/Junked |  | 3R8-1X | 1962 | KEWA | FTFB - Firetube-Firebox Boiler | HWHT - Hot Water Heat | 1/31/2010
Cedars Youth Services | 6601 Pioneers Blvd | Lincoln | NE | 68506-5260 | Lancaster | NE37674 | Scrapped/Junked |  | N9971 | 1968 | KEWA | FTFB - Firetube-Firebox Boiler | HWHT - Hot Water Heat | 1/31/2010
Cedars Youth Services | 6601 Pioneers Blvd | Lincoln | NE | 68506-5260 | Lancaster | NE42986 | Active | 597987 | N1.23.37.0073 | 2023 | Laars | FTSS - Firetube Stainless Steel | HWHT - Hot Water Heat | 1/31/2026
Cedars Youth Services | 6601 Pioneers Blvd | Lincoln | NE | 68506-5260 | Lancaster | NE42987 | Active | 597986 | N1.23.37.00073 | 2023 | Laars | FTSS - Firetube Stainless Steel | HWHT - Hot Water Heat | 1/31/2026
Kiess Kraft | 6601 S 118th St | Omaha | NE | 68137-3741 | Douglas | NE43455 | Active | 29093 | 30086 | 2022 | Hoffman | ELBL - Electric Boiler | PROC - Process Steam | 8/31/2025
BLUE LAKE MANOR | 6605 N 64th Plz | Omaha | NE | 68152-2219 | Douglas | NE21663 | Exempt 1999 LB-66 |  | 1096G05409 | 1996 | RUUD | AHWH - ANSI/Fired Water Htr | HWSD - Hot Water Dom/Potable | 7/31/2000
BLUE LAKE MANOR | 6605 N 64th Plz | Omaha | NE | 68152-2219 | Douglas | NE21664 | Exempt 1999 LB-66 |  | 1087403649 | 1989 | RHEEM MANUFACTURING CO | AHWH - ANSI/Fired Water Htr | HWSD - Hot Water Dom/Potable | 7/31/2000
BLUE LAKE MANOR | 6605 N 64th Plz | Omaha | NE | 68152-2219 | Douglas | NE21665 | Inactive |  | 1282401768 | 1996 | RUUD | AHWH - ANSI/Fired Water Htr | HWSD - Hot Water Dom/Potable | 7/31/1999
Club Car Wash | 6607 N 72nd St | Omaha | NE | 68122-1704 | Douglas | NE41254 | Active | 507215 | 926657-fF391205C | 2021 | Semeta | WT - Water Tube Boiler | HWSD - Hot Water Dom/Potable | 2/28/2026
D & S Tire Sales | 661 S Lincoln St | West Point | NE | 68788-2313 | Cuming | NE18409 | Scrapped/Junked | 46865 | 11664 | 1995 | Kewannee | FTSM - FTS Marine Dry Back | PROC - Process Steam | 7/31/2013
D & S Tire Sales | 661 S Lincoln St | West Point | NE | 68788-2313 | Cuming | NE19864 | Active | 57952 | 98561 | 2011 | Bryan Steam, LLC | WT - Water Tube Boiler | PROC - Process Steam | 7/31/2026
D & S Tire Sales | 661 S Lincoln St | West Point | NE | 68788-2313 | Cuming | NE23645 | Active | 17371 | 17371 | 2012 | Superior Boiler Works | FTWB - FTS Marine Wet Back | PROC - Process Steam | 7/31/2026
IMMANUEL MEDICAL CENTER | 6611 N 72nd St | Omaha | NE | 68122-1704 | Douglas | NE37746 | Inactive |  | 00D8084375 | 1980 | STATE INDUSTRIES | ELWH - Electric Water Heater | HWSD - Hot Water Dom/Potable | 5/31/1998
First Christian Church #DNE8220 | 6630 Dodge St | Omaha | NE | 68132-2742 | Douglas | NE04857 | Out of Service | n/a | M172 | 1962 | Kewanee | FTFB - Firetube-Firebox Boiler | HWHT - Hot Water Heat | 1/31/2023
First Christian Church #DNE8220 | 6630 Dodge St | Omaha | NE | 68132-2742 | Douglas | NE04858 | Inactive |  | M169 | 1962 | KEWANEE | FTFB - Firetube-Firebox Boiler | HWHT - Hot Water Heat | 7/31/2007
First Christian Church #DNE8220 | 6630 Dodge St | Omaha | NE | 68132-2742 | Douglas | NE04859 | Out of Service | n/a | M170 | 1962 | Kewanee | FTFB - Firetube-Firebox Boiler | HWHT - Hot Water Heat | 1/31/2023
First Christian Church #DNE8220 | 6630 Dodge St | Omaha | NE | 68132-2742 | Douglas | NE23173 | Exempt 1999 LB-66 |  | MJ96-0581442962 | 1996 | AO SMITH | AHWH - ANSI/Fired Water Htr | HWSD - Hot Water Dom/Potable | 7/31/1999
First Christian Church #DNE8220 | 6630 Dodge St | Omaha | NE | 68132-2742 | Douglas | NE41947 | Active | 19413 | 21-HE179352921 | 2021 | Riello | WT - Water Tube Boiler | HWHT - Hot Water Heat | 2/28/2025
First Christian Church #DNE8220 | 6630 Dodge St | Omaha | NE | 68132-2742 | Douglas | NE41948 | Active | 19417 | 21-HE17939292 | 2021 | Riello | WT - Water Tube Boiler | HWHT - Hot Water Heat | 2/28/2025
First Christian Church #DNE8220 | 6630 Dodge St | Omaha | NE | 68132-2742 | Douglas | NE41949 | Active | 19378 | 21-HE1179002821 | 2021 | Riello | WT - Water Tube Boiler | HWHT - Hot Water Heat | 2/28/2025
First Christian Church #DNE8220 | 6630 Dodge St | Omaha | NE | 68132-2742 | Douglas | NE41950 | Active | 19380 | 21-HE1779022821 | 2021 | Riello | WT - Water Tube Boiler | HWHT - Hot Water Heat | 2/28/2025
WINTERGREEN PARK APTS | 6636 N 51st St | Omaha | NE | 68152-2376 | Douglas | NE16467 | Inactive |  | 37333R | 1974 | RUDD | AHWH - ANSI/Fired Water Htr | HWSD - Hot Water Dom/Potable | 9/30/2002
Country Kitchen | 664 Chase Blvd | Sidney | NE | 69162-2582 | Cheyenne | NE00908 | Scrapped/Junked | 59806 |  | 1995 | Loch |  |  | 9/30/2008
Country Kitchen | 664 Chase Blvd | Sidney | NE | 69162-2582 | Cheyenne | NE00909 | Scrapped/Junked | 59956 |  | 1995 | Loch |  |  | 9/30/2008
Country Inn | 664 Chase Blvd | Sidney | NE | 69162-2582 | Cheyenne | NE13336 | Scrapped/Junked | 7875 | 06W044 | 2006 | PENT | CPFT - Horiz Cpr Fin Boiler | IPHT - Indoor Pool Heater | 4/30/2014
Country Inn | 664 Chase Blvd | Sidney | NE | 69162-2582 | Cheyenne | NE13337 | Scrapped/Junked | 8749 | 07W034 | 2007 | PENT | CPFT - Horiz Cpr Fin Boiler | IPHT - Indoor Pool Heater | 4/30/2013
Country Inn | 664 Chase Blvd | Sidney | NE | 69162-2582 | Cheyenne | NE22885 | Scrapped/Junked | 15301 | 12W033 | 2012 | PENTAIR | CPPH - Ansi Cpr Fin Pool Heater | IPHT - Indoor Pool Heater | 4/30/2020
Country Inn | 664 Chase Blvd | Sidney | NE | 69162-2582 | Cheyenne | NE24165 | Exempt | 17005 | 13w0082 | 2013 | PENTAIR | CPPH - Ansi Cpr Fin Pool Heater | IPHT - Indoor Pool Heater | 4/30/2013
Country Inn | 664 Chase Blvd | Sidney | NE | 69162-2582 | Cheyenne | NE40433 | Exempt 1999 LB-66 |  | D96378647 | 1996 | STATE INDUSTRIES | AHWH - ANSI/Fired Water Htr | HWSD - Hot Water Dom/Potable | 3/31/2000
Country Inn | 664 Chase Blvd | Sidney | NE | 69162-2582 | Cheyenne | NE40434 | Exempt 1999 LB-66 |  | D96378648 | 1996 | STATE INDUSTRIES | AHWH - ANSI/Fired Water Htr | HWSD - Hot Water Dom/Potable | 3/31/2000
Country Inn | 664 Chase Blvd | Sidney | NE | 69162-2582 | Cheyenne | NE40435 | Exempt 1999 LB-66 |  | D96378645 | 1996 | STATE INDUSTRIES | AHWH - ANSI/Fired Water Htr | HWSD - Hot Water Dom/Potable | 3/31/2000
Holiday Inn | 664-671 Chase Blvd | Sidney | NE | 69162-2582 | Cheyenne | NE40456 | Scrapped/Junked |  | 1 | 1995 | State Ind. | FT - Firetube Boiler | HWDP - Hotwater Heat & Dom Supply | 9/30/2007
Scott Crossing Complex | 6640 Pine St | Omaha | NE | 68106-2963 | Douglas | NE27476 | Active | 67847 | 119291A | 2015 | PVI Industries | FTUT - Firetube U-Tube Vert | HWSD - Hot Water Dom/Potable | 3/31/2026
Scott Crossing Complex | 6640 Pine St | Omaha | NE | 68106-2963 | Douglas | NE27477 | Active | 68837 | 119412A | 2015 | PVI Industries | FTUT - Firetube U-Tube Vert | HWSD - Hot Water Dom/Potable | 3/31/2026
Scott Crossing Complex | 6640 Pine St | Omaha | NE | 68106-2963 | Douglas | NE27478 | Active | 67814 | 119243A | 2015 | PVI Industries | FTUT - Firetube U-Tube Vert | HWSD - Hot Water Dom/Potable | 3/31/2026
Benson West Elementary | 6652 Maple St | Omaha | NE | 68104-3902 | Douglas | NE04854 | Scrapped/Junked | 6254 | n/a | 1989 | ALES | FTVT - Firetube Vertical TB | HWHT - Hot Water Heat | 12/31/2024
Benson West Elementary | 6652 Maple St | Omaha | NE | 68104-3902 | Douglas | NE04855 | Scrapped/Junked | 6288 | n/a | 1989 | ALES | FTVT - Firetube Vertical TB | HWHT - Hot Water Heat | 12/31/2024
Benson West Elementary | 6652 Maple St | Omaha | NE | 68104-3902 | Douglas | NE04856 | Scrapped/Junked | 6285 | n/a | 1989 | ALDR | FTVT - Firetube Vertical TB | HWHT - Hot Water Heat | 12/31/2024
Benson West Elementary | 6652 Maple St | Omaha | NE | 68104-3902 | Douglas | NE05343 | Exempt 1999 LB-66 |  | 0000042533 | 1989 | AO SMITH | AHWH - ANSI/Fired Water Htr | HWSD - Hot Water Dom/Potable | 5/31/2000
Benson West Elementary | 6652 Maple St | Omaha | NE | 68104-3902 | Douglas | NE05344 | Exempt 1999 LB-66 |  | 0000042537 | 1989 | AO SMITH | AHWH - ANSI/Fired Water Htr | HWSD - Hot Water Dom/Potable | 5/31/2000
Benson West Elementary | 6652 Maple St | Omaha | NE | 68104-3902 | Douglas | NE43291 | Active | 21613 | 24F- | 2024 | Aldrich | FTVT - Firetube Vertical TB | HWHT - Hot Water Heat | 12/31/2025
Benson West Elementary | 6652 Maple St | Omaha | NE | 68104-3902 | Douglas | NE43292 | Active | 21616 | 24F-9521 | 2024 | Aldrich | FTVT - Firetube Vertical TB | HWHT - Hot Water Heat | 12/31/2025
Benson West Elementary | 6652 Maple St | Omaha | NE | 68104-3902 | Douglas | NE43293 | Active | 21618 | 24F- 95 | 2024 | Aldrich | FTVT - Firetube Vertical TB | HWHT - Hot Water Heat | 12/31/2025
Army National Guard Hastings | 6700 E J St | Hastings | NE | 68901-8441 | Adams | NE28383 | Active | 158189 | A381910742 | 2019 | RHEEM | FTVT - Firetube Vertical TB | HWSD - Hot Water Dom/Potable | 3/31/2020
Army National Guard Hastings | 6700 E J St | Hastings | NE | 68901-8441 | Adams | NE28384 | Active | 157624 | A351909201 | 2019 | RHEEM | FTVT - Firetube Vertical TB | HWSD - Hot Water Dom/Potable | 3/31/2020
Zone 5 Office Building | 6700 Mercy Rd | Omaha | NE | 68106-2601 | Douglas | NE28096 | Active | 330220 | 18330220 | 2018 | Lochinvar | WT - Water Tube Boiler | HWHT - Hot Water Heat | 10/31/2026
Zone 5 Office Building | 6700 Mercy Rd | Omaha | NE | 68106-2601 | Douglas | NE28097 | Active | 332056 | 18332056 | 2018 | Lochinvar | WT - Water Tube Boiler | HWHT - Hot Water Heat | 10/31/2026
Zone 5 Office Building | 6700 Mercy Rd | Omaha | NE | 68106-2601 | Douglas | NE28098 | Active | 329866 | 18329866 | 2018 | Lochinvar | WT - Water Tube Boiler | HWHT - Hot Water Heat | 10/31/2026
Cracker Barrel #365 | 6700 N 27th St | Lincoln | NE | 68521-8951 | Lancaster | NE07596 | Scrapped/Junked | 82037 | B04206432 | 2003 | AOSM | FTVT - Firetube Vertical TB | HWSD - Hot Water Dom/Potable | 12/31/2021
Cracker Barrel #365 | 6700 N 27th St | Lincoln | NE | 68521-8951 | Lancaster | NE15097 | Scrapped/Junked | 81466 | 9280747000/81466 | 2003 | AOSM | CHWH - ASME/Fired Water Heater | HWSD - Hot Water Dom/Potable | 12/31/2011
Cracker Barrel #365 | 6700 N 27th St | Lincoln | NE | 68521-8951 | Lancaster | NE24253 | Scrapped/Junked | 58714 | M97460639/K97231 | 1997 | STATE INDUSTRIES | CHWH - ASME/Fired Water Heater | HWSD - Hot Water Dom/Potable | 12/31/2006
Cracker Barrel #365 | 6700 N 27th St | Lincoln | NE | 68521-8951 | Lancaster | NE24254 | Scrapped/Junked | 58844 | M97173878/L97100 | 1997 | STATE INDUSTRIES | CHWH - ASME/Fired Water Heater | HWSD - Hot Water Dom/Potable | 12/31/2004
LincOne | 6700 S 70th St | Lincoln | NE | 68516-3603 | Lancaster | NE12379 | Active | 13128 | 03F-1044 | 2003 | ALES | FTVT - Firetube Vertical TB | HWHT - Hot Water Heat | 12/31/2026
City of Lincoln Bess Dodson Walt Library | 6701 S 14th St | Lincoln | NE | 68512-2310 | Lancaster | NE08518 | Scrapped/Junked | 10949 | 00E-8703 | 2000 | Aldrich | FT - Firetube Boiler | HWHT - Hot Water Heat | 9/30/2019
City of Lincoln Bess Dodson Walt Library | 6701 S 14th St | Lincoln | NE | 68512-2310 | Lancaster | NE28525 | Active | 20294 | 19F-8202 | 2019 | Aldrich | FTVT - Firetube Vertical TB | HWSD - Hot Water Dom/Potable | 1/31/2027
Blondo Car Wash | 6705 Blondo St | Omaha | NE | 68104-4632 | Douglas | NE12957 | Inactive | 94463 | 0791114463 | 1991 | Raypak | CPFT - Horiz Cpr Fin Boiler | GLFH - Glycol Floor Heat System | 3/31/2019
Wheeler Elementary School | 6707 S 178th St | Omaha | NE | 68135-3055 | Douglas | NE25514 | Scrapped/Junked | 50586 | LG990853854 | 1999 | A O Smith | CHWH - ASME/Fired Water Heater | HWSD - Hot Water Dom/Potable | 8/31/2023
Wheeler Elementary School | 6707 S 178th St | Omaha | NE | 68135-3055 | Douglas | NE25515 | Active | 160896 | 9907160896 | 1999 | Raypak | CPFH - Copper Fin Water Heater | HWSD - Hot Water Dom/Potable | 8/31/2026
UNO College Of Business | 6708 Pine St | Omaha | NE | 68182-1101 | Douglas | NE19574 | Active | 109532 | 109532 | 2009 | Fulton | ELBL - Electric Boiler | HWHT - Hot Water Heat | 11/30/2025
UNO College Of Business | 6708 Pine St | Omaha | NE | 68182-1101 | Douglas | NE19575 | Active | 109531 | 109531 | 2009 | Fulton | ELBL - Electric Boiler | HWHT - Hot Water Heat | 11/30/2025
UNO College Of Business | 6708 Pine St | Omaha | NE | 68182-1101 | Douglas | NE41082 | Active | 355046 | 20355046 | 2020 | Lochinvar | FTVT - Firetube Vertical TB | HWHT - Hot Water Heat | 11/30/2025
UNO College Of Business | 6708 Pine St | Omaha | NE | 68182-1101 | Douglas | NE41083 | Active | 355375 | 20355375 | 2020 | Lochinvar | FTVT - Firetube Vertical TB | HWHT - Hot Water Heat | 11/30/2025
Black Elk Elementary | 6708 S 161st Ave | Omaha | NE | 68135-5363 | Douglas | NE19406 | Active | 46477 | 98151 | 1994 | Kewanee | FTFB - Firetube-Firebox Boiler | HWHT - Hot Water Heat | 8/31/2026
Black Elk Elementary | 6708 S 161st Ave | Omaha | NE | 68135-5363 | Douglas | NE19407 | Active | 46478 | 98116 | 1994 | Kewanee | FTFB - Firetube-Firebox Boiler | HWHT - Hot Water Heat | 8/31/2026
Black Elk Elementary | 6708 S 161st Ave | Omaha | NE | 68135-5363 | Douglas | NE19408 | Scrapped/Junked | 118890 | na | 1995 | Raypak | CPFH - Copper Fin Water Heater | HWSD - Hot Water Dom/Potable | 8/31/2014
Black Elk Elementary | 6708 S 161st Ave | Omaha | NE | 68135-5363 | Douglas | NE25971 | Active | 259165 | A14H00259165 | 2013 | Lochinvar | CPFT - Horiz Cpr Fin Boiler | HWHT - Hot Water Heat | 8/31/2026
Pinewood Elementary | 6717 N 63rd St | Omaha | NE | 68152-2210 | Douglas | NE29001 | Active | 32593 | 79469-1 | 2020 | Burnham | FTHT - Firetube Horizontal | STHT - Steam-Heat | 12/31/2025
Pinewood Elementary | 6717 N 63rd St | Omaha | NE | 68152-2210 | Douglas | NE29002 | Active | 32593 | 79469-2 | 2020 | Burnham | FTHT - Firetube Horizontal | STHT - Steam-Heat | 12/31/2025
Pinewood Elementary | 6717 N 63rd St | Omaha | NE | 68152-2210 | Douglas | NE31223 | Scrapped/Junked | n/a | P0960 | 1973 | Kewanee | FTSM - FTS Marine Dry Back | STHT - Steam-Heat | 12/31/2019
Pinewood Elementary | 6717 N 63rd St | Omaha | NE | 68152-2210 | Douglas | NE31224 | Scrapped/Junked | n/a | P0875 | 1973 | Kewanee | FTSM - FTS Marine Dry Back | STHT - Steam-Heat | 12/31/2019
Reinhart Foodservice, L.L.C. | 6720 N 9th St | Omaha | NE | 68112-3526 | Douglas | NE12885 | Scrapped/Junked | 26974 | LK940374153 | 1994 | AO SMITH | AHWH - ANSI/Fired Water Htr | HWDP - Hotwater Heat & Dom Supply | 12/31/2024
Humann Elementary School | 6720 Rockwood Ln | Lincoln | NE | 68516-5118 | Lancaster | NE04762 | Scrapped/Junked | 10767 | 10767 | 1989 | Superior Boiler Works | FT - Firetube Boiler | HWHT - Hot Water Heat | 4/30/2017
Humann Elementary School | 6720 Rockwood Ln | Lincoln | NE | 68516-5118 | Lancaster | NE04763 | Scrapped/Junked | 10768 | 10768 | 1989 | Superior Boiler Works | FT - Firetube Boiler | HWHT - Hot Water Heat | 4/30/2017
Humann Elementary School | 6720 Rockwood Ln | Lincoln | NE | 68516-5118 | Lancaster | NE05841 | Scrapped/Junked | 7315 | 5138 | 1997 | VULCAN-HART | FT - Firetube Boiler | 0021 - Steam Supp Cooker/Kettle | 6/30/2003
Humann Elementary School | 6720 Rockwood Ln | Lincoln | NE | 68516-5118 | Lancaster | NE18101 | Scrapped/Junked | 31982 | SA90-31982-Y3 | 1990 | AO SMITH | CHWH - ASME/Fired Water Heater | HWSD - Hot Water Dom/Potable | 6/30/2003
Burke Plaza | 6721 L St | Lincoln | NE | 68510-2357 | Lancaster | NE07935 | Scrapped/Junked | 70498 | LG021825181110 | 2002 | AOSM | CHWH - ASME/Fired Water Heater | HWSD - Hot Water Dom/Potable | 5/31/2010
Burke Plaza | 6721 L St | Lincoln | NE | 68510-2357 | Lancaster | NE07936 | Scrapped/Junked | 61354 | ME010004837110 | 2001 | AOSM | CHWH - ASME/Fired Water Heater | HWSD - Hot Water Dom/Potable | 5/31/2010
Burke Plaza | 6721 L St | Lincoln | NE | 68510-2357 | Lancaster | NE14681 | Active | 2455 | 070908990 | 2009 | CAMUS HYDRONICS LIMITED | SSCH - SS Coil Water Heater | HWSD - Hot Water Dom/Potable | 11/30/2025
Burke Plaza | 6721 L St | Lincoln | NE | 68510-2357 | Lancaster | NE14682 | Active | 2454 | 070908972 | 2009 | CAMUS HYDRONICS LIMITED | SSCH - SS Coil Water Heater | HWSD - Hot Water Dom/Potable | 11/30/2025
Burke Plaza | 6721 L St | Lincoln | NE | 68510-2357 | Lancaster | NE16358 | Scrapped/Junked | 29913 | P-8203 | 1977 | Kewanee | FTFB - Firetube-Firebox Boiler | HWHT - Hot Water Heat | 6/30/2012
Burke Plaza | 6721 L St | Lincoln | NE | 68510-2357 | Lancaster | NE16359 | Scrapped/Junked | 29924 | P-8199 | 1977 | Kewanee | FTFB - Firetube-Firebox Boiler | HWHT - Hot Water Heat | 6/30/2012
Burke Plaza | 6721 L St | Lincoln | NE | 68510-2357 | Lancaster | NE16361 | Scrapped/Junked |  | 1087401237 | 1989 | RUUD | CHWH - ASME/Fired Water Heater | HWSD - Hot Water Dom/Potable | 5/31/2003
Burke Plaza | 6721 L St | Lincoln | NE | 68510-2357 | Lancaster | NE20793 | Active | 18407 | 11F-6315 | 2011 | Aldrich | FTVT - Firetube Vertical TB | HWHT - Hot Water Heat | 11/30/2025
Burke Plaza | 6721 L St | Lincoln | NE | 68510-2357 | Lancaster | NE20794 | Scrapped/Junked | 18409 | 11F-6317 | 2011 | Aldrich | FTVT - Firetube Vertical TB | HWHT - Hot Water Heat | 11/30/2017
Burke Plaza | 6721 L St | Lincoln | NE | 68510-2357 | Lancaster | NE20795 | Active | 18422 | 11F-6330 | 2011 | Aldrich | FTVT - Firetube Vertical TB | HWHT - Hot Water Heat | 11/30/2025
Burke Plaza | 6721 L St | Lincoln | NE | 68510-2357 | Lancaster | NE26947 | Active | 19864 | 17F-7772 | 2017 | Aldrich | FTVT - Firetube Vertical TB | HWHT - Hot Water Heat | 11/30/2025
Burke Plaza | 6721 L St | Lincoln | NE | 68510-2357 | Lancaster | NE40123 | Scrapped/Junked | 44396 | 0737670 | 1998 | AO SMITH | CHWH - ASME/Fired Water Heater | HWSD - Hot Water Dom/Potable | 8/31/2003
Living Faith Nazarene Church-BMIC#465463 | 6724 S 83rd Ave | Ralston | NE | 68127-4228 | Douglas | NE26579 | Active | 145556 | PG.60.13.2795 | 2014 | Lochinvar | FTVT - Firetube Vertical TB | HWHT - Hot Water Heat | 10/31/2025
Chili's Grill & Bar | 6730 S 27th St | Lincoln | NE | 68512-4820 | Lancaster | NE01760 | Scrapped/Junked | 64582 | 79582 | 2004 | BRDW | CHWH - ASME/Fired Water Heater | HWSD - Hot Water Dom/Potable | 3/31/2010
Chili's Grill & Bar | 6730 S 27th St | Lincoln | NE | 68512-4820 | Lancaster | NE17061 | Scrapped/Junked | 82440 | 97440 | 2008 | Bradford White | CHWH - ASME/Fired Water Heater | HWSD - Hot Water Dom/Potable | 3/31/2016
Chili's Grill & Bar | 6730 S 27th St | Lincoln | NE | 68512-4820 | Lancaster | NE40365 | Scrapped/Junked | 45997 | LH980759863970 | 1998 | AO SMITH | CHWH - ASME/Fired Water Heater | HWSD - Hot Water Dom/Potable | 3/31/2005
Total Custom Cabinetry | 6733 N 56th St | Omaha | NE | 68152-2308 | Douglas | NE00615 | Active | 164278 | 9911164278 | 1999 | Raypak | WT - Water Tube Boiler | HWFG - Hotwater Heat Floor-Glycl | 2/28/2026
Hilton Garden Inn Omaha | 6737 Frances St | Omaha | NE | 68106-2251 | Douglas | NE27682 | Active | 313184 | 1739107681613 | 2017 | Lochinvar | CPFH - Copper Fin Water Heater | HWSD - Hot Water Dom/Potable | 7/31/2026
Hilton Garden Inn Omaha | 6737 Frances St | Omaha | NE | 68106-2251 | Douglas | NE27683 | Active | 313183 | 1739107681612 | 2017 | Lochinvar | CPFH - Copper Fin Water Heater | HWSD - Hot Water Dom/Potable | 7/31/2026
Wietfeld Grinding | 675 19th Rd | West Point | NE | 68788-4510 | Cuming | NE24247 | Active | N/A | 64143912 | 1999 | Burnham | CI - Cast Iron | HWFG - Hotwater Heat Floor-Glycl | 1/31/2027
Pacific Life Building | 6750 Mercy Rd | Omaha | NE | 68106 | Douglas | NE26115 | Active | 271631 | K14271631 | 2014 | Lochinvar | COND - Condenser | HWHT - Hot Water Heat | 10/31/2026
Pacific Life Building | 6750 Mercy Rd | Omaha | NE | 68106 | Douglas | NE26116 | Scrapped/Junked | 271633 | K14271633 | 2014 | Lochinvar | COND - Condenser | HWHT - Hot Water Heat | 10/31/2018
Pacific Life Building | 6750 Mercy Rd | Omaha | NE | 68106 | Douglas | NE28577 | Active | 322477 | 18322477 | 2018 | Lochinvar | WT - Water Tube Boiler | HWHT - Hot Water Heat | 10/31/2026
Beacon Hills | 6750 Mercy Rd Ste 6 | Omaha | NE | 68106-2602 | Douglas | NE26610 | Active | 65451 | 15WHTX.1130.359 | 2015 | PVI Industries | COND - Condenser | HWDP - Hotwater Heat & Dom Supply | 10/31/2025
CHI - MOB2 | 6751 N 72nd St | Omaha | NE | 68122-1746 | Douglas | NE10538 | Active | 12507 | 56627 | 2001 | Triad | FTVT - Firetube Vertical TB | HWHT - Hot Water Heat | 11/30/2026
IMMANUEL MEDICAL CENTER | 6751 N 72nd St | Omaha | NE | 68122-1746 | Douglas | NE15268 | Scrapped/Junked | 13103 |  | 1989 | LOCHINVAR | WT - Water Tube Boiler | HWHT - Hot Water Heat | 11/30/2001
IMMANUEL MEDICAL CENTER | 6751 N 72nd St | Omaha | NE | 68122-1746 | Douglas | NE18987 | Exempt 1999 LB-66 |  | 0000404397 | 1983 | RUUD | AHWH - ANSI/Fired Water Htr | HWSD - Hot Water Dom/Potable | 5/31/1999
IMMANUEL MEDICAL CENTER | 6751 N 72nd St | Omaha | NE | 68122-1746 | Douglas | NE18988 | Exempt 1999 LB-66 |  |  | 1983 | RUUD | AHWH - ANSI/Fired Water Htr | HWSD - Hot Water Dom/Potable | 5/31/1999
Marian Sisters | 6765 N 112th St | Waverly | NE | 68462-9762 | Lancaster | NE16115 | Active | n/a | M1493 | 1973 | Kewanee | FTFB - Firetube-Firebox Boiler | HWHT - Hot Water Heat | 8/31/2026
Marian Sisters | 6765 N 112th St | Waverly | NE | 68462-9762 | Lancaster | NE19324 | Inactive | 29665 |  | 1995 | AO SMITH | CHWH - ASME/Fired Water Heater | HWSD - Hot Water Dom/Potable | 8/31/2001
Cooper Branch YMCA | 6767 S 14th St | Lincoln | NE | 68512-2310 | Lancaster | NE09673 | Active | 11304 | 01E-9138 | 2001 | Aldrich | FTVT - Firetube Vertical TB | HWHT - Hot Water Heat | 6/30/2026
Cooper Branch YMCA | 6767 S 14th St | Lincoln | NE | 68512-2310 | Lancaster | NE09674 | Active | 11303 | 01E-9136 | 2001 | Aldrich | FTVT - Firetube Vertical TB | HWHT - Hot Water Heat | 6/30/2026
Cooper Branch YMCA | 6767 S 14th St | Lincoln | NE | 68512-2310 | Lancaster | NE42347 | Active | 541112 | 2204541112 | 2022 | Raypak | CPPH - Ansi Cpr Fin Pool Heater | OPHT - Outdoor Pool Heater | 6/30/2026
RETREAD PLANT | 67810 L ST | OMAHA | NE | 68144 | Douglas | NE11860 | Inactive | 1433 |  | 1977 | INDUSTRIAL BOILER CO | FT - Firetube Boiler | PROC - Process Steam | 9/30/1988
J C PENNEY #2651 | 68 Gateway Mall | Lincoln | NE | 68505-2433 | Lancaster | NE14683 | Active | 121087 | 121087 | 2007 | AO SMITH | CHWH - ASME/Fired Water Heater | HWSD - Hot Water Dom/Potable | 9/30/2027
J C PENNEY #2651 | 68 Gateway Mall | Lincoln | NE | 68505-2433 | Lancaster | NE18555 | Scrapped/Junked | 389958 | LM94-0389958 | 1994 | AOSM | CHWH - ASME/Fired Water Heater | HWSD - Hot Water Dom/Potable | 1/31/2010
J C PENNEY #2651 | 68 Gateway Mall | Lincoln | NE | 68505-2433 | Lancaster | NE18556 | Scrapped/Junked | 389960 | LM94-0389960 | 1994 | AO SMITH | CHWH - ASME/Fired Water Heater | HWSD - Hot Water Dom/Potable | 11/30/2004
AKSARBEN | 6800 MERCY RD | OMAHA | NE | 68106-2627 | Douglas | NE05178 | Inactive | 42150 |  | 1989 | KEWANEE | FT - Firetube Boiler | STHT - Steam-Heat | 9/30/2002
AKSARBEN | 6800 MERCY RD | OMAHA | NE | 68106-2627 | Douglas | NE05561 | Inactive |  | 000000093160752 | 1993 | STATE INDUSTRIES | AHWH - ANSI/Fired Water Htr | HWSD - Hot Water Dom/Potable | 9/30/1999
AKSARBEN | 6800 MERCY RD | OMAHA | NE | 68106-2627 | Douglas | NE14246 | Scrapped/Junked | 14034 |  | 1981 | STEAMASTER | ELBL - Electric Boiler | PROC - Process Steam | 9/30/1997
AKSARBEN | 6800 MERCY RD | OMAHA | NE | 68106-2627 | Douglas | NE34124 | Inactive | 605 | 169-75127 | 1969 | RUDD | CHWH - ASME/Fired Water Heater | HWSD - Hot Water Dom/Potable | 9/30/2002
AKSARBEN | 6800 MERCY RD | OMAHA | NE | 68106-2627 | Douglas | NE34125 | Inactive | 616 | 169-75138 | 1969 | RUDD | CHWH - ASME/Fired Water Heater | HWSD - Hot Water Dom/Potable | 9/30/2002
AKSARBEN | 6800 MERCY RD | OMAHA | NE | 68106-2627 | Douglas | NE34158 | Inactive |  | 642353 | 1965 | BRYANT |  | HWSD - Hot Water Dom/Potable | 9/30/1991
AKSARBEN | 6800 MERCY RD | OMAHA | NE | 68106-2627 | Douglas | NE34159 | Inactive | 20813 |  | 1985 | BRYAN STEAM LLC | WT - Water Tube Boiler | HWHT - Hot Water Heat | 9/30/2000
AKSARBEN | 6800 MERCY RD | OMAHA | NE | 68106-2627 | Douglas | NE34160 | Inactive | 40811 |  | 1988 | KEWANEE | FT - Firetube Boiler | HWHT - Hot Water Heat | 9/30/2000
AKSARBEN | 6800 MERCY RD | OMAHA | NE | 68106-2627 | Douglas | NE34161 | Inactive |  | 82920 | 1981 | AO SMITH | CHWH - ASME/Fired Water Heater | HWSD - Hot Water Dom/Potable | 9/30/2002
AKSARBEN | 6800 MERCY RD | OMAHA | NE | 68106-2627 | Douglas | NE34162 | Inactive | 608 | 169-75130 | 1969 | RUDD | CHWH - ASME/Fired Water Heater | HWSD - Hot Water Dom/Potable | 9/30/2002
AKSARBEN | 6800 MERCY RD | OMAHA | NE | 68106-2627 | Douglas | NE34167 | Inactive |  | 3891 | 1960 | KEWANEE | FT - Firetube Boiler | STHT - Steam-Heat | 9/30/2002
Morley Elementary School | 6800 Monterey Dr | Lincoln | NE | 68506-2334 | Lancaster | NE05444 | Exempt 1999 LB-66 |  | 000000000442826 | 1995 | AO SMITH | AHWH - ANSI/Fired Water Htr | HWSD - Hot Water Dom/Potable | 6/30/2000
Morley Elementary School | 6800 Monterey Dr | Lincoln | NE | 68506-2334 | Lancaster | NE16370 | Scrapped/Junked |  | 0881404069 | 1982 | RHEEM MANUFACTURING CO | AHWH - ANSI/Fired Water Htr | HWSD - Hot Water Dom/Potable | 2/28/2005
Morley Elementary School | 6800 Monterey Dr | Lincoln | NE | 68506-2334 | Lancaster | NE18646 | Active | 17830 | 10F-5738 | 2010 | Les Inc/Aldrich Co | FTVT - Firetube Vertical TB | HWHT - Hot Water Heat | 11/30/2026
Morley Elementary School | 6800 Monterey Dr | Lincoln | NE | 68506-2334 | Lancaster | NE18647 | Scrapped/Junked | 17835 | 10F-5743 | 2010 | Les Inc/Aldrich Co | FTVT - Firetube Vertical TB | GLYC - Glycol Bldg Heat Sys | 2/28/2012
Morley Elementary School | 6800 Monterey Dr | Lincoln | NE | 68506-2334 | Lancaster | NE21092 | Active | 18368 | 11F6276 | 2011 | Les Inc/Aldrich Co | FTVT - Firetube Vertical TB | GLYC - Glycol Bldg Heat Sys | 11/30/2026
Morley Elementary School | 6800 Monterey Dr | Lincoln | NE | 68506-2334 | Lancaster | NE30157 | Scrapped/Junked | N/A | L4992 | 1961 | KEWA | FTFB - Firetube-Firebox Boiler | HWHT - Hot Water Heat | 2/28/2010
Morley Elementary School | 6800 Monterey Dr | Lincoln | NE | 68506-2334 | Lancaster | NE30158 | Scrapped/Junked | N/A | L4998 | 1961 | KEWA | FTFB - Firetube-Firebox Boiler | HWHT - Hot Water Heat | 2/28/2010
Cosmic Eye Brewery | 6800 P St # 300 | Lincoln | NE | 68505-2463 | Lancaster | NE27856 | Out of Service | 18805 | 33033 | 2018 | Rite Eng | WT - Water Tube Boiler | PROC - Process Steam | 8/31/2024
bldg demolished | 6800 S 27th St | Lincoln | NE | 68512-4822 | Lancaster | NE06073 | Scrapped/Junked | 63800 | 78800/AA4175565 | 2004 | BRDW | CHWH - ASME/Fired Water Heater | HWSD - Hot Water Dom/Potable | 3/31/2009
bldg demolished | 6800 S 27th St | Lincoln | NE | 68512-4822 | Lancaster | NE06074 | Exempt | 11564 | CGAM00A128 | 2000 | MVE/CHART IND | UTNK - Unfired Vertical Tank | 0041 - CO2 Dispensing | 3/31/2007
bldg demolished | 6800 S 27th St | Lincoln | NE | 68512-4822 | Lancaster | NE15358 | Scrapped/Junked | 84793 | 099793 | 2008 | BRADFORD-WHITE | CHWH - ASME/Fired Water Heater | HWSD - Hot Water Dom/Potable | 9/30/2015
bldg demolished | 6800 S 27th St | Lincoln | NE | 68512-4822 | Lancaster | NE24393 | Scrapped/Junked | 109877 | A001256 | 2000 | LOCHINVAR | CPFT - Horiz Cpr Fin Boiler | HWSD - Hot Water Dom/Potable | 3/31/2005
Immanuel Terrace | 6801 N 67th Plz | Omaha | NE | 68152-2173 | Douglas | NE12143 | Scrapped/Junked | 92992 | 109792992 | 1997 | PVI INDUSTRIES | CHWH - ASME/Fired Water Heater | HWSD - Hot Water Dom/Potable | 11/30/2007
Immanuel Terrace | 6801 N 67th Plz | Omaha | NE | 68152-2173 | Douglas | NE16917 | Scrapped/Junked | 45969 | SK9245969-Y3 | 1992 | AOSM | CHWH - ASME/Fired Water Heater | HWSD - Hot Water Dom/Potable | 11/30/2013
Immanuel Terrace | 6801 N 67th Plz | Omaha | NE | 68152-2173 | Douglas | NE16918 | Scrapped/Junked | 99214 | 9203099214 | 1992 | Raypak | CPFT - Horiz Cpr Fin Boiler | HWHT - Hot Water Heat | 11/30/2013
Immanuel Terrace | 6801 N 67th Plz | Omaha | NE | 68152-2173 | Douglas | NE16919 | Scrapped/Junked | 3219 | EL1857 | 1993 | Cleaver Brooks | ELBL - Electric Boiler | HWHT - Hot Water Heat | 11/30/2012
CHI Immanuel Health Ctr. | 6801 Newport Ave | Omaha | NE | 68152-2152 | Douglas | NE42642 | Active | 405024 | 23.PGT550.432.00082 | 2023 | Lochinvar | FTVT - Firetube Vertical TB | HWHT - Hot Water Heat | 4/30/2025
CHI Immanuel Health Ctr. | 6801 Newport Ave | Omaha | NE | 68152-2152 | Douglas | NE42643 | Active | 406668 | 23.PGT550.432.00122 | 2023 | Lochinvar | FTVT - Firetube Vertical TB | HWHT - Hot Water Heat | 4/30/2025
Union Bank and Trust | 6801 O St | Lincoln | NE | 68510-2422 | Lancaster | NE15759 | Scrapped/Junked | n/a | PEB 1054 | 1990 | Peerless | ELBL - Electric Boiler | HWHT - Hot Water Heat | 1/31/2014
Union Bank and Trust | 6801 O St | Lincoln | NE | 68510-2422 | Lancaster | NE24557 | Active | 276829 | J13H10276829 | 2013 | Lochinvar | WTSS - Watertube SS Steel | HWHT - Hot Water Heat | 1/31/2026
Union Bank and Trust | 6801 S 27th St | Lincoln | NE | 68512-4823 | Lancaster | NE24540 | Active | 268030 | J13H10268030 | 2013 | Giannoni France | WTSS - Watertube SS Steel | HWHT - Hot Water Heat | 4/30/2026
Union Bank and Trust | 6801 S 27th St | Lincoln | NE | 68512-4823 | Lancaster | NE24541 | Active | 268033 | J13H10268033 | 2013 | Lochinvar | WTSS - Watertube SS Steel | HWHT - Hot Water Heat | 4/30/2026
Union Bank and Trust | 6801 S 27th St | Lincoln | NE | 68512-4823 | Lancaster | NE40967 | Scrapped/Junked | 28241 | 243 | 1997 | WEBEN JARCO | COBL - Coil Type Boiler | HWHT - Hot Water Heat | 4/30/2014
Union Bank and Trust | 6801 S 27th St | Lincoln | NE | 68512-4823 | Lancaster | NE40968 | Scrapped/Junked | 28240 | 242 | 1997 | WEBEN JARCO | COBL - Coil Type Boiler | HWHT - Hot Water Heat | 4/30/2014
Immanuel Village | 6803 N 68th Plz | Omaha | NE | 68152-2184 | Douglas | NE01665 | Scrapped/Junked | 101213 | URNG0604G02540 | 2004 | RHEEM | CHWH - ASME/Fired Water Heater | HWSD - Hot Water Dom/Potable | 11/30/2017
Immanuel Village | 6803 N 68th Plz | Omaha | NE | 68152-2184 | Douglas | NE07260 | Scrapped/Junked | 75142 | CM8606977 | 2006 | Bradford White | CHWH - ASME/Fired Water Heater | HWSD - Hot Water Dom/Potable | 11/30/2019
Immanuel Village | 6803 N 68th Plz | Omaha | NE | 68152-2184 | Douglas | NE16848 | Scrapped/Junked | 43335 | RN0985403917 | 1985 | RHEEM MANUFACTURING CO | CHWH - ASME/Fired Water Heater | HWSD - Hot Water Dom/Potable | 11/30/2005
Immanuel Village | 6803 N 68th Plz | Omaha | NE | 68152-2184 | Douglas | NE16851 | Scrapped/Junked | 57735 |  | 1991 | Rheem Manufacturing Co | CHWH - ASME/Fired Water Heater | HWSD - Hot Water Dom/Potable | 5/31/1999
Immanuel Village | 6803 N 68th Plz | Omaha | NE | 68152-2184 | Douglas | NE16852 | Scrapped/Junked |  | 81-172 | 1981 | Purex Triton | WT - Water Tube Boiler | HWHT - Hot Water Heat | 11/30/2001
Immanuel Village | 6803 N 68th Plz | Omaha | NE | 68152-2184 | Douglas | NE23405 | Exempt 1999 LB-66 |  |  | 1997 | PVI INDUSTRIES | AHWH - ANSI/Fired Water Htr | HWSD - Hot Water Dom/Potable | 5/31/1999
Immanuel Village | 6803 N 68th Plz | Omaha | NE | 68152-2184 | Douglas | NE25609 | Scrapped/Junked | 80800 | G1198G02635 | 1998 | RHEEM MANUFACTURING CO | CHWH - ASME/Fired Water Heater | HWSD - Hot Water Dom/Potable | 11/30/2006
Immanuel Village | 6803 N 68th Plz | Omaha | NE | 68152-2184 | Douglas | NE27171 | Scrapped/Junked | 227262 | 1712105419082 | 2017 | AO SMITH | CHWH - ASME/Fired Water Heater | HWSD - Hot Water Dom/Potable | 11/30/2022
Immanuel Village | 6803 N 68th Plz | Omaha | NE | 68152-2184 | Douglas | NE28534 | Active | 256340 | 0 | 2019 | AO SMITH | AHWH - ANSI/Fired Water Htr | HWSD - Hot Water Dom/Potable | 11/30/2026
Immanuel Village | 6803 N 68th Plz | Omaha | NE | 68152-2184 | Douglas | NE43525 | Active | 329126 | 329126 | 2024 | AO SMITH | CHWH - ASME/Fired Water Heater | HWSD - Hot Water Dom/Potable | 11/30/2026
Demolished Vacant Lot | 6809 N 68th Plz | Omaha | NE | 68152-2117 | Douglas | NE41231 | Scrapped/Junked | 275164 | 204612896856 | 2020 | AO SMITH | WT - Water Tube Boiler | HWDP - Hotwater Heat & Dom Supply | 12/31/2022
Demolished Vacant Lot | 6809 N 68th Plz | Omaha | NE | 68152-2117 | Douglas | NE41232 | Scrapped/Junked | 276967 | 2053122521571 | 2020 | AO SMITH | WT - Water Tube Boiler | HWDP - Hotwater Heat & Dom Supply | 12/31/2022
Demolished Vacant Lot | 6809 N 68th Plz | Omaha | NE | 68152-2117 | Douglas | NE41233 | Scrapped/Junked | 275143 | 204612896868 | 2020 | AO SMITH | WT - Water Tube Boiler | HWDP - Hotwater Heat & Dom Supply | 12/31/2022
CALVIN OLSON | 681 Dale St | Ashland | NE | 68003-2129 | SAUNDERS | NE17203 | Exempt | 21336 | F912334 | 1991 | LOCHINVAR | CPFT - Horiz Cpr Fin Boiler | HWSD - Hot Water Dom/Potable | 6/30/2001
KEDDS ENTRP INC/DAVINCI'S | 681 N 132nd St | Omaha | NE | 68154-4031 | Douglas | NE22967 | Inactive | 29033 |  | 1995 | AO SMITH | CHWH - ASME/Fired Water Heater | HWSD - Hot Water Dom/Potable | 3/31/1999
HOOTERS RESTAURANT | 6811 O St | Lincoln | NE | 68510-2422 | LANCASTER | NE40769 | Exempt 1999 LB-66 |  | MH95-0453881-930 | 1995 | AO SMITH | AHWH - ANSI/Fired Water Htr | HWSD - Hot Water Dom/Potable | 1/1/1900
Union Bank and Trust | 6811 S 27th St | Lincoln | NE | 68512-4823 | Lancaster | NE09779 | Scrapped/Junked | 11548 | 01E-9426 | 2001 | ALES | FTVT - Firetube Vertical TB | HWHT - Hot Water Heat | 4/30/2024
Union Bank and Trust | 6811 S 27th St | Lincoln | NE | 68512-4823 | Lancaster | NE09780 | Scrapped/Junked | 11547 | 01E-9425 | 2001 | ALES | FTVT - Firetube Vertical TB | HWHT - Hot Water Heat | 4/30/2024
Union Bank and Trust | 6811 S 27th St | Lincoln | NE | 68512-4823 | Lancaster | NE43118 | Active | 324321 | C24324321 | 2024 | Laars | FTHT - Firetube Horizontal | HWHT - Hot Water Heat | 4/30/2026
Union Bank and Trust | 6811 S 27th St | Lincoln | NE | 68512-4823 | Lancaster | NE43119 | Active | 324200 | C24324200 | 2024 | Laars | FTHT - Firetube Horizontal | HWHT - Hot Water Heat | 4/30/2026
GRISANTI'S | 6820 O St | Lincoln | NE | 68510-2405 | LANCASTER | NE40770 | Scrapped/Junked | 27371 | LL94-0386908-920 | 1994 | AO SMITH | CHWH - ASME/Fired Water Heater | HWSD - Hot Water Dom/Potable | 8/31/2000
GRISANTI'S | 6820 O St | Lincoln | NE | 68510-2405 | LANCASTER | NE40771 | Scrapped/Junked | 27377 | LL94-0386910-920 | 1994 | AO SMITH | CHWH - ASME/Fired Water Heater | HWSD - Hot Water Dom/Potable | 8/31/2000
Glenn Valley Foods | 6824 J St | Omaha | NE | 68117-1016 | Douglas | NE01438 | Inactive | 23276 | 33276 | 2000 | ELEC | ELBL - Electric Boiler | STHT - Steam-Heat | 10/31/2020
Glenn Valley Foods | 6824 J St | Omaha | NE | 68117-1016 | Douglas | NE12956 | Scrapped/Junked |  | G-1061-W-5 | 1978 | PEERLESS HEATER COMPANY |  | HWHT - Hot Water Heat | 6/30/1999
Glenn Valley Foods | 6824 J St | Omaha | NE | 68117-1016 | Douglas | NE28022 | Active | 1877933 | 1611102720261 | 2011 | Giannoni France | COND - Condenser | GLFH - Glycol Floor Heat System | 3/31/2026
Scott Data | 6825 Pine St | Omaha | NE | 68106-2857 | Douglas | NE02412 | Active | 13484 | 04F-1399 | 2004 | Aldrich Co./L.E.S. Inc. | FTVT - Firetube Vertical TB | HWHT - Hot Water Heat | 11/30/2026
Scott Data | 6825 Pine St | Omaha | NE | 68106-2857 | Douglas | NE02413 | Active | 13485 | 04F-1400 | 2004 | Aldrich Co./L.E.S. Inc. | FTVT - Firetube Vertical TB | HWHT - Hot Water Heat | 11/30/2026
Scott Data | 6825 Pine St | Omaha | NE | 68106-2857 | Douglas | NE08633 | Scrapped/Junked | 11347 | 01E-9198 | 2001 | Les Inc/Aldrich Co | FTVT - Firetube Vertical TB | HWHT - Hot Water Heat | 3/31/2012
Scott Data | 6825 Pine St | Omaha | NE | 68106-2857 | Douglas | NE08634 | Active | 11346 | 01E-9197 | 2001 | Aldrich Co./L.E.S. Inc. | FTVT - Firetube Vertical TB | HWHT - Hot Water Heat | 11/30/2026
Scott Data | 6825 Pine St | Omaha | NE | 68106-2857 | Douglas | NE24699 | Active | 18345 | 11F-6253 | 2011 | Aldrich Co./L.E.S. Inc. | FTVT - Firetube Vertical TB | HWHT - Hot Water Heat | 11/30/2026
Kay Dee Company | 6827 L St | Omaha | NE | 68117-1024 | Douglas | NE18076 | Active | 410 | 5301873859 | 1987 | Eshland | FT - Firetube Boiler | HWHT - Hot Water Heat | 1/31/2026
Kay Dee Company | 6827 L St | Omaha | NE | 68117-1024 | Douglas | NE18338 | Active | 409 | N/A | 1987 | Eshland | FT - Firetube Boiler | HWHT - Hot Water Heat | 1/31/2026
CHI - MOB1 | 6829 N 72nd St | Omaha | NE | 68122-1723 | Douglas | NE16964 | Active | 2873 | BT04364 | 1993 | CLEA | WT - Water Tube Boiler | HWHT - Hot Water Heat | 11/30/2026
CHI - MOB1 | 6829 N 72nd St | Omaha | NE | 68122-1723 | Douglas | NE16965 | Active | 2875 | BT-4365 | 1993 | CLEA | WT - Water Tube Boiler | HWHT - Hot Water Heat | 11/30/2026
Immanuel Heritage Center | 6833 N 68th Plz | Omaha | NE | 68152-2117 | Douglas | NE01443 | Scrapped/Junked | 33963 | G-00-337 | 2000 | Aerco International | FTCH - Firetube Coil Htxchn | HWHT - Hot Water Heat | 11/30/2018
Immanuel Heritage Center | 6833 N 68th Plz | Omaha | NE | 68152-2117 | Douglas | NE01444 | Scrapped/Junked | 33958 | G-00-336 | 2000 | Aerco International | FTCH - Firetube Coil Htxchn | HWHT - Hot Water Heat | 11/30/2018
Immanuel Heritage Center | 6833 N 68th Plz | Omaha | NE | 68152-2117 | Douglas | NE01445 | Scrapped/Junked | 33964 | G-00-0335 | 2000 | Aerco International | CHWH - ASME/Fired Water Heater | HWSD - Hot Water Dom/Potable | 11/30/2018
Alegent Health-Residential Treatment Center | 6845 N 68th Plz | Omaha | NE | 68152-2117 | Douglas | NE12611 | Scrapped/Junked | 123828 | 0208123828 | 2008 | Pvi | CHWH - ASME/Fired Water Heater | HWDP - Hotwater Heat & Dom Supply | 6/30/2017
Farnam Company Inc | 6847 N 16th St | Omaha | NE | 68112-3455 | Douglas | NE07029 | Inactive | 67 | 2006.02-000015 | 2006 | NORITZ AMERICAN CORP | COWH - Coil Type Water Heater | HWSD - Hot Water Dom/Potable | 8/31/2008
Farnam Company Inc | 6847 N 16th St | Omaha | NE | 68112-3455 | Douglas | NE07030 | Inactive | 64 | 2006.02.000026 | 2006 | NORI | COWH - Coil Type Water Heater | HWSD - Hot Water Dom/Potable | 8/31/2008
Farnam Company Inc | 6847 N 16th St | Omaha | NE | 68112-3455 | Douglas | NE21818 | Scrapped/Junked | 26817 | A95839929889 | 1995 | AO SMITH | CHWH - ASME/Fired Water Heater | HWSD - Hot Water Dom/Potable | 8/31/2005
Farnam Company Inc | 6847 N 16th St | Omaha | NE | 68112-3455 | Douglas | NE21819 | Scrapped/Junked | 26818 | LA95039929489 | 1995 | AO SMITH | CHWH - ASME/Fired Water Heater | HWSD - Hot Water Dom/Potable | 8/31/2005
Farnam Company Inc | 6847 N 16th St | Omaha | NE | 68112-3455 | Douglas | NE21820 | Inactive | 20500 |  | 1994 | BURNHAM COMM/INDUST | FT - Firetube Boiler | STHT - Steam-Heat | 8/31/2008
JAMES SKINNER BAKING CO | 6848 F St | Omaha | NE | 68117-1011 | Douglas | NE14958 | Inactive | 41523 | 95181 | 1988 | KEWANEE | FTWB - FTS Marine Wet Back | 0031 - Hightemp Water Supply | 12/31/2004
JAMES SKINNER BAKING CO | 6848 F St | Omaha | NE | 68117-1011 | Douglas | NE14959 | Inactive | 5155 |  | 1989 | INDUSTRIAL | FT - Firetube Boiler | PROC - Process Steam | 9/30/2003
JAMES SKINNER BAKING CO | 6848 F St | Omaha | NE | 68117-1011 | Douglas | NE15344 | Inactive | 42736 | 10464` | 1990 | KEWANEE | FTWB - FTS Marine Wet Back | 0031 - Hightemp Water Supply | 12/31/2004
JAMES SKINNER BAKING CO | 6848 F St | Omaha | NE | 68117-1011 | Douglas | NE15349 | Scrapped/Junked | 3435 |  | 1984 | INDUSTRIAL | FT - Firetube Boiler | STHT - Steam-Heat | 8/30/2002
JAMES SKINNER BAKING CO | 6848 F St | Omaha | NE | 68117-1011 | Douglas | NE23234 | Inactive | 44594 |  | 1998 | AO SMITH | CHWH - ASME/Fired Water Heater | HWSD - Hot Water Dom/Potable | 12/31/2004
JAMES SKINNER BAKING CO | 6848 F St | Omaha | NE | 68117-1011 | Douglas | NE42399 | Active | 306109 | 306109 | 2023 | A O Smith | CHWH - ASME/Fired Water Heater | HWSD - Hot Water Dom/Potable | 8/31/2026
JAMES SKINNER BAKING CO | 6848 F St | Omaha | NE | 68117-1011 | Douglas | NE42400 | Active | 306110 | 306110 | 2023 | A O Smith | CHWH - ASME/Fired Water Heater | HWSD - Hot Water Dom/Potable | 8/31/2026
JAMES SKINNER BAKING CO | 6848 F St | Omaha | NE | 68117-1011 | Douglas | NE42754 | Inactive | 2243 | 5887 | 2024 | Powermaster | FTVT - Firetube Vertical TB | PROC - Process Steam | 12/31/2025
JAMES SKINNER BAKING CO | 6848 F St | Omaha | NE | 68117-1011 | Douglas | NE42768 | Inactive | 585818 | 032496403 | 2023 | Rbi | WT - Water Tube Boiler | HWSD - Hot Water Dom/Potable | 12/31/2025
JAMES SKINNER BAKING CO | 6848 F St | Omaha | NE | 68117-1011 | Douglas | NE42769 | Inactive | 582954 | 032496402 | 2023 | Rbi | WT - Water Tube Boiler | HWSD - Hot Water Dom/Potable | 12/31/2025
Tornado Car Wash | 6850 S 70th St | Lincoln | NE | 68516-3605 | Lancaster | NE02569 | Scrapped/Junked | 209137 | 0306209137 | 2003 | Raypak | CPFT - Horiz Cpr Fin Boiler | GLFH - Glycol Floor Heat System | 12/31/2020
Tornado Car Wash | 6850 S 70th St | Lincoln | NE | 68516-3605 | Lancaster | NE12138 | Active | 207551 | 0304207551 | 2003 | Raypak | CPFH - Copper Fin Water Heater | HWSP - Hot Water Non Potable Supply | 12/31/2026
Tornado Car Wash | 6850 S 70th St | Lincoln | NE | 68516-3605 | Lancaster | NE29046 | Active | 508712 | 2006508712 | 2006 | Raypak | CPFT - Horiz Cpr Fin Boiler | GLFH - Glycol Floor Heat System | 12/31/2026
Mandan Park Nature Center | 6851 Gifford Park Drive | Omaha | NE | 68107 | Douglas | NE43711 | Active | 302741 | 21.PG45.93.3229 | 2021 | AIC GDYNIA | FTVT - Firetube Vertical TB | HWHT - Hot Water Heat | 9/30/2026
Fiserv | 6855 Pacific St | Omaha | NE | 68106-1052 | Douglas | NE14461 | Active | 9521 | 97-6786 | 1997 | Aldrich | FT - Firetube Boiler | HWHT - Hot Water Heat | 9/30/2026
Fiserv | 6855 Pacific St | Omaha | NE | 68106-1052 | Douglas | NE14462 | Active | 9532 | 97-6797 | 1997 | Aldrich | FT - Firetube Boiler | HWHT - Hot Water Heat | 9/30/2026
Fiserv | 6855 Pacific St | Omaha | NE | 68106-1052 | Douglas | NE14463 | Active | 9520 | 97-6785 | 1997 | Aldrich | FT - Firetube Boiler | HWHT - Hot Water Heat | 9/30/2026
Fiserv | 6855 Pacific St | Omaha | NE | 68106-1052 | Douglas | NE14464 | Active | 9533 | 97-6798 | 1997 | Aldrich | FT - Firetube Boiler | HWHT - Hot Water Heat | 9/30/2025
Fiserv | 6855 Pacific St | Omaha | NE | 68106-1052 | Douglas | NE14478 | Active | 9524 | 97-6789 | 1997 | Aldrich | FT - Firetube Boiler | HWHT - Hot Water Heat | 9/30/2026
Fiserv | 6855 Pacific St | Omaha | NE | 68106-1052 | Douglas | NE14479 | Active | 9531 | 97E-6796 | 1997 | Aldrich | FT - Firetube Boiler | HWHT - Hot Water Heat | 9/30/2026
Fiserv | 6855 Pacific St | Omaha | NE | 68106-1052 | Douglas | NE14480 | Active | 9535 | 97-6800 | 1997 | Aldrich | FT - Firetube Boiler | HWHT - Hot Water Heat | 9/30/2026
Fiserv | 6855 Pacific St | Omaha | NE | 68106-1052 | Douglas | NE14481 | Active | 9518 | 97-6783 | 1997 | Aldrich | FT - Firetube Boiler | HWHT - Hot Water Heat | 9/30/2026
Fiserv | 6855 Pacific St | Omaha | NE | 68106-1052 | Douglas | NE19465 | Scrapped/Junked | 111302 | PV763PI | 2010 | Fulton | FT - Firetube Boiler | HWHT - Hot Water Heat | 9/30/2014
Fiserv | 6855 Pacific St | Omaha | NE | 68106-1052 | Douglas | NE19466 | Scrapped/Junked | 111321 | PV769P1 | 2010 | Fulton | FT - Firetube Boiler | HWHT - Hot Water Heat | 9/30/2014
Fiserv | 6855 Pacific St | Omaha | NE | 68106-1052 | Douglas | NE19467 | Scrapped/Junked | 111310 | unk | 2010 | Fulton | FT - Firetube Boiler | HWHT - Hot Water Heat | 9/30/2014
Fiserv | 6855 Pacific St | Omaha | NE | 68106-1052 | Douglas | NE25082 | Scrapped/Junked | 4428 | 720-PY | 2000 | Fulton | FT - Firetube Boiler | GLYC - Glycol Bldg Heat Sys | 9/30/2014
Fiserv | 6855 Pacific St | Omaha | NE | 68106-1052 | Douglas | NE25083 | Scrapped/Junked | 4422 | 691-PY | 2000 | Fulton | FT - Firetube Boiler | GLYC - Glycol Bldg Heat Sys | 9/30/2014
Fiserv | 6855 Pacific St | Omaha | NE | 68106-1052 | Douglas | NE25091 | Out of Service | 4432 | 723-PY | 2000 | Fulton | FT - Firetube Boiler | GLYC - Glycol Bldg Heat Sys | 9/30/2012
Fiserv | 6855 Pacific St | Omaha | NE | 68106-1052 | Douglas | NE25092 | Out of Service | 4424 | 692-PY | 2000 | Fulton | FT - Firetube Boiler | GLYC - Glycol Bldg Heat Sys | 9/30/2012
Fiserv | 6855 Pacific St | Omaha | NE | 68106-1052 | Douglas | NE25093 | Scrapped/Junked | 4431 | 722-PY | 2000 | Fulton | FT - Firetube Boiler | GLYC - Glycol Bldg Heat Sys | 9/30/2014
Fiserv | 6855 Pacific St | Omaha | NE | 68106-1052 | Douglas | NE25094 | Scrapped/Junked | 4434 | 663-PY | 2000 | Fulton | FT - Firetube Boiler | GLYC - Glycol Bldg Heat Sys | 9/30/2010
Fiserv | 6855 Pacific St | Omaha | NE | 68106-1052 | Douglas | NE25095 | Scrapped/Junked | 4426 | 693-PY | 2000 | Fulton | FT - Firetube Boiler | GLYC - Glycol Bldg Heat Sys | 9/30/2014
Fiserv | 6855 Pacific St | Omaha | NE | 68106-1052 | Douglas | NE25096 | Scrapped/Junked | 4420 | 690-PY | 2000 | Fulton | FT - Firetube Boiler | GLYC - Glycol Bldg Heat Sys | 9/30/2010
Fiserv | 6855 Pacific St | Omaha | NE | 68106-1052 | Douglas | NE25097 | Scrapped/Junked | 4419 | 664-PY | 2000 | Fulton | FT - Firetube Boiler | GLYC - Glycol Bldg Heat Sys | 9/30/2010
Fiserv | 6855 Pacific St | Omaha | NE | 68106-1052 | Douglas | NE25098 | Scrapped/Junked | 4430 | 721-PY | 2000 | Fulton | FT - Firetube Boiler | GLYC - Glycol Bldg Heat Sys | 9/30/2014
First Data Corporation | 6855 Pacific St | Omaha | NE | 68106-1052 | Douglas | NE14476 | Exempt 1999 LB-66 |  | 97-0672836.970 | 1998 | AO SMITH | AHWH - ANSI/Fired Water Htr | HWSD - Hot Water Dom/Potable | 9/30/1999
First Data Corporation | 6855 Pacific St | Omaha | NE | 68106-1052 | Douglas | NE14477 | Exempt 1999 LB-66 |  | MA970618049964 | 1997 | A. O. Smith |  |  | 1/1/1900
CITY OF OMAHA | 6880 O St | Omaha | NE | 68183-0001 | Douglas | NE37458 | Inactive |  | 3411 | 1984 | DAY & NIGHT | AHWH - ANSI/Fired Water Htr | HWSD - Hot Water Dom/Potable | 10/31/1995
Nebraska Orthopedic Center | 6900 A St | Lincoln | NE | 68510-4120 | Lancaster | NE01537 | Scrapped/Junked | 13493 | 22286 | 1998 | Steris Corp | ELBL - Electric Boiler | 0020 - Supp to Sterlizer/Autoclave | 4/30/2025
Nebraska Orthopedic Center | 6900 A St | Lincoln | NE | 68510-4120 | Lancaster | NE12248 | Scrapped/Junked | 61102 | 61102 | 2007 | SUSSMAN | ELBL - Electric Boiler | STER - Sterilizer | 4/30/2020
Nebraska Orthopedic Center | 6900 A St | Lincoln | NE | 68510-4120 | Lancaster | NE20460 | Active | 8712 | 96E-5650 | 1996 | Les Inc/Aldrich Co | FTVT - Firetube Vertical TB | HWHT - Hot Water Heat | 4/30/2026
Nebraska Orthopedic Center | 6900 A St | Lincoln | NE | 68510-4120 | Lancaster | NE20461 | Active | 8713 | 96E-5651 | 1996 | Les Inc/Aldrich Co | FTVT - Firetube Vertical TB | HWHT - Hot Water Heat | 4/30/2026
Nebraska Orthopedic Center | 6900 A St | Lincoln | NE | 68510-4120 | Lancaster | NE25495 | Active | 6767 | 46767 | 2015 | Steris Corp | ELBL - Electric Boiler | STER - Sterilizer | 4/30/2026
Nebraska Orthopedic Center | 6900 A St | Lincoln | NE | 68510-4120 | Lancaster | NE27933 | Active | 20282 | 0918137 | 2018 | Steris Corporation | ELBL - Electric Boiler | PROC - Process Steam | 4/30/2026
Nebraska Orthopedic Center | 6900 A St | Lincoln | NE | 68510-4120 | Lancaster | NE29053 | Active | 25552 | 1020173 | 2020 | Steris Corp | ELBL - Electric Boiler | STER - Sterilizer | 4/30/2026
Omaha Country Club | 6900 Country Club Rd | Omaha | NE | 68152-2027 | Douglas | NE03400 | Active | n/a | 68152 | 1968 | Kewanee | FT - Firetube Boiler | STHT - Steam-Heat | 2/28/2026
Omaha Country Club | 6900 Country Club Rd | Omaha | NE | 68152-2027 | Douglas | NE03401 | Active | n/a | O1066 | 1968 | Kewanee | FTFB - Firetube-Firebox Boiler | STHT - Steam-Heat | 2/28/2026
Omaha Country Club | 6900 Country Club Rd | Omaha | NE | 68152-2027 | Douglas | NE07823 | Scrapped/Junked | 94008 | 94008 | 2000 | WELBILT | FT - Firetube Boiler | 0021 - Steam Supp Cooker/Kettle | 2/28/2003
Omaha Country Club | 6900 Country Club Rd | Omaha | NE | 68152-2027 | Douglas | NE07933 | Scrapped/Junked | 100691 | 100691 | 2002 | CLVR | FT - Firetube Boiler | 0021 - Steam Supp Cooker/Kettle | 2/29/2008
Omaha Country Club | 6900 Country Club Rd | Omaha | NE | 68152-2027 | Douglas | NE09324 | Scrapped/Junked | 167541 | C06167541 | 2006 | Teledyne Laars | CPFT - Horiz Cpr Fin Boiler | IPHT - Indoor Pool Heater | 6/30/2025
Omaha Country Club | 6900 Country Club Rd | Omaha | NE | 68152-2027 | Douglas | NE09325 | Inactive | 110941 | 110941 | 2007 | CLEV | FT - Firetube Boiler | 0021 - Steam Supp Cooker/Kettle | 2/28/2012
Omaha Country Club | 6900 Country Club Rd | Omaha | NE | 68152-2027 | Douglas | NE17852 | Scrapped/Junked | 119435 | 8992772 | 1989 | TELEDYNE LAARS | CPFT - Horiz Cpr Fin Boiler | IPHT - Indoor Pool Heater | 2/28/2007
Omaha Country Club | 6900 Country Club Rd | Omaha | NE | 68152-2027 | Douglas | NE21969 | Exempt 1999 LB-66 |  | MC90-0162811880 | 1990 | AO SMITH | AHWH - ANSI/Fired Water Htr | HWSD - Hot Water Dom/Potable | 2/29/2000
Omaha Country Club | 6900 Country Club Rd | Omaha | NE | 68152-2027 | Douglas | NE24736 | Scrapped/Junked | 88319 |  | 1998 | WELBILT | FT - Firetube Boiler | STHT - Steam-Heat | 2/28/2001
Omaha Country Club | 6900 Country Club Rd | Omaha | NE | 68152-2027 | Douglas | NE29258 | Active | 150649 | F013186 | 2020 | PVI Industries | WT - Water Tube Boiler | HWSD - Hot Water Dom/Potable | 2/28/2026
Omaha Country Club | 6900 Country Club Rd | Omaha | NE | 68152-2027 | Douglas | NE29259 | Active | 150610 | F013149 | 2020 | PVI Industries | WT - Water Tube Boiler | HWSD - Hot Water Dom/Potable | 2/28/2026
Matterhorn LLC Bldg | 6900 L St | Lincoln | NE | 68510-2411 | Lancaster | NE25924 | Active | 277377 | 13H10277377 | 2013 | Lochinvar | WTSS - Watertube SS Steel | HWHT - Hot Water Heat | 8/31/2026
Matterhorn LLC Bldg | 6900 L St | Lincoln | NE | 68510-2411 | Lancaster | NE25925 | Active | 262039 | E13H10262039 | 2013 | Lochinvar | WTSS - Watertube SS Steel | HWHT - Hot Water Heat | 8/31/2026
Consolidated Communications | 6900 Van Dorn St | Lincoln | NE | 68506-2882 | Lancaster | NE06941 | Scrapped/Junked | 219907 | E03CL0137 | 2003 | WTRP | CPFT - Horiz Cpr Fin Boiler | HWHT - Hot Water Heat | 12/31/2018
Consolidated Communications | 6900 Van Dorn St | Lincoln | NE | 68506-2882 | Lancaster | NE27937 | Active | 289633 | 1802108795405 | 2017 | Lochinvar | FTVT - Firetube Vertical TB | HWHT - Hot Water Heat | 1/31/2026
Lewis & Clark Middle | 6901 Burt St | Omaha | NE | 68132-2643 | Douglas | NE31121 | Scrapped/Junked | n/a | 337943-3 | 1959 | TITUSVILLE | FTFB - Firetube-Firebox Boiler | STHT - Steam-Heat | 12/31/2021
Lewis & Clark Middle | 6901 Burt St | Omaha | NE | 68132-2643 | Douglas | NE31122 | Scrapped/Junked | n/a | 337943-4 | 1959 | TITUSVILLE | FTFB - Firetube-Firebox Boiler | STHT - Steam-Heat | 12/31/2021
Lewis & Clark Middle | 6901 Burt St | Omaha | NE | 68132-2643 | Douglas | NE31123 | Scrapped/Junked | n/a | 337786 | 1958 | TITV | FTFB - Firetube-Firebox Boiler | STHT - Steam-Heat | 12/31/2021
Lewis & Clark Middle | 6901 Burt St | Omaha | NE | 68132-2643 | Douglas | NE41726 | Active | 20712 | F8620 | 2021 | Aldrich | FT - Firetube Boiler | STHT - Steam-Heat | 12/31/2025
Lewis & Clark Middle | 6901 Burt St | Omaha | NE | 68132-2643 | Douglas | NE41727 | Active | 20707 | F8615 | 2021 | Aldrich | FT - Firetube Boiler | STHT - Steam-Heat | 12/31/2025
Lewis & Clark Middle | 6901 Burt St | Omaha | NE | 68132-2643 | Douglas | NE41728 | Active | 280608 | 2114123820935 | 2021 | AO SMITH | CHWH - ASME/Fired Water Heater | HWSD - Hot Water Dom/Potable | 12/31/2025
Lewis & Clark Middle | 6901 Burt St | Omaha | NE | 68132-2643 | Douglas | NE41729 | Active | 280609 | 2114123820936 | 2021 | AO SMITH | CHWH - ASME/Fired Water Heater | HWSD - Hot Water Dom/Potable | 12/31/2025
CHI-Immanuel Medical Center | 6901 N 72nd St | Omaha | NE | 68122-1709 | Douglas | NE03355 | Active | 4869 | 15352-1 | 1972 | KEEL | WT - Water Tube Boiler | BSUP - Bldg Heat & Process | 5/31/2026
CHI-Immanuel Medical Center | 6901 N 72nd St | Omaha | NE | 68122-1709 | Douglas | NE03356 | Out of Service | 4870 | 15352-2 | 1972 | KEEL | WT - Water Tube Boiler | BSUP - Bldg Heat & Process | 9/30/2023
CHI-Immanuel Medical Center | 6901 N 72nd St | Omaha | NE | 68122-1709 | Douglas | NE17794 | Scrapped/Junked | 109809 | PV734HH | 2010 | Fulton | ELBL - Electric Boiler | PROC - Process Steam | 8/31/2014
CHI-Immanuel Medical Center | 6901 N 72nd St | Omaha | NE | 68122-1709 | Douglas | NE24842 | Inactive | 5829 | 34306 | 2008 | Steris Corp | ELBL - Electric Boiler | PROC - Process Steam | 8/31/2018
CHI-Immanuel Medical Center | 6901 N 72nd St | Omaha | NE | 68122-1709 | Douglas | NE42897 | Active | 1278 | 20095 | 2024 | Victory | FTHT - Firetube Horizontal | STHT - Steam-Heat | 5/31/2026
CHI-Immanuel Medical Center | 6901 N 72nd St | Omaha | NE | 68122-1709 | Douglas | NE42898 | Active | 1283 | 20095 E | 2024 | Victory | ECON - Boiler Economizer | ECON - Boiler Economizer | 5/31/2026
IMMANUEL HOSPICE HOUSE | 6901 N 72nd St | Omaha | NE | 68122-1709 | Douglas | NE11906 | Exempt 1999 LB-66 |  | 00D8084373 | 1980 | STATE INDUSTRIES | ELWH - Electric Water Heater | HWSD - Hot Water Dom/Potable | 5/31/1999
IMMANUEL HOSPICE HOUSE | 6901 N 72nd St | Omaha | NE | 68122-1709 | Douglas | NE37747 | Exempt 1999 LB-66 |  | 00D8084374 | 1980 | STATE INDUSTRIES | ELWH - Electric Water Heater | HWSD - Hot Water Dom/Potable | 5/31/1999
CHI Immanuel Hospital | 6901 N 72nd St | Omaha | NE | 68122-1709 | Douglas | NE21222 | Inactive | 88547 |  | 1996 | PVI INDUSTRIES | CHWH - ASME/Fired Water Heater | HWSD - Hot Water Dom/Potable | 5/31/1998
Four Seasons Car Wash | 6902 Maple St | Omaha | NE | 68104-3839 | Douglas | NE12856 | Scrapped/Junked | n/a | 85-1989-0991 | 1991 | Peerless | CI - Cast Iron | HWHT - Hot Water Heat | 10/31/2019
Four Seasons Car Wash | 6902 Maple St | Omaha | NE | 68104-3839 | Douglas | NE21748 | Scrapped/Junked | 6583 | 21708 | 1974 | Pvi | CHWH - ASME/Fired Water Heater | HWSP - Hot Water Non Potable Supply | 2/28/2012
Four Seasons Car Wash | 6902 Maple St | Omaha | NE | 68104-3839 | Douglas | NE22215 | Active | 321683 | 1103321683 | 2011 | Raypak | CPFT - Horiz Cpr Fin Boiler | HWDP - Hotwater Heat & Dom Supply | 10/31/2025
Four Seasons Car Wash | 6902 Maple St | Omaha | NE | 68104-3839 | Douglas | NE28981 | Active | n/a | 5137195-201810 | 2018 | Peerless | CI - Cast Iron | GLFH - Glycol Floor Heat System | 10/31/2025
UNMC Monroe Meyer Institute | 6902 Pine St | Omaha | NE | 68106-2855 | Douglas | NE26615 | Active | n/a | 071422975 | 2014 | Hydro therm | CI - Cast Iron | HWHT - Hot Water Heat | 10/31/2026
UNMC Monroe Meyer Institute | 6902 Pine St | Omaha | NE | 68106-2855 | Douglas | NE26616 | Active | n/a | 071423013 | 2014 | Hydro therm | CI - Cast Iron | HWHT - Hot Water Heat | 10/31/2026
UNMC Monroe Meyer Institute | 6902 Pine St | Omaha | NE | 68106-2855 | Douglas | NE26617 | Active | n/a | 071423011 | 2014 | Hydro therm | CI - Cast Iron | HWHT - Hot Water Heat | 10/31/2026
UNMC Monroe Meyer Institute | 6902 Pine St | Omaha | NE | 68106-2855 | Douglas | NE26618 | Active | n/a | 071423012 | 2014 | Hydro therm | CI - Cast Iron | HWHT - Hot Water Heat | 10/31/2026
UNMC Monroe Meyer Institute | 6902 Pine St | Omaha | NE | 68106-2855 | Douglas | NE26619 | Active | n/a | 0714233014 | 2014 | Hydro therm | CI - Cast Iron | HWHT - Hot Water Heat | 10/31/2026
UNMC Monroe Meyer Institute | 6902 Pine St | Omaha | NE | 68106-2855 | Douglas | NE29074 | Active | 484299 | D1.19.4700528 | 2019 | Lochinvar | WTSS - Watertube SS Steel | HWSD - Hot Water Dom/Potable | 10/31/2026
UNMC Monroe Meyer Institute | 6902 Pine St | Omaha | NE | 68106-2855 | Douglas | NE29075 | Active | 23535 | 19604894 | 2019 | PENTAIR | WT - Water Tube Boiler | IPHT - Indoor Pool Heater | 10/31/2026
UNMC Monroe Meyer Institute | 6902 Pine St | Omaha | NE | 68106-2855 | Douglas | NE29076 | Active | 24196 | 19605555 | 2019 | PENTAIR | WT - Water Tube Boiler | IPHT - Indoor Pool Heater | 10/31/2026
UNMC Monroe Meyer Institute | 6902 Pine St | Omaha | NE | 68106-2855 | Douglas | NE42070 | Active | 23432 | 19604791 | 2019 | PENTAIR | WT - Water Tube Boiler | IPHT - Indoor Pool Heater | 10/31/2026
UNMC Monroe Meyer Institute | 6902 Pine St | Omaha | NE | 68106-2855 | Douglas | NE42071 | Active | 24195 | 19605554 | 2019 | PENTAIR | WT - Water Tube Boiler | IPHT - Indoor Pool Heater | 10/31/2026
St Pius X Parish | 6905 Blondo St | Omaha | NE | 68104-4636 | Douglas | NE07040 | Scrapped/Junked | 71644 | LH02-1905471-110 | 2002 | AOSC | CHWH - ASME/Fired Water Heater | HWSD - Hot Water Dom/Potable | 1/31/2017
St Pius X Parish | 6905 Blondo St | Omaha | NE | 68104-4636 | Douglas | NE16148 | Scrapped/Junked | n/a | 211A-53210490 | 1990 | Peerless | CI - Cast Iron | HWHT - Hot Water Heat | 1/31/2023
St Pius X Parish | 6905 Blondo St | Omaha | NE | 68104-4636 | Douglas | NE16149 | Scrapped/Junked | n/a | 211A-53220490 | 1990 | Peerless | CI - Cast Iron | HWHT - Hot Water Heat | 1/31/2022
St Pius X Parish | 6905 Blondo St | Omaha | NE | 68104-4636 | Douglas | NE16150 | Scrapped/Junked | 54469 | 43541 | 1990 | Cleveland | FT - Firetube Boiler | 0021 - Steam Supp Cooker/Kettle | 1/31/2024
St Pius X Parish | 6905 Blondo St | Omaha | NE | 68104-4636 | Douglas | NE22214 | Active | 204295 | G11204295 | 2011 | Laars | WT - Water Tube Boiler | HWHT - Hot Water Heat | 1/31/2027
St Pius X Parish | 6905 Blondo St | Omaha | NE | 68104-4636 | Douglas | NE29017 | Active | 220091 | 1633M001393 | 2016 | Lochinvar | CHWH - ASME/Fired Water Heater | HWDP - Hotwater Heat & Dom Supply | 1/31/2027
St Pius X Parish | 6905 Blondo St | Omaha | NE | 68104-4636 | Douglas | NE32034 | Scrapped/Junked | n/a | 1BN-J3 | 1963 | American Radiator | CI - Cast Iron | HWHT - Hot Water Heat | 1/31/2023
St Pius X Parish | 6905 Blondo St | Omaha | NE | 68104-4636 | Douglas | NE37552 | Scrapped/Junked | 47580 |  | 1987 | RHEEM MANUFACTURING CO | CHWH - ASME/Fired Water Heater | HWSD - Hot Water Dom/Potable | 7/31/2004
St Pius X Parish | 6905 Blondo St | Omaha | NE | 68104-4636 | Douglas | NE41961 | Active | 538985 | N1.21.41.00153 | 2021 | Lochinvar | WT - Water Tube Boiler | HWHT - Hot Water Heat | 1/31/2027
St Pius X Parish | 6905 Blondo St | Omaha | NE | 68104-4636 | Douglas | NE41962 | Active | 536889 | N1.21.38.00008 | 2021 | Lochinvar | WT - Water Tube Boiler | HWHT - Hot Water Heat | 1/31/2027
St Pius X Parish | 6905 Blondo St | Omaha | NE | 68104-4636 | Douglas | NE41963 | Active | 538987 | N1.21.41.00155 | 2021 | Lochinvar | WT - Water Tube Boiler | HWHT - Hot Water Heat | 1/31/2027
Spellman Child Development Center | 6908 Mercy Rd | Omaha | NE | 68106-2637 | Douglas | NE25120 | Scrapped/Junked | 168582 | A99J40045 | 1999 | Teledyne Laars | CPFT - Horiz Cpr Fin Boiler | HWHT - Hot Water Heat | 1/31/2021
Big John's Carwash | 6911 S 41st Ave | Bellevue | NE | 68147-1019 | Sarpy | NE00720 | Scrapped/Junked | n/a | 81-1494 | 1982 | PEER | CI - Cast Iron | HWHF - Hot Water Heat-Floor | 2/28/2012
Big John's Carwash | 6911 S 41st Ave | Bellevue | NE | 68147-1019 | Sarpy | NE22564 | Active | 199373 | J11-H-10 199373 | 2011 | Lochinvar | CPFT - Horiz Cpr Fin Boiler | GLFH - Glycol Floor Heat System | 8/31/2026
J N International | 6912 N 97Th Cir | Omaha | NE | 68122-1010 | Douglas | NE07348 | Inactive | 28153 |  | 2006 | ELEC | ELBL - Electric Boiler | STER - Sterilizer | 4/30/2009
Omaha Playhouse | 6915 Cass St | Omaha | NE | 68132-2649 | Douglas | NE10673 | Scrapped/Junked | 12593 | 03F-0509 | 2003 | ALES | FTVT - Firetube Vertical TB | HWHT - Hot Water Heat | 9/30/2023
Omaha Playhouse | 6915 Cass St | Omaha | NE | 68132-2649 | Douglas | NE10674 | Scrapped/Junked | 12587 | 03F-0503 | 2003 | ALES | FTVT - Firetube Vertical TB | HWHT - Hot Water Heat | 9/30/2023
Omaha Playhouse | 6915 Cass St | Omaha | NE | 68132-2649 | Douglas | NE10675 | Scrapped/Junked | 12592 | 03F-0508 | 2003 | ALES | FTVT - Firetube Vertical TB | HWHT - Hot Water Heat | 9/30/2023
Omaha Playhouse | 6915 Cass St | Omaha | NE | 68132-2649 | Douglas | NE32932 | Scrapped/Junked |  | K5374 | 1958 | KEWANEE | FTSM - FTS Marine Dry Back | HWHT - Hot Water Heat | 9/30/2003
Omaha Playhouse | 6915 Cass St | Omaha | NE | 68132-2649 | Douglas | NE32933 | Scrapped/Junked |  | R6247 | 1984 | KEWANEE | FTSM - FTS Marine Dry Back | HWHT - Hot Water Heat | 9/30/2003
Omaha Playhouse | 6915 Cass St | Omaha | NE | 68132-2649 | Douglas | NE42791 | Active | 2766 | 23-HE027740623 | 2023 | Riello | WTSS - Watertube SS Steel | HWHT - Hot Water Heat | 8/31/2026
Omaha Playhouse | 6915 Cass St | Omaha | NE | 68132-2649 | Douglas | NE42792 | Active | 6081 | 23-HE060894823 | 2023 | Riello | WTSS - Watertube SS Steel | HWHT - Hot Water Heat | 8/31/2026
Omaha Playhouse | 6915 Cass St | Omaha | NE | 68132-2649 | Douglas | NE42793 | Active | 644 | HE-22006523022 | 2023 | Riello | WTSS - Watertube SS Steel | HWHT - Hot Water Heat | 8/31/2026
Omaha Playhouse | 6915 Cass St | Omaha | NE | 68132-2649 | Douglas | NE42794 | Active | 6069 | 23-HE060774823 | 2023 | Riello | WTSS - Watertube SS Steel | HWHT - Hot Water Heat | 8/31/2026
Omaha Playhouse | 6915 Cass St | Omaha | NE | 68132-2649 | Douglas | NE42795 | Active | 2741 | 23-HE027490623 | 2023 | Riello | WTSS - Watertube SS Steel | HWHT - Hot Water Heat | 8/31/2026
Omaha Playhouse | 6915 Cass St | Omaha | NE | 68132-2649 | Douglas | NE42796 | Active | 2742 | 23-HE027500623 | 2023 | Riello | WTSS - Watertube SS Steel | HWHT - Hot Water Heat | 8/31/2026
Omaha Playhouse | 6915 Cass St | Omaha | NE | 68132-2649 | Douglas | NE42797 | Active | 910 | 22-HE009183122 | 2023 | Riello | WTSS - Watertube SS Steel | HWHT - Hot Water Heat | 8/31/2026
Omaha Playhouse | 6915 Cass St | Omaha | NE | 68132-2649 | Douglas | NE42798 | Active | 979 | 22-HE009873622 | 2023 | Riello | WTSS - Watertube SS Steel | HWHT - Hot Water Heat | 8/31/2026
KITTY CLOVER | 6916 N 97th Cir | Omaha | NE | 68122-3037 | Douglas | NE14265 | Scrapped/Junked |  | 3011 | 1951 | YORK SHIPLEY | FT - Firetube Boiler | STHT - Steam-Heat | 9/30/1991
Legends Patio Grill & Bar Aksarben | 6920 Pacific St Ste 100 | Omaha | NE | 68106-1021 | Douglas | NE27172 | Active | 235815 | 1751108615984 | 2017 | AO SMITH | CHWH - ASME/Fired Water Heater | HWSD - Hot Water Dom/Potable | 3/31/2019
Tornado Wash | 6920 S 108th St | La Vista | NE | 68128-5701 | Sarpy | NE00705 | Active | 127359 | 9511127359 | 1995 | Raypak | CPFT - Horiz Cpr Fin Boiler | HWHF - Hot Water Heat-Floor | 3/31/2026
MWD LLC | 6920 Van Dorn St | Lincoln | NE | 68506-2977 | Lancaster | NE15227 | Scrapped/Junked | 23656 | 64159 | 1987 | BRYA | ELBL - Electric Boiler | HWHT - Hot Water Heat | 11/30/2015
MWD LLC | 6920 Van Dorn St | Lincoln | NE | 68506-2977 | Lancaster | NE26098 | Active | 317044 | B15H10317044 | 2015 | Lochinvar | WTSS - Watertube SS Steel | HWHT - Hot Water Heat | 12/31/2026
FOX RUN APARTMENTS | 6925 Grover St | Omaha | NE | 68106-3510 | Douglas | NE23925 | Exempt 1999 LB-66 |  | 8855 | 1995 | AO SMITH | AHWH - ANSI/Fired Water Htr | HWSD - Hot Water Dom/Potable | 8/31/1999
Harrison Hills Apartments | 6925 S 115th Street Plz | La Vista | NE | 68128-4773 | Sarpy | NE06182 | Scrapped/Junked | 203829 | 0301203829 | 2003 | Raypak | CHWH - ASME/Fired Water Heater | OPHT - Outdoor Pool Heater | 5/31/2019
Harrison Hills Apartments | 6925 S 115th Street Plz | La Vista | NE | 68128-4773 | Sarpy | NE06183 | Scrapped/Junked | 207351 | 0304207351 | 2003 | Raypak | CHWH - ASME/Fired Water Heater | OPHT - Outdoor Pool Heater | 5/31/2020
Harrison Hills Apartments | 6925 S 115th Street Plz | La Vista | NE | 68128-4773 | Sarpy | NE28189 | Active | 481187 | 2019481187 | 2019 | Raypak | CHWH - ASME/Fired Water Heater | OPHT - Outdoor Pool Heater | 5/31/2026
Harrison Hills Apartments | 6925 S 115th Street Plz | La Vista | NE | 68128-4773 | Sarpy | NE41004 | Active | 516559 | 2012516559 | 2021 | Raypak | CPPH - Ansi Cpr Fin Pool Heater | OPHT - Outdoor Pool Heater | 5/31/2026
South Omaha Readiness Center -Armory | 6929 Mercy Rd | Omaha | NE | 68106-2604 | Douglas | NE22863 | Scrapped/Junked | 18746 | 12F-6654 | 2011 | Aldrich | FTVT - Firetube Vertical TB | HWHT - Hot Water Heat | 1/31/2025
South Omaha Readiness Center -Armory | 6929 Mercy Rd | Omaha | NE | 68106-2604 | Douglas | NE22864 | Scrapped/Junked | 18753 | 12F-6661 | 2011 | Aldrich | FTVT - Firetube Vertical TB | HWHT - Hot Water Heat | 1/31/2025
South Omaha Readiness Center -Armory | 6929 Mercy Rd | Omaha | NE | 68106-2604 | Douglas | NE30100 | Scrapped/Junked | 12579 | S#12579 | 1980 | Burnham | FTFB - Firetube-Firebox Boiler | HWHT - Hot Water Heat | 12/31/2012
South Omaha Readiness Center -Armory | 6929 Mercy Rd | Omaha | NE | 68106-2604 | Douglas | NE30101 | Scrapped/Junked | 12580 | S#12580 | 1980 | BURN | FTFB - Firetube-Firebox Boiler | HWHT - Hot Water Heat | 12/31/2012
South Omaha Readiness Center -Armory | 6929 Mercy Rd | Omaha | NE | 68106-2604 | Douglas | NE30693 | Exempt 1999 LB-66 |  | RN0584400072 | 1984 | Rheem Manufacturing Co | AHWH - ANSI/Fired Water Htr | HWSD - Hot Water Dom/Potable | 12/31/1999
Prince Agri Products | 6930 F St | Omaha | NE | 68117-1012 | Douglas | NE32915 | Inactive | L1048 | L1048 | 1959 | Kewanee | FTFB - Firetube-Firebox Boiler | GLYC - Glycol Bldg Heat Sys | 9/30/2023
Prince Agri Products | 6930 F St | Omaha | NE | 68117-1012 | Douglas | NE32916 | Inactive | L1049 | L1049 | 1959 | Kewanee | FTFB - Firetube-Firebox Boiler | HWHT - Hot Water Heat | 9/30/2022
Soapatopia Car Wash | 6930 S 73rd St | Lincoln | NE | 68516-4327 | Lancaster | NE41031 | Active | 344214 | 18.PG120.05.0656 | 2018 | Lochinvar | FTVT - Firetube Vertical TB | GLFH - Glycol Floor Heat System | 5/31/2026
FOX RUN APARTMENTS | 6935 Grover St | Omaha | NE | 68106-3508 | Douglas | NE23924 | Exempt 1999 LB-66 |  | 8855 | 1997 | BRADFORD-WHITE | AHWH - ANSI/Fired Water Htr | HWSD - Hot Water Dom/Potable | 8/31/1999
GRANDMOTHER'S RESTAURANT | 6940 A St | Lincoln | NE | 68510-4112 | LANCASTER | NE19766 | Scrapped/Junked | 32792 |  | 1996 | AO SMITH | CHWH - ASME/Fired Water Heater | HWSD - Hot Water Dom/Potable | 3/31/2000
Cleaver-Brooks | 6940 Cornhusker Hwy | Lincoln | NE | 68507-3115 | Lancaster | NE03745 | Scrapped/Junked | 1800 | 2D1843 | 1978 | NEBC | WT - Water Tube Boiler | PROC - Process Steam | 5/31/2019
Cleaver-Brooks | 6940 Cornhusker Hwy | Lincoln | NE | 68507-3115 | Lancaster | NE28486 | Active | 5941 | 23-5941 | 2023 | SIOUX | COBL - Coil Type Boiler | HWSP - Hot Water Non Potable Supply | 11/30/2025
CB-NEBRASKA BOILER | 6940 Cornhusker Hwy | Lincoln | NE | 68507-3115 | LANCASTER | NE23215 | Inactive |  |  | 1978 | KENTUBE ENG PRODUCTS | ECON - Boiler Economizer | ECON - Boiler Economizer | 5/31/2000
Meridian Park Ofc Bldg | 6940 O St | Lincoln | NE | 68510-2499 | Lancaster | NE23330 | Scrapped/Junked | 61384 | 88809 | 1985 | Cleaver Brooks | WT - Water Tube Boiler | HWHT - Hot Water Heat | 8/31/2016
Meridian Park Ofc Bldg | 6940 O St | Lincoln | NE | 68510-2499 | Lancaster | NE23331 | Scrapped/Junked | 61379 | 88804/4G016822 | 1985 | Cleaver Brooks | WT - Water Tube Boiler | HWHT - Hot Water Heat | 3/31/2019
Meridian Park Ofc Bldg | 6940 O St | Lincoln | NE | 68510-2499 | Lancaster | NE25926 | Scrapped/Junked | 13852 | S22927 | 2012 | Cleaver Brooks | WT - Water Tube Boiler | HWHT - Hot Water Heat | 3/31/2021
Meridian Park Ofc Bldg | 6940 O St | Lincoln | NE | 68510-2499 | Lancaster | NE28291 | Scrapped/Junked | 420 | 120194 | 2019 | Les Inc/Aldrich Co | FTHT - Firetube Horizontal | HWHT - Hot Water Heat | 8/31/2020
Meridian Park Ofc Bldg | 6940 O St | Lincoln | NE | 68510-2499 | Lancaster | NE28742 | Active | 478 | 120239 | 2020 | Les Inc/Aldrich Co | FTHT - Firetube Horizontal | HWHT - Hot Water Heat | 3/31/2026
Meridian Park Ofc Bldg | 6940 O St | Lincoln | NE | 68510-2499 | Lancaster | NE41402 | Active | 559 | 120295 | 2021 | Les Inc/Aldrich Co | FTHT - Firetube Horizontal | HWHT - Hot Water Heat | 8/31/2026
Nebraska Brewing Company HQ | 6946 S 108th St | La Vista | NE | 68128-5701 | Sarpy | NE25733 | Active | 19068 | 13F-6976 | 2013 | Aldrich | FTHT - Firetube Horizontal | PROC - Process Steam | 4/30/2024
Rotella's Italian Bakery | 6949 S 108th St | La Vista | NE | 68128-5703 | Sarpy | NE05137 | Inactive | 6675 |  | 1961 | LEFFEL | FT - Firetube Boiler | PROC - Process Steam | 9/30/1989
Rotella's Italian Bakery | 6949 S 108th St | La Vista | NE | 68128-5703 | Sarpy | NE05138 | Scrapped/Junked | 17808 |  | 1954 | KEWANEE | FT - Firetube Boiler | PROC - Process Steam | 8/31/2007
Rotella's Italian Bakery | 6949 S 108th St | La Vista | NE | 68128-5703 | Sarpy | NE05840 | Active | 49481 | 21799 | 1998 | Kewanee | FTFB - Firetube-Firebox Boiler | PROC - Process Steam | 8/31/2026
Rotella's Italian Bakery | 6949 S 108th St | La Vista | NE | 68128-5703 | Sarpy | NE11643 | Active | 41691 | 94434 | 1989 | Kewanee | FTFB - Firetube-Firebox Boiler | PROC - Process Steam | 8/31/2026
Rotella's Italian Bakery | 6949 S 108th St | La Vista | NE | 68128-5703 | Sarpy | NE11644 | Active | 4452 | D 89 4452 | 1989 | AO Smith | CHWH - ASME/Fired Water Heater | HWSD - Hot Water Dom/Potable | 8/31/2026
Rotella's Italian Bakery | 6949 S 108th St | La Vista | NE | 68128-5703 | Sarpy | NE13170 | Active | 14526 | FB4111513 | 2008 | HURST BOILER & WELDING CO | FTFB - Firetube-Firebox Boiler | PROC - Process Steam | 8/31/2026
Rotella's Italian Bakery | 6949 S 108th St | La Vista | NE | 68128-5703 | Sarpy | NE13391 | Active | 13221 | FB350-1521 | 2007 | HURST BOILER & WELDING CO | FTFB - Firetube-Firebox Boiler | PROC - Process Steam | 8/31/2026
Rotella's Italian Bakery | 6949 S 108th St | La Vista | NE | 68128-5703 | Sarpy | NE13392 | Active | 13220 | FB350-1520 | 2007 | HURST BOILER & WELDING CO | FTFB - Firetube-Firebox Boiler | PROC - Process Steam | 8/31/2026
Rotella's Italian Bakery | 6949 S 108th St | La Vista | NE | 68128-5703 | Sarpy | NE19572 | Active | 16899 | FB411-16-17 | 2011 | Hurst | FTHT - Firetube Horizontal | PROC - Process Steam | 8/31/2026
Rotella's Italian Bakery | 6949 S 108th St | La Vista | NE | 68128-5703 | Sarpy | NE26092 | Active | 20610 | FB625 | 2015 | Hurst | FTHT - Firetube Horizontal | PROC - Process Steam | 8/31/2026
Education Srvc Unit #3 | 6949 S 110th St | La Vista | NE | 68128-5721 | Sarpy | NE18406 | Scrapped/Junked | 114324 | 9404114324 | 1994 | Raypak | CPFT - Horiz Cpr Fin Boiler | HWHT - Hot Water Heat | 4/30/2017
Education Srvc Unit #3 | 6949 S 110th St | La Vista | NE | 68128-5721 | Sarpy | NE26962 | Active | 75665 | G-16-2091 | 2016 | Aerco | FTVT - Firetube Vertical TB | HWHT - Hot Water Heat | 3/31/2026
FOX RUN APARTMENTS | 6954 Hansen Plz | Omaha | NE | 68106-4116 | Douglas | NE24084 | Exempt 1999 LB-66 |  | 6002 | 1990 | STATE INDUSTRIES | AHWH - ANSI/Fired Water Htr | HWSD - Hot Water Dom/Potable | 8/31/1999
Bestorq | 6955 McCormick Dr | Lincoln | NE | 68507-3270 | Lancaster | NE42321 | Active | 20026 | 20026 | 2023 | Superior Boiler Works | FTHT - Firetube Horizontal | PROC - Process Steam | 5/31/2026
Sheridan Lutheran Church-BMIC#403604 | 6955 Old Cheney Rd | Lincoln | NE | 68516-3565 | Lancaster | NE12159 | Scrapped/Junked | 93274 | 191-PB | 2003 | Fulton | FTUT - Firetube U-Tube Vert | HWHT - Hot Water Heat | 3/31/2021
Sheridan Lutheran Church-BMIC#403604 | 6955 Old Cheney Rd | Lincoln | NE | 68516-3565 | Lancaster | NE12160 | Active | 93271 | 190-PB | 2003 | Fulton | FTUT - Firetube U-Tube Vert | HWHT - Hot Water Heat | 3/31/2026
Sheridan Lutheran Church-BMIC#403604 | 6955 Old Cheney Rd | Lincoln | NE | 68516-3565 | Lancaster | NE29043 | Active | 154247 | 20.PGT850.142.0123 | 2020 | Lochinvar | FTVT - Firetube Vertical TB | HWHT - Hot Water Heat | 3/31/2026
Residence Inn | 6990 Dodge St | Omaha | NE | 68132-2752 | Douglas | NE07028 | Out of Service | 7140 | 03050164 | 2005 | PENTAIR | WT - Water Tube Boiler | IPHT - Indoor Pool Heater | 7/31/2014
Residence Inn | 6990 Dodge St | Omaha | NE | 68132-2752 | Douglas | NE18804 | Scrapped/Junked |  | F951G00323 | 1995 | TELEDYNE LAARS | CPFT - Horiz Cpr Fin Boiler | IPHT - Indoor Pool Heater | 6/30/2006
The Brant of Gretna | 6991 S 178th Plz | Omaha | NE | 68136-1717 | Sarpy | NE41888 | Active | 8132 | 21063153T | 2021 | BOCK | CHWH - ASME/Fired Water Heater | HWSD - Hot Water Dom/Potable | 10/31/2024
The Brant of Gretna | 6991 S 178th Plz | Omaha | NE | 68136-1717 | Sarpy | NE41889 | Active | 8129 | 21063151T | 2021 | BOCK | CHWH - ASME/Fired Water Heater | HWSD - Hot Water Dom/Potable | 10/31/2024
Creek Valley Elementary | 6th & Hayward | Chappell | NE | 69129 | Deuel | NE31800 | Active | n/a | 1BNJ3 | 1965 | AMST | CI - Cast Iron | HWHT - Hot Water Heat | 1/31/2026
CREEK VALLEY ELEMENTARY | 6TH & HAYWARD | CHAPPELL | NE | 69129 | DEUEL | NE31699 | Scrapped/Junked |  |  | 1952 | AMERICAN STANDARD |  | STHT - Steam-Heat | 8/31/2003
SACRED HEART SCHOOL | 6TH & MAIN | EMERSON | NE | 68733 | DAKOTA | NE31992 | Scrapped/Junked |  | HSB47258 | 1959 | PACIFIC | FT - Firetube Boiler | STHT - Steam-Heat | 6/30/2004
Emerson Elementary School | 700 Black Hills Ave | Alliance | NE | 69301-2824 | BOX BUTTE | NE00790 | Scrapped/Junked | n/a | G4245361 | 2000 | Burnham | CI - Cast Iron | STHT - Steam-Heat | 2/28/2020
Emerson Elementary School | 700 Black Hills Ave | Alliance | NE | 69301-2824 | BOX BUTTE | NE00791 | Scrapped/Junked | n/a | G4245342 | 2000 | Burnham | CI - Cast Iron | STHT - Steam-Heat | 2/28/2020
Emerson Elementary School | 700 Black Hills Ave | Alliance | NE | 69301-2824 | BOX BUTTE | NE28435 | Active | 354383 | 20354383 | 2020 | Lochinvar | COBL - Coil Type Boiler | HWHT - Hot Water Heat | 2/28/2026
Emerson Elementary School | 700 Black Hills Ave | Alliance | NE | 69301-2824 | BOX BUTTE | NE28436 | Active | 3543382 | 20354382 | 2020 | Lochinvar | COBL - Coil Type Boiler | HWHT - Hot Water Heat | 2/28/2026
Emerson Elementary School | 700 Black Hills Ave | Alliance | NE | 69301-2824 | BOX BUTTE | NE31856 | Scrapped/Junked |  | 765 | 1973 | CRANE |  | STHT - Steam-Heat | 7/31/2001
Laundry Room | 700 Dakota Ave | South Sioux City | NE | 68776-2059 | Dakota | NE12238 | Inactive | 72898 | 72898 | 2008 | WEBEN JARCO | COWH - Coil Type Water Heater | HWHP - Hot Water Heat & Nonpotable | 1/31/2024
Laundry Room | 700 Dakota Ave | South Sioux City | NE | 68776-2059 | Dakota | NE40858 | Scrapped/Junked | 26950 | AJH50.33139 | 1996 | WEBEN JARCO | COBL - Coil Type Boiler | HWSP - Hot Water Non Potable Supply | 3/31/2007
Laundry Room | 700 Dakota Ave | South Sioux City | NE | 68776-2059 | Dakota | NE43745 | Active | 326509 | C24326509 | 2024 | Laars | COWH - Coil Type Water Heater | HWSD - Hot Water Dom/Potable | 9/30/2026
Jefferson Elementary | 700 E 3rd St | North Platte | NE | 69101-4212 | Lincoln | NE20204 | Exempt 1999 LB-66 |  | 130 | 1992 | STATE INDUSTRIES | AHWH - ANSI/Fired Water Htr | HWSD - Hot Water Dom/Potable | 6/30/2000
Jefferson Elementary | 700 E 3rd St | North Platte | NE | 69101-4212 | Lincoln | NE34419 | Inactive | 27946 | P-5537 | 1976 | Kewanee | FTFB - Firetube-Firebox Boiler | STHT - Steam-Heat | 12/31/2020
Jefferson Elementary | 700 E 3rd St | North Platte | NE | 69101-4212 | Lincoln | NE34420 | Inactive | 27948 | P-5540 | 1976 | Kewanee | FTFB - Firetube-Firebox Boiler | STHT - Steam-Heat | 12/31/2020
Hiland Dairy | 700 E Omaha Ave | Norfolk | NE | 68701-6108 | Madison | NE03579 | Scrapped/Junked | 6095 | 6095 | 1972 | Superior Boiler Works | FTSM - FTS Marine Dry Back | PROC - Process Steam | 10/31/2022
Hiland Dairy | 700 E Omaha Ave | Norfolk | NE | 68701-6108 | Madison | NE13501 | Out of Service | 24401 | L-52165 | 1971 | Cleaver & Brooks | FTSM - FTS Marine Dry Back | PROC - Process Steam | 4/30/2014
Hiland Dairy | 700 E Omaha Ave | Norfolk | NE | 68701-6108 | Madison | NE25677 | Active | 17753 | 11753 | 2014 | Superior Boiler Works | FT - Firetube Boiler | PROC - Process Steam | 4/30/2026
Hiland Dairy | 700 E Omaha Ave | Norfolk | NE | 68701-6108 | Madison | NE41575 | Active | 19829 | 19829 | 2022 | Superior Boiler Works | FT - Firetube Boiler | PROC - Process Steam | 4/30/2026
Fonner Park Heartland Event | 700 E Stolley Park Rd | Grand Island | NE | 68801-2200 | Hall | NE07220 | Scrapped/Junked | 14819 | O6F-2726 | 2006 | ALES | VTNK - Vertical Fired Tank | HWHT - Hot Water Heat | 11/30/2020
Fonner Park Heartland Event | 700 E Stolley Park Rd | Grand Island | NE | 68801-2200 | Hall | NE07221 | Scrapped/Junked | 14803 | O6F-2710 | 2006 | ALES | VTNK - Vertical Fired Tank | HWHT - Hot Water Heat | 11/30/2020
Fonner Park Heartland Event | 700 E Stolley Park Rd | Grand Island | NE | 68801-2200 | Hall | NE07222 | Inactive | 14810 | O6F-2717 | 2006 | ALES | VTNK - Vertical Fired Tank | HWHT - Hot Water Heat | 11/30/2023
Fonner Park Heartland Event | 700 E Stolley Park Rd | Grand Island | NE | 68801-2200 | Hall | NE07223 | Active | 14808 | O6F-2715 | 2006 | ALES | FTVT - Firetube Vertical TB | HWHT - Hot Water Heat | 11/30/2025
Fonner Park Heartland Event | 700 E Stolley Park Rd | Grand Island | NE | 68801-2200 | Hall | NE07224 | Inactive | 14830 | O6F-2737 | 2006 | ALES | VTNK - Vertical Fired Tank | HWHT - Hot Water Heat | 11/30/2018
Fonner Park Heartland Event | 700 E Stolley Park Rd | Grand Island | NE | 68801-2200 | Hall | NE10151 | Scrapped/Junked | 101770 | 101770 | 2006 | AOSM | CHWH - ASME/Fired Water Heater | HWSD - Hot Water Dom/Potable | 11/30/2015
Fonner Park Heartland Event | 700 E Stolley Park Rd | Grand Island | NE | 68801-2200 | Hall | NE10152 | Scrapped/Junked | 101769 | 101769 | 2006 | AOSM | CHWH - ASME/Fired Water Heater | HWSD - Hot Water Dom/Potable | 11/30/2015
Fonner Park Heartland Event | 700 E Stolley Park Rd | Grand Island | NE | 68801-2200 | Hall | NE10153 | Scrapped/Junked | 101772 | 101772 | 2006 | AOSM | CHWH - ASME/Fired Water Heater | HWSD - Hot Water Dom/Potable | 11/30/2015
Fonner Park Heartland Event | 700 E Stolley Park Rd | Grand Island | NE | 68801-2200 | Hall | NE10154 | Scrapped/Junked | 101764 | 101764 | 2006 | AOSM | CHWH - ASME/Fired Water Heater | HWSD - Hot Water Dom/Potable | 11/30/2015
Fonner Park Heartland Event | 700 E Stolley Park Rd | Grand Island | NE | 68801-2200 | Hall | NE26157 | Active | 173313 | 1235M000898 | 2012 | AOSM | CHWH - ASME/Fired Water Heater | HWSD - Hot Water Dom/Potable | 11/30/2025
Fonner Park Heartland Event | 700 E Stolley Park Rd | Grand Island | NE | 68801-2200 | Hall | NE26158 | Active | 196933 | 1438M002695 | 2014 | AOSM | CHWH - ASME/Fired Water Heater | HWSD - Hot Water Dom/Potable | 11/30/2025
Fonner Park Heartland Event | 700 E Stolley Park Rd | Grand Island | NE | 68801-2200 | Hall | NE26159 | Active | 201228 | 1057M000970 | 2015 | AOSM | CHWH - ASME/Fired Water Heater | HWSD - Hot Water Dom/Potable | 11/30/2025
Fonner Park Heartland Event | 700 E Stolley Park Rd | Grand Island | NE | 68801-2200 | Hall | NE26160 | Active | 204869 | 1520M001195 | 2015 | AOSM | CHWH - ASME/Fired Water Heater | HWSD - Hot Water Dom/Potable | 11/30/2025
Fonner Park Heartland Event | 700 E Stolley Park Rd | Grand Island | NE | 68801-2200 | Hall | NE29120 | Active | 20386 | 20F-8294 | 2020 | Aldrich | FTVT - Firetube Vertical TB | HWHT - Hot Water Heat | 11/30/2025
Fonner Park Heartland Event | 700 E Stolley Park Rd | Grand Island | NE | 68801-2200 | Hall | NE29121 | Active | 20387 | 20F-8295 | 2020 | Aldrich | FTVT - Firetube Vertical TB | HWHT - Hot Water Heat | 11/30/2025
FONNER PARK HEARTLAND EVENT | 700 E STOLLEY RD | GRAND ISLAND | NE | 68801 | LANCASTER | NE07258 | Inactive |  | 1B08 | 2006 | SULLAIR | ELBL - Electric Boiler | SAUN - Sauna Steam Room Heat | 12/31/2007
LIBERTY BELL POOL | 700 Georgia Ave | Norfolk | NE | 68701-2832 | MADISON | NE10847 | Scrapped/Junked |  | H8862632 | 1988 | STATE INDUSTRIES | AHWH - ANSI/Fired Water Htr | HWSD - Hot Water Dom/Potable | 6/30/2004
Molex Inc | 700 King Bird Rd | Lincoln | NE | 68521-3000 | Lancaster | NE08626 | Inactive | 51267 | 22726 | 2000 | Kewanee | FTFB - Firetube-Firebox Boiler | HWHT - Hot Water Heat | 3/31/2022
Molex Inc | 700 King Bird Rd | Lincoln | NE | 68521-3000 | Lancaster | NE08627 | Active | 51310 | 22913 | 2000 | Kewanee | FTFB - Firetube-Firebox Boiler | HWHT - Hot Water Heat | 3/31/2026
Molex Inc | 700 King Bird Rd | Lincoln | NE | 68521-3000 | Lancaster | NE08628 | Active | 51311 | 22822 | 2000 | Kewanee | FTFB - Firetube-Firebox Boiler | HWHT - Hot Water Heat | 3/31/2026
Molex Inc | 700 King Bird Rd | Lincoln | NE | 68521-3000 | Lancaster | NE17130 | Inactive | 45679 | 98838 | 1993 | Kewanee | FTFB - Firetube-Firebox Boiler | HWHT - Hot Water Heat | 3/31/2025
Molex Inc | 700 King Bird Rd | Lincoln | NE | 68521-3000 | Lancaster | NE17131 | Inactive | 45680 | 98303 | 1993 | Kewanee | FTFB - Firetube-Firebox Boiler | HWHT - Hot Water Heat | 3/31/2025
Molex Inc | 700 King Bird Rd | Lincoln | NE | 68521-3000 | Lancaster | NE17140 | Inactive | 47325 | 20179 | 1995 | Kewanee | FTFB - Firetube-Firebox Boiler | HWHT - Hot Water Heat | 3/31/2021
Molex Inc | 700 King Bird Rd | Lincoln | NE | 68521-3000 | Lancaster | NE17141 | Inactive | 47320 | 20159 | 1995 | Kewanee | FTFB - Firetube-Firebox Boiler | HWHT - Hot Water Heat | 3/31/2022
Molex Inc | 700 King Bird Rd | Lincoln | NE | 68521-3000 | Lancaster | NE41499 | Active | 14994 | 20.HE136065120 | 2021 | Riello | WT - Water Tube Boiler | HWHT - Hot Water Heat | 3/31/2026
Molex Inc | 700 King Bird Rd | Lincoln | NE | 68521-3000 | Lancaster | NE41500 | Active | 14998 | 20.HE136105120 | 2021 | Riello | WT - Water Tube Boiler | HWHT - Hot Water Heat | 3/31/2026
Molex Inc | 700 King Bird Rd | Lincoln | NE | 68521-3000 | Lancaster | NE41501 | Active | 14995 | 20- HE136075120 | 2021 | Riello | WT - Water Tube Boiler | HWHT - Hot Water Heat | 3/31/2026
Molex Inc | 700 King Bird Rd | Lincoln | NE | 68521-3000 | Lancaster | NE41502 | Active | 14997 | 20-HE136095120 | 2021 | Riello | WT - Water Tube Boiler | HWHT - Hot Water Heat | 3/31/2026
Molex Inc | 700 King Bird Rd | Lincoln | NE | 68521-3000 | Lancaster | NE41503 | Active | 12475 | 20-HE110573120 | 2021 | Riello | WT - Water Tube Boiler | HWHT - Hot Water Heat | 3/31/2026
Molex Inc | 700 King Bird Rd | Lincoln | NE | 68521-3000 | Lancaster | NE41504 | Active | 12474 | 20-HE110553120 | 2021 | Riello | WT - Water Tube Boiler | HWHT - Hot Water Heat | 3/31/2026
Molex Inc | 700 King Bird Rd | Lincoln | NE | 68521-3000 | Lancaster | NE41505 | Active | 12474 | 20-HE110563120 | 2021 | Riello | WT - Water Tube Boiler | HWHT - Hot Water Heat | 3/31/2026
Molex Inc | 700 King Bird Rd | Lincoln | NE | 68521-3000 | Lancaster | NE41506 | Active | 12464 | 20-HE110583120 | 2021 | Riello | WT - Water Tube Boiler | HWHT - Hot Water Heat | 3/31/2026
Molex Inc | 700 King Bird Rd | Lincoln | NE | 68521-3000 | Lancaster | NE41507 | Active | 12476 | 20-HE110583120 | 2021 | Riello | WT - Water Tube Boiler | HWHT - Hot Water Heat | 3/31/2026
Molex Inc | 700 King Bird Rd | Lincoln | NE | 68521-3000 | Lancaster | NE41508 | Active | 12481 | 20-HE110633120 | 2021 | Riello | WT - Water Tube Boiler | HWHT - Hot Water Heat | 3/31/2026
Molex Inc | 700 King Bird Rd | Lincoln | NE | 68521-3000 | Lancaster | NE41509 | Active | 12480 | 20-HE110623120 | 2021 | Riello | WT - Water Tube Boiler | HWHT - Hot Water Heat | 3/31/2026
Molex Inc | 700 King Bird Rd | Lincoln | NE | 68521-3000 | Lancaster | NE41510 | Active | 12462 | 20-HE110443120 | 2021 | Riello | WT - Water Tube Boiler | HWHT - Hot Water Heat | 3/31/2026
Molex Inc | 700 King Bird Rd | Lincoln | NE | 68521-3000 | Lancaster | NE42820 | Active | 4913 | 23-HE049213623 | 2023 | Riello | WTSS - Watertube SS Steel | HWHT - Hot Water Heat | 3/31/2026
Molex Inc | 700 King Bird Rd | Lincoln | NE | 68521-3000 | Lancaster | NE42821 | Active | 4918 | 23-HE049263623 | 2023 | Riello | WTSS - Watertube SS Steel | HWHT - Hot Water Heat | 3/31/2026
Molex Inc | 700 King Bird Rd | Lincoln | NE | 68521-3000 | Lancaster | NE42822 | Active | 4912 | 23-HE049203623 | 2023 | Riello | WTSS - Watertube SS Steel | HWHT - Hot Water Heat | 3/31/2026
Molex Inc | 700 King Bird Rd | Lincoln | NE | 68521-3000 | Lancaster | NE42823 | Active | 4927 | 23-HE049352623 | 2023 | Riello | WTSS - Watertube SS Steel | HWHT - Hot Water Heat | 3/31/2026
Wake Robin Elementary | 700 Lincoln Rd | Bellevue | NE | 68005-2339 | Sarpy | NE18654 | Active | 55953 | G-10-0884 | 2010 | Aerco | FTVT - Firetube Vertical TB | GLYC - Glycol Bldg Heat Sys | 7/31/2026
Wake Robin Elementary | 700 Lincoln Rd | Bellevue | NE | 68005-2339 | Sarpy | NE18655 | Active | 55954 | G-10-0885 | 2010 | Aerco | FTVT - Firetube Vertical TB | GLYC - Glycol Bldg Heat Sys | 7/31/2026
Wake Robin Elementary | 700 Lincoln Rd | Bellevue | NE | 68005-2339 | Sarpy | NE19744 | Exempt 1999 LB-66 |  | 000000000059357 | 1990 | AO SMITH | AHWH - ANSI/Fired Water Htr | HWSD - Hot Water Dom/Potable | 7/31/1999
Wake Robin Elementary | 700 Lincoln Rd | Bellevue | NE | 68005-2339 | Sarpy | NE32068 | Scrapped/Junked |  | 0-1846 | 1964 | KEWA | FTSM - FTS Marine Dry Back | HWHT - Hot Water Heat | 7/31/2010
Wake Robin Elementary | 700 Lincoln Rd | Bellevue | NE | 68005-2339 | Sarpy | NE34549 | Scrapped/Junked |  | M1541 | 1969 | KEWA | FTSM - FTS Marine Dry Back | HWHT - Hot Water Heat | 7/31/2010
Omaha Housing Authority | 700 N 20th St | Omaha | NE | 68102-4523 | Douglas | NE30527 | Scrapped/Junked |  | 7916 | 1993 | PEERLESS HEATER COMPANY |  | HWHT - Hot Water Heat | 3/31/2003
Omaha Housing Authority | 700 N 20th St | Omaha | NE | 68102-4523 | Douglas | NE30528 | Scrapped/Junked |  | 7917 | 1993 | PEERLESS HEATER COMPANY |  | HWHT - Hot Water Heat | 3/31/2003
Omaha Housing Authority | 700 N 20th St | Omaha | NE | 68102-4523 | Douglas | NE30529 | Scrapped/Junked | 25859 | HK9837017 | 1991 | Lochinvar | CHWH - ASME/Fired Water Heater | HWSD - Hot Water Dom/Potable | 3/31/2003
Omaha Housing Authority | 700 N 20th St | Omaha | NE | 68102-4523 | Douglas | NE30530 | Scrapped/Junked | 25856 |  | 1991 | Lochinvar | CHWH - ASME/Fired Water Heater | HWSD - Hot Water Dom/Potable | 3/31/2002
Omaha Housing Authority | 700 N 20th St | Omaha | NE | 68102-4523 | Douglas | NE30531 | Scrapped/Junked | 25497 |  | 1991 | Lochinvar | CHWH - ASME/Fired Water Heater | HWSD - Hot Water Dom/Potable | 3/31/2002
Homebase Storage | 700 N Cotner Blvd | Lincoln | NE | 68505-2320 | Lancaster | NE02373 | Active | 145128 | C04F04096 | 2004 | Teledyne Laars | WT - Water Tube Boiler | HWHT - Hot Water Heat | 1/31/2026
NATIONWIDE MUTUAL INS CO | 700 N Cotner Blvd | Lincoln | NE | 68505-2320 | LANCASTER | NE04285 | Scrapped/Junked |  | O-6759 | 1971 | KEWANEE | FTFB - Firetube-Firebox Boiler | GLYC - Glycol Bldg Heat Sys | 3/31/2005
York State Bank | 700 N Lincoln Ave | York | NE | 68467-2949 | York | NE04129 | Scrapped/Junked | 0 | 7-FDA2259 | 1980 | PEER | CI - Cast Iron | HWHT - Hot Water Heat | 11/30/2015
York State Bank | 700 N Lincoln Ave | York | NE | 68467-2949 | York | NE26562 | Active | 176400 | 16036 | 2015 | Trinity | FTVT - Firetube Vertical TB | HWHT - Hot Water Heat | 10/31/2026
York State Bank | 700 N Lincoln Ave | York | NE | 68467-2949 | York | NE26563 | Active | 163978 | 16037 | 2015 | Trinity | FTVT - Firetube Vertical TB | HWHT - Hot Water Heat | 10/31/2026
HASTINGS COLLEGE | 700 N Turner Ave | Hastings | NE | 68901-7621 | ADAMS | NE31608 | Inactive |  |  | 1980 | PEERLESS HEATER COMPANY |  | STHT - Steam-Heat | 6/30/1988
Dawson County Courthouse | 700 N Washington St | Lexington | NE | 68850-1918 | Dawson | NE04402 | Scrapped/Junked | n/a | 61-10771 | 1978 | Peerless | CI - Cast Iron | HWHT - Hot Water Heat | 2/28/2011
Dawson County Courthouse | 700 N Washington St | Lexington | NE | 68850-1918 | Dawson | NE04403 | Scrapped/Junked | n/a | 1B41 | 1965 | American Standard | CI - Cast Iron | HWHT - Hot Water Heat | 2/28/2011
Dawson County Courthouse | 700 N Washington St | Lexington | NE | 68850-1918 | Dawson | NE04404 | Inactive |  | 46 | 1965 | AMERICAN STANDARD |  | HWHT - Hot Water Heat | 4/30/1995
Dawson County Courthouse | 700 N Washington St | Lexington | NE | 68850-1918 | Dawson | NE19564 | Active | N/A | 65159721 | 2009 | Burnham | CI - Cast Iron | HWHT - Hot Water Heat | 4/30/2026
Dawson County Courthouse | 700 N Washington St | Lexington | NE | 68850-1918 | Dawson | NE19565 | Active | N/A | 65159718 | 2009 | Burnham | CI - Cast Iron | HWHT - Hot Water Heat | 4/30/2026
ABBOUD'S CLEANERS | 700 NORFOLK AVE | NORFOLK | NE | 68701 | MADISON | NE01015 | Inactive | 16091 |  | 1955 | PM LATTNER MFR COMPANY | FT - Firetube Boiler | PROC - Process Steam | 4/30/1984
LandMark Snacks, LLC | 700 Park St | Beatrice | NE | 68310-1540 | Gage | NE27414 | Inactive | 16 | 14996 | 2018 | Certuss | WT - Water Tube Boiler | PROC - Process Steam | 8/31/2022
LandMark Snacks, LLC | 700 Park St | Beatrice | NE | 68310-1540 | Gage | NE41593 | Active | 954 | 16166 | 2021 | Victory | FTHT - Firetube Horizontal | PROC - Process Steam | 6/30/2026
Schoo Middle School | 700 Penrose Dr | Lincoln | NE | 68521-8928 | Lancaster | NE14696 | Scrapped/Junked | 291037 | 0812291037 | 2008 | RAYPAK INC, CALIFORNIA | CPFT - Horiz Cpr Fin Boiler | SPAJ - Spa/Jacuzzi Heater | 4/30/2019
Schoo Middle School | 700 Penrose Dr | Lincoln | NE | 68521-8928 | Lancaster | NE14697 | Scrapped/Junked | 17291 | 08F-5198 | 2008 | ALDRICH/LES | FTVT - Firetube Vertical TB | HWHT - Hot Water Heat | 2/28/2014
Schoo Middle School | 700 Penrose Dr | Lincoln | NE | 68521-8928 | Lancaster | NE14698 | Active | 17294 | 08F-5201 | 2008 | ALDRICH/LES | FTVT - Firetube Vertical TB | HWHT - Hot Water Heat | 11/30/2026
Schoo Middle School | 700 Penrose Dr | Lincoln | NE | 68521-8928 | Lancaster | NE14699 | Active | 17293 | 08F-5200 | 2008 | ALDRICH/LES | FTVT - Firetube Vertical TB | HWHT - Hot Water Heat | 11/30/2026
Fallbrook YMCA | 700 Penrose Dr Ste B | Lincoln | NE | 68521-8928 | Lancaster | NE14695 | Active | 290838 | 0812290838 | 2007 | RAYPAK INC, CALIFORNIA | CPFH - Copper Fin Water Heater | IPHT - Indoor Pool Heater | 4/30/2026
Fallbrook YMCA | 700 Penrose Dr Ste B | Lincoln | NE | 68521-8928 | Lancaster | NE21099 | Active | 18433 | 11F-6341 | 2011 | Les Inc/Aldrich Co | FTVT - Firetube Vertical TB | HWHT - Hot Water Heat | 4/30/2026
Fallbrook YMCA | 700 Penrose Dr Ste B | Lincoln | NE | 68521-8928 | Lancaster | NE27861 | Active | 466471 | 1805466471 | 2018 | RAYPAK INC, CALIFORNIA | CPFT - Horiz Cpr Fin Boiler | SPAJ - Spa/Jacuzzi Heater | 4/30/2026
Ironhorse Station | 700 Railroad St | Holdrege | NE | 68949-2766 | Phelps | NE06580 | Scrapped/Junked | NA | 299300459 | 1991 | DUNK | CI - Cast Iron | HWHT - Hot Water Heat | 10/31/2019
Ironhorse Station | 700 Railroad St | Holdrege | NE | 68949-2766 | Phelps | NE06581 | Scrapped/Junked | NA | 509400477 | 1991 | DUNK | CI - Cast Iron | HWHT - Hot Water Heat | 10/31/2019
Ironhorse Station | 700 Railroad St | Holdrege | NE | 68949-2766 | Phelps | NE28240 | Active | 342868 | 18.PG45.93.2186 | 2018 | Lochinvar | COBL - Coil Type Boiler | HWHT - Hot Water Heat | 11/30/2026
Ironhorse Station | 700 Railroad St | Holdrege | NE | 68949-2766 | Phelps | NE28241 | Active | 337230 | 18.PG60.94.1794 | 2018 | Lochinvar | COBL - Coil Type Boiler | HWHT - Hot Water Heat | 11/30/2026
Applebee's Bar & Grill | 700 S 13th St | Norfolk | NE | 68701-5747 | Madison | NE05927 | Scrapped/Junked | 91444 | J04M00523/91444 | 2004 | AOSM | CHWH - ASME/Fired Water Heater | HWSD - Hot Water Dom/Potable | 12/31/2009
Ferguson House | 700 S 16th St | Lincoln | NE | 68508-3472 | Lancaster | NE30373 | Active | n/a | 211-3853 | 1979 | Peerless | CI - Cast Iron | HWHT - Hot Water Heat | 9/30/2026
Nebraska Furniture Mart | 700 S 72nd St | Omaha | NE | 68114-4614 | Douglas | NE17604 | Active | 8004 | 94E4317 | 1994 | Aldrich | FT - Firetube Boiler | HWHT - Hot Water Heat | 2/28/2026
Nebraska Furniture Mart | 700 S 72nd St | Omaha | NE | 68114-4614 | Douglas | NE17605 | Active | 8003 | 94E-4316 | 1994 | Aldrich | FT - Firetube Boiler | HWHT - Hot Water Heat | 2/28/2026
Nebraska Furniture Mart | 700 S 72nd St | Omaha | NE | 68114-4614 | Douglas | NE17606 | Active | 8002 | 94E 4315 | 1994 | Aldrich | FT - Firetube Boiler | HWHT - Hot Water Heat | 2/28/2026
Nebraska Furniture Mart | 700 S 72nd St | Omaha | NE | 68114-4614 | Douglas | NE17664 | Active | 47809 | 20398 | 1996 | Kewannee | FT - Firetube Boiler | STHT - Steam-Heat | 2/28/2026
Nebraska Furniture Mart | 700 S 72nd St | Omaha | NE | 68114-4614 | Douglas | NE17665 | Active | 47810 | 20399 | 1996 | Kewannee | FT - Firetube Boiler | STHT - Steam-Heat | 2/28/2026
Nebraska Furniture Mart | 700 S 72nd St | Omaha | NE | 68114-4614 | Douglas | NE17668 | Exempt 1999 LB-66 |  | C94430008 | 1994 | STATE INDUSTRIES | AHWH - ANSI/Fired Water Htr | HWSD - Hot Water Dom/Potable | 10/31/2000
Nebraska Furniture Mart | 700 S 72nd St | Omaha | NE | 68114-4614 | Douglas | NE23286 | Scrapped/Junked | 7755/6 | 0507083/0509383 | 1983 | DUNHAM BUSH | SHTB - Shell/Tube Htexchngr | COND - Condenser | 10/31/2003
Nebraska Furniture Mart | 700 S 72nd St | Omaha | NE | 68114-4614 | Douglas | NE23287 | Exempt | 514 | 824 | 1988 | Friga Bohn |  | HTEX - Heat Exchanger | 2/28/2007
Nebraska Furniture Mart | 700 S 72nd St | Omaha | NE | 68114-4614 | Douglas | NE23288 | Exempt | 516 | 826 | 1988 | Friga Bohn |  | HTEX - Heat Exchanger | 2/28/2007
Nebraska Furniture Mart | 700 S 72nd St | Omaha | NE | 68114-4614 | Douglas | NE23289 | Exempt | 512 | 822 | 1988 | Friga Bohn |  | HTEX - Heat Exchanger | 2/28/2007
Nebraska Furniture Mart | 700 S 72nd St | Omaha | NE | 68114-4614 | Douglas | NE23290 | Exempt | 513 | 823 | 1988 | Friga Bohn |  | HTEX - Heat Exchanger | 2/28/2007
Nebraska Furniture Mart | 700 S 72nd St | Omaha | NE | 68114-4614 | Douglas | NE34878 | Active | 31697 | R0087 | 1978 | Kewannee | FT - Firetube Boiler | HWHT - Hot Water Heat | 2/28/2026
Nebraska Furniture Mart | 700 S 72nd St | Omaha | NE | 68114-4614 | Douglas | NE34879 | Active | 31705 | R0084 | 1978 | Kewannee | FT - Firetube Boiler | HWHT - Hot Water Heat | 2/28/2026
Vacant Bldg | 700 S 7th St | Beatrice | NE | 68310-4433 | Gage | NE03625 | Inactive | 6407 | 6407 | 1973 | SUPR | FT - Firetube Boiler | PROC - Process Steam | 8/31/2008
Vacant Bldg | 700 S 7th St | Beatrice | NE | 68310-4433 | Gage | NE15431 | Inactive | 84107 | H5560V75 | 1975 | CUTL | ELBL - Electric Boiler | PROC - Process Steam | 8/31/2008
Madison Jr/Sr High School | 700 S Kent St | Madison | NE | 68748-6279 | Madison | NE11359 | Scrapped/Junked | 58157 | 58157 | 2000 | AOSM | CHWH - ASME/Fired Water Heater | HWSD - Hot Water Dom/Potable | 8/31/2004
Madison Jr/Sr High School | 700 S Kent St | Madison | NE | 68748-6279 | Madison | NE19098 | Scrapped/Junked | 138329 | 138329 | 2009 | A O Smith | CHWH - ASME/Fired Water Heater | HWSD - Hot Water Dom/Potable | 8/31/2023
Madison Jr/Sr High School | 700 S Kent St | Madison | NE | 68748-6279 | Madison | NE21504 | Scrapped/Junked | 33648 | LB96-0505309-960 | 1996 | AO SMITH | CHWH - ASME/Fired Water Heater | HWSD - Hot Water Dom/Potable | 8/31/2004
Madison Jr/Sr High School | 700 S Kent St | Madison | NE | 68748-6279 | Madison | NE32329 | Active | 33700 | R2163 | 1980 | Kewanee | FTFB - Firetube-Firebox Boiler | HWHT - Hot Water Heat | 7/31/2026
Madison Jr/Sr High School | 700 S Kent St | Madison | NE | 68748-6279 | Madison | NE32330 | Active | 33701 | R2165 | 1980 | Kewanee | FTFB - Firetube-Firebox Boiler | HWHT - Hot Water Heat | 7/31/2026
Madison Jr/Sr High School | 700 S Kent St | Madison | NE | 68748-6279 | Madison | NE42369 | Active | 306044 | 306044 | 2022 | State Industries | CHWH - ASME/Fired Water Heater | HWSD - Hot Water Dom/Potable | 7/31/2026
Ready Mixed Concrete | 700 Seward St | Omaha | NE | 68110-2540 | Douglas | NE11306 | Out of Service | 23063 | 1 | 1967 | Kewanee | FTSM - FTS Marine Dry Back | PROC - Process Steam | 9/30/2014
Tara Heights Elementary | 700 Tara Rd | Papillion | NE | 68046-2134 | Sarpy | NE16922 | Scrapped/Junked | 7700 | 93-E3920 | 1993 | Aldrich | FTVT - Firetube Vertical TB | HWHT - Hot Water Heat | 7/31/2022
Tara Heights Elementary | 700 Tara Rd | Papillion | NE | 68046-2134 | Sarpy | NE16923 | Scrapped/Junked | 7707 | 93-E3927 | 1993 | Aldrich | FTVT - Firetube Vertical TB | HWHT - Hot Water Heat | 7/31/2019
Tara Heights Elementary | 700 Tara Rd | Papillion | NE | 68046-2134 | Sarpy | NE16924 | Scrapped/Junked | 7705 | 93-E3925 | 1993 | Aldrich | FTVT - Firetube Vertical TB | HWHT - Hot Water Heat | 7/31/2019
Tara Heights Elementary | 700 Tara Rd | Papillion | NE | 68046-2134 | Sarpy | NE16925 | Scrapped/Junked | 7702 | 93-E3922 | 1993 | Aldrich | FTVT - Firetube Vertical TB | HWHT - Hot Water Heat | 7/31/2022
Tara Heights Elementary | 700 Tara Rd | Papillion | NE | 68046-2134 | Sarpy | NE16988 | Scrapped/Junked | 38019 | K939361 | 1993 | Lochinvar | CPFT - Horiz Cpr Fin Boiler | HWSD - Hot Water Dom/Potable | 7/31/2012
Tara Heights Elementary | 700 Tara Rd | Papillion | NE | 68046-2134 | Sarpy | NE27926 | Active | 20162 | 18F-8070 | 2018 | Aldrich | FTVT - Firetube Vertical TB | HWHT - Hot Water Heat | 7/31/2026
Tara Heights Elementary | 700 Tara Rd | Papillion | NE | 68046-2134 | Sarpy | NE27927 | Active | 20163 | 18F-8071 | 2018 | Aldrich | FTVT - Firetube Vertical TB | HWHT - Hot Water Heat | 7/31/2026
Tara Heights Elementary | 700 Tara Rd | Papillion | NE | 68046-2134 | Sarpy | NE41418 | Active | 6594 | 19-HE051750519 | 2019 | Riello | WT - Water Tube Boiler | HWHT - Hot Water Heat | 7/31/2026
Tara Heights Elementary | 700 Tara Rd | Papillion | NE | 68046-2134 | Sarpy | NE41419 | Active | 6590 | 19-HE051710519 | 2019 | Riello | WT - Water Tube Boiler | HWHT - Hot Water Heat | 7/31/2026
The Western Sugar Cooperative | 700 U St | Gering | NE | 69341 | Scotts Bluff | NE02107 | Inactive | 15019 | L-38080 | 1966 | Cleaver & Brooks | FTSM - FTS Marine Dry Back | STHT - Steam-Heat | 6/30/2008
The Western Sugar Cooperative | 700 U St | Gering | NE | 69341 | Scotts Bluff | NE15012 | Inactive |  | 94373 | 1954 | Erie City Iron Works | WT - Water Tube Boiler | PROC - Process Steam | 6/30/1987
McCook High School | 700 W 7th St | McCook | NE | 69001-3079 | Red Willow | NE11332 | Scrapped/Junked | 218875 | 04032218875 | 2004 | Raypak | WT - Water Tube Boiler | HWSD - Hot Water Dom/Potable | 11/30/2024
McCook High School | 700 W 7th St | McCook | NE | 69001-3079 | Red Willow | NE20983 | Active | 18344 | 11F 6252 | 2011 | Aldrich | FTVT - Firetube Vertical TB | HWHT - Hot Water Heat | 11/30/2026
McCook High School | 700 W 7th St | McCook | NE | 69001-3079 | Red Willow | NE20984 | Active | 18342 | 11F 6250 | 2011 | Aldrich | FTVT - Firetube Vertical TB | HWHT - Hot Water Heat | 11/30/2026
McCook High School | 700 W 7th St | McCook | NE | 69001-3079 | Red Willow | NE20985 | Active | 18343 | 11F-6251 | 2011 | Aldrich | FTVT - Firetube Vertical TB | HWHT - Hot Water Heat | 11/30/2026
McCook High School | 700 W 7th St | McCook | NE | 69001-3079 | Red Willow | NE33741 | Scrapped/Junked | n/a | 10939 | 1954 | American Radiator | FT - Firetube Boiler | STHT - Steam-Heat | 11/30/2011
McCook High School | 700 W 7th St | McCook | NE | 69001-3079 | Red Willow | NE33742 | Scrapped/Junked | n/a | 10771 | 1954 | American Radiator | FT - Firetube Boiler | STHT - Steam-Heat | 11/30/2011
McCook High School | 700 W 7th St | McCook | NE | 69001-3079 | Red Willow | NE43396 | Active | 579854 | N1.23.25.00133 | 2023 | Lochinvar | FTSS - Firetube Stainless Steel | HWSD - Hot Water Dom/Potable | 11/30/2026
Linden Regency Retirement Residence | 700 W Philip Ave | North Platte | NE | 69101-6584 | Lincoln | NE17041 | Scrapped/Junked | 121930 | 0802M000035 | 2008 | A O Smith | CHWH - ASME/Fired Water Heater | HWSD - Hot Water Dom/Potable | 2/28/2021
Linden Regency Retirement Residence | 700 W Philip Ave | North Platte | NE | 69101-6584 | Lincoln | NE19072 | Active | 131493 | 0842M001209 | 2008 | A O Smith | CHWH - ASME/Fired Water Heater | HWSD - Hot Water Dom/Potable | 2/28/2027
Linden Regency Retirement Residence | 700 W Philip Ave | North Platte | NE | 69101-6584 | Lincoln | NE29117 | Active | 240525 | 240525 | 2018 | A O Smith | CHWH - ASME/Fired Water Heater | HWSD - Hot Water Dom/Potable | 2/28/2027
Linden Regency Retirement Residence | 700 W Philip Ave | North Platte | NE | 69101-6584 | Lincoln | NE40145 | Scrapped/Junked | 42703 | LA980706970970 | 1998 | A O Smith | CHWH - ASME/Fired Water Heater | HWSD - Hot Water Dom/Potable | 2/28/2011
Linden Regency Retirement Residence | 700 W Philip Ave | North Platte | NE | 69101-6584 | Lincoln | NE40146 | Scrapped/Junked | 42959 | LA980710575970 | 1998 | AOSM | CHWH - ASME/Fired Water Heater | HWSD - Hot Water Dom/Potable | 7/31/2007
College Of Saint Mary | 7000 Mercy Rd | Omaha | NE | 68106-2606 | Douglas | NE04994 | Active | 43571 | 97165 | 1991 | Kewanee | FTFB - Firetube-Firebox Boiler | HWHT - Hot Water Heat | 5/31/2026
College Of Saint Mary | 7000 Mercy Rd | Omaha | NE | 68106-2606 | Douglas | NE13810 | Active | 16950 | 08F-4857 | 2008 | ALDRICH/LES | FTVT - Firetube Vertical TB | HWHT - Hot Water Heat | 5/31/2026
College Of Saint Mary | 7000 Mercy Rd | Omaha | NE | 68106-2606 | Douglas | NE17827 | Active | 11660 | 11660 | 1992 | superior | FTFB - Firetube-Firebox Boiler | STHT - Steam-Heat | 5/31/2026
College Of Saint Mary | 7000 Mercy Rd | Omaha | NE | 68106-2606 | Douglas | NE17828 | Inactive |  | 12782 | 1968 | CLEVELAND RANGE | FT - Firetube Boiler | 0021 - Steam Supp Cooker/Kettle | 7/31/1999
College Of Saint Mary | 7000 Mercy Rd | Omaha | NE | 68106-2606 | Douglas | NE18348 | Active | 46377 | 850041 | 1994 | Kewanee | FTSM - FTS Marine Dry Back | STHT - Steam-Heat | 5/31/2026
College Of Saint Mary | 7000 Mercy Rd | Omaha | NE | 68106-2606 | Douglas | NE18349 | Scrapped/Junked | 27341 | LL94-0385389-920 | 1994 | AOSM | CHWH - ASME/Fired Water Heater | HWSD - Hot Water Dom/Potable | 5/31/2018
College Of Saint Mary | 7000 Mercy Rd | Omaha | NE | 68106-2606 | Douglas | NE18350 | Out of Service | 27204 | LK94-0381955-920 | 1994 | AOSM | CHWH - ASME/Fired Water Heater | HWSD - Hot Water Dom/Potable | 5/31/2016
College Of Saint Mary | 7000 Mercy Rd | Omaha | NE | 68106-2606 | Douglas | NE22200 | Active | 156102 | 156102 | 2011 | AO SMITH | CHWH - ASME/Fired Water Heater | HWDP - Hotwater Heat & Dom Supply | 5/31/2026
College Of Saint Mary | 7000 Mercy Rd | Omaha | NE | 68106-2606 | Douglas | NE22201 | Active | 156056 | 156056 | 2011 | AO SMITH | CHWH - ASME/Fired Water Heater | HWDP - Hotwater Heat & Dom Supply | 5/31/2026
College Of Saint Mary | 7000 Mercy Rd | Omaha | NE | 68106-2606 | Douglas | NE22202 | Active | 189905 | T11114200010 | 2011 | Giannoni | COND - Condenser | HWHT - Hot Water Heat | 5/31/2026
College Of Saint Mary | 7000 Mercy Rd | Omaha | NE | 68106-2606 | Douglas | NE22203 | Active | 196803 | t1112300010 | 2011 | Giannoni | COND - Condenser | HWHT - Hot Water Heat | 5/31/2026
College Of Saint Mary | 7000 Mercy Rd | Omaha | NE | 68106-2606 | Douglas | NE26369 | Active | 208372 | 208372 | 2015 | A O Smith | CHWH - ASME/Fired Water Heater | HWDP - Hotwater Heat & Dom Supply | 5/31/2026
College Of Saint Mary | 7000 Mercy Rd | Omaha | NE | 68106-2606 | Douglas | NE26370 | Active | 326366 | D1.14.41.00099 | 2014 | Lochinvar | WTSS - Watertube SS Steel | HWHT - Hot Water Heat | 5/31/2026
College Of Saint Mary | 7000 Mercy Rd | Omaha | NE | 68106-2606 | Douglas | NE26371 | Active | 146228 | C04H05196 | 2004 | Laars | WTSS - Watertube SS Steel | HWSP - Hot Water Non Potable Supply | 5/31/2026
College Of Saint Mary | 7000 Mercy Rd | Omaha | NE | 68106-2606 | Douglas | NE26372 | Scrapped/Junked | 146473 | C04H05441 | 2004 | Laars | WTSS - Watertube SS Steel | HWSP - Hot Water Non Potable Supply | 5/31/2021
College Of Saint Mary | 7000 Mercy Rd | Omaha | NE | 68106-2606 | Douglas | NE29273 | Active | 165974 | F015167 | 2019 | AIC/Gdynia | WT - Water Tube Boiler | HWSD - Hot Water Dom/Potable | 5/31/2026
College Of Saint Mary | 7000 Mercy Rd | Omaha | NE | 68106-2606 | Douglas | NE29274 | Active | 134672 | F014466 | 2019 | AIC/Gdynia | WT - Water Tube Boiler | HWSD - Hot Water Dom/Potable | 5/31/2026
College Of Saint Mary | 7000 Mercy Rd | Omaha | NE | 68106-2606 | Douglas | NE29275 | Active | 360455 | 20411213116886 | 2020 | Lochinvar | FT - Firetube Boiler | HWHT - Hot Water Heat | 5/31/2026
College Of Saint Mary | 7000 Mercy Rd | Omaha | NE | 68106-2606 | Douglas | NE32442 | Inactive |  | 43422 | 1953 | NRC | FT - Firetube Boiler | STHT - Steam-Heat | 7/31/2002
College Of Saint Mary | 7000 Mercy Rd | Omaha | NE | 68106-2606 | Douglas | NE41201 | Active | 360684 | 2041121316885 | 2020 | Lochinvar | FT - Firetube Boiler | HWHT - Hot Water Heat | 5/31/2026
City of Lincoln Northeast Waste Water Pl | 7000 N 70th St | Lincoln | NE | 68507-3204 | Lancaster | NE03019 | Active | NA | 211A-5227-1-90 | 1992 | Peerless | CI - Cast Iron | HWHT - Hot Water Heat | 9/30/2026
City of Lincoln Northeast Waste Water Pl | 7000 N 70th St | Lincoln | NE | 68507-3204 | Lancaster | NE10896 | Active | 27622 | 70121-6 | 2002 | Burnham America | FT - Firetube Boiler | HWHT - Hot Water Heat | 9/30/2026
City of Lincoln Northeast Waste Water Pl | 7000 N 70th St | Lincoln | NE | 68507-3204 | Lancaster | NE10897 | Active | 27621 | 69980-1 | 2002 | Burnham America | FT - Firetube Boiler | HWHT - Hot Water Heat | 9/30/2026
NORTHEAST WASTE WATER | 7000 N 70TH ST | LINCOLN | NE | 68507-3204 | LANCASTER | NE04880 | Scrapped/Junked |  | 7FDA-1242 | 1979 | PEERLESS HEATER COMPANY |  | HWHT - Hot Water Heat | 9/30/2003
NORTHEAST WASTE WATER | 7000 N 70TH ST | LINCOLN | NE | 68507-3204 | LANCASTER | NE04881 | Scrapped/Junked |  | 7FDA-1243 | 1979 | PEERLESS HEATER COMPANY |  | HWHT - Hot Water Heat | 9/30/2001
Fast Break | 7000 O St | Lincoln | NE | 68510-2425 | Lancaster | NE05958 | Inactive | 212884 | 0310212884 | 2003 | RAYP | CPFT - Horiz Cpr Fin Boiler |  | 2/29/2008
Fast Break | 7000 O St | Lincoln | NE | 68510-2425 | Lancaster | NE05959 | Exempt | 60677 | 750029U25 | 2003 | TAYLOR-WHARTON | UTNK - Unfired Vertical Tank | 0041 - CO2 Dispensing | 12/31/2006
Mid American Plaza | 7000 W Center Rd | Omaha | NE | 68106-2712 | Douglas | NE35271 | Scrapped/Junked |  | 1N324 | 1969 | THER | WT - Water Tube Boiler | HWHT - Hot Water Heat | 4/30/2010
H.E. Office Park | 7001 A St | Lincoln | NE | 68510-4299 | Lancaster | NE09195 | Active | 14574 | 2006.12.0018 | 2006 | Peerless | WTSS - Watertube SS Steel | HWHS - Hotwater Heat Sidewalks | 11/30/2026
H.E. Office Park | 7001 A St | Lincoln | NE | 68510-4299 | Lancaster | NE09196 | Active | 15475 | 06F-3382 | 2006 | L.E.S. Inc./Aldrich Co. | FTVT - Firetube Vertical TB | HWHT - Hot Water Heat | 11/30/2026
H.E. Office Park | 7001 A St | Lincoln | NE | 68510-4299 | Lancaster | NE09197 | Active | 16037 | 06F-3944 | 2006 | L.E.S. Inc./Aldrich Co. | FTVT - Firetube Vertical TB | HWHT - Hot Water Heat | 11/30/2026
Southwest High School | 7001 S 14th St | Lincoln | NE | 68512-9200 | Lancaster | NE08858 | Active | 11477 | 01E-9335 | 2001 | Les Inc/Aldrich Co | FTVT - Firetube Vertical TB | GLYC - Glycol Bldg Heat Sys | 11/30/2026
Southwest High School | 7001 S 14th St | Lincoln | NE | 68512-9200 | Lancaster | NE08859 | Active | 11479 | 01E-9337 | 2001 | Les Inc/Aldrich Co | FTVT - Firetube Vertical TB | GLYC - Glycol Bldg Heat Sys | 11/30/2026
Southwest High School | 7001 S 14th St | Lincoln | NE | 68512-9200 | Lancaster | NE08860 | Active | 11446 | 01E-9299 | 2001 | Les Inc/Aldrich Co | FTVT - Firetube Vertical TB | GLYC - Glycol Bldg Heat Sys | 11/30/2026
Southwest High School | 7001 S 14th St | Lincoln | NE | 68512-9200 | Lancaster | NE08861 | Active | 11444 | 01E-9297 | 2001 | Les Inc/Aldrich Co | FTVT - Firetube Vertical TB | GLYC - Glycol Bldg Heat Sys | 11/30/2026
Southwest High School | 7001 S 14th St | Lincoln | NE | 68512-9200 | Lancaster | NE09895 | Active | 11438 | 01E-9290 | 2001 | Les Inc/Aldrich Co | FTVT - Firetube Vertical TB | HWHT - Hot Water Heat | 11/30/2026
Southwest High School | 7001 S 14th St | Lincoln | NE | 68512-9200 | Lancaster | NE09896 | Active | 11441 | 01E-9293 | 2001 | Les Inc/Aldrich Co | FTVT - Firetube Vertical TB | HWHT - Hot Water Heat | 11/30/2026
Southwest High School | 7001 S 14th St | Lincoln | NE | 68512-9200 | Lancaster | NE09897 | Active | 11440 | 01E-9292 | 2001 | Les Inc/Aldrich Co | FTVT - Firetube Vertical TB | HWHT - Hot Water Heat | 11/30/2026
Southwest High School | 7001 S 14th St | Lincoln | NE | 68512-9200 | Lancaster | NE09898 | Active | 115174 | C01G05246 | 2001 | Teledyne Laars | CPFT - Horiz Cpr Fin Boiler | IPHT - Indoor Pool Heater | 11/30/2026
Apartment Building | 7001-7120 S 86Th | Omaha | NE |  | Douglas | NE20859 | Exempt 1999 LB-66 |  | MK92-0249935 | 1992 | A. O. Smith | AHWH - ANSI/Fired Water Htr | HWSD - Hot Water Dom/Potable | 10/31/1999
Apartment Building | 7001-7120 S 86Th | Omaha | NE |  | Douglas | NE20860 | Exempt 1999 LB-66 |  | MK92-0249937 | 1992 | A. O. Smith | AHWH - ANSI/Fired Water Htr | HWSD - Hot Water Dom/Potable | 10/31/1999
APARTMENT BUILDING | 7001-7120 S 86TH | OMAHA | NE | 68114 | Douglas | NE20853 | Exempt 1999 LB-66 |  | MA92-0219150 | 1992 | AO SMITH | AHWH - ANSI/Fired Water Htr | HWSD - Hot Water Dom/Potable | 10/31/1999
APARTMENT BUILDING | 7001-7120 S 86TH | OMAHA | NE | 68114 | Douglas | NE20854 | Exempt 1999 LB-66 |  | AL84-0194950 | 1994 | AO SMITH | AHWH - ANSI/Fired Water Htr | HWSD - Hot Water Dom/Potable | 10/31/1999
APARTMENT BUILDING | 7001-7120 S 86TH | OMAHA | NE | 68114 | Douglas | NE20855 | Exempt 1999 LB-66 |  | 68069 | 1980 | AO SMITH | AHWH - ANSI/Fired Water Htr | HWSD - Hot Water Dom/Potable | 10/31/1999
APARTMENT BUILDING | 7001-7120 S 86TH | OMAHA | NE | 68114 | Douglas | NE20856 | Exempt 1999 LB-66 |  | RUN0185404579 | 1985 | RUUD | AHWH - ANSI/Fired Water Htr | HWSD - Hot Water Dom/Potable | 10/31/1999
APARTMENT BUILDING | 7001-7120 S 86TH | OMAHA | NE | 68114 | Douglas | NE20857 | Exempt 1999 LB-66 |  | MC95-0419591 | 1995 | AO SMITH | AHWH - ANSI/Fired Water Htr | HWSD - Hot Water Dom/Potable | 10/31/1999
APARTMENT BUILDING | 7001-7120 S 86TH | OMAHA | NE | 68114 | Douglas | NE20858 | Exempt 1999 LB-66 |  | MC95-0419589 | 1995 | AO SMITH | AHWH - ANSI/Fired Water Htr | HWSD - Hot Water Dom/Potable | 10/31/1999
APARTMENT BUILDING | 7001-7120 S 86TH | OMAHA | NE | 68114 | Douglas | NE20861 | Exempt 1999 LB-66 |  | BT199680 | 1991 | AO SMITH | AHWH - ANSI/Fired Water Htr | HWSD - Hot Water Dom/Potable | 10/31/1999
APARTMENT BUILDING | 7001-7120 S 86TH | OMAHA | NE | 68114 | Douglas | NE20862 | Exempt 1999 LB-66 |  | AA87-01589 | 1987 | AO SMITH | AHWH - ANSI/Fired Water Htr | HWSD - Hot Water Dom/Potable | 10/31/1999
Streck Laboratories | 7002 S 109th St | La Vista | NE | 68128-5729 | Sarpy | NE06901 | Active | 42265 | G-05-0288 | 2005 | Aerco International | FTVT - Firetube Vertical TB | HWSD - Hot Water Dom/Potable | 6/30/2026
Streck Laboratories | 7002 S 109th St | La Vista | NE | 68128-5729 | Sarpy | NE06902 | Active | 42266 | G-05-0289 | 2005 | Aerco International | FTVT - Firetube Vertical TB | GLYC - Glycol Bldg Heat Sys | 6/30/2026
Streck Laboratories | 7002 S 109th St | La Vista | NE | 68128-5729 | Sarpy | NE06903 | Active | 42264 | G-05-0287 | 2005 | Aerco International | FTVT - Firetube Vertical TB | GLYC - Glycol Bldg Heat Sys | 6/30/2026
Streck Laboratories | 7002 S 109th St | La Vista | NE | 68128-5729 | Sarpy | NE08426 | Active | 50558 | 13075 | 1999 | Kewanee | FTWB - FTS Marine Wet Back | PROC - Process Steam | 6/30/2026
Streck Laboratories | 7002 S 109th St | La Vista | NE | 68128-5729 | Sarpy | NE08427 | Active | 50550 | 13076 | 1999 | Kewanee | FTWB - FTS Marine Wet Back | PROC - Process Steam | 6/30/2026
Fun Plex | 7003 Q St | Omaha | NE | 68117-1649 | Douglas | NE26682 | Active | 25043 | 16W0994 | 2016 | PENTAIR | WT - Water Tube Boiler | OPHT - Outdoor Pool Heater | 6/30/2026
Well's Blue Bunny, Inc | 7006 J St | Omaha | NE | 68117-1016 | Douglas | NE05144 | Inactive | 36988 | R5438 | 1983 | Kewannee |  | PROC - Process Steam | 8/31/2002
Well's Blue Bunny, Inc | 7006 J St | Omaha | NE | 68117-1016 | Douglas | NE05147 | Scrapped/Junked | 2474 | 2125 | 1957 | Gabr |  | PROC - Process Steam | 4/30/2003
Comfort Inn & Suites | 7007 Grover St | Omaha | NE | 68106-3514 | Douglas | NE05815 | Scrapped/Junked | 30890 | B9630890 | 1996 | AOSM | COBL - Coil Type Boiler | HWSD - Hot Water Dom/Potable | 2/28/2011
Comfort Inn & Suites | 7007 Grover St | Omaha | NE | 68106-3514 | Douglas | NE05816 | Scrapped/Junked |  | A8800889 | 1988 | COMFORT ZONE | WT - Water Tube Boiler | IPHT - Indoor Pool Heater | 8/31/2005
Comfort Inn & Suites | 7007 Grover St | Omaha | NE | 68106-3514 | Douglas | NE05817 | Scrapped/Junked |  | 17150 | 1994 | COMFORT ZONE | WT - Water Tube Boiler | IPHT - Indoor Pool Heater | 7/31/2000
Comfort Inn & Suites | 7007 Grover St | Omaha | NE | 68106-3514 | Douglas | NE10512 | Inactive |  | 08990006 | 1999 | PUREX TRITON | CPFT - Horiz Cpr Fin Boiler | SPAJ - Spa/Jacuzzi Heater | 8/31/2005
Comfort Inn & Suites | 7007 Grover St | Omaha | NE | 68106-3514 | Douglas | NE15462 | Scrapped/Junked | 12156 | LB910012156880 | 1991 | AOSM | CHWH - ASME/Fired Water Heater | HWSD - Hot Water Dom/Potable | 2/28/2020
Comfort Inn & Suites | 7007 Grover St | Omaha | NE | 68106-3514 | Douglas | NE15463 | Scrapped/Junked | 66429 | 0588103029 | 1988 | RAYPAK INC, CALIFORNIA | CPFT - Horiz Cpr Fin Boiler | HWSD - Hot Water Dom/Potable | 8/31/2005
Comfort Inn & Suites | 7007 Grover St | Omaha | NE | 68106-3514 | Douglas | NE15464 | Scrapped/Junked | 35109 |  | 1982 | RUUD | CHWH - ASME/Fired Water Heater | HWSD - Hot Water Dom/Potable | 1/31/1996
Comfort Inn & Suites | 7007 Grover St | Omaha | NE | 68106-3514 | Douglas | NE15465 | Scrapped/Junked | 37687 |  | 1982 | RUUD | CHWH - ASME/Fired Water Heater | HWSD - Hot Water Dom/Potable | 1/31/1996
Comfort Inn & Suites | 7007 Grover St | Omaha | NE | 68106-3514 | Douglas | NE15468 | Scrapped/Junked | 34208 |  | 1982 | RUUD | CHWH - ASME/Fired Water Heater | HWSD - Hot Water Dom/Potable | 1/31/1999
Comfort Inn & Suites | 7007 Grover St | Omaha | NE | 68106-3514 | Douglas | NE15469 | Scrapped/Junked | 60529 |  | 1992 | CLEVELAND | FT - Firetube Boiler | 0021 - Steam Supp Cooker/Kettle | 1/31/1997
Comfort Inn & Suites | 7007 Grover St | Omaha | NE | 68106-3514 | Douglas | NE18889 | Active | C27691 | 1011M000015 | 2010 | A O Smith | COBL - Coil Type Boiler | HWSD - Hot Water Dom/Potable | 2/28/2026
Comfort Inn & Suites | 7007 Grover St | Omaha | NE | 68106-3514 | Douglas | NE18898 | Scrapped/Junked | C27692 | 1011M000016 | 2010 | A O Smith | COBL - Coil Type Boiler | HWSD - Hot Water Dom/Potable | 2/28/2026
Comfort Inn & Suites | 7007 Grover St | Omaha | NE | 68106-3514 | Douglas | NE40130 | Scrapped/Junked | 50625 | D9950625 | 1999 | AOSM | COBL - Coil Type Boiler | HWSD - Hot Water Dom/Potable | 2/28/2011
Comfort Inn & Suites | 7007 Grover St | Omaha | NE | 68106-3514 | Douglas | NE43473 | Active | C57665 | 2416136956221 | 2024 | A O Smith | COBL - Coil Type Boiler | HWSD - Hot Water Dom/Potable | 2/28/2025
TRIFINERY OMAHA TERMINAL | 701 ABBOTT DR | OMAHA | NE | 68102 | Douglas | NE10763 | Scrapped/Junked | 11379 |  | 1964 | CYCLOTHERM | FT - Firetube Boiler | PROC - Process Steam | 1/31/2002
vacant building | 701 Country Rd 2250 | Crete | NE | 68333 | Saline | NE09355 | Inactive | 1548 | 95209 | 1988 | Kewanee | FTFB - Firetube-Firebox Boiler | HWHT - Hot Water Heat | 11/30/2016
Crete City Pool | 701 E 4th St | Crete | NE | 68333-3251 | Saline | NE00187 | Active | n/a | MA910187078880 | 1991 | AOSM | AHWH - ANSI/Fired Water Htr | HWSD - Hot Water Dom/Potable | 6/30/2026
Crete City Pool | 701 E 4th St | Crete | NE | 68333-3251 | Saline | NE00188 | Scrapped/Junked | 14862 | 1912338 | 1990 | TELE | CPFT - Horiz Cpr Fin Boiler | OPHT - Outdoor Pool Heater | 6/30/2011
Crete City Pool | 701 E 4th St | Crete | NE | 68333-3251 | Saline | NE22137 | Active | 335505 | 1202335505 | 2012 | Raypak | CPFH - Copper Fin Water Heater | OPHT - Outdoor Pool Heater | 6/30/2026
City Outdoor Baby Pool | 701 E 6Th St | South Sioux City | NE | 68776-1905 | Dakota | NE01764 | Scrapped/Junked |  | 46911-2 | 1991 | ALAS |  | OPHT - Outdoor Pool Heater | 6/30/2009
City Outdoor Pool | 701 E 6Th St | South Sioux City | NE | 68776-1905 | Dakota | NE40834 | Out of Service |  | CP3488605 | 1981 | AOSM | ELBL - Electric Boiler | HWSD - Hot Water Dom/Potable | 6/30/2009
Creighton University - Ryan Center | 701 Florence Blvd | Omaha | NE | 68178-0001 | Douglas | NE14828 | Active | 17414 | 08F-5321 | 2008 | Les Inc/Aldrich Co | FTVT - Firetube Vertical TB | HWHT - Hot Water Heat | 4/30/2026
Creighton University - Ryan Center | 701 Florence Blvd | Omaha | NE | 68178-0001 | Douglas | NE14829 | Active | 17417 | 08F-5324 | 2008 | Les Inc/Aldrich Co | FTVT - Firetube Vertical TB | HWHT - Hot Water Heat | 4/30/2026
Creighton University - Ryan Center | 701 Florence Blvd | Omaha | NE | 68178-0001 | Douglas | NE14830 | Active | 126171 | 126171 | 2008 | PVI Industries | CHWH - ASME/Fired Water Heater | HWSD - Hot Water Dom/Potable | 4/30/2026
Creighton University - Ryan Center | 701 Florence Blvd | Omaha | NE | 68178-0001 | Douglas | NE14831 | Active | 126172 | 126172 | 2008 | PVI Industries | CHWH - ASME/Fired Water Heater | HWSD - Hot Water Dom/Potable | 4/30/2026
Boyd County School Dist 51 | 701 Hoffman St | Lynch | NE | 68746 | Boyd | NE34744 | Inactive | N/A | 7FDA-4203 | 1979 | Peerless | CI - Cast Iron | STHT - Steam-Heat | 2/28/2018
Logan Fontenelle Middle | 701 Kayleen Dr | Bellevue | NE | 68005-2342 | Sarpy | NE12086 | Active | 38852 | G-03-540 | 2003 | Aerco International | FTVT - Firetube Vertical TB | HWHT - Hot Water Heat | 7/31/2026
Logan Fontenelle Middle | 701 Kayleen Dr | Bellevue | NE | 68005-2342 | Sarpy | NE12087 | Active | 38851 | G03-539 | 2003 | Aerco International | FTVT - Firetube Vertical TB | HWHT - Hot Water Heat | 7/31/2026
Logan Fontenelle Middle | 701 Kayleen Dr | Bellevue | NE | 68005-2342 | Sarpy | NE12088 | Active | 38845 | G-03-538 | 2003 | Aerco International | FTVT - Firetube Vertical TB | HWHT - Hot Water Heat | 7/31/2026
Logan Fontenelle Middle | 701 Kayleen Dr | Bellevue | NE | 68005-2342 | Sarpy | NE19745 | Exempt 1999 LB-66 |  | 000000000071053 | 1979 | RUUD | AHWH - ANSI/Fired Water Htr | HWSD - Hot Water Dom/Potable | 7/31/1999
Logan Fontenelle Middle | 701 Kayleen Dr | Bellevue | NE | 68005-2342 | Sarpy | NE19746 | Inactive |  | 000000000000289 | 1984 | RUUD | AHWH - ANSI/Fired Water Htr | HWSD - Hot Water Dom/Potable | 7/31/2001
Logan Fontenelle Middle | 701 Kayleen Dr | Bellevue | NE | 68005-2342 | Sarpy | NE32148 | Scrapped/Junked |  | N261 | 1965 | KEWANEE | FTSM - FTS Marine Dry Back | HWHT - Hot Water Heat | 7/31/2003
Logan Fontenelle Middle | 701 Kayleen Dr | Bellevue | NE | 68005-2342 | Sarpy | NE34550 | Scrapped/Junked |  | 02293 | 1966 | KEWANEE | FTSM - FTS Marine Dry Back | HWHT - Hot Water Heat | 7/31/2003
Logan Fontenelle Middle | 701 Kayleen Dr | Bellevue | NE | 68005-2342 | Sarpy | NE34551 | Scrapped/Junked |  | 02292 | 1966 | KEWANEE | FTSM - FTS Marine Dry Back | HWHT - Hot Water Heat | 7/31/2003
Lakeside Village Apartments | 701 Lakeside Dr | Lincoln | NE | 68528-1782 | Lancaster | NE09835 | Active | 310582 | 0101178245 | 2001 | Raypak, Inc. | CPFH - Copper Fin Water Heater | OPHT - Outdoor Pool Heater | 6/30/2026
MACARONI GRILL | 701 N 102nd St | Omaha | NE | 68114-2170 | Douglas | NE00140 | Scrapped/Junked | 114024 | E005217 | 2000 | LOCHINVAR | CPFT - Horiz Cpr Fin Boiler | HWSD - Hot Water Dom/Potable | 3/31/2007
Tosca | 701 N 108th Cir | Omaha | NE | 68154-1703 | Douglas | NE26689 | Active | 18421 | 18421 | 2017 | Superior Boiler Works | FTVT - Firetube Vertical TB | PROC - Process Steam | 6/30/2026
St Cecilia's Parish | 701 N 40th St | Omaha | NE | 68131-1826 | Douglas | NE16126 | Scrapped/Junked | n/a | M4984 | 1963 | Kewanee | FTFB - Firetube-Firebox Boiler | HWHT - Hot Water Heat | 1/31/2015
St Cecilia's Parish | 701 N 40th St | Omaha | NE | 68131-1826 | Douglas | NE26124 | Active | 20626 | FB750-15-30-2 | 2015 | Hurst | FTSM - FTS Marine Dry Back | STHT - Steam-Heat | 12/31/2025
St Cecilia's Parish | 701 N 40th St | Omaha | NE | 68131-1826 | Douglas | NE26125 | Active | 20625 | FB750-15-30-1 | 2015 | Hurst | FTSM - FTS Marine Dry Back | STHT - Steam-Heat | 12/31/2025
St Cecilia's Parish | 701 N 40th St | Omaha | NE | 68131-1826 | Douglas | NE26126 | Active | 68695 | G-14-1651 | 2014 | Aerco | COND - Condenser | HWHT - Hot Water Heat | 12/31/2025
Western Edge | 701 N Lincoln Ave | York | NE | 68467-2948 | York | NE06222 | Out of Service | N/A | 211-7718 | 1977 | Peerless | CI - Cast Iron | STHT - Steam-Heat | 3/31/2014
Clay Ctr. Fairgrounds | 701 N Martin | Clay Center | NE | 68933 | Clay | NE42800 | Active | N/A | BC-119 KS | 1916 | Case | HOBB - Hobby/Antique Boiler | 0024 - Antique Steam Tractor | 9/30/2026
Apartment Building - Reinke | 701 S 11th St | Lincoln | NE | 68508-3236 | Lancaster | NE09671 | Active | 124665 | 91010164C | 1991 | Teledyne | CPFT - Horiz Cpr Fin Boiler | HWHT - Hot Water Heat | 1/31/2026
Apartment Building - Reinke | 701 S 11th St | Lincoln | NE | 68508-3236 | Lancaster | NE09672 | Scrapped/Junked | 69800 | 840C8769800 | 1987 | A O Smith | COBL - Coil Type Boiler | HWSD - Hot Water Dom/Potable | 2/28/2015
DRAKE COURT APARTMENTS | 701 S 22nd St | Omaha | NE | 68102-3006 | Douglas | NE03438 | Inactive |  | M4262 | 1963 | KEWANEE | FTFB - Firetube-Firebox Boiler | STHT - Steam-Heat | 10/31/1997
JC's Auto Wash/Spic N Span | 701 S Dewey St | North Platte | NE | 69101-5522 | Lincoln | NE00210 | Scrapped/Junked | 122625 | 9503122625 | 1987 | RAYP | CPFT - Horiz Cpr Fin Boiler | HWSP - Hot Water Non Potable Supply | 4/30/2010
JC's Auto Wash/Spic N Span | 701 S Dewey St | North Platte | NE | 69101-5522 | Lincoln | NE18756 | Scrapped/Junked | C23866 | 0907M000015 | 2009 | A O Smith | COBL - Coil Type Boiler | HWSP - Hot Water Non Potable Supply | 8/31/2015
Nutrien | 701 S Garfield St | Weeping Water | NE | 68463 | Cass | NE07852 | Exempt | 29046 |  | 1968 | TEXAS METAL FAB | UFPV - Unfired Pressure Vessel | RCVR - Receiver: Air or Water | 1/1/1900
Nutrien | 701 S Garfield St | Weeping Water | NE | 68463 | Cass | NE07853 | Exempt | 1444 |  | 1968 | Unknown | UFPV - Unfired Pressure Vessel | RCVR - Receiver: Air or Water | 1/1/1900
Nutrien | 701 S Garfield St | Weeping Water | NE | 68463 | Cass | NE07854 | Exempt | 1445 |  | 1988 | Unknown | UFPV - Unfired Pressure Vessel | RCVR - Receiver: Air or Water | 1/1/1900
Nutrien | 701 S Garfield St | Weeping Water | NE | 68463 | Cass | NE13882 | Active | 12153 | 15750 | 1965 | Cyclotherm | FTSM - FTS Marine Dry Back | PROC - Process Steam | 5/31/2026
Nutrien | 701 S Garfield St | Weeping Water | NE | 68463 | Cass | NE14049 | Active | 12144 | 15751 | 1965 | Cyclotherm | FTSM - FTS Marine Dry Back | PROC - Process Steam | 8/31/2026
Nutrien | 701 S Garfield St | Weeping Water | NE | 68463 | Cass | NE42698 | Inactive | 21836 | S750.150.277 | 2016 | Hurst | FTHT - Firetube Horizontal | PROC - Process Steam | 6/30/2025
City-County Law Enforcement | 701 W 29th St | South Sioux City | NE | 68776-3167 | Dakota | NE30485 | Active | 5989 | 11919 | 1992 | PREC | ELBL - Electric Boiler | HWHT - Hot Water Heat | 10/31/2026
Jason's Deli | 7010 Dodge St | Omaha | NE | 68132-2773 | Douglas | NE06703 | Scrapped/Junked | 99353 | 99353/J05M006031 | 2005 | AOSC | CHWH - ASME/Fired Water Heater | HWSD - Hot Water Dom/Potable | 12/31/2016
Home 2 Suites by Hilton | 7011 Hascall St | Omaha | NE | 68124 | Douglas | NE29260 | Active | 275633 | 2047121977393 | 2020 | AO SMITH | CHWH - ASME/Fired Water Heater | HWSD - Hot Water Dom/Potable | 5/31/2026
Home 2 Suites by Hilton | 7011 Hascall St | Omaha | NE | 68124 | Douglas | NE29261 | Active | 275561 | 2047121977397 | 2020 | AO SMITH | CHWH - ASME/Fired Water Heater | HWSD - Hot Water Dom/Potable | 5/31/2026
Home 2 Suites by Hilton | 7011 Hascall St | Omaha | NE | 68124 | Douglas | NE29262 | Active | 275562 | 2047121977396 | 2020 | AO SMITH | CHWH - ASME/Fired Water Heater | HWSD - Hot Water Dom/Potable | 5/31/2026
Home 2 Suites by Hilton | 7011 Hascall St | Omaha | NE | 68124 | Douglas | NE29263 | Active | 275560 | 2047121977398 | 2020 | AO SMITH | CHWH - ASME/Fired Water Heater | HWSD - Hot Water Dom/Potable | 5/31/2026
Hillcrest Care Center | 702 Cedar Ave | Laurel | NE | 68745-1714 | CEDAR | NE21921 | Exempt 1999 LB-66 |  | RN06995G01051 | 1995 | RHEEM MANUFACTURING CO | AHWH - ANSI/Fired Water Htr | HWSD - Hot Water Dom/Potable | 12/31/1999
Hillcrest Care Center | 702 Cedar Ave | Laurel | NE | 68745-1714 | CEDAR | NE21922 | Exempt 1999 LB-66 |  | B843801313A | 1984 | AMERICAN APPLIANCE | AHWH - ANSI/Fired Water Htr | HWSD - Hot Water Dom/Potable | 12/31/1999
Hillcrest Care Center | 702 Cedar Ave | Laurel | NE | 68745-1714 | CEDAR | NE22524 | Exempt 1999 LB-66 |  | 087700233 | 1977 | RHEEM MANUFACTURING CO | AHWH - ANSI/Fired Water Htr | HWSD - Hot Water Dom/Potable | 12/31/1999
Hillcrest Care Center | 702 Cedar Ave | Laurel | NE | 68745-1714 | CEDAR | NE22525 | Scrapped/Junked | 87777 | n/a | 1997 | Burnham | WT - Water Tube Boiler | HWHT - Hot Water Heat | 3/31/2017
Hillcrest Care Center | 702 Cedar Ave | Laurel | NE | 68745-1714 | CEDAR | NE26971 | Scrapped/Junked | 221542 | 1636103397542 | 2016 | Lochinvar | FTVT - Firetube Vertical TB | HWHT - Hot Water Heat | 2/28/2020
Hillcrest Care Center | 702 Cedar Ave | Laurel | NE | 68745-1714 | CEDAR | NE28912 | Active | 439549 | D1.18.26.00805 | 2018 | Lochinvar | WTSS - Watertube SS Steel | HWHT - Hot Water Heat | 2/28/2026
ALPINE RETIREMENT CENTER | 702 James St | Verdigre | NE | 68783-6022 | KNOX | NE05667 | Exempt 1999 LB-66 |  | 17805 | 1984 | AO SMITH | AHWH - ANSI/Fired Water Htr | HWSD - Hot Water Dom/Potable | 10/31/1999
ALPINE RETIREMENT CENTER | 702 James St | Verdigre | NE | 68783-6022 | KNOX | NE39171 | Scrapped/Junked |  | 02962 | 1986 | AMERICAN APPLIANCE | AHWH - ANSI/Fired Water Htr | HWSD - Hot Water Dom/Potable | 10/31/2006
ALPINE RETIREMENT CENTER | 702 James St | Verdigre | NE | 68783-6022 | KNOX | NE39172 | Scrapped/Junked |  | 09408 | 1978 | AO SMITH | AHWH - ANSI/Fired Water Htr | HWSD - Hot Water Dom/Potable | 10/31/2006
Crossroads Center | 702 W 14th St | Hastings | NE | 68901-3006 | Adams | NE06113 | Active | 511 | 2004.25.0511 | 2004 | Giannoni | COBL - Coil Type Boiler | HWHT - Hot Water Heat | 3/31/2026
Crossroads Center | 702 W 14th St | Hastings | NE | 68901-3006 | Adams | NE06114 | Active | 516 | 2004.25.0516 | 2004 | Giannoni | COBL - Coil Type Boiler | HWHT - Hot Water Heat | 3/31/2026
Crossroads Center | 702 W 14th St | Hastings | NE | 68901-3006 | Adams | NE15653 | Scrapped/Junked |  | 0195G01455 | 1995 | RHEEM MANUFACTURING CO | CHWH - ASME/Fired Water Heater | HWSD - Hot Water Dom/Potable | 9/30/2000
Crossroads Center | 702 W 14th St | Hastings | NE | 68901-3006 | Adams | NE23389 | Scrapped/Junked | 81919 | G0399604375 | 1999 | RHEE | CHWH - ASME/Fired Water Heater | HWSD - Hot Water Dom/Potable | 9/30/2009
Crossroads Center | 702 W 14th St | Hastings | NE | 68901-3006 | Adams | NE23779 | Scrapped/Junked | 130869 | UNRG0412G01000 | 2012 | RHEEM | CHWH - ASME/Fired Water Heater | HWSD - Hot Water Dom/Potable | 3/31/2019
Crossroads Center | 702 W 14th St | Hastings | NE | 68901-3006 | Adams | NE27582 | Active | 153415 | A211811449 | 2018 | RHEEM | CHWH - ASME/Fired Water Heater | HWSD - Hot Water Dom/Potable | 3/31/2026
Crossroads Center | 702 W 14th St | Hastings | NE | 68901-3006 | Adams | NE30358 | Scrapped/Junked |  | D593384 | 1960 | CRANE |  | HWHT - Hot Water Heat | 9/30/2004
Crossroads Center | 702 W 14th St | Hastings | NE | 68901-3006 | Adams | NE30360 | Scrapped/Junked |  | 3384 | 1960 | CRANE |  | HWHT - Hot Water Heat | 9/30/2004
First United Methodist | 7020 Cass St | Omaha | NE | 68132-2601 | Douglas | NE08472 | Active | 11562 | 01E-9440 | 2001 | ALES | FTVT - Firetube Vertical TB | HWHT - Hot Water Heat | 11/30/2026
First United Methodist | 7020 Cass St | Omaha | NE | 68132-2601 | Douglas | NE08473 | Inactive | 11556 | 01E-9434 | 2001 | ALES | FTVT - Firetube Vertical TB | HWHT - Hot Water Heat | 11/30/2019
First United Methodist | 7020 Cass St | Omaha | NE | 68132-2601 | Douglas | NE08474 | Active | 11561 | 01E-9439 | 2001 | ALES | FTVT - Firetube Vertical TB | HWHT - Hot Water Heat | 11/30/2026
First United Methodist | 7020 Cass St | Omaha | NE | 68132-2601 | Douglas | NE08475 | Active | 11553 | 01E-9431 | 2001 | ALES | FTVT - Firetube Vertical TB | HWHT - Hot Water Heat | 11/30/2026
First United Methodist | 7020 Cass St | Omaha | NE | 68132-2601 | Douglas | NE17870 | Scrapped/Junked |  | HSB-22994 | 1956 | FITZGIBBONS | FTFB - Firetube-Firebox Boiler | HWHT - Hot Water Heat | 5/31/2002
First United Methodist | 7020 Cass St | Omaha | NE | 68132-2601 | Douglas | NE17871 | Scrapped/Junked |  | HSB-35644 | 1956 | FITZGIBBONS | FTFB - Firetube-Firebox Boiler | HWHT - Hot Water Heat | 5/31/2002
First United Methodist | 7020 Cass St | Omaha | NE | 68132-2601 | Douglas | NE28874 | Active | 120250 | 120250 | 2020 | LES | FTNT - FT Vertical Tubeless | HWHT - Hot Water Heat | 11/30/2026
Omaha Conservatory of Music | 7023 Cass St | Omaha | NE | 68132-2651 | Douglas | NE22657 | Scrapped/Junked | n/a | 211-11867-0796 | 1996 | Peerless | CI - Cast Iron | STHT - Steam-Heat | 3/31/2012
Omaha Conservatory of Music | 7023 Cass St | Omaha | NE | 68132-2651 | Douglas | NE26134 | Active | 355927 | D1.13.33.00310 | 2015 | Lochinvar | COND - Condenser | HWHT - Hot Water Heat | 12/31/2026
Omaha Conservatory of Music | 7023 Cass St | Omaha | NE | 68132-2651 | Douglas | NE26135 | Active | 355929 | D1.13.33.00312 | 2015 | Lochinvar | COND - Condenser | HWHT - Hot Water Heat | 12/31/2026
Omaha Conservatory of Music | 7023 Cass St | Omaha | NE | 68132-2651 | Douglas | NE43710 | Active | 470147 | 24.PG80.95.01345 | 2024 | AIC GDYNIA | FTVT - Firetube Vertical TB | HWHT - Hot Water Heat | 12/31/2026
Newman Grove Elementary | 703 Hale Ave | Newman Grove | NE | 68758-6031 | Madison | NE31962 | Inactive |  |  | 1921 | K-MCK |  | STHT - Steam-Heat | 12/31/1987
Newman Grove Elementary | 703 Hale Ave | Newman Grove | NE | 68758-6031 | Madison | NE32454 | Scrapped/Junked | n/a | 2B-J3 | 1966 | American Standard | CI - Cast Iron | STHT - Steam-Heat | 3/31/2021
School - Fairbury PS Admin Building | 703 K St | Fairbury | NE | 68352-2165 | JEFFERSON | NE01506 | Scrapped/Junked | 65943 | 65943 | 2000 | Weben-Jarco | COBL - Coil Type Boiler | HWHT - Hot Water Heat | 2/28/2015
School - Fairbury PS Admin Building | 703 K St | Fairbury | NE | 68352-2165 | JEFFERSON | NE01513 | Scrapped/Junked | 65942 | 65942 | 2000 | Weben-Jarco | COBL - Coil Type Boiler | HWHT - Hot Water Heat | 2/28/2015
School - Fairbury PS Admin Building | 703 K St | Fairbury | NE | 68352-2165 | JEFFERSON | NE25238 | Active | 19221 | 14F-7129 | 2014 | Aldrich | FTVT - Firetube Vertical TB | HWHT - Hot Water Heat | 2/28/2026
School - Fairbury PS Admin Building | 703 K St | Fairbury | NE | 68352-2165 | JEFFERSON | NE25239 | Active | 19220 | 14F-7128 | 2014 | Aldrich | FTVT - Firetube Vertical TB | HWHT - Hot Water Heat | 2/28/2026
School - Fairbury PS Admin Building | 703 K St | Fairbury | NE | 68352-2165 | JEFFERSON | NE33691 | Scrapped/Junked |  | 8965 | 1948 | KEWANEE | FTFB - Firetube-Firebox Boiler | STHT - Steam-Heat | 6/30/2000
Arbor Care Center | 703 N Main St | Madison | NE | 68748-6009 | Madison | NE01579 | Scrapped/Junked | 180104 | 0102180104 | 2001 | Raypak | CHWH - ASME/Fired Water Heater | HWSD - Hot Water Dom/Potable | 5/31/2013
Arbor Care Center | 703 N Main St | Madison | NE | 68748-6009 | Madison | NE05717 | Exempt |  | DR0397E00062 | 1997 | RHEEM MANUFACTURING CO | ELWH - Electric Water Heater | HWSD - Hot Water Dom/Potable | 5/31/2003
Arbor Care Center | 703 N Main St | Madison | NE | 68748-6009 | Madison | NE17391 | Scrapped/Junked |  | 0000003230 | 1993 | WEBEN JARCO | COBL - Coil Type Boiler | HWSD - Hot Water Dom/Potable | 5/31/2001
Arbor Care Center | 703 N Main St | Madison | NE | 68748-6009 | Madison | NE17409 | Exempt |  |  | 1991 | RHEEM MANUFACTURING CO | ELWH - Electric Water Heater | HWSD - Hot Water Dom/Potable | 5/31/2003
Arbor Care Center | 703 N Main St | Madison | NE | 68748-6009 | Madison | NE17412 | Exempt 1999 LB-66 |  | 4 | 1991 | AO SMITH | AHWH - ANSI/Fired Water Htr | HWSD - Hot Water Dom/Potable | 5/31/1999
Arbor Care Center | 703 N Main St | Madison | NE | 68748-6009 | Madison | NE24031 | Active | 553992 | D1.22.12.00689 | 2022 | Lochinvar/Giannoni | WTSS - Watertube SS Steel | HWSD - Hot Water Dom/Potable | 4/30/2025
Vacant Building | 703 S Vivian St | Wausa | NE | 68786-2036 | Knox | NE10195 | Exempt | 969 | 500969 | 2007 | RIVERSIDE HYDRONICS | CPFH - Copper Fin Water Heater | HWHT - Hot Water Heat | 4/30/2019
Vacant Building | 703 S Vivian St | Wausa | NE | 68786-2036 | Knox | NE10196 | Exempt | 968 | 500968 | 2007 | RIVERSIDE HYDRONICS | COBL - Coil Type Boiler | HWHT - Hot Water Heat | 4/30/2019
Vacant Building | 703 S Vivian St | Wausa | NE | 68786-2036 | Knox | NE34863 | Scrapped/Junked | 39248 | R-7840 | 1983 | KEWANEE | FTFB - Firetube-Firebox Boiler | HWHT - Hot Water Heat | 4/30/2007
Vacant Building | 703 S Vivian St | Wausa | NE | 68786-2036 | Knox | NE34864 | Scrapped/Junked |  | M3084 | 1964 | KEWANEE | FTFB - Firetube-Firebox Boiler | HWHT - Hot Water Heat | 4/30/2007
Power Wash | 703 W 1st St | Ogallala | NE | 69153-2418 | Keith | NE24292 | Inactive | 58514 | 058514 | 1985 | Raytherm/Raypak | CPFT - Horiz Cpr Fin Boiler | HWSP - Hot Water Non Potable Supply | 3/31/2018
Elemental Scientific Inc. | 7030 N 97th Plz Cir | Omaha | NE | 68122 | Douglas | NE01442 | Active | n/a | 339542-200101 | 2000 | Peerless | CIMD - Cast Iron/Modular Ins | GLYC - Glycol Bldg Heat Sys | 3/31/2022
United Methodist Church | 704 Box Butte Ave | Alliance | NE | 69301-2938 | Box Butte | NE30406 | Active | N/A | 7590162 | 1991 | Burnham | CI - Cast Iron | HWHT - Hot Water Heat | 3/31/2026
EBERLE FUNERAL HOME | 704 H St | Burwell | NE | 68823-4110 | GARFIELD | NE17283 | Exempt |  | 100 | 1992 | BRYANT |  | HWHT - Hot Water Heat | 1/31/1997
Apartment Bldg | 704 Missouri Ave | Alliance | NE | 69301-3063 | Box Butte | NE18480 | Active | n/a | 7733447 | 1995 | Burnham | CI - Cast Iron | HWHT - Hot Water Heat | 3/31/2026
CHI - Plainview Hospital | 704 N 3rd St | Plainview | NE | 68769-2047 | Pierce | NE05244 | Scrapped/Junked | N/A | 3483V00008 | 1988 | Dunkirk | CI - Cast Iron | HWHT - Hot Water Heat | 9/30/2022
CHI - Plainview Hospital | 704 N 3rd St | Plainview | NE | 68769-2047 | Pierce | NE05245 | Scrapped/Junked | NA | 0577-00292 | 1977 | Ruud-Rheem | AHWH - ANSI/Fired Water Htr | HWSD - Hot Water Dom/Potable | 9/30/2013
CHI - Plainview Hospital | 704 N 3rd St | Plainview | NE | 68769-2047 | Pierce | NE05246 | Scrapped/Junked | NA | AB84-10061 | 1984 | A. O. Smith | CHWH - ASME/Fired Water Heater | HWSD - Hot Water Dom/Potable | 9/30/2013
CHI - Plainview Hospital | 704 N 3rd St | Plainview | NE | 68769-2047 | Pierce | NE05247 | Inactive | NA | 755 | 1969 | Ace Tank & Heater Co. | COBL - Coil Type Boiler | HWHT - Hot Water Heat | 9/30/2013
CHI - Plainview Hospital | 704 N 3rd St | Plainview | NE | 68769-2047 | Pierce | NE18793 | Scrapped/Junked | 4504 | 14183 | 1991 | Odgen | ELBL - Electric Boiler | STER - Sterilizer | 9/30/2017
CHI - Plainview Hospital | 704 N 3rd St | Plainview | NE | 68769-2047 | Pierce | NE22312 | Scrapped/Junked | N/A | 4497-00054 | 1997 | Dunkirk | CI - Cast Iron | HWHT - Hot Water Heat | 9/30/2022
CHI - Plainview Hospital | 704 N 3rd St | Plainview | NE | 68769-2047 | Pierce | NE24029 | Active | 178114 | 1307M001929 | 2012 | AO SMITH | CHWH - ASME/Fired Water Heater | HWSD - Hot Water Dom/Potable | 9/30/2026
CHI - Plainview Hospital | 704 N 3rd St | Plainview | NE | 68769-2047 | Pierce | NE24030 | Active | 177464 | 1306M000450 | 2012 | AO SMITH | CHWH - ASME/Fired Water Heater | HWSD - Hot Water Dom/Potable | 9/30/2026
CHI - Plainview Hospital | 704 N 3rd St | Plainview | NE | 68769-2047 | Pierce | NE26977 | Active | 8655 | 48655 | 2017 | Steris Corp | ELBL - Electric Boiler | STER - Sterilizer | 9/30/2026
CHI - Plainview Hospital | 704 N 3rd St | Plainview | NE | 68769-2047 | Pierce | NE41894 | Active | 298608 | 21.PG75.41.1112 | 2021 | Trinity | FTVT - Firetube Vertical TB | HWHT - Hot Water Heat | 9/30/2026
CHI - Plainview Hospital | 704 N 3rd St | Plainview | NE | 68769-2047 | Pierce | NE41895 | Active | 296050 | 21.PG75.41.1002 | 2021 | Trinity | FTVT - Firetube Vertical TB | HWHT - Hot Water Heat | 9/30/2026
Edgar Centennial Pool | 704 N A St | Edgar | NE | 68935-3166 | Clay | NE00152 | Scrapped/Junked | 56501 | D0056501 | 2000 | AOSM | COBL - Coil Type Boiler | OPHT - Outdoor Pool Heater | 6/30/2011
Edgar Centennial Pool | 704 N A St | Edgar | NE | 68935-3166 | Clay | NE19865 | Scrapped/Junked | C31282 | 1113M001532 | 2011 | A O Smith | COBL - Coil Type Boiler | OPHT - Outdoor Pool Heater | 6/30/2017
Edgar Centennial Pool | 704 N A St | Edgar | NE | 68935-3166 | Clay | NE26901 | Active | 305852 | 171510567789 | 2017 | Lochinvar | CPFT - Horiz Cpr Fin Boiler | OPHT - Outdoor Pool Heater | 6/30/2026
BETHEL LUTHERAN CHURCH-BMIC#411679 | 704 West Ave | Holdrege | NE | 68949-2327 | PHELPS | NE35426 | Scrapped/Junked | N/A |  | 1975 | AMERICAN STANDARD |  | STHT - Steam-Heat | 3/31/2005
Hastings College/Perkins Library | 705 E 7th St | Hastings | NE | 68901-7620 | Adams | NE32577 | Active | / | L9814 | 1963 | Kewanee | FTFB - Firetube-Firebox Boiler | HWHT - Hot Water Heat | 1/31/2026
Hastings College/Hazelrigg Student Union | 705 E 9th St | Hastings | NE | 68901-7673 | Adams | NE27321 | Active | 284382 | C 17 284382 | 2017 | Laars | CI - Cast Iron | HWSD - Hot Water Dom/Potable | 1/31/2026
Hastings College/Hazelrigg Student Union | 705 E 9th St | Hastings | NE | 68901-7673 | Adams | NE32568 | Active | n/a | L8194 | 1963 | Kewanee | FT - Firetube Boiler | HWHT - Hot Water Heat | 1/31/2026
Hastings College/Hazelrigg Student Union | 705 E 9th St | Hastings | NE | 68901-7673 | Adams | NE32879 | Out of Service | 20810 | L6748 | 1961 | Kewanee | FTSM - FTS Marine Dry Back | STHT - Steam-Heat | 1/31/2017
Hastings College/Hazelrigg Student Union | 705 E 9th St | Hastings | NE | 68901-7673 | Adams | NE37285 | Scrapped/Junked | 107660 | 8891617 | 1983 | Teledyne Laars | CPFT - Horiz Cpr Fin Boiler | HWHT - Hot Water Heat | 1/31/2018
Creighton University - Davis Square | 705 N 21st St | Omaha | NE | 68178-0001 | Douglas | NE01709 | Scrapped/Junked | 111717 | 111717 | 2003 | PVI Industries | CHWH - ASME/Fired Water Heater | HWSD - Hot Water Dom/Potable | 4/30/2019
Creighton University - Davis Square | 705 N 21st St | Omaha | NE | 68178-0001 | Douglas | NE01710 | Scrapped/Junked | 111716 | 111716 | 2003 | PVI Industries | CHWH - ASME/Fired Water Heater | HWSD - Hot Water Dom/Potable | 4/30/2019
Creighton University - Davis Square | 705 N 21st St | Omaha | NE | 68178-0001 | Douglas | NE01711 | Scrapped/Junked | 112469 | 112469 | 2004 | PVI Industries | CHWH - ASME/Fired Water Heater | HWSD - Hot Water Dom/Potable | 4/30/2019
Creighton University - Davis Square | 705 N 21st St | Omaha | NE | 68178-0001 | Douglas | NE01712 | Scrapped/Junked | 112467 | 112467 | 2004 | PVI Industries | CHWH - ASME/Fired Water Heater | HWSD - Hot Water Dom/Potable | 4/30/2019
Creighton University - Davis Square | 705 N 21st St | Omaha | NE | 68178-0001 | Douglas | NE01713 | Scrapped/Junked | 112466 | 112466 | 2004 | PVI Industries | CHWH - ASME/Fired Water Heater | HWSD - Hot Water Dom/Potable | 4/30/2019
Creighton University - Davis Square | 705 N 21st St | Omaha | NE | 68178-0001 | Douglas | NE01714 | Scrapped/Junked | 112468 | 112468 | 2004 | PVI Industries | CHWH - ASME/Fired Water Heater | HWSD - Hot Water Dom/Potable | 4/30/2019
Creighton University - Davis Square | 705 N 21st St | Omaha | NE | 68178-0001 | Douglas | NE42401 | Active | 104853 | 19.WHTX.188.0308 | 2019 | AIC GDYNIA | CHWH - ASME/Fired Water Heater | HWSD - Hot Water Dom/Potable | 4/30/2026
Creighton University - Davis Square | 705 N 21st St | Omaha | NE | 68178-0001 | Douglas | NE42402 | Active | 110005 | 19.WHTX.188.0560 | 2019 | AIC GDYNIA | CHWH - ASME/Fired Water Heater | HWSD - Hot Water Dom/Potable | 4/30/2026
Creighton University - Davis Square | 705 N 21st St | Omaha | NE | 68178-0001 | Douglas | NE42403 | Active | 110017 | 19.WHTX.188.0572 | 2019 | AIC GDYNIA | CHWH - ASME/Fired Water Heater | HWSD - Hot Water Dom/Potable | 4/30/2026
Creighton University - Davis Square | 705 N 21st St | Omaha | NE | 68178-0001 | Douglas | NE42404 | Active | 109293 | 19.WHTX.188.0529 | 2019 | AIC GDYNIA | CHWH - ASME/Fired Water Heater | HWSD - Hot Water Dom/Potable | 4/30/2026
Creighton University - Davis Square | 705 N 21st St | Omaha | NE | 68178-0001 | Douglas | NE42405 | Active | 110014 | 19.WHTX.188.0569 | 2019 | AIC GDYNIA | CHWH - ASME/Fired Water Heater | HWSD - Hot Water Dom/Potable | 4/30/2026
Creighton University - Davis Square | 705 N 21st St | Omaha | NE | 68178-0001 | Douglas | NE42406 | Active | 105944 | 19.WHTX.188.0387 | 2019 | AIC GDYNIA | CHWH - ASME/Fired Water Heater | HWSD - Hot Water Dom/Potable | 4/30/2026
UNL Husker Hall | 705 N 23rd St | Lincoln | NE | 68503-2995 | Lancaster | NE17680 | Inactive | 5392 |  | 1970 | KEWANEE | FT - Firetube Boiler | HWHT - Hot Water Heat | 8/31/1999
UNL Husker Hall | 705 N 23rd St | Lincoln | NE | 68503-2995 | Lancaster | NE23205 | Scrapped/Junked | 160897 | 9907-160897 | 1999 | Raypak | CHWH - ASME/Fired Water Heater | HWSD - Hot Water Dom/Potable | 10/31/2015
UNL Husker Hall | 705 N 23rd St | Lincoln | NE | 68503-2995 | Lancaster | NE25054 | Scrapped/Junked | 10315 | 99E-7894 | 1999 | ALES | FTVT - Firetube Vertical TB | HWHT - Hot Water Heat | 10/31/2017
UNL Husker Hall | 705 N 23rd St | Lincoln | NE | 68503-2995 | Lancaster | NE25055 | Scrapped/Junked | 10317 | 99E-7896 | 1999 | ALES | FTVT - Firetube Vertical TB | HWHT - Hot Water Heat | 10/31/2017
UNL Husker Hall | 705 N 23rd St | Lincoln | NE | 68503-2995 | Lancaster | NE27260 | Active | 384502 | G-16-384502 | 2016 | Laars | WTSS - Watertube SS Steel | HWHT - Hot Water Heat | 9/30/2026
UNL Husker Hall | 705 N 23rd St | Lincoln | NE | 68503-2995 | Lancaster | NE27261 | Active | 384481 | G-16-384481 | 2016 | Laars | WTSS - Watertube SS Steel | HWHT - Hot Water Heat | 9/30/2026
Arlington Jr/Sr High | 705 N 9th St | Arlington | NE | 68002-3032 | Washington | NE07351 | Scrapped/Junked | 18545 | 12494 | 2006 | VULC | FT - Firetube Boiler | 0021 - Steam Supp Cooker/Kettle | 7/31/2009
Arlington Jr/Sr High | 705 N 9th St | Arlington | NE | 68002-3032 | Washington | NE08560 | Scrapped/Junked | 59687 | L8011013025 | 2001 | AOSM | CHWH - ASME/Fired Water Heater | HWSD - Hot Water Dom/Potable | 1/31/2014
Arlington Jr/Sr High | 705 N 9th St | Arlington | NE | 68002-3032 | Washington | NE08574 | Scrapped/Junked | 13385 |  | 2001 | PMI FOOD EQUIPMENT GROUP | FT - Firetube Boiler | 0021 - Steam Supp Cooker/Kettle | 7/31/2006
Arlington Jr/Sr High | 705 N 9th St | Arlington | NE | 68002-3032 | Washington | NE15764 | Scrapped/Junked | 20237 | 13624 | 2008 | Vulcan | FT - Firetube Boiler | COOK - Cooker/Kettle | 1/31/2019
Arlington Jr/Sr High | 705 N 9th St | Arlington | NE | 68002-3032 | Washington | NE33639 | Inactive | n/a | L-7437 | 1961 | Kewanee | FTSM - FTS Marine Dry Back | HWHT - Hot Water Heat | 1/31/2018
Arlington Jr/Sr High | 705 N 9th St | Arlington | NE | 68002-3032 | Washington | NE33640 | Inactive | n/a | L7438 | 1961 | Kewanee | FTSM - FTS Marine Dry Back | HWHT - Hot Water Heat | 1/31/2018
Arlington Jr/Sr High | 705 N 9th St | Arlington | NE | 68002-3032 | Washington | NE34760 | Scrapped/Junked |  | E851007696 | 1986 | STATE INDUSTRIES | AHWH - ANSI/Fired Water Htr | HWSD - Hot Water Dom/Potable | 7/31/1999
Arlington Jr/Sr High | 705 N 9th St | Arlington | NE | 68002-3032 | Washington | NE37700 | Scrapped/Junked |  | F86153246 | 1986 | STATE INDUSTRIES | AHWH - ANSI/Fired Water Htr | HWSD - Hot Water Dom/Potable | 7/31/2001
Hurt Plaza V Apartments | 705 S 18th St | Lincoln | NE | 68508-3715 | Lancaster | NE10489 | Scrapped/Junked |  | URNG0602G01482 | 2002 | RICHMOND COMMERCIAL | AHWH - ANSI/Fired Water Htr | HWHT - Hot Water Heat | 1/1/1900
Hurt Plaza V Apartments | 705 S 18th St | Lincoln | NE | 68508-3715 | Lancaster | NE10490 | Inactive | n/a | URNG0402G03353 | 2002 | Richmond | AHWH - ANSI/Fired Water Htr | HWHT - Hot Water Heat | 2/28/2004
Hurt Plaza V Apartments | 705 S 18th St | Lincoln | NE | 68508-3715 | Lancaster | NE10491 | Inactive | n/a | URNG0402G03350 | 2002 | Richmond | AHWH - ANSI/Fired Water Htr | HWHT - Hot Water Heat | 2/28/2004
Hurt Plaza V Apartments | 705 S 18th St | Lincoln | NE | 68508-3715 | Lancaster | NE19043 | Scrapped/Junked | 17757 | 17757 | 2005 | MUNCHKIN | COBL - Coil Type Boiler | HWHT - Hot Water Heat | 12/31/2020
Hurt Plaza V Apartments | 705 S 18th St | Lincoln | NE | 68508-3715 | Lancaster | NE28962 | Active | 113633 | 19.PG80.95.1433 | 2019 | Lochinvar | FTVT - Firetube Vertical TB | HWHT - Hot Water Heat | 10/31/2026
Lexington High School | 705 W 13th St | Lexington | NE | 68850-1253 | Dawson | NE07506 | Active | 44342 | 45031Z0073 | 2004 | MKTF | COOK - Fired Cooker | 0021 - Steam Supp Cooker/Kettle | 11/30/2026
Lexington High School | 705 W 13th St | Lexington | NE | 68850-1253 | Dawson | NE07507 | Active | 44341 | 4583120072 | 2004 | MKTF | COOK - Fired Cooker | 0021 - Steam Supp Cooker/Kettle | 11/30/2026
Lexington High School | 705 W 13th St | Lexington | NE | 68850-1253 | Dawson | NE07508 | Scrapped/Junked | 6507 | 27107560 | 1996 | Vulcan | COOK - Fired Cooker | 0021 - Steam Supp Cooker/Kettle | 11/30/2020
Lexington High School | 705 W 13th St | Lexington | NE | 68850-1253 | Dawson | NE11331 | Scrapped/Junked | 65668 | 65668 | 2004 | Market Forge | FT - Firetube Boiler | 0021 - Steam Supp Cooker/Kettle | 11/30/2020
Lexington High School | 705 W 13th St | Lexington | NE | 68850-1253 | Dawson | NE15117 | Scrapped/Junked | 32893 |  | 1989 | MARKET FORGE INDUSTRIES | FT - Firetube Boiler | 0021 - Steam Supp Cooker/Kettle | 7/31/2001
Lexington High School | 705 W 13th St | Lexington | NE | 68850-1253 | Dawson | NE16324 | Active | 7743 | A907743832 | 1990 | AOSM | COBL - Coil Type Boiler | HWSD - Hot Water Dom/Potable | 11/30/2026
Lexington High School | 705 W 13th St | Lexington | NE | 68850-1253 | Dawson | NE23242 | Scrapped/Junked | 32893 |  | 1989 | MARKET FORGE INDUSTRIES | FT - Firetube Boiler | 0021 - Steam Supp Cooker/Kettle | 11/30/2004
Lexington High School | 705 W 13th St | Lexington | NE | 68850-1253 | Dawson | NE28424 | Active | 28210 | N-7354 | 2020 | Vulcan | COOK - Fired Cooker | 0021 - Steam Supp Cooker/Kettle | 11/30/2026
Lexington High School | 705 W 13th St | Lexington | NE | 68850-1253 | Dawson | NE33233 | Active | n/a | L-5026 | 1962 | Kewanee | FHRT - FT Horiz Return Tube | HWHT - Hot Water Heat | 11/30/2026
Lexington High School | 705 W 13th St | Lexington | NE | 68850-1253 | Dawson | NE33234 | Active | n/a | L-5025 | 1962 | Kewanee | FHRT - FT Horiz Return Tube | HWHT - Hot Water Heat | 11/30/2026
Famous Dave's | 7051 Ames Ave | Omaha | NE | 68104-1969 | Douglas | NE09621 | Scrapped/Junked | 141636 | F021115 | 2002 | Lochinvar | CPFH - Copper Fin Water Heater | HWSD - Hot Water Dom/Potable | 1/31/2014
Harlan County Courthouse | 706 2nd St | Alma | NE | 68920-2092 | Harlan | NE03726 | Scrapped/Junked | NA | G-608 | 1966 | American Standard | CI - Cast Iron | HWHT - Hot Water Heat | 12/31/2011
Harlan County Courthouse | 706 2nd St | Alma | NE | 68920-2092 | Harlan | NE20790 | Active | 181080 | 65251348 | 2011 | Burnham | WTSS - Watertube SS Steel | WHRP - Whirlpool Supply | 11/30/2026
Harlan County Courthouse | 706 2nd St | Alma | NE | 68920-2092 | Harlan | NE20791 | Active | 181077 | 65251343 | 2011 | Burnham | WTSS - Watertube SS Steel | WHRP - Whirlpool Supply | 11/30/2026
State Theater Foundation | 706 C Ave | Central City | NE | 68826-1736 | Merrick | NE26156 | Out of Service | N/A | 65299251 | 2011 | Burnham | CI - Cast Iron | HWHT - Hot Water Heat | 12/31/2016
BOB FUCHTMAN | 706 Main St | Creighton | NE | 68729-4002 | KNOX | NE00833 | Inactive | 1832 |  | 1948 | BRYAN STEAM LLC | WT - Water Tube Boiler | PROC - Process Steam | 4/30/1991
FAIRVIEW APARTMENTS | 706 N 50th St | Omaha | NE | 68132-2264 | Douglas | NE15542 | Inactive |  | 4832-0889 | 1991 | PEERLESS HEATER COMPANY |  | STHT - Steam-Heat | 12/31/2001
FAIRVIEW APARTMENTS | 706 N 50th St | Omaha | NE | 68132-2264 | Douglas | NE22647 | Exempt 1999 LB-66 |  | MM88-0018298890 | 1988 | AO SMITH | AHWH - ANSI/Fired Water Htr | HWSD - Hot Water Dom/Potable | 12/31/1999
George Norris House | 706 Norris Ave | McCook | NE | 69001-3142 | Red Willow | NE30767 | Active | N/A | EG-65 | 1965 | Weil-Mcclain | CI - Cast Iron | HWHT - Hot Water Heat | 3/31/2026
ConAgra Brands | 707 Conagra Dr | Omaha | NE | 68102 | Douglas | NE02403 | Active | 51354 | 91940 | 2004 | BRYA | WT - Water Tube Boiler | GLYC - Glycol Bldg Heat Sys | 2/28/2027
ConAgra Brands | 707 Conagra Dr | Omaha | NE | 68102 | Douglas | NE02404 | Active | 51355 | 91941 | 2004 | Bryan | WT - Water Tube Boiler | PROW - Process Hot Water | 2/28/2027
ConAgra Brands | 707 Conagra Dr | Omaha | NE | 68102 | Douglas | NE02407 | Scrapped/Junked | 104665 | G04-104665-3/104665 | 2004 | AOSM | CHWH - ASME/Fired Water Heater | HWSD - Hot Water Dom/Potable | 7/31/2011
ConAgra Brands | 707 Conagra Dr | Omaha | NE | 68102 | Douglas | NE15337 | Active | 68254 | L-86155 | 1989 | Cleaver Brooks | FTSM - FTS Marine Dry Back | PROC - Process Steam | 6/30/2026
ConAgra Brands | 707 Conagra Dr | Omaha | NE | 68102 | Douglas | NE17774 | Active | 8775 | 38S482668 | 2009 | Miura | WT - Water Tube Boiler | PROC - Process Steam | 6/30/2026
ConAgra Brands | 707 Conagra Dr | Omaha | NE | 68102 | Douglas | NE17775 | Active | 8774 | 38S482667 | 2009 | Miura | WT - Water Tube Boiler | PROC - Process Steam | 6/30/2026
ConAgra Brands | 707 Conagra Dr | Omaha | NE | 68102 | Douglas | NE42176 | Scrapped/Junked | 279351 | 279351 | 2021 | AOSM | CHWH - ASME/Fired Water Heater | HWSD - Hot Water Dom/Potable | 2/28/2025
ConAgra Brands | 707 Conagra Dr | Omaha | NE | 68102 | Douglas | NE43908 | Active | 295585 | 295585 | 2022 | AO SMITH | CHWH - ASME/Fired Water Heater | HWSD - Hot Water Dom/Potable | 2/28/2027
Dillards | 707 N 102nd St | Omaha | NE | 68114-2170 | Douglas | NE06476 | Inactive | 19567 | 20560 | 2003 | HOFF | ELBL - Electric Boiler | PROC - Process Steam | 1/31/2010
Dillards | 707 N 102nd St | Omaha | NE | 68114-2170 | Douglas | NE14995 | Inactive |  | 6K139 | 1966 | Thermo-Pak | WT - Water Tube Boiler | HWHT - Hot Water Heat | 10/31/1997
Dillards | 707 N 102nd St | Omaha | NE | 68114-2170 | Douglas | NE21895 | Active | 43550 | 84108 | 1999 | Bryan | WT - Water Tube Boiler | HWHT - Hot Water Heat | 1/31/2027
Dillards | 707 N 102nd St | Omaha | NE | 68114-2170 | Douglas | NE21896 | Scrapped/Junked | 43545 | 84103 | 1999 | Bryan | WT - Water Tube Boiler | HWHT - Hot Water Heat | 1/31/2019
Dillards | 707 N 102nd St | Omaha | NE | 68114-2170 | Douglas | NE23258 | Exempt | 29635 | 31956098U | 1998 | York-Shipley |  |  | 1/31/2007
Dillards | 707 N 102nd St | Omaha | NE | 68114-2170 | Douglas | NE23259 | Exempt | 29634 | 31956098H | 1998 | York-Shipley |  |  | 1/31/2007
Methodist Women's Hospital | 707 N 190th Plz | Omaha | NE | 68022-3974 | Douglas | NE16049 | Active | 16492 | 16492 | 2008 | Superior Boiler Works | FTSM - FTS Marine Dry Back | STHT - Steam-Heat | 8/31/2026
Methodist Women's Hospital | 707 N 190th Plz | Omaha | NE | 68022-3974 | Douglas | NE16050 | Active | 16490 | 16490 | 2008 | Superior Boiler Works | FTSM - FTS Marine Dry Back | STHT - Steam-Heat | 10/31/2026
Methodist Women's Hospital | 707 N 190th Plz | Omaha | NE | 68022-3974 | Douglas | NE16051 | Active | 16491 | 16491 | 2008 | Superior Boiler Works | FTSM - FTS Marine Dry Back | STHT - Steam-Heat | 3/31/2026
Methodist Women's Hospital | 707 N 190th Plz | Omaha | NE | 68022-3974 | Douglas | NE16066 | Scrapped/Junked | 113666 | WC090423 | 2009 | Cleveland | FT - Firetube Boiler | 0021 - Steam Supp Cooker/Kettle | 3/31/2017
Methodist Women's Hospital | 707 N 190th Plz | Omaha | NE | 68022-3974 | Douglas | NE22182 | Active | 6888 | 20087106-1 | 2008 | Fintube Tech | HEXC - Heat Exchanger | HPEC - High Pressure Economizer | 8/31/2028
Methodist Women's Hospital | 707 N 190th Plz | Omaha | NE | 68022-3974 | Douglas | NE22183 | Active | 6890 | 20087106-3 | 2008 | Fintube Tech | HEXC - Heat Exchanger | HPEC - High Pressure Economizer | 8/31/2028
Methodist Women's Hospital | 707 N 190th Plz | Omaha | NE | 68022-3974 | Douglas | NE22184 | Active | 6889 | 20087106-2 | 2008 | Finetube Tech | HEXC - Heat Exchanger | HPEC - High Pressure Economizer | 8/31/2028
Nebraska Champions Club | 707 Stadium Dr | Lincoln | NE | 68508 | Lancaster | NE08758 | Active | 11341 | 01E-9192 | 2001 | ALES | FTVT - Firetube Vertical TB | HWHT - Hot Water Heat | 3/31/2024
Crown Plaza | 707 W Talmadge Rd | Kearney | NE | 68845-7839 | Buffalo | NE41135 | Active | 265322 | 265322 | 2020 | A O Smith | FTVT - Firetube Vertical TB | HWSD - Hot Water Dom/Potable | 9/30/2026
Crown Plaza | 707 W Talmadge Rd | Kearney | NE | 68845-7839 | Buffalo | NE41136 | Active | 273322 | 273322 | 2020 | A O Smith | FTVT - Firetube Vertical TB | HWSD - Hot Water Dom/Potable | 9/30/2026
Crown Plaza | 707 W Talmadge Rd | Kearney | NE | 68845-7839 | Buffalo | NE41137 | Active | 273326 | 273326 | 2020 | A O Smith | FTVT - Firetube Vertical TB | HWSD - Hot Water Dom/Potable | 9/30/2026
Crown Plaza | 707 W Talmadge Rd | Kearney | NE | 68845-7839 | Buffalo | NE41138 | Active | 258908 | 258908 | 2020 | A O Smith | FTVT - Firetube Vertical TB | HWSD - Hot Water Dom/Potable | 9/30/2026
Crown Plaza | 707 W Talmadge Rd | Kearney | NE | 68845-7839 | Buffalo | NE41139 | Active | 273209 | 273209 | 2020 | A O Smith | FTVT - Firetube Vertical TB | HWSD - Hot Water Dom/Potable | 9/30/2026
Crown Plaza | 707 W Talmadge Rd | Kearney | NE | 68845-7839 | Buffalo | NE41140 | Active | 273342 | 273342 | 2020 | A O Smith | FTVT - Firetube Vertical TB | HWSD - Hot Water Dom/Potable | 9/30/2026
Crown Plaza | 707 W Talmadge Rd | Kearney | NE | 68845-7839 | Buffalo | NE41318 | Active | 321869 | 18PGT7001410292 | 2020 | AIC | FT - Firetube Boiler | IPHT - Indoor Pool Heater | 9/30/2026
Capitol Court Apartments | 7070 Capitol Ct | Omaha | NE | 68132-2732 | Douglas | NE16296 | Scrapped/Junked | NA | 1LGB-14 | 1988 | Weil-Mcclain | CI - Cast Iron | HWHT - Hot Water Heat | 3/31/2023
Capitol Court Apartments | 7070 Capitol Ct | Omaha | NE | 68132-2732 | Douglas | NE19255 | Exempt 1999 LB-66 |  | 0B95672709 | 1995 | STATE INDUSTRIES | AHWH - ANSI/Fired Water Htr | HWSD - Hot Water Dom/Potable | 3/31/2000
Capitol Court Apartments | 7070 Capitol Ct | Omaha | NE | 68132-2732 | Douglas | NE19256 | Exempt 1999 LB-66 |  | 0B95672709 | 1993 | STATE INDUSTRIES | AHWH - ANSI/Fired Water Htr | HWSD - Hot Water Dom/Potable | 3/31/2000
Capitol Court Apartments | 7070 Capitol Ct | Omaha | NE | 68132-2732 | Douglas | NE41970 | Active | 19457 | 21-HE179792921 | 2021 | Riello | WT - Water Tube Boiler | HWHT - Hot Water Heat | 3/31/2026
Capitol Court Apartments | 7070 Capitol Ct | Omaha | NE | 68132-2732 | Douglas | NE41971 | Active | 19478 | 21-HE180002921 | 2021 | Riello | WT - Water Tube Boiler | HWHT - Hot Water Heat | 3/31/2026
Capitol Court Apartments | 7070 Capitol Ct | Omaha | NE | 68132-2732 | Douglas | NE41972 | Active | 19458 | 21-HE179802921 | 2021 | Riello | WT - Water Tube Boiler | HWHT - Hot Water Heat | 3/31/2026
Nebraska Beef/Heartland Meats | 7070 S 107th St | La Vista | NE | 68128-2937 | Sarpy | NE00370 | Active | 50860 | 13137 | 2000 | Kewanee | FTWB - FTS Marine Wet Back | PROC - Process Steam | 3/31/2026
Nebraska Beef Inc. | 7070 West 107th Street | LaVista | NE | 68128-2937 | Sarpy | NE00371 | Scrapped/Junked |  |  | 2000 | Kewannee |  | PROC - Process Steam | 9/30/2002
Western Flyer Express | 7071 N 87th St | Omaha | NE | 68122-1846 | Douglas | NE02408 | Scrapped/Junked | 148371 | C04J07339 | 2004 | Waterpik Technologies | CPFT - Horiz Cpr Fin Boiler | HWHT - Hot Water Heat | 2/28/2024
Western Flyer Express | 7071 N 87th St | Omaha | NE | 68122-1846 | Douglas | NE02409 | Scrapped/Junked | 148649 | C04J07617 | 2004 | waterpik/teledyne laars | CPFT - Horiz Cpr Fin Boiler | HWHT - Hot Water Heat | 2/28/2024
Flint Hills Resources | 7075 N 14th Ave | Omaha | NE | 68112-3527 | Douglas | NE09591 | Active | 23958 | 23958 | 2001 | Clayton Industries | COBL - Coil Type Boiler | PROC - Process Steam | 1/31/2027
USACE - Harlan County Dam | 70788 Corps Road A | Republican City | NE | 68971 | Harlan | NE22142 | Scrapped/Junked | n/a | Unk - Sun faded | 1992 | Peerless | CI - Cast Iron | STHT - Steam-Heat | 3/31/2012
USACE - Harlan County Dam | 70788 Corps Road A | Republican City | NE | 68971 | Harlan | NE23640 | Exempt | n/a | 701401-L | 1962 | R.L. Faubion | UFPV - Unfired Pressure Vessel | RCVR - Receiver: Air or Water | 3/31/2012
USACE - Harlan County Dam | 70788 Corps Road A | Republican City | NE | 68971 | Harlan | NE23641 | Exempt | 185574 | 185574 | 1974 | Manchester Tank | UFPV - Unfired Pressure Vessel | RCVR - Receiver: Air or Water | 3/31/2012
Hastings College/Steinhart Hall of Science | 708 E 9th St | Hastings | NE | 68901-7663 | Adams | NE19183 | Exempt 1999 LB-66 |  | 164303 | 1990 | AO SMITH | AHWH - ANSI/Fired Water Htr | HWSD - Hot Water Dom/Potable | 7/30/2000
Hastings College/Steinhart Hall of Science | 708 E 9th St | Hastings | NE | 68901-7663 | Adams | NE32567 | Scrapped/Junked | n/a | LM881 | 1956 | Kewanee | FT - Firetube Boiler | STHT - Steam-Heat | 1/31/2015
Bancroft Rosalie Schools | 708 Main St | Bancroft | NE | 68004-3014 | Cuming | NE16459 | Inactive |  |  | 1991 | PEERLESS HEATER COMPANY |  | STHT - Steam-Heat | 1/1/1900
Bancroft Rosalie Schools | 708 Main St | Bancroft | NE | 68004-3014 | Cuming | NE21297 | Inactive |  | 730-G7600016 | 1976 | AO SMITH | AHWH - ANSI/Fired Water Htr | HWSD - Hot Water Dom/Potable | 4/30/2000
Bancroft Rosalie Schools | 708 Main St | Bancroft | NE | 68004-3014 | Cuming | NE27201 | Active | 240685 | 16.PGT850.111.0800 | 2016 | Lochinvar | FTVT - Firetube Vertical TB | HWHT - Hot Water Heat | 7/31/2026
Bancroft Rosalie Schools | 708 Main St | Bancroft | NE | 68004-3014 | Cuming | NE27202 | Active | 248036 | 17.PGT850.111.0093 | 2017 | Lochinvar | FTVT - Firetube Vertical TB | HWHT - Hot Water Heat | 7/31/2026
Bancroft Rosalie Schools | 708 Main St | Bancroft | NE | 68004-3014 | Cuming | NE32487 | Inactive |  |  | 1983 | PEERLESS HEATER COMPANY |  | STHT - Steam-Heat | 4/30/2000
Bancroft Rosalie Schools | 708 Main St | Bancroft | NE | 68004-3014 | Cuming | NE40839 | Scrapped/Junked | 9928 | 98E-7357 | 1998 | Les Inc/Aldrich Co | FTVT - Firetube Vertical TB | HWHT - Hot Water Heat | 4/30/2017
Bancroft Rosalie Schools | 708 Main St | Bancroft | NE | 68004-3014 | Cuming | NE43734 | Active | 482639 | 24.PGT400.433.00430 | 2024 | AIC GDYNIA | FTVT - Firetube Vertical TB | HWHT - Hot Water Heat | 7/31/2026
Bancroft Rosalie Schools | 708 Main St | Bancroft | NE | 68004-3014 | Cuming | NE43735 | Active | 482062 | 24.PGT400.433.00365 | 2024 | AIC GDYNIA | FTVT - Firetube Vertical TB | HWHT - Hot Water Heat | 7/31/2026
Menard's | 708 N 120th St | Omaha | NE | 68154-4205 | Douglas | NE15054 | Scrapped/Junked | 4070 | 199C21J0422 | 2003 | Peerless | COBL - Coil Type Boiler | HWHT - Hot Water Heat | 1/31/2022
Menard's | 708 N 120th St | Omaha | NE | 68154-4205 | Douglas | NE41668 | Active | 273259 | 21120621381 and 8123 | 2021 | AIC SA | COBL - Coil Type Boiler | HWHF - Hot Water Heat-Floor | 3/31/2026
LUCILLE SWARD | 708 N Main St | Gordon | NE | 69343-1034 | SHERIDAN | NE18474 | Exempt |  | 000001576K | 1932 | AMERICAN RADIATOR |  | STHT - Steam-Heat | 8/31/2002
GENEVA MILLING COMPANY | 709 D St | Geneva | NE | 68361-2421 | FILLMORE | NE00985 | Inactive | 604 |  | 1954 | NEBRASKA BOILER | WT - Water Tube Boiler | PROC - Process Steam | 6/30/1999
GENEVA MILLING COMPANY | 709 D St | Geneva | NE | 68361-2421 | FILLMORE | NE30197 | Inactive |  | S-28-7 | 1940 | AMERICAN RADIATOR |  | STHT - Steam-Heat | 11/30/2004
Dawson County Jail | 709 N Grant St | Lexington | NE | 68850-1900 | Dawson | NE06445 | Scrapped/Junked | 15131 | J04M006975 | 2004 | AOSM | CHWH - ASME/Fired Water Heater | HWSD - Hot Water Dom/Potable | 2/28/2013
Dawson County Jail | 709 N Grant St | Lexington | NE | 68850-1900 | Dawson | NE07404 | Scrapped/Junked | 102532 | A06M007768 | 2006 | AOSM | CHWH - ASME/Fired Water Heater | HWSD - Hot Water Dom/Potable | 2/28/2015
Dawson County Jail | 709 N Grant St | Lexington | NE | 68850-1900 | Dawson | NE17495 | Scrapped/Junked | 43949 | 97449 | 1991 | Kewanee | FTFB - Firetube-Firebox Boiler | GLYC - Glycol Bldg Heat Sys | 2/28/2022
Dawson County Jail | 709 N Grant St | Lexington | NE | 68850-1900 | Dawson | NE17496 | Scrapped/Junked | 43950 | n/a | 1991 | Kewanee | FTFB - Firetube-Firebox Boiler | GLYC - Glycol Bldg Heat Sys | 2/28/2023
Dawson County Jail | 709 N Grant St | Lexington | NE | 68850-1900 | Dawson | NE17497 | Scrapped/Junked | 14594 | LK91-0014594-880 | 1991 | AO SMITH | CHWH - ASME/Fired Water Heater | HWSD - Hot Water Dom/Potable | 4/30/2007
Dawson County Jail | 709 N Grant St | Lexington | NE | 68850-1900 | Dawson | NE18027 | Scrapped/Junked | 15636 | 15636 | 1992 | AO SMITH | CHWH - ASME/Fired Water Heater | HWSD - Hot Water Dom/Potable | 4/30/2005
Dawson County Jail | 709 N Grant St | Lexington | NE | 68850-1900 | Dawson | NE24115 | Scrapped/Junked | 168206 | 168206 | 2012 | AOSM | CHWH - ASME/Fired Water Heater | HWSD - Hot Water Dom/Potable | 2/28/2015
Dawson County Jail | 709 N Grant St | Lexington | NE | 68850-1900 | Dawson | NE26181 | Scrapped/Junked | 184481 | 184481 | 2013 | AOSM | CHWH - ASME/Fired Water Heater | HWSD - Hot Water Dom/Potable | 2/28/2023
Dawson County Jail | 709 N Grant St | Lexington | NE | 68850-1900 | Dawson | NE41372 | Active | 17575 | 21HE161041521 | 2021 | Riello | COBL - Coil Type Boiler | GLYC - Glycol Bldg Heat Sys | 2/28/2026
Dawson County Jail | 709 N Grant St | Lexington | NE | 68850-1900 | Dawson | NE41373 | Active | 17574 | 21HE161031521 | 2021 | Riello | COBL - Coil Type Boiler | GLYC - Glycol Bldg Heat Sys | 2/28/2026
Dawson County Jail | 709 N Grant St | Lexington | NE | 68850-1900 | Dawson | NE41374 | Active | 17566 | 21HE160951521 | 2021 | Riello | COBL - Coil Type Boiler | GLYC - Glycol Bldg Heat Sys | 2/28/2026
Dawson County Jail | 709 N Grant St | Lexington | NE | 68850-1900 | Dawson | NE41375 | Active | 17576 | 21HE161051521 | 2021 | Riello | COBL - Coil Type Boiler | GLYC - Glycol Bldg Heat Sys | 2/28/2026
Dawson County Jail | 709 N Grant St | Lexington | NE | 68850-1900 | Dawson | NE41376 | Active | 17562 | 21HE160911521 | 2021 | Riello | COBL - Coil Type Boiler | GLYC - Glycol Bldg Heat Sys | 2/28/2026
Dawson County Jail | 709 N Grant St | Lexington | NE | 68850-1900 | Dawson | NE41377 | Active | 17570 | 21HE160991521 | 2021 | Riello | COBL - Coil Type Boiler | GLYC - Glycol Bldg Heat Sys | 2/28/2026
St Peter's School | 709 S 28th St | Omaha | NE | 68105-1511 | Douglas | NE15285 | Scrapped/Junked |  | K1061-077 | 1972 | Ruud-Rheem | COBL - Coil Type Boiler | HWHT - Hot Water Heat | 4/30/2009
St Peter's School | 709 S 28th St | Omaha | NE | 68105-1511 | Douglas | NE31247 | Active | n/a | 211-3619 | 1978 | Peerless | CI - Cast Iron | STHT - Steam-Heat | 4/30/2026
St Peter's School | 709 S 28th St | Omaha | NE | 68105-1511 | Douglas | NE37618 | Active | n/a | 211-3618 | 1978 | Peerless | CI - Cast Iron | STHT - Steam-Heat | 4/30/2026
ST PETERS DAY CARE CENTER | 709 S 28th St | Omaha | NE | 68105-1511 | Douglas | NE37619 | Scrapped/Junked |  | F3729A | 1979 | PENNCO |  | STHT - Steam-Heat | 5/31/2007
Wynot Public Schools | 709 St James Ave | Wynot | NE |  | Cedar | NE32457 | Inactive |  |  | 1967 | Weil-Mcclain | CI - Cast Iron | STHT - Steam-Heat | 3/31/2006
Wynot Public School | 709 St James Ave | Wynot | NE | 68792-0157 | Cedar | NE13935 | Inactive | N/A | 569434-200703 | 2007 | Peerless | CI - Cast Iron | STHT - Steam-Heat | 4/30/2021
Tommy's Express Car Wash | 710 Allen Dr | Grand Island | NE | 68803-3328 | Hall | NE29167 | Active | 149815 | WHTX1880035 | 2020 | AIC GDYNIA | FT - Firetube Boiler | HWSP - Hot Water Non Potable Supply | 1/31/2026
Tommy's Express Car Wash | 710 Allen Dr | Grand Island | NE | 68803-3328 | Hall | NE41187 | Active | 166567 | 20PG1001210005 | 2020 | AIC | COBL - Coil Type Boiler | GLFH - Glycol Floor Heat System | 1/31/2026
STARTRAN | 710 J St | Lincoln | NE | 68508-2938 | LANCASTER | NE03393 | Scrapped/Junked |  | 0-8778 | 1972 | KEWANEE | FT - Firetube Boiler | STHT - Steam-Heat | 5/31/1999
STARTRAN | 710 J St | Lincoln | NE | 68508-2938 | LANCASTER | NE03394 | Scrapped/Junked |  | G697 | 1969 | AMERICAN STANDARD |  | STHT - Steam-Heat | 5/31/1999
BRICK OVEN CAFE & BAKERY | 710 N 114th St | Omaha | NE | 68154-1572 | Douglas | NE21822 | Exempt 1999 LB-66 |  | ME93-0270039880 | 1993 | AO SMITH | AHWH - ANSI/Fired Water Htr | HWSD - Hot Water Dom/Potable | 8/31/2000
York Community Center | 710 N Grant Ave | York | NE | 68467-3045 | York | NE16596 | Scrapped/Junked | 9999 | M-9967 | 1965 | Kewanee | FTFB - Firetube-Firebox Boiler | HWHT - Hot Water Heat | 11/30/2021
York Community Center | 710 N Grant Ave | York | NE | 68467-3045 | York | NE16646 | Scrapped/Junked | N/A | M9978 | 1965 | Kewanee | FTFB - Firetube-Firebox Boiler | HWHT - Hot Water Heat | 11/30/2021
York Community Center | 710 N Grant Ave | York | NE | 68467-3045 | York | NE41531 | Active | 462930 | D1.19.11.0003 | 2019 | Lochinvar | WTSS - Watertube SS Steel | HWSD - Hot Water Dom/Potable | 1/31/2027
York Community Center | 710 N Grant Ave | York | NE | 68467-3045 | York | NE41532 | Active | 370463 | 21370463 | 2021 | Lochinvar | CPPH - Ansi Cpr Fin Pool Heater | IPHT - Indoor Pool Heater | 1/31/2027
Hastings College/Admin Bldg | 710 N Turner Ave | Hastings | NE | 68901-7621 | Adams | NE32578 | Scrapped/Junked | n/a | L6101 | 1963 | Kewanee | FTFB - Firetube-Firebox Boiler | HWHT - Hot Water Heat | 1/31/2022
Hastings College/Admin Bldg | 710 N Turner Ave | Hastings | NE | 68901-7621 | Adams | NE41127 | Active | 149389 | SN20PGT8501420053 | 2020 | Lochinvar | COBL - Coil Type Boiler | HWHT - Hot Water Heat | 1/31/2026
Hastings College/Admin Bldg | 710 N Turner Ave | Hastings | NE | 68901-7621 | Adams | NE41128 | Active | 149369 | SN20PGT8501420033 | 2020 | Lochinvar | COBL - Coil Type Boiler | HWHT - Hot Water Heat | 1/31/2026
LAZLO'S BREWERY & GRILL | 710 P St | Lincoln | NE | 68508-1326 | Lancaster | NE00275 | Scrapped/Junked | 42642 | LA98-0708725 | 1998 | AO SMITH | CHWH - ASME/Fired Water Heater | HWSD - Hot Water Dom/Potable | 1/31/2002
LAZLO'S BREWERY & GRILL | 710 P St | Lincoln | NE | 68508-1326 | Lancaster | NE09745 | Inactive | 66632 | LA021453587-970 | 2002 | AOSM | CHWH - ASME/Fired Water Heater | HWSD - Hot Water Dom/Potable | 10/31/2008
LAZLO'S BREWERY & GRILL | 710 P St | Lincoln | NE | 68508-1326 | Lancaster | NE15581 | Scrapped/Junked |  | 61-55472-0790 | 1990 | PEERLESS HEATER COMPANY |  | PROC - Process Steam | 1/31/2002
LAZLO'S BREWERY & GRILL | 710 P St | Lincoln | NE | 68508-1326 | Lancaster | NE15655 | Scrapped/Junked | 28622 |  | 1995 | AO SMITH | CHWH - ASME/Fired Water Heater | HWSP - Hot Water Non Potable Supply | 1/31/2000
Douglas County Jail | 710 S 17th St | Omaha | NE | 68102-3108 | Douglas | NE01682 | Active | 12493 | 03F-0409 | 2003 | Aldrich | FTFB - Firetube-Firebox Boiler | HWHT - Hot Water Heat | 6/30/2026
Douglas County Jail | 710 S 17th St | Omaha | NE | 68102-3108 | Douglas | NE01683 | Active | 12496 | 03F-0412 | 2003 | Aldrich | FTFB - Firetube-Firebox Boiler | HWHT - Hot Water Heat | 6/30/2026
Douglas County Jail | 710 S 17th St | Omaha | NE | 68102-3108 | Douglas | NE01684 | Active | 12499 | 03F-0415 | 2003 | Aldrich | FTFB - Firetube-Firebox Boiler | HWHT - Hot Water Heat | 6/30/2026
Douglas County Jail | 710 S 17th St | Omaha | NE | 68102-3108 | Douglas | NE01685 | Active | 153179 | C03H00153179 | 2003 | Lochinvar | CPFH - Copper Fin Water Heater | HWSD - Hot Water Dom/Potable | 6/30/2026
Douglas County Jail | 710 S 17th St | Omaha | NE | 68102-3108 | Douglas | NE01686 | Active | 152178 | C03H00153178 | 2003 | Lochinvar | CPFH - Copper Fin Water Heater | HWSD - Hot Water Dom/Potable | 6/30/2026
Douglas County Jail | 710 S 17th St | Omaha | NE | 68102-3108 | Douglas | NE01687 | Active | 153176 | C03H00153176 | 2003 | Lochinvar | CPFH - Copper Fin Water Heater | HWSD - Hot Water Dom/Potable | 6/30/2026
Douglas County Jail | 710 S 17th St | Omaha | NE | 68102-3108 | Douglas | NE01688 | Active | 153177 | C03H00153177 | 2003 | Lochinvar | CPFH - Copper Fin Water Heater | HWSD - Hot Water Dom/Potable | 6/30/2026
Douglas County Jail | 710 S 17th St | Omaha | NE | 68102-3108 | Douglas | NE09467 | Scrapped/Junked | 28877 | P-6835 | 1977 | KEWANEE | FT - Firetube Boiler | HWHT - Hot Water Heat | 6/30/2004
Douglas County Jail | 710 S 17th St | Omaha | NE | 68102-3108 | Douglas | NE09468 | Scrapped/Junked | 28856 | P-7287 | 1977 | KEWANEE | FTFB - Firetube-Firebox Boiler | HWHT - Hot Water Heat | 6/30/2004
Douglas County Jail | 710 S 17th St | Omaha | NE | 68102-3108 | Douglas | NE09469 | Scrapped/Junked | 28922 | P-7275 | 1977 | KEWANEE | FT - Firetube Boiler | HWHT - Hot Water Heat | 6/30/2004
Douglas County Jail | 710 S 17th St | Omaha | NE | 68102-3108 | Douglas | NE16904 | Scrapped/Junked | 17344 |  | 1992 | AO SMITH | CHWH - ASME/Fired Water Heater | HWSD - Hot Water Dom/Potable | 6/30/1996
Apartment Building | 710 W 1st St | Grand Island | NE | 68801-5891 | Hall | NE35460 | Active | N/A | 37-852 | 1950 | Basmor | CI - Cast Iron | HWHT - Hot Water Heat | 3/31/2026
JOHNSRUD TRANSPORT INC | 7100 Amanda Rd | Lincoln | NE | 68507-3135 | LANCASTER | NE18707 | Inactive | 443 | 2D-443 | 1952 | NEBRASKA BOILER | WT - Water Tube Boiler | PROC - Process Steam | 5/31/2004
ORIENTAL TRADING CO | 7100 AMES ST | OMAHA | NE | 68100 | Douglas | NE05611 | Scrapped/Junked |  | 211-9211-0984 | 1984 | PEERLESS HEATER COMPANY |  | HWHT - Hot Water Heat | 10/31/1998
ORIENTAL TRADING CO | 7100 AMES ST | OMAHA | NE | 68100 | Douglas | NE05612 | Scrapped/Junked |  | 211-9193-1084 | 1984 | PEERLESS HEATER COMPANY |  | HWHT - Hot Water Heat | 10/31/1998
East Lake Flats | 7100 S 88th St | Lincoln | NE | 68526-6055 | Lancaster | NE28743 | Active | 253354 | N15LG0015 | 2015 | Jandy | CPPH - Ansi Cpr Fin Pool Heater | OPHT - Outdoor Pool Heater | 6/30/2026
East Lake Flats | 7100 S 88th St | Lincoln | NE | 68526-6055 | Lancaster | NE41041 | Active | 256415 | LT-EC02-0503-4519-0123 | 2020 | Jandy | CPPH - Ansi Cpr Fin Pool Heater | OPHT - Outdoor Pool Heater | 6/30/2026
Think Whole Primary Care | 7100 W Center Rd | Omaha | NE | 68106-2700 | Douglas | NE07325 | Inactive | 13293 | 57413 | 2006 | TRIA | FTVT - Firetube Vertical TB | HWHT - Hot Water Heat | 12/31/2013
Think Whole Primary Care | 7100 W Center Rd | Omaha | NE | 68106-2700 | Douglas | NE07326 | Inactive | 13229 | 57349 | 2006 | TRIA | FTVT - Firetube Vertical TB | HWHT - Hot Water Heat | 12/31/2013
Think Whole Primary Care | 7100 W Center Rd | Omaha | NE | 68106-2700 | Douglas | NE25772 | Active | 72451 | 0215-74433 | 2014 | Reimers Electra Steam, Inc. | ELBL - Electric Boiler | GLFH - Glycol Floor Heat System | 3/31/2026
Think Whole Primary Care | 7100 W Center Rd | Omaha | NE | 68106-2700 | Douglas | NE25773 | Active | 69166 | G-14-2100 | 2014 | Aerco International, Inc. | FTNT - FT Vertical Tubeless | HWHT - Hot Water Heat | 3/31/2026
Think Whole Primary Care | 7100 W Center Rd | Omaha | NE | 68106-2700 | Douglas | NE25774 | Active | 69384 | G-14-2293 | 2014 | Aerco International, Inc. | FTNT - FT Vertical Tubeless | HWHT - Hot Water Heat | 3/31/2026
Think Whole Primary Care | 7100 W Center Rd | Omaha | NE | 68106-2700 | Douglas | NE25775 | Active | 138380 | 138380 | 2014 | PVI Industries | CHWH - ASME/Fired Water Heater | HWSD - Hot Water Dom/Potable | 3/31/2026
Think Whole Primary Care | 7100 W Center Rd | Omaha | NE | 68106-2700 | Douglas | NE25776 | Active | 138379 | 138379 | 2014 | PVI Industries | CHWH - ASME/Fired Water Heater | HWSD - Hot Water Dom/Potable | 3/31/2026
Think Whole Primary Care | 7100 W Center Rd | Omaha | NE | 68106-2700 | Douglas | NE35270 | Scrapped/Junked |  | 12N235 | 1969 | THERMO PAK | WT - Water Tube Boiler | HWHT - Hot Water Heat | 4/30/2007
TRAVELODGE | 7101 Grover St | Omaha | NE | 68106-3515 | Douglas | NE21803 | Exempt 1999 LB-66 |  | 69GPF1-765 | 1996 | TELEDYNE LAARS | AHWH - ANSI/Fired Water Htr | HWSD - Hot Water Dom/Potable | 7/31/2000
TRAVELODGE | 7101 Grover St | Omaha | NE | 68106-3515 | Douglas | NE21804 | Exempt 1999 LB-66 |  | MF950442798930 | 1988 | AO SMITH | AHWH - ANSI/Fired Water Htr | HWSD - Hot Water Dom/Potable | 7/31/2000
TRAVELODGE | 7101 Grover St | Omaha | NE | 68106-3515 | Douglas | NE21805 | Exempt 1999 LB-66 |  | 1187404409 | 1988 | RUUD | AHWH - ANSI/Fired Water Htr | HWSD - Hot Water Dom/Potable | 7/31/2000
TRAVELODGE | 7101 Grover St | Omaha | NE | 68106-3515 | Douglas | NE21806 | Exempt 1999 LB-66 |  | 1187404413 | 1988 | RUUD | AHWH - ANSI/Fired Water Htr | HWSD - Hot Water Dom/Potable | 7/31/2000
TRAVELODGE | 7101 Grover St | Omaha | NE | 68106-3515 | Douglas | NE21807 | Exempt 1999 LB-66 |  | 048640059 | 1988 | RUUD | AHWH - ANSI/Fired Water Htr | HWSD - Hot Water Dom/Potable | 7/31/2000
Mid American Plaza | 7101 Mercy Rd | Omaha | NE | 68106-2619 | Douglas | NE22196 | Scrapped/Junked | 13906 | 58026 | 2011 | Triad Boiler | FTVT - Firetube Vertical TB | HWHT - Hot Water Heat | 2/28/2022
Mid American Plaza | 7101 Mercy Rd | Omaha | NE | 68106-2619 | Douglas | NE22197 | Scrapped/Junked | 13907 | 58027 | 2011 | Triad Boiler | FTVT - Firetube Vertical TB | HWHT - Hot Water Heat | 2/28/2022
Mid American Plaza | 7101 Mercy Rd | Omaha | NE | 68106-2619 | Douglas | NE35269 | Scrapped/Junked | 0 | 20842-11U | 1968 | Ajax | WT - Water Tube Boiler | HWHT - Hot Water Heat | 6/30/2011
Fairfield Inn | 7101 N 102nd Cir | Omaha | NE | 68122 | Douglas | NE26107 | Active | 391305 | 1412391305 | 2014 | Raypak | CPFH - Copper Fin Water Heater | IPHT - Indoor Pool Heater | 10/31/2025
Waterford Clubhouse | 7101 N 151st Ave | Bennington | NE | 68007-1428 | Douglas | NE09910 | Scrapped/Junked | 284 | E99400139 | 2000 | Purex | WT - Water Tube Boiler | IPHT - Indoor Pool Heater | 6/30/2018
Waterford Clubhouse | 7101 N 151st Ave | Bennington | NE | 68007-1428 | Douglas | NE43554 | Active | 421784 | 1605421784 | 2018 | Raypak | CPPH - Ansi Cpr Fin Pool Heater | OPHT - Outdoor Pool Heater | 7/31/2025
CHI-MOB3 | 7101 Newport Ave | Omaha | NE | 68152-2164 | Douglas | NE16920 | Scrapped/Junked | 7158 | 92-3158 | 1992 | ALDR | FTVT - Firetube Vertical TB | HWHT - Hot Water Heat | 11/30/2023
CHI-MOB3 | 7101 Newport Ave | Omaha | NE | 68152-2164 | Douglas | NE16921 | Out of Service | 7159 | 92-3159 | 1992 | ALDR | FTVT - Firetube Vertical TB | HWHT - Hot Water Heat | 11/30/2022
CHI-MOB3 | 7101 Newport Ave | Omaha | NE | 68152-2164 | Douglas | NE23406 | Exempt 1999 LB-66 |  | 511 | 1997 | STATE INDUSTRIES | ELWH - Electric Water Heater | HWSD - Hot Water Dom/Potable | 5/31/1999
CHI-MOB3 | 7101 Newport Ave | Omaha | NE | 68152-2164 | Douglas | NE42157 | Active | 664 | 120358 A | 2022 | Les Inc/Aldrich Co | FTVT - Firetube Vertical TB | HWHT - Hot Water Heat | 11/30/2026
CHI-MOB3 | 7101 Newport Ave | Omaha | NE | 68152-2164 | Douglas | NE42158 | Active | 663 | 120358 B | 2022 | Les Inc/Aldrich Co | FTVT - Firetube Vertical TB | HWHT - Hot Water Heat | 11/30/2026
Village Inn | 7101 S 27th St | Lincoln | NE | 68512-4829 | Lancaster | NE09209 | Scrapped/Junked | 107251 | 107251 | 2006 | AOSM | CHWH - ASME/Fired Water Heater | HWSD - Hot Water Dom/Potable | 3/31/2015
Village Inn | 7101 S 27th St | Lincoln | NE | 68512-4829 | Lancaster | NE40878 | Scrapped/Junked | 64451 | G99368537 | 1999 | STATE INDUSTRIES | CHWH - ASME/Fired Water Heater | HWSD - Hot Water Dom/Potable | 9/30/2007
MAX I WALKERS | 7102 N 30th St | Omaha | NE | 68112-3168 | Douglas | NE03337 | Inactive | 16635 |  | 1969 | PARKER BOILER CO | WT - Water Tube Boiler | PROC - Process Steam | 6/30/2001
MAX I WALKERS | 7102 N 30th St | Omaha | NE | 68112-3168 | Douglas | NE05277 | Scrapped/Junked |  | 555425 | 1990 | SLANT FIN |  | HWHT - Hot Water Heat | 6/30/1999
Agrium, Inc. "Tetra Micronutrients" Advanced Techn | 71025 569th Ave | Fairbury | NE | 68352-5519 | Jefferson | NE05576 | Scrapped/Junked | 88221 | 059688221 | 1996 | Pvi | CHWH - ASME/Fired Water Heater | HWSD - Hot Water Dom/Potable | 2/28/2008
Alphia | 71045 Highway 50 | Pawnee City | NE | 68420-3592 | Pawnee | NE03679 | Active | 9541 | 9541 | 1986 | Superior Boiler Works | FTSM - FTS Marine Dry Back | PROC - Process Steam | 1/31/2027
Alphia | 71045 Highway 50 | Pawnee City | NE | 68420-3592 | Pawnee | NE19477 | Active | 16972 | 16972 | 2011 | Superior Boiler Works | FTWB - FTS Marine Wet Back | PROC - Process Steam | 1/31/2027
Alphia | 71045 Highway 50 | Pawnee City | NE | 68420-3592 | Pawnee | NE19478 | Inactive | 1663 | 902-1 | 2011 | QCCM, Inc. | ECON - Boiler Economizer | ECON - Boiler Economizer | 1/31/2020
Baxter Volkswagen | 7108 S 124th Cir | Omaha | NE | 68138 | Sarpy | NE26024 | Active | 206075 | A12H10206075 | 2012 | Lochinvar | WTSS - Watertube SS Steel | GLFH - Glycol Floor Heat System | 10/31/2026
Baxter Volkswagen | 7108 S 124th Cir | Omaha | NE | 68138 | Sarpy | NE42708 | Active | 557466 | D1.22.17.00143 | 2022 | Laars | WT - Water Tube Boiler | HWHF - Hot Water Heat-Floor | 10/31/2026
Elba Elementary School | 711 Caroline St | Elba | NE | 68835 | Howard | NE06818 | Active | N/A | CP5245190 | 2005 | Weil-Mcclain | CI - Cast Iron | STHT - Steam-Heat | 1/31/2026
Elba Elementary School | 711 Caroline St | Elba | NE | 68835 | Howard | NE18301 | Scrapped/Junked |  | 1270 | 1994 | Weil-Mcclain | CI - Cast Iron | STHT - Steam-Heat | 8/31/2006
VILLAGE CLEANERS | 711 N 120th St | Omaha | NE | 68154-4212 | Douglas | NE03451 | Scrapped/Junked | 40754 | 76527 | 1989 | PM LATTNER MFR COMPANY | FT - Firetube Boiler | PROC - Process Steam | 2/28/2002
vacant bldg | 711 S 6th St | Beatrice | NE | 68310-4606 | Gage | NE03037 | Inactive | 6989 |  | 1925 | MURRAY | FT - Firetube Boiler | PROC - Process Steam | 8/31/1989
vacant bldg | 711 S 6th St | Beatrice | NE | 68310-4606 | Gage | NE03097 | Inactive | 6987 |  | 1926 | MURRAY | FT - Firetube Boiler | PROC - Process Steam | 8/31/1989
vacant bldg | 711 S 6th St | Beatrice | NE | 68310-4606 | Gage | NE14243 | Out of Service | 36559 | N/A | 1982 | Kewanee | FTSM - FTS Marine Dry Back | PROC - Process Steam | 8/31/2011
Centennial Pool | 711 W 11th St | Kearney | NE | 68845-7339 | Buffalo | NE10649 | Scrapped/Junked | 128983 | C02J08732 | 2002 | WTRP | CPFT - Horiz Cpr Fin Boiler | OPHT - Outdoor Pool Heater | 6/30/2016
Centennial Pool | 711 W 11th St | Kearney | NE | 68845-7339 | Buffalo | NE17281 | Scrapped/Junked | 12089 |  | 1978 | TELEDYNE LAARS | WT - Water Tube Boiler | HWHT - Hot Water Heat | 6/30/2001
Centennial Pool | 711 W 11th St | Kearney | NE | 68845-7339 | Buffalo | NE26201 | Active | 289656 | 1607102617457 | 2016 | Lochinvar | CPPH - Ansi Cpr Fin Pool Heater | OPHT - Outdoor Pool Heater | 6/30/2026
Super 8 Motel | 7111 Spring St | Omaha | NE | 68106-3576 | Douglas | NE14846 | Scrapped/Junked | 121318 | G0609G01075 | 2009 | Rheem/Ruud | CHWH - ASME/Fired Water Heater | HWSD - Hot Water Dom/Potable | 7/31/2023
Super 8 Motel | 7111 Spring St | Omaha | NE | 68106-3576 | Douglas | NE21671 | Exempt 1999 LB-66 |  | MF96-0546063554 | 1996 | AO SMITH | AHWH - ANSI/Fired Water Htr | HWSD - Hot Water Dom/Potable | 8/31/2000
Super 8 Motel | 7111 Spring St | Omaha | NE | 68106-3576 | Douglas | NE21672 | Scrapped/Junked | 34768 | LE96-0526662 | 1996 | AOSM | CHWH - ASME/Fired Water Heater | HWSD - Hot Water Dom/Potable | 10/31/2009
Irvington Volunteer Fire Dept | 7111 Stargrass Rd | Omaha | NE | 68152-1407 | Douglas | NE28579 | Active | 343262 | 189136-2375444 | 2018 | Lochinvar | WT - Water Tube Boiler | HWHT - Hot Water Heat | 2/28/2026
Madonna Proactive Medical Fitness | 7111 Stephanie Ln | Lincoln | NE | 68516-5300 | Lancaster | NE06821 | Scrapped/Junked | 241507 | 0510241507 | 2005 | RAYP | CPFH - Copper Fin Water Heater | IPHT - Indoor Pool Heater | 8/31/2013
Madonna Proactive Medical Fitness | 7111 Stephanie Ln | Lincoln | NE | 68516-5300 | Lancaster | NE06822 | Scrapped/Junked | 239215 | 0508239215 | 2005 | RAYP | CPFH - Copper Fin Water Heater | SPAJ - Spa/Jacuzzi Heater | 8/31/2015
Madonna Proactive Medical Fitness | 7111 Stephanie Ln | Lincoln | NE | 68516-5300 | Lancaster | NE06823 | Scrapped/Junked | 238058 | 0507238058 | 2005 | Raypak, Inc. | CPFH - Copper Fin Water Heater | SPAJ - Spa/Jacuzzi Heater | 8/31/2025
Madonna Proactive Medical Fitness | 7111 Stephanie Ln | Lincoln | NE | 68516-5300 | Lancaster | NE06824 | Scrapped/Junked | 00179345 | H05H00179345 | 2005 | Lochinvar Corporation | CPFT - Horiz Cpr Fin Boiler | HWHT - Hot Water Heat | 8/31/2025
Madonna Proactive Medical Fitness | 7111 Stephanie Ln | Lincoln | NE | 68516-5300 | Lancaster | NE06825 | Scrapped/Junked | 00167086 | H04H00167086 | 2004 | Lochinvar Corporation | CPFT - Horiz Cpr Fin Boiler | HWHT - Hot Water Heat | 8/31/2025
Madonna Proactive Medical Fitness | 7111 Stephanie Ln | Lincoln | NE | 68516-5300 | Lancaster | NE06851 | Inactive |  | 1K16 | 2005 | SEATTLE BOILERWORKS | ELPV - Electric Press VSL | SAUN - Sauna Steam Room Heat | 1/1/1900
Madonna Proactive Medical Fitness | 7111 Stephanie Ln | Lincoln | NE | 68516-5300 | Lancaster | NE06852 | Inactive |  | 1K15 | 2005 | SEATTLE BOILERWORKS | ELPV - Electric Press VSL | SAUN - Sauna Steam Room Heat | 1/1/1900
Madonna Proactive Medical Fitness | 7111 Stephanie Ln | Lincoln | NE | 68516-5300 | Lancaster | NE06853 | Inactive | 179688 | H05H00179688 | 2005 | Loch | CPFT - Horiz Cpr Fin Boiler | HWSD - Hot Water Dom/Potable | 8/31/2010
Madonna Proactive Medical Fitness | 7111 Stephanie Ln | Lincoln | NE | 68516-5300 | Lancaster | NE06915 | Out of Service | 2723 | L101383-26/1C12 | 2006 | SEAT | ELBL - Electric Boiler | SAUN - Sauna Steam Room Heat | 8/31/2012
Madonna Proactive Medical Fitness | 7111 Stephanie Ln | Lincoln | NE | 68516-5300 | Lancaster | NE06916 | Out of Service | 2729 | L101583-20/1C11 | 2006 | SEAT | ELBL - Electric Boiler | SAUN - Sauna Steam Room Heat | 8/31/2012
Madonna Proactive Medical Fitness | 7111 Stephanie Ln | Lincoln | NE | 68516-5300 | Lancaster | NE06984 | Scrapped/Junked | 249405 | 0604249405 | 2006 | RAYP | CPFH - Copper Fin Water Heater | IPHT - Indoor Pool Heater | 8/31/2016
Madonna Proactive Medical Fitness | 7111 Stephanie Ln | Lincoln | NE | 68516-5300 | Lancaster | NE23643 | Active | 89165 | AXD-5386A-T12 | 2012 | Sussman - Automatic Corporation | ELBL - Electric Boiler | SPAJ - Spa/Jacuzzi Heater | 8/31/2026
Madonna Proactive Medical Fitness | 7111 Stephanie Ln | Lincoln | NE | 68516-5300 | Lancaster | NE24079 | Scrapped/Junked | 364784 | 1309364784 | 2013 | Raypak, Inc. | CPFH - Copper Fin Water Heater | IPHT - Indoor Pool Heater | 8/31/2025
Madonna Proactive Medical Fitness | 7111 Stephanie Ln | Lincoln | NE | 68516-5300 | Lancaster | NE25233 | Active | 381214 | 1406381214 | 2014 | Raypak, Inc. | CPFH - Copper Fin Water Heater | IPHT - Indoor Pool Heater | 8/31/2026
Madonna Proactive Medical Fitness | 7111 Stephanie Ln | Lincoln | NE | 68516-5300 | Lancaster | NE26303 | Active | 417940 | 1603417940 | 2016 | Raypak, Inc. | CPPH - Ansi Cpr Fin Pool Heater | OPHT - Outdoor Pool Heater | 8/31/2026
Madonna Proactive Medical Fitness | 7111 Stephanie Ln | Lincoln | NE | 68516-5300 | Lancaster | NE43129 | Active | 574081 | 2412574081 | 2024 | Raypak, Inc. | CPFH - Copper Fin Water Heater | SPAJ - Spa/Jacuzzi Heater | 8/31/2026
Madonna Proactive Medical Fitness | 7111 Stephanie Ln | Lincoln | NE | 68516-5300 | Lancaster | NE43671 | Active | 436135 | 25436135 | 2025 | Lochinvar | CPFT - Horiz Cpr Fin Boiler | HWHT - Hot Water Heat | 8/31/2025
Madonna Proactive Medical Fitness | 7111 Stephanie Ln | Lincoln | NE | 68516-5300 | Lancaster | NE43672 | Active | 436134 | 25436134 | 2025 | Lochinvar | CPFT - Horiz Cpr Fin Boiler | HWHT - Hot Water Heat | 8/31/2026
Langston Apartments | 7112 Jones Cir | Omaha | NE | 68106-1081 | Douglas | NE21778 | Active | 33911 | G90861052 | 1990 | STAT | CHWH - ASME/Fired Water Heater | HWSD - Hot Water Dom/Potable | 9/30/2019
Annex Apartments | 7114 Jones Cir | Omaha | NE | 68106-1082 | Douglas | NE21777 | Scrapped/Junked | 33889 | G90861053 | 1990 | STAT | CHWH - ASME/Fired Water Heater | HWSD - Hot Water Dom/Potable | 6/30/2012
ANNEX APARTMENTS | 7118 Jones Cir | Omaha | NE | 68106-1055 | Douglas | NE21776 | Scrapped/Junked | SEE BELOW | SEE BELOW | 1991 | RHEEM MANUFACTURING CO | CHWH - ASME/Fired Water Heater | HWSD - Hot Water Dom/Potable | 6/30/2007
ST PAUL CLEANERS | 712 6th St | Saint Paul | NE | 68873-2015 | HOWARD | NE01075 | Inactive | 1705 |  | 1958 | KISCO | WT - Water Tube Boiler | PROC - Process Steam | 9/30/2001
Hitchcock County Public School | 712 Arizona St | Culbertson | NE | 69024-2039 | Hitchcock | NE04486 | Scrapped/Junked | 45394 | 0986403442 | 1986 | RHEEM | CHWH - ASME/Fired Water Heater | HWSD - Hot Water Dom/Potable | 3/31/2015
Hitchcock County Public School | 712 Arizona St | Culbertson | NE | 69024-2039 | Hitchcock | NE21195 | Exempt 1999 LB-66 |  |  | 1997 | AO SMITH | AHWH - ANSI/Fired Water Htr | HWSD - Hot Water Dom/Potable | 7/12/2000
Hitchcock County Public School | 712 Arizona St | Culbertson | NE | 69024-2039 | Hitchcock | NE23627 | Active | 241932 | G12H00241932 | 2012 | Lochinvar | WTSS - Watertube SS Steel | GLYC - Glycol Bldg Heat Sys | 3/31/2026
Hitchcock County Public School | 712 Arizona St | Culbertson | NE | 69024-2039 | Hitchcock | NE23628 | Scrapped/Junked | 241933 | G12H00241933 | 2012 | Lochinvar | WTSS - Watertube SS Steel | GLYC - Glycol Bldg Heat Sys | 3/31/2022
Hitchcock County Public School | 712 Arizona St | Culbertson | NE | 69024-2039 | Hitchcock | NE31707 | Scrapped/Junked | n/a | 3725 | 1950 | Kewanee | FTFB - Firetube-Firebox Boiler | STHT - Steam-Heat | 3/31/2013
Hitchcock County Public School | 712 Arizona St | Culbertson | NE | 69024-2039 | Hitchcock | NE41328 | Active | 528575 | 2136125905688 | 2021 | Sermeta | COBL - Coil Type Boiler | HWHT - Hot Water Heat | 3/31/2026
St John's Lutheran Church-BMIC#394844 | 712 Colorado St | Culbertson | NE | 69024-2027 | Hitchcock | NE17997 | Active | 87852 | L08H10087852 | 2008 | Lochinvar | WT - Water Tube Boiler | HWHT - Hot Water Heat | 10/31/2025
Schuyler Housing | 712 F St | Schuyler | NE | 68661-2348 | Colfax | NE06214 | Scrapped/Junked | 102644 | 102644 | 2004 | RHEEM | CHWH - ASME/Fired Water Heater | HWSD - Hot Water Dom/Potable | 4/30/2017
Schuyler Housing | 712 F St | Schuyler | NE | 68661-2348 | Colfax | NE06215 | Scrapped/Junked | 102646 | 102646 | 2004 | RHEEM | CHWH - ASME/Fired Water Heater | HWSD - Hot Water Dom/Potable | 4/30/2016
Schuyler Housing | 712 F St | Schuyler | NE | 68661-2348 | Colfax | NE12119 | Scrapped/Junked | 12487 | 03F-0403 | 2003 | ALES | FTVT - Firetube Vertical TB | HWHT - Hot Water Heat | 4/30/2026
Schuyler Housing | 712 F St | Schuyler | NE | 68661-2348 | Colfax | NE26304 | Scrapped/Junked | 214994 | 214994 | 2016 | A O Smith | CHWH - ASME/Fired Water Heater | HWSD - Hot Water Dom/Potable | 4/30/2026
Schuyler Housing | 712 F St | Schuyler | NE | 68661-2348 | Colfax | NE26305 | Scrapped/Junked | 214996 | 214996 | 2016 | A O Smith | CHWH - ASME/Fired Water Heater | HWSD - Hot Water Dom/Potable | 4/30/2026
Schuyler Housing | 712 F St | Schuyler | NE | 68661-2348 | Colfax | NE40081 | Scrapped/Junked | 9577 | 98E6873 | 1998 | ALDRICH/LES | FTVT - Firetube Vertical TB | HWHT - Hot Water Heat | 5/31/2004
Schuyler Housing | 712 F St | Schuyler | NE | 68661-2348 | Colfax | NE40083 | Scrapped/Junked | 7951 | 94E4252 | 1994 | ALES | FTVT - Firetube Vertical TB | HWHT - Hot Water Heat | 4/30/2026
Schuyler Housing | 712 F St | Schuyler | NE | 68661-2348 | Colfax | NE40084 | Scrapped/Junked | 66524 | 0694G1053 | 1994 | Rheem Manufacturing Co | CHWH - ASME/Fired Water Heater | HWSD - Hot Water Dom/Potable | 4/30/2006
Schuyler Housing | 712 F St | Schuyler | NE | 68661-2348 | Colfax | NE40085 | Scrapped/Junked | 66522 | 0694G01051 | 1994 | Rheem Manufacturing Co | CHWH - ASME/Fired Water Heater | HWSD - Hot Water Dom/Potable | 4/30/2006
Schuyler Housing | 712 F St | Schuyler | NE | 68661-2348 | Colfax | NE40630 | Scrapped/Junked | 10256 | 99E7806 | 1999 | ALES | FTVT - Firetube Vertical TB | HWHT - Hot Water Heat | 4/30/2026
Schuyler Housing | 712 F St | Schuyler | NE | 68661-2348 | Colfax | NE43767 | Active | 438688 | 25438688 | 2025 | Lochinvar | FTVT - Firetube Vertical TB | HWHT - Hot Water Heat | 10/31/2025
Schuyler Housing | 712 F St | Schuyler | NE | 68661-2348 | Colfax | NE43768 | Active | 436582 | 25436582 | 2025 | Lochinvar | FTVT - Firetube Vertical TB | HWHT - Hot Water Heat | 10/31/2025
Schuyler Housing | 712 F St | Schuyler | NE | 68661-2348 | Colfax | NE43777 | Active | 604619 | D1.24.05.0070 | 2024 | Sermeta | WTSS - Watertube SS Steel | HWSD - Hot Water Dom/Potable | 10/31/2025
Schuyler Housing | 712 F St | Schuyler | NE | 68661-2348 | Colfax | NE43778 | Active | 601868 | D1.23.49.00250 | 2023 | Sermeta | WTSS - Watertube SS Steel | HWSD - Hot Water Dom/Potable | 10/31/2025
Orleans Place | 712 Orleans Dr | Grand Island | NE | 68803-3413 | Hall | NE30870 | Scrapped/Junked |  | B243025 | 1978 | AMERICAN APPLIANCE | AHWH - ANSI/Fired Water Htr | HWSD - Hot Water Dom/Potable | 7/31/2001
Orleans Place | 712 Orleans Dr | Grand Island | NE | 68803-3413 | Hall | NE30871 | Scrapped/Junked | n/a | B244637 | 1978 | AMAP | AHWH - ANSI/Fired Water Htr | HWSD - Hot Water Dom/Potable | 7/31/2012
Apartment Building - Woods | 712 S 11th St | Lincoln | NE | 68508-3203 | Lancaster | NE42624 | Active | 548886 | N1.22.07.00104 | 2022 | Lochinvar | WTSS - Watertube SS Steel | HWHT - Hot Water Heat | 3/31/2026
HASTINGS JUNIOR HIGH | 712 W 5th St | Hastings | NE | 68901-5140 | ADAMS | NE21238 | Scrapped/Junked |  | 1103729304 | 1996 | HATCO | AHWH - ANSI/Fired Water Htr | HWSD - Hot Water Dom/Potable | 6/30/1999
HASTINGS JUNIOR HIGH | 712 W 5th St | Hastings | NE | 68901-5140 | ADAMS | NE34319 | Inactive |  |  | 1985 | RAYPAK INC, CALIFORNIA | WT - Water Tube Boiler | HWHT - Hot Water Heat | 6/30/1986
LaLa Brand Products | 7122 J St | Omaha | NE | 68117-1016 | Douglas | NE09933 | Active | 11915 | OL102149 | 2002 | CLEA | FTSM - FTS Marine Dry Back | PROC - Process Steam | 9/30/2026
LaLa Brand Products | 7122 J St | Omaha | NE | 68117-1016 | Douglas | NE09934 | Active | 11918 | OL102150 | 2002 | CLEA | FTSM - FTS Marine Dry Back | PROC - Process Steam | 9/30/2026
LaLa Brand Products | 7122 J St | Omaha | NE | 68117-1016 | Douglas | NE25132 | Exempt | 9061 | SC8 | 1996 | Unknown | UFPV - Unfired Pressure Vessel | 0017 - Ammonia Receiver | 12/31/2014
LaLa Brand Products | 7122 J St | Omaha | NE | 68117-1016 | Douglas | NE25133 | Exempt | 7435 | SC7 | 1994 | Unknown | UFPV - Unfired Pressure Vessel | 0017 - Ammonia Receiver | 12/31/2014
LaLa Brand Products | 7122 J St | Omaha | NE | 68117-1016 | Douglas | NE25134 | Exempt | 13022 | SC4 | 2003 | Unknown | UFPV - Unfired Pressure Vessel | 0017 - Ammonia Receiver | 12/31/2014
LaLa Brand Products | 7122 J St | Omaha | NE | 68117-1016 | Douglas | NE25135 | Exempt | 10188 | SC3 | 1998 | Unknown | UFPV - Unfired Pressure Vessel | 0017 - Ammonia Receiver | 12/31/2014
Sts Peter & Paul School | 713 Elm St | St Paul | NE | 68873-2068 | Howard | NE33248 | Scrapped/Junked | n/a | L4317 | 1960 | Kewanee | FTFB - Firetube-Firebox Boiler | HWHT - Hot Water Heat | 1/31/2017
Aulner Car Wash | 713 Olson Dr | Papillion | NE | 68046-4784 | Sarpy | NE08869 | Active | 185259 | 0108185259 | 2001 | Raypak | CPFT - Horiz Cpr Fin Boiler | HWHF - Hot Water Heat-Floor | 9/30/2026
Trinity United Methodist Church- BMIC# 525393 | 7130 Kentwell Ln | Lincoln | NE | 68516-6569 | Lancaster | NE15757 | Active | 17623 | 09F-5530 | 2009 | Aldrich | FTVT - Firetube Vertical TB | HWHT - Hot Water Heat | 12/31/2026
Trinity United Methodist Church- BMIC# 525393 | 7130 Kentwell Ln | Lincoln | NE | 68516-6569 | Lancaster | NE15758 | Active | 17624 | 09F-5531 | 2009 | Aldrich | FTVT - Firetube Vertical TB | HWHT - Hot Water Heat | 12/31/2026
Hastings College/Wilson Science Center | 714 E 9th St | Hastings | NE | 68901-7663 | Adams | NE05849 | Scrapped/Junked | 64832 | F966673 | 1996 | Lochinvar | CPFT - Horiz Cpr Fin Boiler | HWHT - Hot Water Heat | 1/31/2020
Hastings College/Wilson Science Center | 714 E 9th St | Hastings | NE | 68901-7663 | Adams | NE28211 | Active | 460162 | 1916114474781 | 2019 | Lochinvar | CPFT - Horiz Cpr Fin Boiler | HWHT - Hot Water Heat | 1/31/2026
Beauty Salon | 714 East Side Blvd | Hastings | NE | 68901-4529 | Adams | NE10334 | Active | n/a | 1B-J1 | 1966 | American Standard | CI - Cast Iron | HWHT - Hot Water Heat | 3/31/2027
MARBEE APARTMENTS | 714 S 36th St | Omaha | NE | 68105-1586 | Douglas | NE22920 | Exempt 1999 LB-66 |  | A96681345 | 1996 | STATE INDUSTRIES | AHWH - ANSI/Fired Water Htr | HWSD - Hot Water Dom/Potable | 2/29/2000
South Platte Public Schl | 714 State St | Brule | NE | 69127-3670 | Keith | NE30713 | Exempt 1999 LB-66 |  | ME88012690 | 1988 | A. O. Smith | AHWH - ANSI/Fired Water Htr | HWSD - Hot Water Dom/Potable | 1/31/2000
South Platte Public Schl | 714 State St | Brule | NE | 69127-3670 | Keith | NE33445 | Scrapped/Junked |  | 24J20623 | 1955 | Bryant Boiler | CI - Cast Iron | STHT - Steam-Heat | 8/31/2003
Cobalt Credit Union | 7148 Towne Center Pkwy | Papillion | NE | 68046-2125 | Sarpy | NE24634 | Active | 254210 | B13H10254210 | 2013 | Lochinvar | WTSS - Watertube SS Steel | HWHT - Hot Water Heat | 3/31/2026
Phelps County Courthouse | 715 5th Ave | Holdrege | NE | 68949-2208 | PHELPS | NE01607 | Active | n/a | 8146004R1 | 2004 | Burnham | CI - Cast Iron | HWHT - Hot Water Heat | 1/31/2026
Phelps County Courthouse | 715 5th Ave | Holdrege | NE | 68949-2208 | PHELPS | NE01608 | Active | n/a | 8146004R1 | 2004 | Burnham | CI - Cast Iron | HWHT - Hot Water Heat | 1/31/2026
Phelps County Courthouse | 715 5th Ave | Holdrege | NE | 68949-2208 | PHELPS | NE02341 | Active | 13244 | 04F-1160 | 2004 | ALES | FTVT - Firetube Vertical TB | HWHT - Hot Water Heat | 1/31/2026
Phelps County Courthouse | 715 5th Ave | Holdrege | NE | 68949-2208 | PHELPS | NE22384 | Scrapped/Junked | 8762 | 96E-5703 | 1996 | ALDRICH/LES | FTVT - Firetube Vertical TB | HWHT - Hot Water Heat | 9/30/2005
Phelps County Courthouse | 715 5th Ave | Holdrege | NE | 68949-2208 | PHELPS | NE22385 | Active | 8767 | 96E-5709 | 1996 | ALES | FTVT - Firetube Vertical TB | HWHT - Hot Water Heat | 1/31/2026
OLD CENTRAL ELEMENTARY SCHOOL | 715 Box Butte Ave | Alliance | NE | 69301-2967 | BOX BUTTE | NE31669 | Inactive |  | G7335 | 1955 | KEWANEE | FTFB - Firetube-Firebox Boiler | STHT - Steam-Heat | 7/31/2006
MIDWEST PROPANE CO | 715 Central Ave | Nebraska City | NE | 68410-2450 | OTOE | NE30597 | Inactive |  |  | 1930 | AMERICAN RADIATOR |  | STHT - Steam-Heat | 2/28/1995
St Michael's Church | 715 Creighton Ave | Hastings | NE | 68901-3416 | Adams | NE14772 | Scrapped/Junked | n/a | N6161 | 1967 | Kewanee | FTFB - Firetube-Firebox Boiler | HWHT - Hot Water Heat | 2/28/2019
Ryde Transit Facility | 715 E 11th St | Kearney | NE | 68847 | Buffalo | NE23787 | Active | 213833 | G12213833 | 2012 | Gianonni/Laars | WTSS - Watertube SS Steel | HWHT - Hot Water Heat | 2/28/2027
HASTINGS COLLEGE | 715 E 7th St | Hastings | NE | 68901-7620 | ADAMS | NE32360 | Scrapped/Junked | 1947 | 3771 | 1968 | SELLERS | FT - Firetube Boiler | IPHT - Indoor Pool Heater | 7/31/2005
HASTINGS COLLEGE | 715 E 7th St | Hastings | NE | 68901-7620 | ADAMS | NE35120 | Scrapped/Junked | 3094 | 7590248 | 1975 | TELEDYNE LAARS | WT - Water Tube Boiler | IPHT - Indoor Pool Heater | 7/31/2006
Hastings College/Weyer Bldg | 715 E 9th St | Hastings | NE | 68901-7673 | Adams | NE32575 | Scrapped/Junked | n/a | 7L75 | 1948 | Kewanee | FT - Firetube Boiler | HWHT - Hot Water Heat | 1/31/2024
HASTINGS COLLEGE | 715 E 9th St | Hastings | NE | 68901-7673 | ADAMS | NE19169 | Exempt 1999 LB-66 |  |  | 1994 | RHEEM MANUFACTURING CO | AHWH - ANSI/Fired Water Htr | HWSD - Hot Water Dom/Potable | 7/30/2000
Pawnee City Post Office | 715 G St | Pawnee City | NE | 68420-9800 | Pawnee | NE42625 | Exempt | 365591 | 22.PGT550.432.00943 | 2022 | Lochinvar | FTVT - Firetube Vertical TB | HWHT - Hot Water Heat | 3/31/2026
ANSLEY HOUSING AUTHORITY | 715 MAIN ST | ANSLEY | NE | 68814 | CUSTER | NE25412 | Inactive |  | GEM-5136 | 1971 | PEERLESS HEATER COMPANY |  | HWHT - Hot Water Heat | 9/28/2000
BUILDING | 715 Main St | Creighton | NE | 68729-4002 | KNOX | NE10683 | Scrapped/Junked | 45130 | 45130 | 1995 | PARKER BOILER CO | WT - Water Tube Boiler | PROC - Process Steam | 7/31/2006
Delta Tau Delta Frat | 715 N 16th St | Lincoln | NE | 68508-1286 | Lancaster | NE18429 | Scrapped/Junked | 22616 | 892M9322616 | 1993 | AO SMITH | COBL - Coil Type Boiler | HWSD - Hot Water Dom/Potable | 1/31/2012
Delta Tau Delta Frat | 715 N 16th St | Lincoln | NE | 68508-1286 | Lancaster | NE18430 | Scrapped/Junked | na | O-1104 | 1969 | KEWA | FTFB - Firetube-Firebox Boiler | HWHT - Hot Water Heat | 1/31/2012
Delta Tau Delta Frat | 715 N 16th St | Lincoln | NE | 68508-1286 | Lancaster | NE37488 | Inactive | 3287 |  | 1980 | AO SMITH | CHWH - ASME/Fired Water Heater | HWSD - Hot Water Dom/Potable | 6/30/1994
Mary Lanning Hospital | 715 N St Joseph Ave | Hastings | NE | 68901-4451 | Adams | NE05482 | Scrapped/Junked | 23985 | NB29885 | 1969 | Kewanee | FTSM - FTS Marine Dry Back | PROC - Process Steam | 4/30/2025
Mary Lanning Hospital | 715 N St Joseph Ave | Hastings | NE | 68901-4451 | Adams | NE05483 | Inactive | 23854 | 0-987 | 1968 | Kewanee | FTSM - FTS Marine Dry Back | BSUP - Bldg Heat & Process | 4/30/2022
Mary Lanning Hospital | 715 N St Joseph Ave | Hastings | NE | 68901-4451 | Adams | NE05484 | Scrapped/Junked | 23855 | 23855 | 1969 | Kewanee | FTSM - FTS Marine Dry Back | BSUP - Bldg Heat & Process | 4/30/2025
Mary Lanning Hospital | 715 N St Joseph Ave | Hastings | NE | 68901-4451 | Adams | NE05485 | Scrapped/Junked | 23856 | NB23856 | 1969 | Kewanee | FTSM - FTS Marine Dry Back | BSUP - Bldg Heat & Process | 4/30/2025
Mary Lanning Hospital | 715 N St Joseph Ave | Hastings | NE | 68901-4451 | Adams | NE43673 | Active | 20587 | 20587 | 2025 | Superior Boiler Works | FTWB - FTS Marine Wet Back | PROC - Process Steam | 8/31/2026
Mary Lanning Hospital | 715 N St Joseph Ave | Hastings | NE | 68901-4451 | Adams | NE43674 | Active | 20590 | 20590 | 2025 | Superior Boiler Works | FTWB - FTS Marine Wet Back | PROC - Process Steam | 8/31/2026
Mary Lanning Hospital | 715 N St Joseph Ave | Hastings | NE | 68901-4451 | Adams | NE43675 | Active | 20588 | 20588 | 2025 | Superior Boiler Works | FTWB - FTS Marine Wet Back | PROC - Process Steam | 8/31/2026
Aqua Venture Water Park | 715 S First St | Norfolk | NE | 68701-6001 | Madison | NE24121 | Scrapped/Junked | 334383 | 1201334383 | 2012 | Raypak | CPPH - Ansi Cpr Fin Pool Heater | OPHT - Outdoor Pool Heater | 5/31/2023
Aqua Venture Water Park | 715 S First St | Norfolk | NE | 68701-6001 | Madison | NE24122 | Scrapped/Junked | 334382 | 1201334382 | 2012 | Raypak | CPPH - Ansi Cpr Fin Pool Heater | OPHT - Outdoor Pool Heater | 5/31/2024
Aqua Venture Water Park | 715 S First St | Norfolk | NE | 68701-6001 | Madison | NE42375 | Active | 580406 | 2313557131 | 2023 | Raypak | CPPH - Ansi Cpr Fin Pool Heater | OPHT - Outdoor Pool Heater | 5/31/2026
Aqua Venture Water Park | 715 S First St | Norfolk | NE | 68701-6001 | Madison | NE42380 | Active | 582314 | 2301553034 | 2023 | Raypak | CPPH - Ansi Cpr Fin Pool Heater | OPHT - Outdoor Pool Heater | 5/31/2026
Aqua Venture Water Park | 715 S First St | Norfolk | NE | 68701-6001 | Madison | NE43295 | Active | 412462 | 23412462 | 2023 | Lochinvar | CPPH - Ansi Cpr Fin Pool Heater | OPHT - Outdoor Pool Heater | 5/31/2026
Aqua Venture Water Park | 715 S First St | Norfolk | NE | 68701-6001 | Madison | NE43296 | Active | 412461 | 23412461 | 2023 | Lochinvar | CPPH - Ansi Cpr Fin Pool Heater | OPHT - Outdoor Pool Heater | 5/31/2026
North Platte Public Safety Building | 715 S Jeffers St | North Platte | NE | 69101-5318 | Lincoln | NE15120 | Scrapped/Junked |  | 8953 8463 | 1989 | STATE INDUSTRIES | CHWH - ASME/Fired Water Heater | HWSD - Hot Water Dom/Potable | 3/31/2002
North Platte Public Safety Building | 715 S Jeffers St | North Platte | NE | 69101-5318 | Lincoln | NE29122 | Active | 183838 | 2050122153112 | 2020 | Lochinvar | FTSS - Firetube Stainless Steel | HWHT - Hot Water Heat | 12/31/2026
North Platte Public Safety Building | 715 S Jeffers St | North Platte | NE | 69101-5318 | Lincoln | NE29123 | Active | 183835 | 2050122153114 | 2020 | Lochinvar | FTSS - Firetube Stainless Steel | HWHT - Hot Water Heat | 12/31/2026
North Platte Public Safety Building | 715 S Jeffers St | North Platte | NE | 69101-5318 | Lincoln | NE29124 | Active | 183839 | 2050122153113 | 2020 | Lochinvar | FTSS - Firetube Stainless Steel | HWHT - Hot Water Heat | 12/31/2026
North Platte Public Safety Building | 715 S Jeffers St | North Platte | NE | 69101-5318 | Lincoln | NE35415 | Scrapped/Junked | 63447 | 780PG8663447 | 1986 | A. O. Smith | COBL - Coil Type Boiler | HWHT - Hot Water Heat | 3/31/2021
North Platte Public Safety Building | 715 S Jeffers St | North Platte | NE | 69101-5318 | Lincoln | NE35416 | Scrapped/Junked | 63448 | 780P-G86-63448 | 1986 | A. O. Smith | COBL - Coil Type Boiler | HWHT - Hot Water Heat | 3/31/2021
North Platte Public Safety Building | 715 S Jeffers St | North Platte | NE | 69101-5318 | Lincoln | NE35417 | Scrapped/Junked | 64043 | 780JH8664043 | 1986 | A. O. Smith | COBL - Coil Type Boiler | HWHT - Hot Water Heat | 3/31/2021
Cozad Alfalfa Inc | 715 W Railroad St | Cozad | NE | 69130-4607 | Dawson | NE21123 | Active | 8106 | 8106 | 1978 | Superior Boiler Works | FTSM - FTS Marine Dry Back | PROC - Process Steam | 1/31/2027
Community Alliance | 7150 Arbor Street | Omaha | NE | 68106 | Douglas | NE42257 | Active | 59 | 22-HE000662522 | 2022 | Riello | WT - Water Tube Boiler | HWHT - Hot Water Heat | 2/28/2027
Community Alliance | 7150 Arbor Street | Omaha | NE | 68106 | Douglas | NE42258 | Active | 75 | 22-HE000842622 | 2022 | Riello | WT - Water Tube Boiler | HWHT - Hot Water Heat | 2/28/2027
Community Alliance | 7150 Arbor Street | Omaha | NE | 68106 | Douglas | NE42259 | Active | 58 | 22-HE000652522 | 2022 | Riello | WT - Water Tube Boiler | HWHT - Hot Water Heat | 2/28/2027
Community Alliance | 7150 Arbor Street | Omaha | NE | 68106 | Douglas | NE42260 | Active | 74 | 22-HE000832622 | 2022 | Riello | WT - Water Tube Boiler | HWHT - Hot Water Heat | 2/28/2027
Community Alliance | 7150 Arbor Street | Omaha | NE | 68106 | Douglas | NE42261 | Active | 83 | 22-HE000922622 | 2022 | Riello | WT - Water Tube Boiler | HWHT - Hot Water Heat | 2/28/2027
Community Alliance | 7150 Arbor Street | Omaha | NE | 68106 | Douglas | NE42262 | Active | 78 | 22-HE000872622 | 2022 | Riello | WT - Water Tube Boiler | HWHT - Hot Water Heat | 2/28/2027
Robert Matheny | 716 13Th Ave | Kearney | NE | 68845-6664 | Buffalo | NE01790 | Inactive | 35 | 1647-D | 1984 | PIPI | HOBB - Hobby/Antique Boiler | 0024 - Antique Steam Tractor | 5/31/2007
Robert Matheny | 716 13Th Ave | Kearney | NE | 68845-6664 | Buffalo | NE13347 | Inactive | 5 | 1159-2 | 1978 | PIPI | HOBB - Hobby/Antique Boiler | 0024 - Antique Steam Tractor | 6/30/2010
Robert Matheny | 716 13Th Ave | Kearney | NE | 68845-6664 | Buffalo | NE30618 | Inactive | 12250 |  | 1994 | SUPERIOR BOILERWORKS | HOBB - Hobby/Antique Boiler | 0024 - Antique Steam Tractor | 12/31/1996
Central City Fire Department | 716 16th St | Central City | NE | 68826-5245 | Merrick | NE24945 | Active | 149750 | G10149750 | 2010 | Laars/Gianonni | WTSS - Watertube SS Steel | GLFH - Glycol Floor Heat System | 12/31/2025
Alpha Chi Omega | 716 N 16th St | Lincoln | NE | 68508-1285 | Lancaster | NE25225 | Active | C40571 | 1 | 2014 | A O Smith | COBL - Coil Type Boiler | HWSD - Hot Water Dom/Potable | 3/31/2026
Alpha Chi Omega | 716 N 16th St | Lincoln | NE | 68508-1285 | Lancaster | NE40357 | Active | 151236 | 9808151236 | 1998 | Raypak | CPFT - Horiz Cpr Fin Boiler | HWHT - Hot Water Heat | 3/31/2026
Alpha Chi Omega | 716 N 16th St | Lincoln | NE | 68508-1285 | Lancaster | NE40358 | Active | 151235 | 9808151235 | 1998 | Raypak | CPFT - Horiz Cpr Fin Boiler | HWHT - Hot Water Heat | 3/31/2026
Alpha Chi Omega | 716 N 16th St | Lincoln | NE | 68508-1285 | Lancaster | NE40359 | Active | 151234 | 9808151234 | 1998 | Raypak | CPFT - Horiz Cpr Fin Boiler | HWHT - Hot Water Heat | 3/31/2026
Alpha Chi Omega | 716 N 16th St | Lincoln | NE | 68508-1285 | Lancaster | NE40360 | Scrapped/Junked | 145405 | 9712145405 | 1997 | RAYP | CPFH - Copper Fin Water Heater | HWSD - Hot Water Dom/Potable | 3/31/2005
Alpha Chi Omega | 716 N 16th St | Lincoln | NE | 68508-1285 | Lancaster | NE40361 | Scrapped/Junked | 64352 | J8664352 | 1986 | AOSM | COBL - Coil Type Boiler | HWSD - Hot Water Dom/Potable | 3/31/2014
Lincoln Park Pool | 716 W Lambert Rd | Grand Island | NE | 68801 | Hall | NE08413 | Scrapped/Junked | 7504 | 3U122 | 1974 | Teledyne Laars | CPFT - Horiz Cpr Fin Boiler | OPHT - Outdoor Pool Heater | 6/30/2013
Lincoln Park Pool | 716 W Lambert Rd | Grand Island | NE | 68801 | Hall | NE10814 | Scrapped/Junked | 185605 | 0108185605 | 2001 | Raypak | CPFH - Copper Fin Water Heater | OPHT - Outdoor Pool Heater | 6/30/2023
SW ENERGY LLC | 71637 CTY RD 380 | MCCOOK | NE | 69001 | RED WILLOW | NE01617 | Inactive | 56837 | 83362 | 1983 | CLEAVER BROOKS | FTSM - FTS Marine Dry Back | PROC - Process Steam | 6/30/2005
Harlan County Hospital | 717 Brown St | Alma | NE | 68920-2132 | Harlan | NE07169 | Scrapped/Junked | n/a | 8432 | 1968 | Kewanee | FTFB - Firetube-Firebox Boiler | HWHT - Hot Water Heat | 6/30/2012
Harlan County Hospital | 717 Brown St | Alma | NE | 68920-2132 | Harlan | NE07170 | Scrapped/Junked | n/a | 8437 | 1968 | Kewanee | FTFB - Firetube-Firebox Boiler | HWHT - Hot Water Heat | 6/30/2012
Harlan County Hospital | 717 Brown St | Alma | NE | 68920-2132 | Harlan | NE10214 | Active | 103990 | 103990 | 2007 | Fulton | FTVT - Firetube Vertical TB | HWHT - Hot Water Heat | 6/30/2026
Harlan County Hospital | 717 Brown St | Alma | NE | 68920-2132 | Harlan | NE10215 | Active | 104003 | 104003 | 2007 | Fulton | FTVT - Firetube Vertical TB | HWHT - Hot Water Heat | 6/30/2026
Harlan County Hospital | 717 Brown St | Alma | NE | 68920-2132 | Harlan | NE41347 | Active | 29196 | 0122109 | 2022 | Steris Corp | ELBL - Electric Boiler | 0020 - Supp to Sterlizer/Autoclave | 6/30/2026
Women's Hospital Office Building | 717 N 190th Plz | Omaha | NE | 68022-3913 | Douglas | NE16067 | Active | 126293 | 0109126193 | 2009 | PVI Industries | CHWH - ASME/Fired Water Heater | HWSD - Hot Water Dom/Potable | 3/31/2026
Women's Hospital Office Building | 717 N 190th Plz | Omaha | NE | 68022-3913 | Douglas | NE16068 | Active | 128294 | 0109128294 | 2009 | PVI Industries | CHWH - ASME/Fired Water Heater | HWSD - Hot Water Dom/Potable | 3/31/2026
Women's Hospital Office Building | 717 N 190th Plz | Omaha | NE | 68022-3913 | Douglas | NE16069 | Active | 880 | A1880 | 2009 | Unilux | WT - Water Tube Boiler | HWHT - Hot Water Heat | 3/31/2026
Women's Hospital Office Building | 717 N 190th Plz | Omaha | NE | 68022-3913 | Douglas | NE16070 | Active | 881 | A1881 | 2009 | Unilux | WT - Water Tube Boiler | HWHT - Hot Water Heat | 3/31/2026
Hastings College/Morrison Reeves Science | 717 N Ash Ave | Hastings | NE | 68901-7684 | Adams | NE13647 | Active | 202207 | A08202207 | 2008 | LAARS HEATING SYSTEMS CO | CPFH - Copper Fin Water Heater | HWHT - Hot Water Heat | 1/31/2027
Hastings College/Morrison Reeves Science | 717 N Ash Ave | Hastings | NE | 68901-7684 | Adams | NE13648 | Scrapped/Junked | 202206 | A08202206 | 2008 | LAARS HEATING SYSTEMS CO | CPFH - Copper Fin Water Heater | HWHT - Hot Water Heat | 1/31/2026
Hastings College/Morrison Reeves Science | 717 N Ash Ave | Hastings | NE | 68901-7684 | Adams | NE13649 | Active | 202209 | A08202209 | 2008 | LAARS HEATING SYSTEMS CO | CPFH - Copper Fin Water Heater | HWHT - Hot Water Heat | 1/31/2027
Hastings College/Morrison Reeves Science | 717 N Ash Ave | Hastings | NE | 68901-7684 | Adams | NE13650 | Out of Service | 202208 | A08202208 | 2008 | LAARS HEATING SYSTEMS CO | CPFH - Copper Fin Water Heater | HWHT - Hot Water Heat | 1/31/2013
Hastings College/Morrison Reeves Science | 717 N Ash Ave | Hastings | NE | 68901-7684 | Adams | NE13651 | Active | 80158 | 95158 | 2008 | BRADFORD-WHITE | CHWH - ASME/Fired Water Heater | HWSD - Hot Water Dom/Potable | 1/31/2027
Hastings College/Morrison Reeves Science | 717 N Ash Ave | Hastings | NE | 68901-7684 | Adams | NE13652 | Active | 80151 | 95151 | 2008 | BRADFORD-WHITE | CHWH - ASME/Fired Water Heater | HWSD - Hot Water Dom/Potable | 1/31/2027
Hastings College/Morrison Reeves Science | 717 N Ash Ave | Hastings | NE | 68901-7684 | Adams | NE23776 | Scrapped/Junked | 213389 | G12213389 | 2012 | Laars/Giannoni | WTSS - Watertube SS Steel | GLYC - Glycol Bldg Heat Sys | 1/31/2021
Hastings College/Morrison Reeves Science | 717 N Ash Ave | Hastings | NE | 68901-7684 | Adams | NE29131 | Active | 507052 | G20507052 | 2020 | LAARS HEATING SYSTEMS CO | SSCO - SS Coil Boiler | HWHT - Hot Water Heat | 1/31/2027
Hastings College/Morrison Reeves Science | 717 N Ash Ave | Hastings | NE | 68901-7684 | Adams | NE43842 | Active | 632586 | N1.25.03.00256 | 2025 | Lochinvar | FTSS - Firetube Stainless Steel | HWHT - Hot Water Heat | 1/31/2027
The Americas Plaza | 7171 Mercy Rd | Omaha | NE | 68106-2620 | Douglas | NE09315 | Scrapped/Junked | 16603 | 07F-4510 | 2007 | Les Inc/Aldrich Co | FTVT - Firetube Vertical TB | HWHT - Hot Water Heat | 3/31/2022
The Americas Plaza | 7171 Mercy Rd | Omaha | NE | 68106-2620 | Douglas | NE09316 | Scrapped/Junked | 16602 | 07F-4509 | 2007 | Les Inc/Aldrich Co | FTVT - Firetube Vertical TB | HWHT - Hot Water Heat | 3/31/2022
The Americas Plaza | 7171 Mercy Rd | Omaha | NE | 68106-2620 | Douglas | NE34187 | Scrapped/Junked |  | 0-8618 | 1972 | KEWANEE | FTFB - Firetube-Firebox Boiler | HWHT - Hot Water Heat | 9/30/2007
Kugler Oil Company | 71748 Railroad Ave | Culbertson | NE | 69024-5100 | Hitchcock | NE12240 | Active | 14064 | S1000-150-022 | 2007 | Hurst | FTSM - FTS Marine Dry Back | PROC - Process Steam | 3/31/2026
Kugler Oil Company | 71748 Railroad Ave | Culbertson | NE | 69024-5100 | Hitchcock | NE22806 | Active | 24147 | 24147 | 2003 | CLAYTON | COBL - Coil Type Boiler | PROC - Process Steam | 3/31/2026
Kugler Oil Company | 71748 Railroad Ave | Culbertson | NE | 69024-5100 | Hitchcock | NE23576 | Scrapped/Junked | 15010 | 15010 | 1984 | BURN | FTSM - FTS Marine Dry Back | PROC - Process Steam | 9/30/2007
Performance Plus Liquids | 7175 Saint Paul Rd | Grand Island | NE | 68801-9205 | Hall | NE42238 | Active | 26228 | 26228 | 2022 | CLAYTON | COBL - Coil Type Boiler | PROC - Process Steam | 2/28/2026
Deuel County Courthouse | 718 3rd St | Chappell | NE | 69129 | Deuel | NE16404 | Scrapped/Junked | n/a | 0E20 | 1915 | Fitzgibbons | FTFB - Firetube-Firebox Boiler | STMG - Steam Generator | 6/30/2016
St Mary's Church | 718 Francis St | Dalton | NE | 69131-7742 | Cheyenne | NE14657 | Scrapped/Junked | 129 | AEH6987 | 1998 | ALLIED ENGINEERING | CPFT - Horiz Cpr Fin Boiler | HWHT - Hot Water Heat | 8/31/2012
Target | 718 N Washington St | Papillion | NE | 68046-3910 | Sarpy | NE23603 | Exempt 1999 LB-66 |  | S/NMC95-0415280 | 1995 | A. O. Smith |  |  | 8/31/2000
Target | 718 N Washington St | Papillion | NE | 68046-3910 | Sarpy | NE23604 | Exempt 1999 LB-66 |  | S/NMC95-0429876 | 1995 | A. O. Smith |  |  | 8/31/2000
Target | 718 N Washington St | Papillion | NE | 68046-3910 | Sarpy | NE23605 | Exempt 1999 LB-66 |  | S/NMG95-0447714 | 1995 | A. O. Smith |  |  | 8/31/2000
TriCo Inc | 718 Rd & K | Alma | NE | 68920-2543 | Harlan | NE41178 | Active | NA | 65748070 | 2020 | US Boiler | CI - Cast Iron | GLFH - Glycol Floor Heat System | 12/31/2026
TriCo Inc | 718 Rd & K | Alma | NE | 68920-2543 | Harlan | NE41179 | Active | NA | 64390463 | 2001 | Burnham | CI - Cast Iron | GLFH - Glycol Floor Heat System | 12/31/2026
Nutrien Ag Solutions | 71853 Rd A | Oxford | NE | 68967-0755 | Furnas | NE28261 | Active | 56982 | C41A21E420044008940018 | 2018 | Heat Transfer Products Inc. | COBL - Coil Type Boiler | GLFH - Glycol Floor Heat System | 12/31/2025
Nutrien Ag Solutions | 71853 Rd A | Oxford | NE | 68967-0755 | Furnas | NE28262 | Active | 76704 | PG75.19.0660 | 2012 | NTI | COBL - Coil Type Boiler | GLFH - Glycol Floor Heat System | 12/31/2025
Nutrien Ag Solutions | 71853 Rd A | Oxford | NE | 68967-0755 | Furnas | NE28268 | Active | 497687 | 1911497687 | 2019 | Raypak | COBL - Coil Type Boiler | BSUP - Bldg Heat & Process | 12/31/2025
N A Timmerman Inc | 71870 Drive 392 | Indianola | NE | 69034-8025 | Red Willow | NE25365 | Active | 19691 | S1000-150-324 | 2014 | Hurst | FTSM - FTS Marine Dry Back | PROC - Process Steam | 10/31/2026
Colonial Villa Samaritan | 719 Brown St | Alma | NE | 68920-2132 | Harlan | NE05019 | Scrapped/Junked |  | MB93-0259258 | 1993 | AO SMITH | AHWH - ANSI/Fired Water Htr | HWSD - Hot Water Dom/Potable | 3/31/2009
Colonial Villa Samaritan | 719 Brown St | Alma | NE | 68920-2132 | Harlan | NE13629 | Scrapped/Junked | 129531 | 129531 | 2008 | AO SMITH | CHWH - ASME/Fired Water Heater | HWSP - Hot Water Non Potable Supply | 3/31/2021
Colonial Villa Samaritan | 719 Brown St | Alma | NE | 68920-2132 | Harlan | NE22382 | Scrapped/Junked | 44844 | LE98-0741932-966 | 1998 | AOSM | CHWH - ASME/Fired Water Heater | HWSD - Hot Water Dom/Potable | 3/31/2017
Colonial Villa Samaritan | 719 Brown St | Alma | NE | 68920-2132 | Harlan | NE22383 | Scrapped/Junked | 44427 | LD98-0736 | 1998 | AOSM | CHWH - ASME/Fired Water Heater | HWSD - Hot Water Dom/Potable | 3/31/2017
Colonial Villa Samaritan | 719 Brown St | Alma | NE | 68920-2132 | Harlan | NE41700 | Active | 266780 | 266780 | 2020 | AO SMITH | CHWH - ASME/Fired Water Heater | HWSD - Hot Water Dom/Potable | 3/31/2027
Southwest Elementary School | 719 E St | Indianola | NE | 69034-3461 | Red Willow | NE21217 | Scrapped/Junked | 30317 | A9630317 | 1996 | A O Smith | COBL - Coil Type Boiler | HWSD - Hot Water Dom/Potable | 3/31/2010
Southwest Elementary School | 719 E St | Indianola | NE | 69034-3461 | Red Willow | NE21483 | Scrapped/Junked | C33816 | 1204M000836 | 2012 | A O Smith | COBL - Coil Type Boiler | HWSD - Hot Water Dom/Potable | 3/31/2015
UEHLING ELEMENTARY SCHOOL | 719 OAK ST | UEHLING | NE | 68063 | DODGE | NE32694 | Scrapped/Junked |  |  | 1969 | BURNHAM COMM/INDUST |  | STHT - Steam-Heat | 4/30/2006
Walnut Creek Elementary | 720 Fenwick St | Papillion | NE | 68046-3122 | Sarpy | NE23080 | Active | 10615 | 99E-8277 | 1999 | Aldrich | FTVT - Firetube Vertical TB | HWHT - Hot Water Heat | 7/31/2026
Walnut Creek Elementary | 720 Fenwick St | Papillion | NE | 68046-3122 | Sarpy | NE23081 | Scrapped/Junked | 10612 | 99E-8274 | 1999 | Aldrich | FTVT - Firetube Vertical TB | HWHT - Hot Water Heat | 7/31/2014
Walnut Creek Elementary | 720 Fenwick St | Papillion | NE | 68046-3122 | Sarpy | NE23082 | Active | 10614 | 99E-8276 | 1999 | Aldrich | FTVT - Firetube Vertical TB | HWHT - Hot Water Heat | 7/31/2026
Walnut Creek Elementary | 720 Fenwick St | Papillion | NE | 68046-3122 | Sarpy | NE23083 | Active | 10611 | 99E-8273 | 1999 | Aldrich | FTVT - Firetube Vertical TB | HWHT - Hot Water Heat | 7/31/2026
Walnut Creek Elementary | 720 Fenwick St | Papillion | NE | 68046-3122 | Sarpy | NE23084 | Scrapped/Junked | 100836 | E991190 | 1999 | Lochinvar | CPFT - Horiz Cpr Fin Boiler | HWSD - Hot Water Dom/Potable | 7/31/2013
Walnut Creek Elementary | 720 Fenwick St | Papillion | NE | 68046-3122 | Sarpy | NE26501 | Active | 19071 | 13F-6979 | 2013 | Aldrich | FTVT - Firetube Vertical TB | HWHT - Hot Water Heat | 7/31/2026
Hebron Community Pool | 720 Holdrege Ave | Hebron | NE | 68370 | Thayer | NE43364 | Active | 559240 | 2319559240 | 2023 | Raypak | CPPH - Ansi Cpr Fin Pool Heater | OPHT - Outdoor Pool Heater | 6/30/2026
Josie Harper Campus | 720 N 87th St | Omaha | NE | 68114-2852 | Douglas | NE06356 | Active | 13630 | 04F-1541 | 2004 | ALES | FTVT - Firetube Vertical TB | GLYC - Glycol Bldg Heat Sys | 3/31/2026
Josie Harper Campus | 720 N 87th St | Omaha | NE | 68114-2852 | Douglas | NE06357 | Active | 13629 | 04F-1540 | 2004 | ALES | FTVT - Firetube Vertical TB | GLYC - Glycol Bldg Heat Sys | 3/31/2026
Josie Harper Campus | 720 N 87th St | Omaha | NE | 68114-2852 | Douglas | NE06358 | Active | 114259 | 1104114259 | 2004 | Pvi | CHWH - ASME/Fired Water Heater | HWSD - Hot Water Dom/Potable | 3/31/2026
Josie Harper Campus | 720 N 87th St | Omaha | NE | 68114-2852 | Douglas | NE06359 | Active | 114258 | 1104114258 | 2004 | Pvi | CHWH - ASME/Fired Water Heater | HWSD - Hot Water Dom/Potable | 3/31/2026
Alpha Delta Pi | 720 S 16th St | Lincoln | NE | 68508-3703 | Lancaster | NE25942 | Active | 323773 | L14H10323773 | 2014 | Lochinvar | WTSS - Watertube SS Steel | HWHT - Hot Water Heat | 8/31/2026
Lincoln Elementary School | 720 S Franklin Ave | Hastings | NE | 68901-5806 | Adams | NE22842 | Scrapped/Junked | 193501 | 051215625 | 2011 | CAMUS | WTSS - Watertube SS Steel | HWHT - Hot Water Heat | 6/30/2017
Lincoln Elementary School | 720 S Franklin Ave | Hastings | NE | 68901-5806 | Adams | NE32835 | Scrapped/Junked | n/a | 31679 | 1978 | Kewanee | FTFB - Firetube-Firebox Boiler | HWHT - Hot Water Heat | 6/30/2013
Lincoln Elementary School | 720 S Franklin Ave | Hastings | NE | 68901-5806 | Adams | NE32836 | Scrapped/Junked | n/a | 31888 | 1979 | Kewanee | FTFB - Firetube-Firebox Boiler | HWHT - Hot Water Heat | 6/30/2013
Vista Villa | 720 Vista Dr | Kimball | NE | 69145-1676 | Kimball | NE01603 | Active | 69707 | LF021744574/69707 | 2002 | AOSM | CHWH - ASME/Fired Water Heater | HWSD - Hot Water Dom/Potable | 4/30/2026
Vista Villa | 720 Vista Dr | Kimball | NE | 69145-1676 | Kimball | NE01604 | Active | 69708 | LF021744580/69708 | 2002 | AOSM | CHWH - ASME/Fired Water Heater | HWSD - Hot Water Dom/Potable | 4/30/2026
Vista Villa | 720 Vista Dr | Kimball | NE | 69145-1676 | Kimball | NE21024 | Active | 68572 | BK51-97-8520 | 1998 | Patterson Kelley | WT - Water Tube Boiler | HWHT - Hot Water Heat | 4/30/2026
Vista Villa | 720 Vista Dr | Kimball | NE | 69145-1676 | Kimball | NE21025 | Scrapped/Junked | 75003 | 7500343 | 1999 | AO SMITH | CHWH - ASME/Fired Water Heater | HWSD - Hot Water Dom/Potable | 4/30/2003
Vista Villa | 720 Vista Dr | Kimball | NE | 69145-1676 | Kimball | NE21026 | Active | 68928 | BK12-98-8779 | 1998 | Patterson Kelley | WT - Water Tube Boiler | HWHT - Hot Water Heat | 4/30/2026
FOREMAN & CLARK | 7200 Dodge St | Omaha | NE | 68114-3673 | Douglas | NE12905 | Inactive | 41522 |  | 1990 | PM LATTNER MFR COMPANY | ELBL - Electric Boiler | PROC - Process Steam | 9/30/1998
Rasmussen Mechanical Services | 7200 Gibbon Rd | Gibbon | NE | 68840-6181 | Buffalo | NE28381 | Active | 461737 | D1.19.09.00175 | 2019 | Lochinvar | COBL - Coil Type Boiler | GLFH - Glycol Floor Heat System | 2/28/2026
Meadow Lane Elementary | 7200 Vine St | Lincoln | NE | 68505-2134 | Lancaster | NE05475 | Exempt 1999 LB-66 |  | 0504187 | 1985 | AO SMITH | AHWH - ANSI/Fired Water Htr | HWSD - Hot Water Dom/Potable | 6/30/2000
Meadow Lane Elementary | 7200 Vine St | Lincoln | NE | 68505-2134 | Lancaster | NE05476 | Exempt 1999 LB-66 |  | 0504189 | 1985 | AO SMITH | AHWH - ANSI/Fired Water Htr | HWSD - Hot Water Dom/Potable | 6/30/2000
Meadow Lane Elementary | 7200 Vine St | Lincoln | NE | 68505-2134 | Lancaster | NE05822 | Exempt 1999 LB-66 |  |  | 1997 | AO SMITH | AHWH - ANSI/Fired Water Htr | HWSD - Hot Water Dom/Potable | 6/30/2000
Meadow Lane Elementary | 7200 Vine St | Lincoln | NE | 68505-2134 | Lancaster | NE30061 | Scrapped/Junked |  | J3467 | 1957 | KEWANEE | FTFB - Firetube-Firebox Boiler | STHT - Steam-Heat | 2/28/2006
Meadow Lane Elementary | 7200 Vine St | Lincoln | NE | 68505-2134 | Lancaster | NE30062 | Scrapped/Junked |  | J3468 | 1957 | Kewannee | FTFB - Firetube-Firebox Boiler | STHT - Steam-Heat | 2/28/2006
State Patrol Troop A - N. Omaha | 7200 World Communications Dr | Omaha | NE | 68122-4040 | Douglas | NE43752 | Active | 8697 | 24-HE087053824 | 2024 | Riello | WTSS - Watertube SS Steel | HWHT - Hot Water Heat | 10/31/2026
State Patrol Troop A - N. Omaha | 7200 World Communications Dr | Omaha | NE | 68122-4040 | Douglas | NE43753 | Active | 8651 | 24-HE086593224 | 2024 | Riello | WTSS - Watertube SS Steel | HWHT - Hot Water Heat | 10/31/2026
State Patrol Troop A - N. Omaha | 7200 World Communications Dr | Omaha | NE | 68122-4040 | Douglas | NE43754 | Active | 8691 | 24-HE086993824 | 2024 | Riello | WTSS - Watertube SS Steel | HWHT - Hot Water Heat | 10/31/2026
Freddys Steakburgers | 7201 Military Ave | Omaha | NE | 68134-3346 | Douglas | NE19285 | Scrapped/Junked | N/A | 7816998 | 1978 | Rite | WT - Water Tube Boiler | HWHT - Hot Water Heat | 9/30/2011
IHOP Restaurant | 7201 S 84th St | La Vista | NE | 68128-2130 | Sarpy | NE09986 | Scrapped/Junked | 84943 | URNG0100G02764 | 1999 | RHEEM | CHWH - ASME/Fired Water Heater | HWSD - Hot Water Dom/Potable | 9/30/2014
QUALEX INC | 7204 Jones St | Omaha | NE | 68114-4645 | Douglas | NE00148 | Inactive | 68522 |  | 1997 | RAYPAK INC, CALIFORNIA | CPFT - Horiz Cpr Fin Boiler | HWSP - Hot Water Non Potable Supply | 4/30/2005
QUALEX INC | 7204 Jones St | Omaha | NE | 68114-4645 | Douglas | NE01470 | Inactive | 174260 |  | 2000 | RAYPAK INC, CALIFORNIA | CPFT - Horiz Cpr Fin Boiler | HWSP - Hot Water Non Potable Supply | 4/30/2005
QUALEX INC | 7204 Jones St | Omaha | NE | 68114-4645 | Douglas | NE17646 | Scrapped/Junked |  | 8935460880 | 1989 | AO SMITH | AHWH - ANSI/Fired Water Htr | HWSD - Hot Water Dom/Potable | 3/31/1999
QUALEX INC | 7204 Jones St | Omaha | NE | 68114-4645 | Douglas | NE17647 | Scrapped/Junked |  | M880118867 | 1988 | AO SMITH | AHWH - ANSI/Fired Water Htr | HWSD - Hot Water Dom/Potable | 3/31/1999
QUALEX INC | 7204 Jones St | Omaha | NE | 68114-4645 | Douglas | NE18807 | Scrapped/Junked |  | 61-748370994 | 1996 | PEERLESS HEATER COMPANY |  | PROC - Process Steam | 3/31/1999
QUALEX INC | 7204 Jones St | Omaha | NE | 68114-4645 | Douglas | NE30203 | Scrapped/Junked | 13088 |  | 1989 | LOCHINVAR | WT - Water Tube Boiler | HWHT - Hot Water Heat | 3/31/1999
QUALEX INC | 7204 Jones St | Omaha | NE | 68114-4645 | Douglas | NE34873 | Scrapped/Junked |  | 2119479118 | 1983 | PEERLESS HEATER COMPANY |  | HWHT - Hot Water Heat | 3/31/1999
Baxter Toyota | 7204 S 124th Cir | La Vista | NE | 68128-5608 | Sarpy | NE22888 | Active | 203258 | G12203258 | 2012 | Laars | WTSS - Watertube SS Steel | HWHT - Hot Water Heat | 4/30/2026
Baxter Toyota | 7204 S 124th Cir | La Vista | NE | 68128-5608 | Sarpy | NE22889 | Active | 205994 | G12205994 | 2012 | Laars | WTSS - Watertube SS Steel | HWHT - Hot Water Heat | 4/30/2026
Baxter Toyota | 7204 S 124th Cir | La Vista | NE | 68128-5608 | Sarpy | NE25573 | Out of Service | 6060 | 6010010090 | 2001 | 0036 | FTFB - Firetube-Firebox Boiler | HWHT - Hot Water Heat | 10/31/2010
Baxter Toyota | 7204 S 124th Cir | La Vista | NE | 68128-5608 | Sarpy | NE25574 | Scrapped/Junked | 11932 | 02E-9847 | 2002 | ALES | FTVT - Firetube Vertical TB | HWHT - Hot Water Heat | 4/30/2022
Baxter Toyota | 7204 S 124th Cir | La Vista | NE | 68128-5608 | Sarpy | NE42622 | Active | 553655 | G23553655 | 2023 | Laars | WTSS - Watertube SS Steel | HWHT - Hot Water Heat | 4/30/2026
Omaha Central Library | 7205 Dodge St | Omaha | NE | 68114-3611 | Douglas | NE43600 | Active | 2122 | 23306 | 2024 | Fulton | FTVT - Firetube Vertical TB | HWHT - Hot Water Heat | 8/31/2026
Omaha Central Library | 7205 Dodge St | Omaha | NE | 68114-3611 | Douglas | NE43701 | Active | 2310 | 24079 | 2024 | Fulton | FTVT - Firetube Vertical TB | HWHT - Hot Water Heat | 8/31/2026
Pyrtle Elementary School | 721 Cottonwood Dr | Lincoln | NE | 68510-4308 | Lancaster | NE09396 | Scrapped/Junked |  | LG0000320860 | 1987 | AO SMITH | AHWH - ANSI/Fired Water Htr | HWSD - Hot Water Dom/Potable | 2/28/2006
Pyrtle Elementary School | 721 Cottonwood Dr | Lincoln | NE | 68510-4308 | Lancaster | NE30245 | Scrapped/Junked | N/A | M4522 | 1963 | Kewanee | FTFB - Firetube-Firebox Boiler | HWHT - Hot Water Heat | 2/28/2011
Pyrtle Elementary School | 721 Cottonwood Dr | Lincoln | NE | 68510-4308 | Lancaster | NE30246 | Scrapped/Junked | N/A | M4523 | 1963 | Kewanee | FTFB - Firetube-Firebox Boiler | HWHT - Hot Water Heat | 2/28/2011
St Michael's School | 721 Creighton Ave | Hastings | NE | 68901-3416 | Adams | NE20498 | Active | 8842 | 96E-5789 | 1996 | ALES | FTVT - Firetube Vertical TB | HWHT - Hot Water Heat | 2/28/2027
St Michael's School | 721 Creighton Ave | Hastings | NE | 68901-3416 | Adams | NE20499 | Active | 8855 | 96E-5808 | 1996 | ALES | FTVT - Firetube Vertical TB | HWHT - Hot Water Heat | 2/28/2027
St Michael's School | 721 Creighton Ave | Hastings | NE | 68901-3416 | Adams | NE20500 | Active | 8856 | 96E-5809 | 1996 | ALES | FTVT - Firetube Vertical TB | HWHT - Hot Water Heat | 2/28/2027
The Bridge Behavioral Health | 721 K St | Lincoln | NE | 68508-2949 | Lancaster | NE12136 | Active | 12786 | 03F-0702 | 2003 | ALES | FTVT - Firetube Vertical TB | HWHT - Hot Water Heat | 11/30/2025
The Bridge Behavioral Health | 721 K St | Lincoln | NE | 68508-2949 | Lancaster | NE12137 | Active | 12784 | 03F-0700 | 2003 | ALES | FTVT - Firetube Vertical TB | HWHT - Hot Water Heat | 11/30/2025
Applebee's Bar & Grill | 721 N Diers Ave | Grand Island | NE | 68803-4954 | Hall | NE07526 | Scrapped/Junked | 990 | ELS-00588 | 2006 | Noritz | COWH - Coil Type Water Heater | HWSD - Hot Water Dom/Potable | 11/30/2014
Applebee's Bar & Grill | 721 N Diers Ave | Grand Island | NE | 68803-4954 | Hall | NE07527 | Scrapped/Junked | 995 | ELS-00591 | 2006 | Noritz | COWH - Coil Type Water Heater | HWSD - Hot Water Dom/Potable | 11/30/2014
Applebee's Bar & Grill | 721 N Diers Ave | Grand Island | NE | 68803-4954 | Hall | NE07528 | Scrapped/Junked | 988 | ELS-00586 | 2006 | Noritz | COWH - Coil Type Water Heater | HWSD - Hot Water Dom/Potable | 11/30/2014
Applebee's Bar & Grill | 721 N Diers Ave | Grand Island | NE | 68803-4954 | Hall | NE24308 | Scrapped/Junked | 106372 |  | 1999 | LOCHINVAR | CPFT - Horiz Cpr Fin Boiler | HWSD - Hot Water Dom/Potable | 2/28/2007
LIBERTY SERVICES | 721 N Eddy St | Grand Island | NE | 68801-4250 | HALL | NE02784 | Inactive | 23907 |  | 1968 | KEWANEE | FT - Firetube Boiler | PROC - Process Steam | 8/31/2001
LIBERTY SERVICES | 721 N Eddy St | Grand Island | NE | 68801-4250 | HALL | NE14317 | Inactive |  | 038400847 | 1984 | AO SMITH | AHWH - ANSI/Fired Water Htr | HWSD - Hot Water Dom/Potable | 8/31/1991
LIBERTY SERVICES | 721 N Eddy St | Grand Island | NE | 68801-4250 | HALL | NE23338 | Scrapped/Junked | 68489 | 0495601406 | 1995 | RHEEM MANUFACTURING CO | CHWH - ASME/Fired Water Heater | HWSD - Hot Water Dom/Potable | 8/31/2002
Hastings Good Sam Village | 721 S 1st Ave | Hastings | NE | 68901-6651 | Adams | NE00678 | Scrapped/Junked | 53922 | 68922 | 2001 | BRDW | CHWH - ASME/Fired Water Heater | HWSD - Hot Water Dom/Potable | 4/30/2016
Hastings Good Sam Village | 721 S 1st Ave | Hastings | NE | 68901-6651 | Adams | NE00679 | Scrapped/Junked | 53921 | 68921 | 2001 | BRDW | CHWH - ASME/Fired Water Heater | HWSD - Hot Water Dom/Potable | 4/30/2016
Hastings Good Sam Village | 721 S 1st Ave | Hastings | NE | 68901-6651 | Adams | NE00680 | Scrapped/Junked | 54028 | 69028 | 2001 | BRDW | CHWH - ASME/Fired Water Heater | HWSD - Hot Water Dom/Potable | 4/30/2016
Hastings Good Sam Village | 721 S 1st Ave | Hastings | NE | 68901-6651 | Adams | NE15995 | Inactive | 2502 |  | 1985 | AO SMITH | CHWH - ASME/Fired Water Heater | HWSD - Hot Water Dom/Potable | 4/30/2001
Hastings Good Sam Village | 721 S 1st Ave | Hastings | NE | 68901-6651 | Adams | NE15996 | Inactive | 2587 |  | 1985 | AO SMITH | CHWH - ASME/Fired Water Heater | HWSD - Hot Water Dom/Potable | 4/30/2001
Hastings Good Sam Village | 721 S 1st Ave | Hastings | NE | 68901-6651 | Adams | NE15997 | Inactive | 132688 |  | 1983 | AO SMITH | CHWH - ASME/Fired Water Heater | HWSD - Hot Water Dom/Potable | 4/30/2001
Apartment Building | 721 W 5th St | North Platte | NE | 69101-3722 | Lincoln | NE10430 | Active | 1159 | SHK-7075 | 2001 | Allied | COBL - Coil Type Boiler | HWHT - Hot Water Heat | 1/31/2026
Platte Valley Winnelson | 721 W Oklahoma Ave | Grand Island | NE | 68801-6752 | Hall | NE04927 | Inactive |  | 000OLY2983 | 1983 | HYDR | CI - Cast Iron | HWHT - Hot Water Heat | 3/31/2007
Eco-Energy | 722 Kinney Dr | Beatrice | NE | 68310-1202 | Gage | NE26071 | Inactive | 390 | 2006-80 | 2007 | RENTEC | WT - Water Tube Boiler | PROC - Process Steam | 11/30/2019
Eco-Energy | 722 Kinney Dr | Beatrice | NE | 68310-1202 | Gage | NE26072 | Inactive | 6447 | 20067208 | 2007 | Kentube Engineered Products | ECON - Boiler Economizer | HPEC - High Pressure Economizer | 11/30/2019
Eco-Energy | 722 Kinney Dr | Beatrice | NE | 68310-1202 | Gage | NE26073 | Inactive | 1811 | 12915-3 | 2007 | Heat Transfer Systems | HEXC - Heat Exchanger | HTEX - Heat Exchanger | 11/30/2019
Eco-Energy | 722 Kinney Dr | Beatrice | NE | 68310-1202 | Gage | NE26074 | Inactive | 14567 | 14-0075 | 2015 | SOUTHERN HEAT EXCHANGER | HEXC - Heat Exchanger | HTEX - Heat Exchanger | 11/30/2019
Eco-Energy | 722 Kinney Dr | Beatrice | NE | 68310-1202 | Gage | NE26075 | Inactive | 1812 | 12915-4 | 2007 | Heat Transfer Systems | HEXC - Heat Exchanger | HTEX - Heat Exchanger | 11/30/2019
Eco-Energy | 722 Kinney Dr | Beatrice | NE | 68310-1202 | Gage | NE26076 | Inactive | 7004 | B 6986 | 2007 | Perry Products | HEXC - Heat Exchanger | HTEX - Heat Exchanger | 11/30/2019
Eco-Energy | 722 Kinney Dr | Beatrice | NE | 68310-1202 | Gage | NE26077 | Out of Service | 57 | MRYU0220 | 2014 | Ming-Rong-Yuan Business Co. | UTNK - Unfired Vertical Tank | REAC - Reactor | 11/30/2021
Eco-Energy | 722 Kinney Dr | Beatrice | NE | 68310-1202 | Gage | NE26078 | Inactive | 56 | MRY-U0219 | 2014 | Ming-Rong-Yuan Bus. Co. | UFPV - Unfired Pressure Vessel | REAC - Reactor | 11/30/2019
Eco-Energy | 722 Kinney Dr | Beatrice | NE | 68310-1202 | Gage | NE28975 | Out of Service | 699 | 14774 | 2019 | Victory | FTHT - Firetube Horizontal | PROC - Process Steam | 3/31/2022
Eco-Energy | 722 Kinney Dr | Beatrice | NE | 68310-1202 | Gage | NE41077 | Inactive | 723 | 15026-1 | 2019 | Victory | FTHT - Firetube Horizontal | PROC - Process Steam | 9/30/2022
Eco-Energy | 722 Kinney Dr | Beatrice | NE | 68310-1202 | Gage | NE41462 | Active | 22145 | T8373-1-2 | 2021 | Cleaver Brooks | FTHT - Firetube Horizontal | PROC - Process Steam | 1/31/2027
Eco-Energy | 722 Kinney Dr | Beatrice | NE | 68310-1202 | Gage | NE41463 | Active | 3606 | 7682 | 2021 | Cain | ECON - Boiler Economizer | HPEC - High Pressure Economizer | 1/31/2027
Eco-Energy | 722 Kinney Dr | Beatrice | NE | 68310-1202 | Gage | NE41464 | Active | 22128 | T8373-1-1 | 2021 | Cleaver Brooks | FTHT - Firetube Horizontal | PROC - Process Steam | 1/31/2027
Eco-Energy | 722 Kinney Dr | Beatrice | NE | 68310-1202 | Gage | NE41465 | Active | 3607 | 7683 | 2021 | Cain | ECON - Boiler Economizer | HPEC - High Pressure Economizer | 1/31/2027
Mosaic | 722 S 12th St | Beatrice | NE | 68310-4548 | Gage | NE02562 | Active | N/A | 64679691 | 2004 | BURN | CI - Cast Iron | STHT - Steam-Heat | 11/30/2025
Mosaic | 722 S 12th St | Beatrice | NE | 68310-4548 | Gage | NE02563 | Active | N/A | 64679692 | 2004 | BURN | CI - Cast Iron | STHT - Steam-Heat | 11/30/2025
Mosaic | 722 S 12th St | Beatrice | NE | 68310-4548 | Gage | NE02564 | Active | N/A | 64679690 | 2004 | BURN | CI - Cast Iron | STHT - Steam-Heat | 11/30/2025
Mosaic | 722 S 12th St | Beatrice | NE | 68310-4548 | Gage | NE02565 | Active | N/A | 64679693 | 2004 | BURN | CI - Cast Iron | STHT - Steam-Heat | 11/30/2025
Mosaic | 722 S 12th St | Beatrice | NE | 68310-4548 | Gage | NE02638 | Scrapped/Junked | 18623 |  | 1955 | KEWANEE | FTSM - FTS Marine Dry Back | BSUP - Bldg Heat & Process | 11/30/2004
Mosaic | 722 S 12th St | Beatrice | NE | 68310-4548 | Gage | NE05132 | Active | 79728 | N/A | 1976 | GROE | COOK - Fired Cooker | 0021 - Steam Supp Cooker/Kettle | 11/30/2025
Mosaic | 722 S 12th St | Beatrice | NE | 68310-4548 | Gage | NE05141 | Active | 99700 | N/A | 1980 | GROE | COOK - Fired Cooker | 0021 - Steam Supp Cooker/Kettle | 11/30/2025
Mosaic | 722 S 12th St | Beatrice | NE | 68310-4548 | Gage | NE05160 | Inactive |  | SD87-16142 | 1987 | AO SMITH | AHWH - ANSI/Fired Water Htr | HWSD - Hot Water Dom/Potable | 6/30/1989
Mosaic | 722 S 12th St | Beatrice | NE | 68310-4548 | Gage | NE09561 | Scrapped/Junked | N/A | 425525-200303 | 2003 | PEER | CI - Cast Iron | HWHT - Hot Water Heat | 11/30/2016
Mosaic | 722 S 12th St | Beatrice | NE | 68310-4548 | Gage | NE09562 | Scrapped/Junked | N/A | 425527-200303 | 2003 | PEER | CI - Cast Iron | HWHT - Hot Water Heat | 11/30/2016
Mosaic | 722 S 12th St | Beatrice | NE | 68310-4548 | Gage | NE09563 | Scrapped/Junked | N/A | 425526-200303 | 2003 | PEER | CI - Cast Iron | HWHT - Hot Water Heat | 11/30/2016
Mosaic | 722 S 12th St | Beatrice | NE | 68310-4548 | Gage | NE10513 | Scrapped/Junked | N/A | 418175-200212 | 2002 | PEER | CI - Cast Iron | HWHT - Hot Water Heat | 11/30/2016
Mosaic | 722 S 12th St | Beatrice | NE | 68310-4548 | Gage | NE10514 | Active | N/A | 418177-200212 | 2002 | PEER | CI - Cast Iron | HWHT - Hot Water Heat | 11/30/2025
Mosaic | 722 S 12th St | Beatrice | NE | 68310-4548 | Gage | NE10515 | Scrapped/Junked | 139906 | E017180 | 2001 | LOCHINVAR | CPFH - Copper Fin Water Heater | IPHT - Indoor Pool Heater | 6/30/2003
Mosaic | 722 S 12th St | Beatrice | NE | 68310-4548 | Gage | NE10886 | Scrapped/Junked | N/A | 426680-200303 | 2003 | PEER | CI - Cast Iron | IPHT - Indoor Pool Heater | 11/30/2023
Mosaic | 722 S 12th St | Beatrice | NE | 68310-4548 | Gage | NE19512 | Exempt 1999 LB-66 |  | 00NE19512272937 | 1993 | A. O. Smith | AHWH - ANSI/Fired Water Htr | HWSD - Hot Water Dom/Potable | 6/30/2000
Mosaic | 722 S 12th St | Beatrice | NE | 68310-4548 | Gage | NE20511 | Scrapped/Junked | 67719 |  | 1996 | LOCHINVAR | CPFT - Horiz Cpr Fin Boiler | HWSD - Hot Water Dom/Potable | 6/30/2003
Mosaic | 722 S 12th St | Beatrice | NE | 68310-4548 | Gage | NE20516 | Exempt 1999 LB-66 |  | 0669510 | 1997 | AO SMITH | AHWH - ANSI/Fired Water Htr | HWSD - Hot Water Dom/Potable | 6/30/2000
Mosaic | 722 S 12th St | Beatrice | NE | 68310-4548 | Gage | NE20526 | Scrapped/Junked | 43409 |  | 1998 | AOSM | COBL - Coil Type Boiler | HWSD - Hot Water Dom/Potable | 11/30/2010
Mosaic | 722 S 12th St | Beatrice | NE | 68310-4548 | Gage | NE26968 | Active | N/A | 741042-201612 | 2016 | Peerless | CI - Cast Iron | HWHT - Hot Water Heat | 11/30/2025
Mosaic | 722 S 12th St | Beatrice | NE | 68310-4548 | Gage | NE26969 | Active | 0 | 694951-201308 | 2013 | Peerless | CI - Cast Iron | HWHT - Hot Water Heat | 11/30/2024
Mosaic | 722 S 12th St | Beatrice | NE | 68310-4548 | Gage | NE26970 | Active | 0 | 730511201602 | 2016 | Peerless | CI - Cast Iron | HWHT - Hot Water Heat | 11/30/2025
Mosaic | 722 S 12th St | Beatrice | NE | 68310-4548 | Gage | NE27282 | Active | 0 | 730508-201602 | 2016 | Peerless | CI - Cast Iron | HWHT - Hot Water Heat | 11/30/2025
Mosaic | 722 S 12th St | Beatrice | NE | 68310-4548 | Gage | NE32744 | Scrapped/Junked |  | NE327442744 | 1964 | Sellers Engineering | FT - Firetube Boiler | HWSD - Hot Water Dom/Potable | 6/30/2001
Mosaic | 722 S 12th St | Beatrice | NE | 68310-4548 | Gage | NE33078 | Scrapped/Junked |  | M155FGO | 1971 | KEWANEE | FTFB - Firetube-Firebox Boiler | HWHT - Hot Water Heat | 6/30/2003
Mosaic | 722 S 12th St | Beatrice | NE | 68310-4548 | Gage | NE33331 | Scrapped/Junked |  | NE33331M2654 | 1962 | KEWANEE | FTFB - Firetube-Firebox Boiler | HWHT - Hot Water Heat | 6/30/2003
Mosaic | 722 S 12th St | Beatrice | NE | 68310-4548 | Gage | NE33930 | Scrapped/Junked |  | 620637A0 | 1962 | AOSM | COBL - Coil Type Boiler | HWSD - Hot Water Dom/Potable | 11/30/2010
Mosaic | 722 S 12th St | Beatrice | NE | 68310-4548 | Gage | NE34210 | Scrapped/Junked | 3233 |  | 1989 | AO SMITH | CHWH - ASME/Fired Water Heater | HWSD - Hot Water Dom/Potable | 6/30/2000
Mosaic | 722 S 12th St | Beatrice | NE | 68310-4548 | Gage | NE42753 | Active | N/A | 834035-202403 | 2024 | PEER | CI - Cast Iron | HTEX - Heat Exchanger | 11/30/2025
Anthony's Steak House | 7220 F St | Omaha | NE | 68127-1811 | Douglas | NE06151 | Scrapped/Junked | 10173 | 7049/27-1082724 | 1999 | Vulcan | FTSO - Ft Shell/No Tubes | 0021 - Steam Supp Cooker/Kettle | 6/30/2016
Anthony's Steak House | 7220 F St | Omaha | NE | 68127-1811 | Douglas | NE18322 | Scrapped/Junked | 39957 |  | 1987 | Market Forge Industries | FT - Firetube Boiler | 0021 - Steam Supp Cooker/Kettle | 4/30/2005
Anthony's Steak House | 7220 F St | Omaha | NE | 68127-1811 | Douglas | NE26296 | Scrapped/Junked | 76587 | 76587 | 2015 | Market Forge Industries | FT - Firetube Boiler | 0021 - Steam Supp Cooker/Kettle | 5/31/2021
IMPERIAL GRADE SCHOOL | 723 Broadway | Imperial | NE | 69033-3192 | CHASE | NE33559 | Inactive |  | 3608 | 1915 | AMERICAN RADIATOR |  | STHT - Steam-Heat | 6/30/1992
Hastings College/Fuhr Hall of Music | 723 E 9th St | Hastings | NE | 68901-7673 | Adams | NE32576 | Out of Service | n/a | H4147 | 1956 | Kewanee | FT - Firetube Boiler | STHT - Steam-Heat | 1/31/2025
Ella Apartments | 723 Ella St | Beatrice | NE | 68310-3947 | Gage | NE09827 | Scrapped/Junked | N/A | 337240-200012 | 2000 | Peerless | CI - Cast Iron | STHT - Steam-Heat | 12/31/2022
Ella Apartments | 723 Ella St | Beatrice | NE | 68310-3947 | Gage | NE42193 | Active | N/A | 809932-202206 | 2022 | Peerless | CI - Cast Iron | STHT - Steam-Heat | 4/30/2025
Creighton University - Jelinek Building | 723 N 18th St | Omaha | NE | 68178-0029 | Douglas | NE03444 | Inactive |  | 01000799 | 1986 | BURNHAM COMM/INDUST |  | HWHT - Hot Water Heat | 4/30/2001
STRANG CARPET SERVICE | 723 Platte Ave | Alliance | NE | 69301-2844 | BOX BUTTE | NE04601 | Inactive |  | B8 | 1956 | US RADIATOR |  | STHT - Steam-Heat | 11/30/1997
Boone County Health Center | 723 W Fairview St | Albion | NE | 68620-1725 | Boone | NE06618 | Scrapped/Junked | 115078 | 0105115078 | 2005 | Pvi | CHWH - ASME/Fired Water Heater | HWSD - Hot Water Dom/Potable | 9/30/2023
Boone County Health Center | 723 W Fairview St | Albion | NE | 68620-1725 | Boone | NE06619 | Scrapped/Junked | 115077 | 0105115077 | 2005 | Pvi | CHWH - ASME/Fired Water Heater | HWSD - Hot Water Dom/Potable | 9/30/2023
Boone County Health Center | 723 W Fairview St | Albion | NE | 68620-1725 | Boone | NE06681 | Scrapped/Junked | N/A | R-2003-1443 | 2003 | HYDR | CI - Cast Iron | HWHT - Hot Water Heat | 9/30/2023
Boone County Health Center | 723 W Fairview St | Albion | NE | 68620-1725 | Boone | NE10803 | Scrapped/Junked | N/A | R-2003-1463 | 2003 | HYDR | CI - Cast Iron | HWHT - Hot Water Heat | 9/30/2023
Boone County Health Center | 723 W Fairview St | Albion | NE | 68620-1725 | Boone | NE10806 | Scrapped/Junked | 108655 | 1002108657 | 2002 | Pvi | CHWH - ASME/Fired Water Heater | HWSD - Hot Water Dom/Potable | 9/30/2023
Boone County Health Center | 723 W Fairview St | Albion | NE | 68620-1725 | Boone | NE13616 | Scrapped/Junked | 4120 | 32597 | 2007 | CHROMALOX PRECISION HEAT | ELBL - Electric Boiler | STER - Sterilizer | 9/30/2022
Boone County Health Center | 723 W Fairview St | Albion | NE | 68620-1725 | Boone | NE17591 | Scrapped/Junked | 6040 | 34517 | 2008 | Steris | STER - Sterilizer | STER - Sterilizer | 9/30/2022
Boone County Health Center | 723 W Fairview St | Albion | NE | 68620-1725 | Boone | NE17592 | Active | 41015 | A10C10124772 | 2009 | Lochinvar | WT - Water Tube Boiler | HWSD - Hot Water Dom/Potable | 9/30/2026
Boone County Health Center | 723 W Fairview St | Albion | NE | 68620-1725 | Boone | NE17593 | Active | 123578 | A10H10123578 | 2009 | Lochinvar | WT - Water Tube Boiler | HWHT - Hot Water Heat | 9/30/2026
Boone County Health Center | 723 W Fairview St | Albion | NE | 68620-1725 | Boone | NE17594 | Active | 126536 | A10H10126536 | 2009 | Lochinvar | WT - Water Tube Boiler | HWHT - Hot Water Heat | 9/30/2026
Boone County Health Center | 723 W Fairview St | Albion | NE | 68620-1725 | Boone | NE30367 | Scrapped/Junked |  | 7FD4527 | 1973 | PEERLESS HEATER COMPANY |  | HWHT - Hot Water Heat | 9/30/2007
Boone County Health Center | 723 W Fairview St | Albion | NE | 68620-1725 | Boone | NE30368 | Scrapped/Junked |  | 7FD-4528 | 1973 | PEERLESS HEATER COMPANY |  | HWHT - Hot Water Heat | 9/30/2007
Boone County Health Center | 723 W Fairview St | Albion | NE | 68620-1725 | Boone | NE30564 | Scrapped/Junked | N/A | 0007597854 | 1994 | Burnham | CI - Cast Iron | HWHT - Hot Water Heat | 9/30/2022
Boone County Health Center | 723 W Fairview St | Albion | NE | 68620-1725 | Boone | NE30646 | Inactive | 8149 | 17760 | 1993 | EMER | ELBL - Electric Boiler | 0020 - Supp to Sterlizer/Autoclave | 9/30/2009
Boone County Health Center | 723 W Fairview St | Albion | NE | 68620-1725 | Boone | NE30763 | Exempt 1999 LB-66 |  | 730M7509052 | 1975 | AO SMITH | AHWH - ANSI/Fired Water Htr | HWSD - Hot Water Dom/Potable | 4/30/2000
Boone County Health Center | 723 W Fairview St | Albion | NE | 68620-1725 | Boone | NE30764 | Exempt 1999 LB-66 |  | 76585873 | 1976 | Ruud-Rheem | AHWH - ANSI/Fired Water Htr | HWSD - Hot Water Dom/Potable | 4/30/2000
Boone County Health Center | 723 W Fairview St | Albion | NE | 68620-1725 | Boone | NE30765 | Inactive | 24085 |  | 1971 | American Sterilizer | ELBL - Electric Boiler | PROC - Process Steam | 4/30/1997
Boone County Health Center | 723 W Fairview St | Albion | NE | 68620-1725 | Boone | NE41311 | Active | 27792 | 0721165 | 2021 | Steris | STER - Sterilizer | STER - Sterilizer | 9/30/2026
Boone County Health Center | 723 W Fairview St | Albion | NE | 68620-1725 | Boone | NE41312 | Active | 28292 | 0921173 | 2021 | Steris | STER - Sterilizer | STER - Sterilizer | 9/30/2026
Boone County Health Center | 723 W Fairview St | Albion | NE | 68620-1725 | Boone | NE41313 | Active | 284215 | 284215 | 2021 | A O Smith | AHWH - ANSI/Fired Water Htr | HWSD - Hot Water Dom/Potable | 9/30/2026
Boone County Health Center | 723 W Fairview St | Albion | NE | 68620-1725 | Boone | NE41314 | Active | 283906 | 283906 | 2021 | A O Smith | AHWH - ANSI/Fired Water Htr | HWSD - Hot Water Dom/Potable | 9/30/2026
Boone County Health Center | 723 W Fairview St | Albion | NE | 68620-1725 | Boone | NE41315 | Active | 367326 | 21367326 | 2021 | Lochinvar | FT - Firetube Boiler | HWHT - Hot Water Heat | 9/30/2026
Boone County Health Center | 723 W Fairview St | Albion | NE | 68620-1725 | Boone | NE41316 | Active | 366593 | 21366593 | 2021 | Lochinvar | FT - Firetube Boiler | HWHT - Hot Water Heat | 9/30/2026
Boone County Health Center | 723 W Fairview St | Albion | NE | 68620-1725 | Boone | NE41317 | Active | 366594 | 21366594 | 2021 | Lochinvar | FT - Firetube Boiler | HWHT - Hot Water Heat | 9/30/2026
Boone County Health Center | 723 W Fairview St | Albion | NE | 68620-1725 | Boone | NE41388 | Scrapped/Junked | 545787 | N1220300099 | 2022 | Lochinvar | COBL - Coil Type Boiler | HWHT - Hot Water Heat | 9/30/2025
Boone County Health Center | 723 W Fairview St | Albion | NE | 68620-1725 | Boone | NE41389 | Active | 543592 | N1214900138 | 2022 | Lochinvar | COBL - Coil Type Boiler | HWHT - Hot Water Heat | 9/30/2026
Boone County Health Center | 723 W Fairview St | Albion | NE | 68620-1725 | Boone | NE43679 | Active | 618061 | 140934059 | 2024 | Lochinvar | FTVT - Firetube Vertical TB | HWHT - Hot Water Heat | 9/30/2026
Hastings College/Bronc Hall | 724 E 9th St | Hastings | NE | 68901-7663 | Adams | NE10254 | Scrapped/Junked | 69456 | H0269456 | 2002 | AOSM | COBL - Coil Type Boiler | HWSD - Hot Water Dom/Potable | 1/31/2022
Hastings College/Bronc Hall | 724 E 9th St | Hastings | NE | 68901-7663 | Adams | NE19170 | Scrapped/Junked | 35085 | 78050853508 | 1983 | AO SMITH | WT - Water Tube Boiler | HWSD - Hot Water Dom/Potable | 7/31/2003
Hastings College/Bronc Hall | 724 E 9th St | Hastings | NE | 68901-7663 | Adams | NE32571 | Scrapped/Junked | n/a | L1310 | 1959 | Kewanee | FTFB - Firetube-Firebox Boiler | HWHT - Hot Water Heat | 1/31/2015
Max I Walkers | 724 N 16th St | Omaha | NE | 68102-4714 | Douglas | NE03704 | Scrapped/Junked | 40167 | 62700 | 1977 | Cleaver Brooks | FTSM - FTS Marine Dry Back | PROC - Process Steam | 5/31/2020
Trinity Lutheran Church-416706 | 724 S 12th St | Lincoln | NE | 68508-3217 | Lancaster | NE15241 | Scrapped/Junked | N/A | 4G-7 | 1964 | AMST | CI - Cast Iron | HWHT - Hot Water Heat | 10/31/2015
Trinity Lutheran Church-416706 | 724 S 12th St | Lincoln | NE | 68508-3217 | Lancaster | NE26057 | Active | 135534 | 10359 | 2014 | Trinity | FTVT - Firetube Vertical TB | HWHT - Hot Water Heat | 11/30/2026
Lao Temple | 724 W 12th St | Grand Island | NE | 68801-3751 | Hall | NE31908 | Active | n/a | 210-9297 | 1982 | Peerless | CI - Cast Iron | HWHT - Hot Water Heat | 2/28/2024
Lao Temple | 724 W 12th St | Grand Island | NE | 68801-3751 | Hall | NE31909 | Active | n/a | 1BJ3 | 1973 | AMST | CI - Cast Iron | HWHT - Hot Water Heat | 2/28/2024
Mary Lanning Hospital | 724 W 7th St | Hastings | NE | 68901-4414 | Adams | NE17413 | Out of Service | 0 | N1350 | 1965 | KEWA | FTFB - Firetube-Firebox Boiler | STHT - Steam-Heat | 4/30/2013
Mary Lanning Hospital | 724 W 7th St | Hastings | NE | 68901-4414 | Adams | NE17414 | Scrapped/Junked | 24742 |  | 1991 | LOCHINVAR | CHWH - ASME/Fired Water Heater | HWSD - Hot Water Dom/Potable | 6/30/1999
Mary Lanning Hospital | 724 W 7th St | Hastings | NE | 68901-4414 | Adams | NE23560 | Out of Service | 78683 | URNG0598G03575676 | 1998 | RHEE | CHWH - ASME/Fired Water Heater | HWSD - Hot Water Dom/Potable | 4/30/2013
Maryland Living Center | 724 W 7th St | Hastings | NE | 68901-4414 | Adams | NE24066 | Active | 266452 | G13266452 | 2013 | Laars | WTSS - Watertube SS Steel | HWHT - Hot Water Heat | 10/31/2026
Maryland Living Center | 724 W 7th St | Hastings | NE | 68901-4414 | Adams | NE24067 | Active | 263671 | G13263671 | 2013 | Laars | WTSS - Watertube SS Steel | HWHT - Hot Water Heat | 10/31/2026
Maryland Living Center | 724 W 7th St | Hastings | NE | 68901-4414 | Adams | NE24162 | Scrapped/Junked | 239809 | G13239809 | 2012 | Laars | WTSS - Watertube SS Steel | HWHT - Hot Water Heat | 8/31/2014
Maryland Living Center | 724 W 7th St | Hastings | NE | 68901-4414 | Adams | NE24163 | Scrapped/Junked | 215417 | G13215417 | 2012 | Laars | WTSS - Watertube SS Steel | HWHT - Hot Water Heat | 8/31/2014
Sheppard's Business Int | 725 S 72nd St | Omaha | NE | 68114-4613 | Douglas | NE15522 | Scrapped/Junked | N/A | 7709175 | 1985 | Burnham | CI - Cast Iron | HWHT - Hot Water Heat | 3/31/2022
Sheppard's Business Int | 725 S 72nd St | Omaha | NE | 68114-4613 | Douglas | NE15523 | Scrapped/Junked | N/A | 7709534 | 1985 | Burnham | CI - Cast Iron | HWHT - Hot Water Heat | 3/31/2021
Sheppard's Business Int | 725 S 72nd St | Omaha | NE | 68114-4613 | Douglas | NE15524 | Scrapped/Junked | N/A | 7709533 | 1985 | Burnham | CI - Cast Iron | HWHT - Hot Water Heat | 3/31/2022
Sheppard's Business Int | 725 S 72nd St | Omaha | NE | 68114-4613 | Douglas | NE41269 | Active | 223176 | 124374792 | 2021 | AIC | COND - Condenser | HWHT - Hot Water Heat | 3/31/2026
Sheppard's Business Int | 725 S 72nd St | Omaha | NE | 68114-4613 | Douglas | NE41270 | Active | 223173 | 124374791 | 2021 | AIC | COND - Condenser | HWHT - Hot Water Heat | 3/31/2026
Tri County School District #300 | 72520 Highway 103 | De Witt | NE | 68341-4502 | Saline | NE18450 | Active | 41010 | C04003055 | 1994 | TELE | CPFT - Horiz Cpr Fin Boiler | HWSD - Hot Water Dom/Potable | 8/31/2025
Tri County School District #300 | 72520 Highway 103 | De Witt | NE | 68341-4502 | Saline | NE18451 | Scrapped/Junked | 5693 | 3L825-4-5693 | 1982 | STAT | ELBL - Electric Boiler | GLYC - Glycol Bldg Heat Sys | 8/31/2019
Tri County School District #300 | 72520 Highway 103 | De Witt | NE | 68341-4502 | Saline | NE18452 | Inactive | 5213 | 3L825-4-5213 | 1982 | AOSM | ELBL - Electric Boiler | HWSD - Hot Water Dom/Potable | 8/31/2020
Tri County School District #300 | 72520 Highway 103 | De Witt | NE | 68341-4502 | Saline | NE33645 | Scrapped/Junked | 39759 |  | 1967 | GROEN/DIV OF DOVER IND | COOK - Fired Cooker | COOK - Cooker/Kettle | 8/31/1992
Bayard City Elementary | 726 4th Ave | Bayard | NE | 69334-2065 | Morrill | NE20270 | Exempt 1999 LB-66 |  | 1362 | 1996 | AO SMITH | AHWH - ANSI/Fired Water Htr | HWSD - Hot Water Dom/Potable | 8/31/1999
Bayard City Elementary | 726 4th Ave | Bayard | NE | 69334-2065 | Morrill | NE21106 | Active | n/a | 7738348 | 1996 | Burnham | CI - Cast Iron | HWHT - Hot Water Heat | 8/31/2025
Bayard City Elementary | 726 4th Ave | Bayard | NE | 69334-2065 | Morrill | NE31439 | Out of Service | 21935 | 62408 | 1986 | Bryan | WT - Water Tube Boiler | HWHT - Hot Water Heat | 8/31/2022
Bayard City High School | 726 4th Ave | Bayard | NE | 69334-2065 | Morrill | NE14323 | Scrapped/Junked |  | 33641 | 1978 | AO SMITH | AHWH - ANSI/Fired Water Htr | HWSD - Hot Water Dom/Potable | 8/31/2005
Bayard City High School | 726 4th Ave | Bayard | NE | 69334-2065 | Morrill | NE14324 | Scrapped/Junked |  | 33610 | 1978 | AO SMITH | AHWH - ANSI/Fired Water Htr | HWSD - Hot Water Dom/Potable | 8/31/2005
Bayard City High School | 726 4th Ave | Bayard | NE | 69334-2065 | Morrill | NE14325 | Out of Service | n/a | MJ87-10104754830 | 1988 | AOSM | AHWH - ANSI/Fired Water Htr | HWSD - Hot Water Dom/Potable | 8/31/2012
Bayard City High School | 726 4th Ave | Bayard | NE | 69334-2065 | Morrill | NE14326 | Scrapped/Junked | n/a | 0104752 | 1988 | AOSM | AHWH - ANSI/Fired Water Htr | HWSD - Hot Water Dom/Potable | 8/31/2017
Bayard City High School | 726 4th Ave | Bayard | NE | 69334-2065 | Morrill | NE15158 | Active | 29366 | na | 1990 | Bryan | WT - Water Tube Boiler | HWHT - Hot Water Heat | 7/31/2025
Meadow Gold Dairy | 726 L St | Lincoln | NE | 68508-2433 | Lancaster | NE03633 | Out of Service | 30659 |  | 1973 | Cleaver & Brooks | FT - Firetube Boiler | PROC - Process Steam | 11/30/2010
Meadow Gold Dairy | 726 L St | Lincoln | NE | 68508-2433 | Lancaster | NE03634 | Out of Service | 30640 | L56719 | 1973 | Cleaver & Brooks | FT - Firetube Boiler | PROC - Process Steam | 11/30/2009
Lifegate Church-BMIC#424064 | 726 S 55th St | Omaha | NE | 68106-1364 | Douglas | NE20041 | Exempt 1999 LB-66 |  | 0000MG90-014757 | 1990 | AO SMITH | AHWH - ANSI/Fired Water Htr | HWSD - Hot Water Dom/Potable | 6/30/1999
Lifegate Church-BMIC#424064 | 726 S 55th St | Omaha | NE | 68106-1364 | Douglas | NE24834 | Active | 19031 | 13F-6939 | 2013 | Aldrich | FTHT - Firetube Horizontal | STHT - Steam-Heat | 5/31/2025
Lifegate Church-BMIC#424064 | 726 S 55th St | Omaha | NE | 68106-1364 | Douglas | NE35304 | Scrapped/Junked | n/a | G-9133 | 1955 | Kewanee | FTFB - Firetube-Firebox Boiler | STHT - Steam-Heat | 5/31/2014
Lifegate Church-BMIC#424064 | 726 S 55th St | Omaha | NE | 68106-1364 | Douglas | NE35305 | Inactive | N/A | H9668 | 1955 | Kewanee | FTFB - Firetube-Firebox Boiler | STHT - Steam-Heat | 5/31/2011
CHI Alegent Creighton Health Service Center | 7261 Mercy Rd | Omaha | NE | 68124-2311 | Douglas | NE04784 | Scrapped/Junked | 39490 | R-8023 | 1985 | KEWANEE | FTFB - Firetube-Firebox Boiler | STHT - Steam-Heat | 6/30/2002
CHI Alegent Creighton Health Service Center | 7261 Mercy Rd | Omaha | NE | 68124-2311 | Douglas | NE04788 | Scrapped/Junked | 6125 | N6125 | 1968 | KEWA | FTSM - FTS Marine Dry Back | STHT - Steam-Heat | 6/30/2013
CHI Alegent Creighton Health Service Center | 7261 Mercy Rd | Omaha | NE | 68124-2311 | Douglas | NE04793 | Scrapped/Junked | 6578 | N6578 | 1968 | KEWA | FTSM - FTS Marine Dry Back | STHT - Steam-Heat | 6/30/2013
CHI Alegent Creighton Health Service Center | 7261 Mercy Rd | Omaha | NE | 68124-2311 | Douglas | NE21358 | Inactive | 47593 |  | 1997 | PM LATTNER MFR COMPANY | ELBL - Electric Boiler | HUMI - Humidifier/Humidity Contr | 6/30/2002
CHI Alegent Creighton Health Service Center | 7261 Mercy Rd | Omaha | NE | 68124-2311 | Douglas | NE21365 | Inactive | 47594 |  | 1996 | PM LATTNER MFR COMPANY | ELBL - Electric Boiler | HUMI - Humidifier/Humidity Contr | 6/30/2002
CHI Alegent Creighton Health Service Center | 7261 Mercy Rd | Omaha | NE | 68124-2311 | Douglas | NE23975 | Active | 65521 | G-13-1354 | 2013 | Aerco | COND - Condenser | HWHT - Hot Water Heat | 1/31/2026
CHI Alegent Creighton Health Service Center | 7261 Mercy Rd | Omaha | NE | 68124-2311 | Douglas | NE23976 | Active | 65522 | G-12-1355 | 2013 | Aerco | COND - Condenser | HWHT - Hot Water Heat | 1/31/2026
CHI Alegent Creighton Health Service Center | 7261 Mercy Rd | Omaha | NE | 68124-2311 | Douglas | NE23977 | Active | 65524 | G-13-1357 | 2013 | Aerco | COND - Condenser | HWHT - Hot Water Heat | 1/31/2026
Sisters Of Mercy | 7262 Mercy Rd | Omaha | NE | 68124-2389 | Douglas | NE01718 | Active | 50882 | 22245 | 1999 | Kewanee | FTFB - Firetube-Firebox Boiler | HWHT - Hot Water Heat | 10/31/2025
OPPD Nebraska City Station | 7264 L Rd | Nebraska City | NE | 68410-6584 | Otoe | NE07229 | Active | 4306 | D-4896 | 2006 | National | WT - Water Tube Boiler | BSUP - Bldg Heat & Process | 10/31/2026
OPPD Nebraska City Station | 7264 L Rd | Nebraska City | NE | 68410-6584 | Otoe | NE10949 | Scrapped/Junked | 64 |  | 1976 | GENERAL ELECTRIC | ELBL - Electric Boiler | STHT - Steam-Heat | 10/31/2005
OPPD Nebraska City Station | 7264 L Rd | Nebraska City | NE | 68410-6584 | Otoe | NE10950 | Active | 6795 | 2-79-2430 | 1978 | Foster Wheeler | WT - Water Tube Boiler | POWR - Power Generation | 6/30/2026
OPPD Nebraska City Station | 7264 L Rd | Nebraska City | NE | 68410-6584 | Otoe | NE10952 | Scrapped/Junked | 539 |  | 1977 | TRANE | WT - Water Tube Boiler | STHT - Steam-Heat | 10/31/2005
OPPD Nebraska City Station | 7264 L Rd | Nebraska City | NE | 68410-6584 | Otoe | NE13349 | Active | 317 | B-5411B23 | 2008 | Ishikawajima Heavy Industries | WT - Water Tube Boiler | POWR - Power Generation | 6/30/2026
Kearney County Hospital | 727 E First St | Minden | NE | 68959-1705 | Kearney | NE02614 | Scrapped/Junked | 16522 |  | 1952 | KEWA | FTSM - FTS Marine Dry Back | BSUP - Bldg Heat & Process | 6/30/2009
Kearney County Hospital | 727 E First St | Minden | NE | 68959-1705 | Kearney | NE02615 | Scrapped/Junked | 16519 |  | 1952 | KEWA | FT - Firetube Boiler | PROC - Process Steam | 6/30/2009
Kearney County Hospital | 727 E First St | Minden | NE | 68959-1705 | Kearney | NE15371 | Scrapped/Junked | 128066 | 1009-128066 | 2009 | PVI Industries | CHWH - ASME/Fired Water Heater | HWSD - Hot Water Dom/Potable | 4/30/2015
Kearney County Hospital | 727 E First St | Minden | NE | 68959-1705 | Kearney | NE15372 | Out of Service | 128064 | 1009-128064 | 2009 | PVI Industries | CHWH - ASME/Fired Water Heater | HWSD - Hot Water Dom/Potable | 4/30/2019
Kearney County Hospital | 727 E First St | Minden | NE | 68959-1705 | Kearney | NE15373 | Scrapped/Junked | 71505 | 71505 | 2009 | TDC Manufacturing Co | ELBL - Electric Boiler | STER - Sterilizer | 4/30/2022
Kearney County Hospital | 727 E First St | Minden | NE | 68959-1705 | Kearney | NE16089 | Active | 17689 | 09F5596 | 2009 | Aldrich | FTHT - Firetube Horizontal | HWHT - Hot Water Heat | 4/30/2026
Kearney County Hospital | 727 E First St | Minden | NE | 68959-1705 | Kearney | NE16090 | Active | 17690 | 09F5597 | 2009 | ALDRICH COMPANY | FTHT - Firetube Horizontal | HWHT - Hot Water Heat | 4/30/2026
Kearney County Hospital | 727 E First St | Minden | NE | 68959-1705 | Kearney | NE16091 | Active | 17692 | 09F5599 | 2009 | ALDRICH COMPANY | FTHT - Firetube Horizontal | HWHT - Hot Water Heat | 4/30/2026
Kearney County Hospital | 727 E First St | Minden | NE | 68959-1705 | Kearney | NE16092 | Active | 17691 | 09F5598 | 2009 | ALDRICH COMPANY | FTHT - Firetube Horizontal | HWHT - Hot Water Heat | 4/30/2026
Kearney County Hospital | 727 E First St | Minden | NE | 68959-1705 | Kearney | NE16093 | Active | 128067 | 128067 | 2009 | PVI Industries | CHWH - ASME/Fired Water Heater | HWSD - Hot Water Dom/Potable | 4/30/2026
Kearney County Hospital | 727 E First St | Minden | NE | 68959-1705 | Kearney | NE21440 | Scrapped/Junked | 128065 | 1009128065 | 2009 | PVI Industries | CHWH - ASME/Fired Water Heater | HWSD - Hot Water Dom/Potable | 4/30/2025
Kearney County Hospital | 727 E First St | Minden | NE | 68959-1705 | Kearney | NE23632 | Scrapped/Junked | 134719 | 0812134719 | 2012 | PVI Industries | CHWH - ASME/Fired Water Heater | HWSD - Hot Water Dom/Potable | 4/30/2021
Kearney County Hospital | 727 E First St | Minden | NE | 68959-1705 | Kearney | NE25849 | Active | 49744 | 11795A | 2012 | PVI Industries | CHWH - ASME/Fired Water Heater | HWSD - Hot Water Dom/Potable | 4/30/2026
Kearney County Hospital | 727 E First St | Minden | NE | 68959-1705 | Kearney | NE28220 | Active | 148246 | 148246 | 2019 | PVI Industries | CHWH - ASME/Fired Water Heater | HWSD - Hot Water Dom/Potable | 4/30/2026
Kearney County Hospital | 727 E First St | Minden | NE | 68959-1705 | Kearney | NE29158 | Active | 152382 | F016003 | 2021 | PVI Industries | CHWH - ASME/Fired Water Heater | HWSD - Hot Water Dom/Potable | 4/30/2026
Kearney County Hospital | 727 E First St | Minden | NE | 68959-1705 | Kearney | NE29174 | Active | 132461 | ESA1255086-U22 | 2022 | SUSSMAN | ELBL - Electric Boiler | STER - Sterilizer | 3/31/2026
Kearney County Hospital | 727 E First St | Minden | NE | 68959-1705 | Kearney | NE35112 | Scrapped/Junked |  | 0-1986 | 1969 | KEWA | FTFB - Firetube-Firebox Boiler | GLYC - Glycol Bldg Heat Sys | 6/30/2009
Custer Elementary School | 727 S 6th Ave | Broken Bow | NE | 68822-2513 | Custer | NE30255 | Inactive | NA | HSB98775 | 1952 | Fitzgibbons | FT - Firetube Boiler | STHT - Steam-Heat | 3/31/2014
Custer Elementary School | 727 S 6th Ave | Broken Bow | NE | 68822-2513 | Custer | NE30256 | Inactive |  |  | 1938 | KEWANEE | FT - Firetube Boiler | STHT - Steam-Heat | 7/31/1994
7270 Cedar St Building | 7270 Cedar St | Omaha | NE | 68124-2310 | Douglas | NE05235 | Scrapped/Junked | 105082 | 9212105082 | 1992 | Raypak | CPFT - Horiz Cpr Fin Boiler | HWSD - Hot Water Dom/Potable | 4/30/2021
7270 Cedar St Building | 7270 Cedar St | Omaha | NE | 68124-2310 | Douglas | NE23211 | Exempt 1999 LB-66 |  | E90500002 | 1991 | TELEDYNE LAARS | CHWH - ASME/Fired Water Heater | HWSD - Hot Water Dom/Potable | 4/30/2000
7270 Cedar St Building | 7270 Cedar St | Omaha | NE | 68124-2310 | Douglas | NE23212 | Exempt 1999 LB-66 |  | E9112723P | 1991 | TELEDYNE LAARS | WT - Water Tube Boiler | IPHT - Indoor Pool Heater | 4/30/2000
7270 Cedar St Building | 7270 Cedar St | Omaha | NE | 68124-2310 | Douglas | NE35516 | Scrapped/Junked | 4098 | 8118324 | 1981 | Rite Eng | WT - Water Tube Boiler | HWHT - Hot Water Heat | 4/30/2021
7270 Cedar St Building | 7270 Cedar St | Omaha | NE | 68124-2310 | Douglas | NE35517 | Scrapped/Junked | 4099 | 8118325 | 1981 | Rite Engineering Corp | WT - Water Tube Boiler | HWHT - Hot Water Heat | 4/30/2021
Elemental Scientific Inc. | 7277 World Communications Dr | Omaha | NE | 68122-4061 | Douglas | NE21865 | Scrapped/Junked | 39572 | 80112 | 1997 | BRYA | CI - Cast Iron | HWHT - Hot Water Heat | 1/31/2018
Elemental Scientific Inc. | 7277 World Communications Dr | Omaha | NE | 68122-4061 | Douglas | NE21866 | Scrapped/Junked | 66286 | S097-66286-43 | 1997 | AOSM | CHWH - ASME/Fired Water Heater | HWSD - Hot Water Dom/Potable | 1/31/2019
Elemental Scientific Inc. | 7277 World Communications Dr | Omaha | NE | 68122-4061 | Douglas | NE43019 | Active | 82633 | 17.MLK100.57.186 | 2017 | Lochinvar | FTVT - Firetube Vertical TB | HWHT - Hot Water Heat | 12/31/2024
Elemental Scientific Inc. | 7277 World Communications Dr | Omaha | NE | 68122-4061 | Douglas | NE43020 | Active | 82627 | 17.MLK100.57.180 | 2017 | Lochinvar | FTVT - Firetube Vertical TB | HWHT - Hot Water Heat | 12/31/2024
Pawnee City High School | 729 E St | Pawnee City | NE | 68420-3076 | Pawnee | NE20512 | Scrapped/Junked | 40089 | LF97-0660454-964 | 1997 | AOSM | CHWH - ASME/Fired Water Heater | HWSD - Hot Water Dom/Potable | 6/30/2011
Pawnee City High School | 729 E St | Pawnee City | NE | 68420-3076 | Pawnee | NE20956 | Active | 157599 | 157599 | 2011 | A O Smith | CHWH - ASME/Fired Water Heater | HWSD - Hot Water Dom/Potable | 8/31/2026
Pawnee City High School | 729 E St | Pawnee City | NE | 68420-3076 | Pawnee | NE34544 | Scrapped/Junked | n/a | 0-975 | 1969 | Kewanee | FTFB - Firetube-Firebox Boiler | STHT - Steam-Heat | 6/30/2024
Pawnee City High School | 729 E St | Pawnee City | NE | 68420-3076 | Pawnee | NE34583 | Active | n/a | P-1414 | 1974 | Kewanee | FTFB - Firetube-Firebox Boiler | HWHT - Hot Water Heat | 8/31/2026
Pawnee City High School | 729 E St | Pawnee City | NE | 68420-3076 | Pawnee | NE42781 | Active | 3079 | 23-HE030871023 | 2023 | Riello | WTSS - Watertube SS Steel | HWHT - Hot Water Heat | 8/31/2026
Pawnee City High School | 729 E St | Pawnee City | NE | 68420-3076 | Pawnee | NE42782 | Active | 3053 | 23-HE030611023 | 2023 | Riello | WTSS - Watertube SS Steel | HWHT - Hot Water Heat | 8/31/2026
PAWNEE CITY HIGH SCHOOL | 729 E ST | PAWNEE CITY | NE | 68420 | PAWNEE | NE19506 | Exempt 1999 LB-66 |  | 0NE195060291402 | 1993 | AO SMITH | AHWH - ANSI/Fired Water Htr | HWSD - Hot Water Dom/Potable | 6/30/2000
Nebraska Medicine Internal Medical Assocs | 729 N Custer Ave | Grand Island | NE | 68803-4311 | Hall | NE25361 | Active | 11910 | 02E9825 | 2002 | L E S | FTVT - Firetube Vertical TB | HWHT - Hot Water Heat | 11/30/2026
Nebraska Medicine Internal Medical Assocs | 729 N Custer Ave | Grand Island | NE | 68803-4311 | Hall | NE25362 | Active | 11909 | 02E-9824 | 2002 | L E S | FTVT - Firetube Vertical TB | HWHT - Hot Water Heat | 11/30/2026
Nebraska Medicine Internal Medical Assocs | 729 N Custer Ave | Grand Island | NE | 68803-4311 | Hall | NE25885 | Active | 19337 | 15F-7245 | 2015 | Aldrich | WT - Water Tube Boiler | HWHT - Hot Water Heat | 11/30/2026
SIDNEY COMFORT INN | 730 E Jennifer Ln | Sidney | NE | 69162-3031 | CHEYENNE | NE21179 | Exempt 1999 LB-66 |  | 3911 | 1993 | AO SMITH | AHWH - ANSI/Fired Water Htr | HWSD - Hot Water Dom/Potable | 3/31/2000
SIDNEY COMFORT INN | 730 E Jennifer Ln | Sidney | NE | 69162-3031 | CHEYENNE | NE21180 | Exempt 1999 LB-66 |  | 7206 | 1993 | AO SMITH | AHWH - ANSI/Fired Water Htr | HWSD - Hot Water Dom/Potable | 3/31/2000
Hartley Elementary School | 730 N 33rd St | Lincoln | NE | 68503-3221 | Lancaster | NE05432 | Exempt 1999 LB-66 |  | 0000002815 | 1991 | RUUD | AHWH - ANSI/Fired Water Htr | HWSD - Hot Water Dom/Potable | 6/30/2000
Hartley Elementary School | 730 N 33rd St | Lincoln | NE | 68503-3221 | Lancaster | NE09406 | Scrapped/Junked |  |  | 1987 | AO SMITH | AHWH - ANSI/Fired Water Htr | HWSD - Hot Water Dom/Potable | 6/30/2001
Hartley Elementary School | 730 N 33rd St | Lincoln | NE | 68503-3221 | Lancaster | NE09788 | Scrapped/Junked | 10870 | 00E-8618 | 2000 | Les Inc/Aldrich Co | FTVT - Firetube Vertical TB | HWHT - Hot Water Heat | 2/28/2012
Hartley Elementary School | 730 N 33rd St | Lincoln | NE | 68503-3221 | Lancaster | NE09789 | Scrapped/Junked | 10869 | 00E-8617 | 2000 | Les Inc/Aldrich Co | FTVT - Firetube Vertical TB | HWHT - Hot Water Heat | 2/28/2012
Hartley Elementary School | 730 N 33rd St | Lincoln | NE | 68503-3221 | Lancaster | NE30269 | Scrapped/Junked |  | M5831 | 1964 | Kewannee | FT - Firetube Boiler | STHT - Steam-Heat | 6/30/2000
Hartley Elementary School | 730 N 33rd St | Lincoln | NE | 68503-3221 | Lancaster | NE30270 | Scrapped/Junked |  | M5832 | 1964 | Kewannee | FT - Firetube Boiler | STHT - Steam-Heat | 6/30/2000
UNMC Center for Successful Aging | 730 S 38th Ave | Omaha | NE | 68105-1107 | Douglas | NE18764 | Active | 135144 | 1012135144 | 2012 | PVI Industries | FTVT - Firetube Vertical TB | HWSD - Hot Water Dom/Potable | 9/30/2026
UNMC Center for Successful Aging | 730 S 38th Ave | Omaha | NE | 68105-1107 | Douglas | NE18765 | Active | 17659 | F5566 | 2009 | Les Inc/Aldrich Co | FTVT - Firetube Vertical TB | HWHT - Hot Water Heat | 9/30/2026
UNMC Center for Successful Aging | 730 S 38th Ave | Omaha | NE | 68105-1107 | Douglas | NE18766 | Active | 17657 | F5564 | 2009 | Les Inc/Aldrich Co | FTVT - Firetube Vertical TB | HWHT - Hot Water Heat | 9/30/2026
UNMC Center for Successful Aging | 730 S 38th Ave | Omaha | NE | 68105-1107 | Douglas | NE18767 | Active | 17658 | F5565 | 2009 | Les Inc/Aldrich Co | FTVT - Firetube Vertical TB | HWHT - Hot Water Heat | 9/30/2026
Poling Place 2, Inc | 7300 F St | Omaha | NE | 68127-1812 | Douglas | NE03466 | Inactive | N/A | 3B-J2 | 1967 | American Standard | CI - Cast Iron | HWHT - Hot Water Heat | 1/31/2013
Modern Heights | 7300 Graceland Dr | Omaha | NE | 68134-4358 | Douglas | NE16302 | Inactive | 35721 | 1-R3995 | 1981 | Kewanee | FTSM - FTS Marine Dry Back | HWHT - Hot Water Heat | 2/28/2023
Modern Heights | 7300 Graceland Dr | Omaha | NE | 68134-4358 | Douglas | NE16303 | Out of Service | 35676 | R3994 | 1983 | Kewanee | FT - Firetube Boiler | HWHT - Hot Water Heat | 2/28/2022
Modern Heights | 7300 Graceland Dr | Omaha | NE | 68134-4358 | Douglas | NE16304 | Inactive | 39867 | 2741 | 1986 | Kewanee | FTFB - Firetube-Firebox Boiler | HWHT - Hot Water Heat | 2/28/2020
Modern Heights | 7300 Graceland Dr | Omaha | NE | 68134-4358 | Douglas | NE16496 | Scrapped/Junked | 43806 | 97118 | 1991 | Kewanee | FTFB - Firetube-Firebox Boiler | HWDP - Hotwater Heat & Dom Supply | 2/28/2024
Modern Heights | 7300 Graceland Dr | Omaha | NE | 68134-4358 | Douglas | NE16497 | Scrapped/Junked | 43807 | 97046 | 1991 | Kewanee | FTFB - Firetube-Firebox Boiler | HWDP - Hotwater Heat & Dom Supply | 2/28/2025
Modern Heights | 7300 Graceland Dr | Omaha | NE | 68134-4358 | Douglas | NE43068 | Active | 6507 | 24-HE065150424 | 2024 | Riello | WTSS - Watertube SS Steel | HWHT - Hot Water Heat | 2/28/2025
Modern Heights | 7300 Graceland Dr | Omaha | NE | 68134-4358 | Douglas | NE43069 | Active | 6400 | 24-HE064080224 | 2024 | Riello | WTSS - Watertube SS Steel | HWHT - Hot Water Heat | 2/28/2026
Modern Heights | 7300 Graceland Dr | Omaha | NE | 68134-4358 | Douglas | NE43070 | Active | 6399 | 24-HE064070224 | 2024 | Riello | WTSS - Watertube SS Steel | HWHT - Hot Water Heat | 2/28/2026
Modern Heights | 7300 Graceland Dr | Omaha | NE | 68134-4358 | Douglas | NE43071 | Active | 6512 | 24-HE065200424 | 2024 | Riello | WTSS - Watertube SS Steel | HWHT - Hot Water Heat | 2/28/2026
Modern Heights | 7300 Graceland Dr | Omaha | NE | 68134-4358 | Douglas | NE43072 | Active | 7168 | 24-HE071761124 | 2024 | Riello | WTSS - Watertube SS Steel | HWHT - Hot Water Heat | 2/28/2025
Modern Heights | 7300 Graceland Dr | Omaha | NE | 68134-4358 | Douglas | NE43073 | Active | 7170 | 24-HE071781224 | 2024 | Riello | WTSS - Watertube SS Steel | HWHT - Hot Water Heat | 2/28/2026
Modern Heights | 7300 Graceland Dr | Omaha | NE | 68134-4358 | Douglas | NE43074 | Active | 7173 | 24-HE071811224 | 2024 | Riello | WTSS - Watertube SS Steel | HWHT - Hot Water Heat | 2/28/2026
Modern Heights | 7300 Graceland Dr | Omaha | NE | 68134-4358 | Douglas | NE43075 | Active | 7171 | 24-HE071791224 | 2024 | Riello | WTSS - Watertube SS Steel | HWHT - Hot Water Heat | 2/28/2026
Modern Heights | 7300 Graceland Dr | Omaha | NE | 68134-4358 | Douglas | NE43076 | Active | 7169 | 24-HE071771124 | 2024 | Riello | WTSS - Watertube SS Steel | HWHT - Hot Water Heat | 2/28/2026
Modern Heights | 7300 Graceland Dr | Omaha | NE | 68134-4358 | Douglas | NE43077 | Active | 7161 | 24-HE071691124 | 2024 | Riello | WTSS - Watertube SS Steel | HWHT - Hot Water Heat | 2/28/2026
Modern Heights | 7300 Graceland Dr | Omaha | NE | 68134-4358 | Douglas | NE43078 | Active | 433929 | 23. WHTX.188.00381 | 2024 | PVI / AIC | CHWH - ASME/Fired Water Heater | HWSD - Hot Water Dom/Potable | 2/28/2025
Modern Heights | 7300 Graceland Dr | Omaha | NE | 68134-4358 | Douglas | NE43079 | Active | 433913 | 23. WHTX.188.00365 | 2024 | PVI / AIC | CHWH - ASME/Fired Water Heater | HWSD - Hot Water Dom/Potable | 2/28/2025
Modern Heights | 7300 Graceland Dr | Omaha | NE | 68134-4358 | Douglas | NE43080 | Active | 423094 | 23. WHTX.188.206.00092 | 2024 | PVI / AIC | CHWH - ASME/Fired Water Heater | HWSD - Hot Water Dom/Potable | 2/28/2025
Apartment Building - Century | 7300 Tallgrass Pkwy | Lincoln | NE | 68521-6683 | Lancaster | NE26942 | Active | 25737 | 17W0040 | 2017 | PENTAIR | CPPH - Ansi Cpr Fin Pool Heater | OPHT - Outdoor Pool Heater | 6/30/2025
Anytime Fitness | 7301 S 27th St Ste 100 | Lincoln | NE | 68512-4870 | Lancaster | NE02307 | Scrapped/Junked | 113535 | 0704113535 | 2004 | Pvi | CHWH - ASME/Fired Water Heater | HWSD - Hot Water Dom/Potable | 7/31/2019
Anytime Fitness | 7301 S 27th St Ste 100 | Lincoln | NE | 68512-4870 | Lancaster | NE02308 | Exempt | 150239 | CSJPO3K129 | 2003 | MVE/CHART IND | UTNK - Unfired Vertical Tank | 0041 - CO2 Dispensing | 8/31/2006
Pawnee Elementary School | 7301 S 48th St | Bellevue | NE | 68157-2209 | Sarpy | NE31178 | Active | n/a | N399 | 1965 | Kewanee | FTFB - Firetube-Firebox Boiler | HWHT - Hot Water Heat | 12/31/2025
Pawnee Elementary School | 7301 S 48th St | Bellevue | NE | 68157-2209 | Sarpy | NE31179 | Active | n/a | N395 | 1965 | Kewanee | FTFB - Firetube-Firebox Boiler | HWHT - Hot Water Heat | 12/31/2025
Fiserv | 7301-7305 Pacific St | Omaha | NE | 68114-5452 | Douglas | NE09066 | Scrapped/Junked | 69228 | 69228 | 2002 | Weben-Jarco | COWH - Coil Type Water Heater | HWSD - Hot Water Dom/Potable | 11/30/2021
Fiserv | 7301-7305 Pacific St | Omaha | NE | 68114-5452 | Douglas | NE16476 | Scrapped/Junked | 6822 | 90-2559 | 1990 | Aldrich | FT - Firetube Boiler | HWHT - Hot Water Heat | 11/30/2024
Fiserv | 7301-7305 Pacific St | Omaha | NE | 68114-5452 | Douglas | NE16477 | Scrapped/Junked | 6824 | 90-2561 | 1990 | Aldrich | FT - Firetube Boiler | HWHT - Hot Water Heat | 11/30/2024
Fiserv | 7301-7305 Pacific St | Omaha | NE | 68114-5452 | Douglas | NE16478 | Out of Service | 6823 | 90-2560 | 1990 | Aldrich | FT - Firetube Boiler | HWHT - Hot Water Heat | 11/30/2014
Fiserv | 7301-7305 Pacific St | Omaha | NE | 68114-5452 | Douglas | NE16479 | Scrapped/Junked | 6821 | 90-2558 | 1990 | Aldrich | FT - Firetube Boiler | HWHT - Hot Water Heat | 11/30/2024
Fiserv | 7301-7305 Pacific St | Omaha | NE | 68114-5452 | Douglas | NE16480 | Scrapped/Junked | 15355 | 1129 | 1990 | Weben-Jarco | COBL - Coil Type Boiler | HWSD - Hot Water Dom/Potable | 11/30/2008
Fiserv | 7301-7305 Pacific St | Omaha | NE | 68114-5452 | Douglas | NE27741 | Scrapped/Junked | 20107 | 18F8015 | 2018 | Aldrich | FTVT - Firetube Vertical TB | HWHT - Hot Water Heat | 11/30/2024
Fiserv | 7301-7305 Pacific St | Omaha | NE | 68114-5452 | Douglas | NE42788 | Active | 21448 | 23F-9356 | 2023 | Aldrich | FT - Firetube Boiler | HWHT - Hot Water Heat | 11/30/2026
Fiserv | 7301-7305 Pacific St | Omaha | NE | 68114-5452 | Douglas | NE42789 | Active | 21449 | 23F-9357 | 2023 | Aldrich | FT - Firetube Boiler | HWHT - Hot Water Heat | 11/30/2026
Fiserv | 7301-7305 Pacific St | Omaha | NE | 68114-5452 | Douglas | NE42790 | Active | 21452 | 23F-9360 | 2023 | Aldrich | FT - Firetube Boiler | HWHT - Hot Water Heat | 11/30/2026
Montessori Childrens Room | 7302 Burt St | Omaha | NE | 68114-3212 | Douglas | NE06460 | Inactive | 144331 | 144331 | 2004 | COLUMBIA BOILER CO | ELBL - Electric Boiler | HWHT - Hot Water Heat | 9/30/2007
Montessori Childrens Room | 7302 Burt St | Omaha | NE | 68114-3212 | Douglas | NE09310 | Inactive | 48188 | 48188 | 2007 | Giannoni France | WT - Water Tube Boiler | HWHT - Hot Water Heat | 12/31/2017
Fiserv | 7302-7330 Pacific St | Omaha | NE | 68114-5448 | Douglas | NE14986 | Scrapped/Junked | 17388 | 17388 | 1987 | Burnham America | FT - Firetube Boiler | HWHT - Hot Water Heat | 9/30/2021
Fiserv | 7302-7330 Pacific St | Omaha | NE | 68114-5448 | Douglas | NE14987 | Scrapped/Junked |  |  | 1967 | Amst | CI - Cast Iron |  | 11/30/2003
Fiserv | 7302-7330 Pacific St | Omaha | NE | 68114-5448 | Douglas | NE14988 | Scrapped/Junked |  |  | 1967 | Amst | CI - Cast Iron |  | 11/30/2003
Fiserv | 7302-7330 Pacific St | Omaha | NE | 68114-5448 | Douglas | NE17603 | Out of Service | 11392 | Y11392 | 1985 | A O Smith | ELWH - Electric Water Heater | HWSP - Hot Water Non Potable Supply | 9/30/2021
McClymont Feedyard | 73027 K Rd | Holdrege | NE | 68949-3358 | Phelps | NE28208 | Active | 18704 | 18704 | 2018 | Superior Boiler Works | FTHT - Firetube Horizontal | PROC - Process Steam | 8/31/2026
Good Counsel Retreat House | 7303 N 112th St | Waverly | NE | 68462-9574 | LANCASTER | NE14141 | Scrapped/Junked | 65853 | G08H10065853 | 2008 | Lochinvar | WTSS - Watertube SS Steel | HWHT - Hot Water Heat | 8/31/2022
Good Counsel Retreat House | 7303 N 112th St | Waverly | NE | 68462-9574 | LANCASTER | NE14144 | Scrapped/Junked | 65854 | G08H10065854 | 2008 | Lochinvar | WTSS - Watertube SS Steel | HWHT - Hot Water Heat | 8/31/2022
Good Counsel Retreat House | 7303 N 112th St | Waverly | NE | 68462-9574 | LANCASTER | NE14145 | Scrapped/Junked | 67021 | F08H10067021 | 2008 | Lochinvar | WTSS - Watertube SS Steel | HWHT - Hot Water Heat | 8/31/2022
Good Counsel Retreat House | 7303 N 112th St | Waverly | NE | 68462-9574 | LANCASTER | NE14146 | Scrapped/Junked | 67002 | F08H10067002 | 2008 | Lochinvar | WTSS - Watertube SS Steel | HWHT - Hot Water Heat | 8/31/2022
Good Counsel Retreat House | 7303 N 112th St | Waverly | NE | 68462-9574 | LANCASTER | NE16112 | Scrapped/Junked |  | M1554 | 1962 | KEWANEE | FTSM - FTS Marine Dry Back | HWHT - Hot Water Heat | 8/31/2008
Good Counsel Retreat House | 7303 N 112th St | Waverly | NE | 68462-9574 | LANCASTER | NE16113 | Inactive |  | AM86-1472 | 1986 | AO SMITH | AHWH - ANSI/Fired Water Htr | HWSD - Hot Water Dom/Potable | 8/31/2001
Good Counsel Retreat House | 7303 N 112th St | Waverly | NE | 68462-9574 | LANCASTER | NE42094 | Active | 317192 | V352200141 | 2022 | Raypak | VTTB - Vertical Tube Bundle | HWHT - Hot Water Heat | 12/31/2025
Good Counsel Retreat House | 7303 N 112th St | Waverly | NE | 68462-9574 | LANCASTER | NE42095 | Active | 318266 | V362200154 | 2022 | Raypak | FTVT - Firetube Vertical TB | HWHT - Hot Water Heat | 12/31/2025
THE APARTMENT | 7305 Grant St | Omaha | NE | 68134-6922 | Douglas | NE12952 | Exempt 1999 LB-66 |  | AJ84-03458-830 | 1984 | AO SMITH | AHWH - ANSI/Fired Water Htr | HWSD - Hot Water Dom/Potable | 11/30/1999
Apartment Building - Concorde | 731 S 12th St | Lincoln | NE | 68508-3237 | Lancaster | NE06095 | Active | na | 64447716 | 2004 | Burnham | CI - Cast Iron | HWHT - Hot Water Heat | 3/31/2026
Apartment Building - Concorde | 731 S 12th St | Lincoln | NE | 68508-3237 | Lancaster | NE08324 | Scrapped/Junked |  | 81-4297-1085 | 1985 | PEERLESS HEATER COMPANY |  | HWHT - Hot Water Heat | 3/31/2006
THE LUND COMPANY | 7310 WOOLWORTH AVE | OMAHA | NE | 68106 | Douglas | NE08575 | Inactive | 3564 | HSB3564 | 1962 | BURNHAM COMM/INDUST | FTFB - Firetube-Firebox Boiler | HWHT - Hot Water Heat | 9/30/2006
THE APARTMENT | 7311 Grant St | Omaha | NE | 68134-6923 | Douglas | NE12951 | Exempt 1999 LB-66 |  | ML87-0108746830 | 1987 | AO SMITH | AHWH - ANSI/Fired Water Htr | HWSD - Hot Water Dom/Potable | 11/30/1999
A-1 DISCOUNT CLEANERS | 7312 Harrison St | Ralston | NE | 68128-2904 | Douglas | NE04985 | Inactive | 42094 |  | 1991 | PM LATTNER MFR COMPANY | FTVT - Firetube Vertical TB | PROC - Process Steam | 10/31/2000
A-1 DISCOUNT CLEANERS | 7312 Harrison St | Ralston | NE | 68128-2904 | Douglas | NE04986 | Inactive | 13088 |  | 1989 | WEBEN JARCO | COBL - Coil Type Boiler | HWSP - Hot Water Non Potable Supply | 10/31/2000
BAKER'S SUPERMARKET | 7312 N 30th St | Omaha | NE | 68112-2821 | Douglas | NE05812 | Exempt 1999 LB-66 |  | 0731146 | 1998 | AO SMITH | AHWH - ANSI/Fired Water Htr | HWSD - Hot Water Dom/Potable | 5/31/2000
Hickory Villa | 7315 Hickory St | Omaha | NE | 68124-1677 | Douglas | NE13844 | Scrapped/Junked | 83470 | 98470 | 2008 | BRADFORD-WHITE | CHWH - ASME/Fired Water Heater | HWSD - Hot Water Dom/Potable | 3/31/2017
Hickory Villa | 7315 Hickory St | Omaha | NE | 68124-1677 | Douglas | NE14791 | Scrapped/Junked | n/a | 148800657 | 1988 | Dunkirk | CI - Cast Iron | HWHT - Hot Water Heat | 3/31/2014
Hickory Villa | 7315 Hickory St | Omaha | NE | 68124-1677 | Douglas | NE14792 | Scrapped/Junked | n/a | 148800250 | 1988 | Dunkirk | CI - Cast Iron | HWHT - Hot Water Heat | 3/31/2014
Hickory Villa | 7315 Hickory St | Omaha | NE | 68124-1677 | Douglas | NE14793 | Scrapped/Junked | 47230 |  | 1987 | RUUD | CHWH - ASME/Fired Water Heater | HWSD - Hot Water Dom/Potable | 12/31/1998
Hickory Villa | 7315 Hickory St | Omaha | NE | 68124-1677 | Douglas | NE21333 | Exempt 1999 LB-66 |  |  | 1997 | RHEEM MANUFACTURING CO | AHWH - ANSI/Fired Water Htr | HWSD - Hot Water Dom/Potable | 12/31/1999
Hickory Villa | 7315 Hickory St | Omaha | NE | 68124-1677 | Douglas | NE24889 | Active | 317878 | D1143100619 | 2014 | Lochinvar | COND - Condenser | HWHT - Hot Water Heat | 3/31/2026
Hickory Villa | 7315 Hickory St | Omaha | NE | 68124-1677 | Douglas | NE24890 | Active | 317891 | D1143100632 | 2014 | Lochinvar | COND - Condenser | HWHT - Hot Water Heat | 3/31/2026
Hickory Villa | 7315 Hickory St | Omaha | NE | 68124-1677 | Douglas | NE24903 | Scrapped/Junked | 77453 | URNG0298G01720 | 1998 | RHEE | CHWH - ASME/Fired Water Heater | HWSD - Hot Water Dom/Potable | 3/31/2009
THE APARTMENT | 7317 Grant St | Omaha | NE | 68134-6924 | Douglas | NE12950 | Exempt 1999 LB-66 |  | ML87-0110859830 | 1987 | AO SMITH | AHWH - ANSI/Fired Water Htr | HWSD - Hot Water Dom/Potable | 11/30/1999
East Ward School | 732 Ann St | Chadron | NE | 69337-2776 | Dawes | NE20239 | Exempt 1999 LB-66 |  | 000000000005930 | 1992 | STATE INDUSTRIES | AHWH - ANSI/Fired Water Htr | HWSD - Hot Water Dom/Potable | 7/31/2000
East Ward School | 732 Ann St | Chadron | NE | 69337-2776 | Dawes | NE31673 | Out of Service | 1166 | L-5123 | 1961 | Kewanee | FT - Firetube Boiler | STHT - Steam-Heat | 10/31/2014
East Ward School | 732 Ann St | Chadron | NE | 69337-2776 | Dawes | NE34476 | Inactive |  | G-407 | 1950 | AMERICAN STANDARD |  | HWHT - Hot Water Heat | 7/31/1993
Super Wash | 732 W O St | Lincoln | NE | 68528-1315 | Lancaster | NE40336 | Active | 123189 | 9504123189 | 1995 | Raytherm/Raypak | CPFT - Horiz Cpr Fin Boiler | HWFG - Hotwater Heat Floor-Glycl | 2/28/2026
Super Wash | 732 W O St | Lincoln | NE | 68528-1315 | Lancaster | NE40337 | Scrapped/Junked | 122411 | 9503122411 | 1995 | Raytherm/Raypak | CPFT - Horiz Cpr Fin Boiler | HWSP - Hot Water Non Potable Supply | 2/28/2019
THE APARTMENT | 7329 Grant St | Omaha | NE | 68134-6926 | Douglas | NE12948 | Exempt 1999 LB-66 |  | AC84-18672-830 | 1984 | AO SMITH | AHWH - ANSI/Fired Water Htr | HWSD - Hot Water Dom/Potable | 11/30/1999
THE APARTMENT | 7329 Grant St | Omaha | NE | 68134-6926 | Douglas | NE12949 | Exempt 1999 LB-66 |  | AC86-01854-830 | 1986 | AO SMITH | AHWH - ANSI/Fired Water Htr | HWSD - Hot Water Dom/Potable | 11/30/1999
SIGMA ALPHA MU | 733 N 16th St | Lincoln | NE | 68508-1209 | LANCASTER | NE04735 | Inactive |  | 6858 | 1950 | AMERICAN RADIATOR |  | HWHT - Hot Water Heat | 11/30/1996
G Force Car Wash | 7330 S 13th St | Lincoln | NE | 68512-9372 | Lancaster | NE10681 | Scrapped/Junked | 207438 | 0304207438 | 2003 | Raypak | CPFT - Horiz Cpr Fin Boiler | HWSP - Hot Water Non Potable Supply | 4/30/2013
G Force Car Wash | 7330 S 13th St | Lincoln | NE | 68512-9372 | Lancaster | NE10682 | Active | 207552 | 0304207552 | 2003 | Raypak | CPFT - Horiz Cpr Fin Boiler | GLFH - Glycol Floor Heat System | 4/30/2026
G Force Car Wash | 7330 S 13th St | Lincoln | NE | 68512-9372 | Lancaster | NE24124 | Scrapped/Junked | 133235 | 133235 | 2012 | RHEEM | CHWH - ASME/Fired Water Heater | HWSP - Hot Water Non Potable Supply | 4/30/2022
THE APARTMENT | 7335 Grant St | Omaha | NE | 68134-6927 | Douglas | NE12947 | Exempt 1999 LB-66 |  | AA86-03754830 | 1986 | AO SMITH | AHWH - ANSI/Fired Water Htr | HWSD - Hot Water Dom/Potable | 11/30/1999
CONSOLIDATED NUTRITION | 7337 Blender Rd | Grand Island | NE | 68803-9000 | HALL | NE11307 | Inactive | 2415 | 4110 | 1967 | SUPERIOR BOILERWORKS | FTSM - FTS Marine Dry Back | PROC - Process Steam | 4/30/1999
Menard's | 7337 L St | Omaha | NE | 68127-1846 | Douglas | NE23956 | Active | 223609 | M1.12.17.00150 | 2012 | Giannoni France | WT - Water Tube Boiler | GLFH - Glycol Floor Heat System | 1/31/2027
THE APARTMENT | 7341 Grant St | Omaha | NE | 68134-6929 | Douglas | NE12945 | Exempt 1999 LB-66 |  | 0382402571 | 1982 | RHEEM MANUFACTURING CO | AHWH - ANSI/Fired Water Htr | HWSD - Hot Water Dom/Potable | 11/30/1999
THE APARTMENT | 7347 Grant St | Omaha | NE | 68134-6931 | Douglas | NE12946 | Exempt 1999 LB-66 |  | MM87-0111591830 | 1987 | AO SMITH | AHWH - ANSI/Fired Water Htr | HWSD - Hot Water Dom/Potable | 11/30/1999
Morton School | 735 N Baltimore Ave | Hastings | NE | 68901-4315 | Adams | NE34312 | Scrapped/Junked | 36905 | R5316 | 1983 | Kewanee | FTFB - Firetube-Firebox Boiler | STHT - Steam-Heat | 11/30/2020
Morton School | 735 N Baltimore Ave | Hastings | NE | 68901-4315 | Adams | NE34313 | Scrapped/Junked | 36906 | R5318 | 1983 | Kewanee | FTFB - Firetube-Firebox Boiler | STHT - Steam-Heat | 11/30/2020
Nebraska Pain Institute | 7350 Willowbrook Lane | Lincoln | NE | 68516 | Lancaster | NE41868 | Active | 14890 | 20-HE135025120 | 2020 | Riello | WT - Water Tube Boiler | HWHT - Hot Water Heat | 10/31/2026
Nebraska Pain Institute | 7350 Willowbrook Lane | Lincoln | NE | 68516 | Lancaster | NE41869 | Active | 14892 | 20-HE135065120 | 2020 | Riello | WT - Water Tube Boiler | HWHT - Hot Water Heat | 10/31/2026
Nebraska Pain Institute | 7350 Willowbrook Lane | Lincoln | NE | 68516 | Lancaster | NE41870 | Active | 14894 | 20-HE155065120 | 2020 | Riello | WT - Water Tube Boiler | HWHT - Hot Water Heat | 10/31/2026
Nebraska Pain Institute | 7350 Willowbrook Lane | Lincoln | NE | 68516 | Lancaster | NE41871 | Active | 13671 | 20-HE122524420 | 2020 | Riello | WT - Water Tube Boiler | HWHT - Hot Water Heat | 10/31/2026
Nebraska Pain Institute | 7350 Willowbrook Lane | Lincoln | NE | 68516 | Lancaster | NE41872 | Active | 13680 | 20-HE122614420 | 2020 | Riello | WT - Water Tube Boiler | HWHT - Hot Water Heat | 10/31/2026
Nebraska Pain Institute | 7350 Willowbrook Lane | Lincoln | NE | 68516 | Lancaster | NE41873 | Active | 13733 | 20-HE123144520 | 2020 | Riello | WT - Water Tube Boiler | HWHT - Hot Water Heat | 10/31/2026
NPI Surgery Center | 7350 Willowbrook Ln Ste 100 | Lincoln | NE | 68516-7782 | Lancaster | NE42069 | Active | 15118 | 15118 | 2022 | Pacific Steam Equipment Inc | ELBL - Electric Boiler | STER - Sterilizer | 10/31/2026
THE APARTMENT | 7353 Grant St | Omaha | NE | 68134-6965 | Douglas | NE12944 | Exempt 1999 LB-66 |  | MC-96-050638296 | 1996 | AO SMITH | AHWH - ANSI/Fired Water Htr | HWSD - Hot Water Dom/Potable | 11/30/1999
JetSplash Car Wash | 7355 Crosslake Ln | Lincoln | NE | 68516-5672 | Lancaster | NE42664 | Active | 224029 | G112H10224029 | 2010 | Lochinvar | WTSS - Watertube SS Steel | HWHF - Hot Water Heat-Floor | 5/31/2024
JetSplash Car Wash | 7355 Crosslake Ln | Lincoln | NE | 68516-5672 | Lancaster | NE42665 | Active | 224026 | G12H10224026 | 2010 | Lochinvar | WTSS - Watertube SS Steel | HWHF - Hot Water Heat-Floor | 5/31/2024
JetSplash Car Wash | 7355 Crosslake Ln | Lincoln | NE | 68516-5672 | Lancaster | NE42666 | Active | 228806 | H1220228806 | 2011 | Lochinvar | WTSS - Watertube SS Steel | HWSP - Hot Water Non Potable Supply | 5/31/2024
The Wash Inc | 736 N Brown Ave | Minden | NE | 68959-1234 | Kearney | NE24389 | Scrapped/Junked | 15198 | 1179106963 | 1979 | Raypak | CPFT - Horiz Cpr Fin Boiler | GLYC - Glycol Bldg Heat Sys | 1/31/2016
The Wash Inc | 736 N Brown Ave | Minden | NE | 68959-1234 | Kearney | NE24390 | Scrapped/Junked | N/A | J930183 | 1993 | Lochinvar | CPFT - Horiz Cpr Fin Boiler | HWSP - Hot Water Non Potable Supply | 1/31/2014
The Wash Inc | 736 N Brown Ave | Minden | NE | 68959-1234 | Kearney | NE26179 | Out of Service | 408229 | 1509408229 | 2015 | Raypak | CPFT - Horiz Cpr Fin Boiler | GLYC - Glycol Bldg Heat Sys | 3/31/2018
THE APARTMENT | 7365 Grant St | Omaha | NE | 68134-6964 | Douglas | NE12938 | Exempt 1999 LB-66 |  | MH-870101669830 | 1987 | AO SMITH | AHWH - ANSI/Fired Water Htr | HWSD - Hot Water Dom/Potable | 11/30/1999
THE APARTMENT | 7365 Grant St | Omaha | NE | 68134-6964 | Douglas | NE12939 | Exempt 1999 LB-66 |  | ML87-011835830 | 1987 | AO SMITH | AHWH - ANSI/Fired Water Htr | HWSD - Hot Water Dom/Potable | 11/30/1999
Malone Manor | 737 N 22nd St | Lincoln | NE | 68503-2929 | Lancaster | NE06424 | Active | C07369 | C0507369 | 2005 | AO SMITH | COBL - Coil Type Boiler | HWSD - Hot Water Dom/Potable | 12/31/2025
Malone Manor | 737 N 22nd St | Lincoln | NE | 68503-2929 | Lancaster | NE37384 | Scrapped/Junked |  | AF8500726830 | 1985 | AO SMITH | AHWH - ANSI/Fired Water Htr | HWSD - Hot Water Dom/Potable | 2/28/2006
Malone Manor | 737 N 22nd St | Lincoln | NE | 68503-2929 | Lancaster | NE37385 | Scrapped/Junked |  | AF8500724830 | 1985 | AO SMITH | AHWH - ANSI/Fired Water Htr | HWSD - Hot Water Dom/Potable | 2/28/2006
OFFICE BUILDING | 737 P St | Lincoln | NE | 68508-1327 | LANCASTER | NE08852 | Inactive | 11625 | 01E-9503 | 2001 | ALDRICH/LES | FTVT - Firetube Vertical TB | HWHT - Hot Water Heat | 7/31/2003
OFFICE BUILDING | 737 P St | Lincoln | NE | 68508-1327 | LANCASTER | NE08853 | Inactive | 11624 | 01E-9502 | 2001 | ALDRICH/LES | FTVT - Firetube Vertical TB | HWHT - Hot Water Heat | 7/31/2003
OFFICE BUILDING | 737 P St | Lincoln | NE | 68508-1327 | LANCASTER | NE14764 | Scrapped/Junked |  | G67 | 1970 | AMERICAN STANDARD |  | STHT - Steam-Heat | 7/31/2003
OFFICE BUILDING | 737 P St | Lincoln | NE | 68508-1327 | LANCASTER | NE14765 | Scrapped/Junked |  | N4792 | 1965 | KEWANEE | FTFB - Firetube-Firebox Boiler | HWHT - Hot Water Heat | 9/30/2001
Bubbles Car Wash | 739 S Burlington Ave | Hastings | NE | 68901-5914 | Adams | NE40883 | Scrapped/Junked | 153197 | 9810153197 | 1998 | Raypak | WT - Water Tube Boiler | HWSP - Hot Water Non Potable Supply | 6/30/2014
Phelps County Feeders East | 73938 J Rd | Holdrege | NE | 68949-4024 | Phelps | NE17994 | Scrapped/Junked | 9680 | 9680 | 2008 | Williams & Davis | FTSM - FTS Marine Dry Back | PROC - Process Steam | 8/31/2020
Phelps County Feeders East | 73938 J Rd | Holdrege | NE | 68949-4024 | Phelps | NE29142 | Active | 10799 | 10799 | 2021 | Williams Davis | FTHT - Firetube Horizontal | PROC - Process Steam | 3/31/2026
Cambria Hotel | 740 N 14th St | Omaha | NE | 68102 | Douglas | NE27745 | Active | 239933 | 239933 | 2018 | AO SMITH | CHWH - ASME/Fired Water Heater | HWSD - Hot Water Dom/Potable | 12/31/2026
Cambria Hotel | 740 N 14th St | Omaha | NE | 68102 | Douglas | NE27746 | Active | 238838 | 238838 | 2018 | AO SMITH | CHWH - ASME/Fired Water Heater | HWSD - Hot Water Dom/Potable | 12/31/2026
Cambria Hotel | 740 N 14th St | Omaha | NE | 68102 | Douglas | NE27747 | Active | 238981 | 238981 | 2018 | AO SMITH | CHWH - ASME/Fired Water Heater | HWSD - Hot Water Dom/Potable | 12/31/2026
Cambria Hotel | 740 N 14th St | Omaha | NE | 68102 | Douglas | NE27748 | Active | 239796 | 239796 | 2018 | AO SMITH | CHWH - ASME/Fired Water Heater | HWSD - Hot Water Dom/Potable | 12/31/2026
Radiant Church-BMIC#392409 | 740 N 70th St | Lincoln | NE | 68505-2427 | Lancaster | NE03377 | Scrapped/Junked |  | N7236 | 1967 | KEWANEE | FTFB - Firetube-Firebox Boiler | HWHT - Hot Water Heat | 4/30/2007
Radiant Church-BMIC#392409 | 740 N 70th St | Lincoln | NE | 68505-2427 | Lancaster | NE09061 | Scrapped/Junked | 16778 | 07TI-28116 | 2006 | Giannnoi | SSCO - SS Coil Boiler | HWHT - Hot Water Heat | 3/31/2022
Radiant Church-BMIC#392409 | 740 N 70th St | Lincoln | NE | 68505-2427 | Lancaster | NE09062 | Active | 14781 | 06TI-25091 | 2006 | GIANNONI | SSCO - SS Coil Boiler | HWHT - Hot Water Heat | 3/31/2025
Radiant Church-BMIC#392409 | 740 N 70th St | Lincoln | NE | 68505-2427 | Lancaster | NE13669 | Active | 16732 | 07TI-27309 | 2006 | GIANNONI FRANCE SAS | SSCO - SS Coil Boiler | HWHT - Hot Water Heat | 3/31/2024
Radiant Church-BMIC#392409 | 740 N 70th St | Lincoln | NE | 68505-2427 | Lancaster | NE16218 | Scrapped/Junked |  | 211-6996 | 1980 | PEERLESS HEATER COMPANY |  | HWHT - Hot Water Heat | 4/30/2009
Apartment Building | 740 S 11th St | Lincoln | NE | 68508-3205 | Lancaster | NE13908 | Active | 60319 | D08H10060319 | 2007 | Lochinvar | SSCO - SS Coil Boiler | HWDP - Hotwater Heat & Dom Supply | 3/31/2026
Perkins County High School | 740 Sherman Ave | Grant | NE | 69140-3038 | Perkins | NE18469 | Scrapped/Junked | 48559 | 2914 | 1995 | STAT | CHWH - ASME/Fired Water Heater | HWSD - Hot Water Dom/Potable | 12/31/2015
Perkins County High School | 740 Sherman Ave | Grant | NE | 69140-3038 | Perkins | NE25855 | Active | 142808 | 142808 | 2015 | RHEEM | CHWH - ASME/Fired Water Heater | HWHT - Hot Water Heat | 12/31/2026
Perkins County High School | 740 Sherman Ave | Grant | NE | 69140-3038 | Perkins | NE25856 | Active | 141087 | 141087 | 2014 | RHEEM | CHWH - ASME/Fired Water Heater | HWHT - Hot Water Heat | 12/31/2026
Perkins County High School | 740 Sherman Ave | Grant | NE | 69140-3038 | Perkins | NE25857 | Active | 141386 | 141386 | 2014 | RHEEM | CHWH - ASME/Fired Water Heater | HWHT - Hot Water Heat | 12/31/2026
Perkins County High School | 740 Sherman Ave | Grant | NE | 69140-3038 | Perkins | NE25858 | Active | 142789 | 142789 | 2015 | RHEEM | CHWH - ASME/Fired Water Heater | HWHT - Hot Water Heat | 12/31/2026
Perkins County High School | 740 Sherman Ave | Grant | NE | 69140-3038 | Perkins | NE31780 | Out of Service | n/a | 02471 | 1970 | Kewanee | FTFB - Firetube-Firebox Boiler | HWHT - Hot Water Heat | 12/31/2016
Perkins County High School | 740 Sherman Ave | Grant | NE | 69140-3038 | Perkins | NE33212 | Scrapped/Junked | na | 1302545 | 1938 | KEWA | FTFB - Firetube-Firebox Boiler | STHT - Steam-Heat | 12/31/2010
Peerless Energy | 740 W 21st St | South Sioux City | NE | 68776-2649 | Dakota | NE07939 | Out of Service | N/A | D8608706 | 1974 | HYDR | FT - Firetube Boiler | HWHT - Hot Water Heat | 11/30/2012
Peerless Energy | 740 W 21st St | South Sioux City | NE | 68776-2649 | Dakota | NE07940 | Scrapped/Junked | N/A | D8607607 | 1974 | HYDR | FT - Firetube Boiler | HWHT - Hot Water Heat | 11/30/2015
Peerless Energy | 740 W 21st St | South Sioux City | NE | 68776-2649 | Dakota | NE07941 | Out of Service | N/A | D8608750 | 1974 | HYDR | FT - Firetube Boiler | HWHT - Hot Water Heat | 11/30/2018
Peerless Energy | 740 W 21st St | South Sioux City | NE | 68776-2649 | Dakota | NE26948 | Scrapped/Junked | 68415 | F13025637 | 2008 | Heat Transfer Products Inc. | WTSS - Watertube SS Steel | HWHT - Hot Water Heat | 11/30/2020
Peerless Energy | 740 W 21st St | South Sioux City | NE | 68776-2649 | Dakota | NE29183 | Active | 188930 | 20.PG45.93.1350 | 2020 | Lochinvar | FTVT - Firetube Vertical TB | HWHT - Hot Water Heat | 2/28/2026
Peerless Energy | 740 W 21st St | South Sioux City | NE | 68776-2649 | Dakota | NE29184 | Active | 147353 | PG45.93.3237 | 2020 | Lochinvar | FTVT - Firetube Vertical TB | HWHT - Hot Water Heat | 2/28/2026
Crossroads Mall | 7400 Dodge St | Omaha | NE | 68114-3612 | Douglas | NE04996 | Scrapped/Junked | 17779 | MB85359986 | 1986 | STATE INDUSTRIES | CHWH - ASME/Fired Water Heater | HWSD - Hot Water Dom/Potable | 10/31/2007
Crossroads Mall | 7400 Dodge St | Omaha | NE | 68114-3612 | Douglas | NE35529 | Scrapped/Junked | none | 34-7996-1 | 1960 | TITV | FTWB - FTS Marine Wet Back | STHT - Steam-Heat | 10/31/2019
Crossroads Mall | 7400 Dodge St | Omaha | NE | 68114-3612 | Douglas | NE35530 | Scrapped/Junked | none | 34-7996-2 | 1960 | TITV | FTWB - FTS Marine Wet Back | STHT - Steam-Heat | 10/31/2019
Dillard's Dept Store #610 | 7400 Dodge St | Omaha | NE | 68114-3612 | Douglas | NE35571 | Out of Service | 1598 |  | 1985 | Ruud-Rheem | ELBL - Electric Boiler | PROC - Process Steam | 12/31/2005
CHILI'S GRILL & BAR | 7400 Dodge St # 242 | Omaha | NE | 68114-3612 | Douglas | NE10654 | Inactive | 72212 | LJ021950084 | 2002 | AO SMITH | CHWH - ASME/Fired Water Heater | HWSD - Hot Water Dom/Potable | 1/31/2008
CHILI'S GRILL & BAR | 7400 Dodge St # 242 | Omaha | NE | 68114-3612 | Douglas | NE21793 | Scrapped/Junked | 21351 | LF93-0021351 | 1993 | AO SMITH | CHWH - ASME/Fired Water Heater | HWSD - Hot Water Dom/Potable | 5/31/2003
(1186066) Servants of Mary Convent | 7400 Military Ave | Omaha | NE | 68134-3351 | Douglas | NE06485 | Active | 14137 | 05F-2044 | 2005 | ALES | FTVT - Firetube Vertical TB | HWHT - Hot Water Heat | 10/31/2026
(1186066) Servants of Mary Convent | 7400 Military Ave | Omaha | NE | 68134-3351 | Douglas | NE06486 | Active | 14139 | 05F-2046 | 2005 | ALES | FTVT - Firetube Vertical TB | HWHT - Hot Water Heat | 10/31/2026
(1186066) Servants of Mary Convent | 7400 Military Ave | Omaha | NE | 68134-3351 | Douglas | NE06487 | Active | 14138 | 05F-2045 | 2005 | ALES | FTVT - Firetube Vertical TB | HWHT - Hot Water Heat | 10/31/2026
(1186066) Servants of Mary Convent | 7400 Military Ave | Omaha | NE | 68134-3351 | Douglas | NE15821 | Scrapped/Junked | 118895 | 8992574 | 1990 | TELEDYNE LAARS | CPFT - Horiz Cpr Fin Boiler | HWSD - Hot Water Dom/Potable | 8/31/2005
(1186066) Servants of Mary Convent | 7400 Military Ave | Omaha | NE | 68134-3351 | Douglas | NE32535 | Scrapped/Junked |  | 2HSB32981 | 1954 | PACIFIC | FT - Firetube Boiler | STHT - Steam-Heat | 8/31/2005
(1186066) Servants of Mary Convent | 7400 Military Ave | Omaha | NE | 68134-3351 | Douglas | NE32536 | Scrapped/Junked |  | 1HSB32977 | 1954 | PACIFIC | FT - Firetube Boiler | STHT - Steam-Heat | 8/31/2005
Marian High School | 7400 Military Ave | Omaha | NE | 68134-3351 | Douglas | NE18864 | Active | 143662 | D1.0.14.00060 | 2010 | Lochinvar | CALU - Cast Aluminum | HWHT - Hot Water Heat | 10/31/2026
Marian High School | 7400 Military Ave | Omaha | NE | 68134-3351 | Douglas | NE18865 | Active | 139298 | D1.10.09.00269 | 2010 | Lochinvar | CALU - Cast Aluminum | HWHT - Hot Water Heat | 10/31/2026
Marian High School | 7400 Military Ave | Omaha | NE | 68134-3351 | Douglas | NE32668 | Scrapped/Junked |  | 202748 | 1966 | TELEDYNE LAARS | CPFT - Horiz Cpr Fin Boiler | HWSD - Hot Water Dom/Potable | 8/31/2000
Marian High School | 7400 Military Ave | Omaha | NE | 68134-3351 | Douglas | NE34503 | Scrapped/Junked | 35629 | R3969 | 1981 | KEWA | FTFB - Firetube-Firebox Boiler | HWHT - Hot Water Heat | 8/31/2010
Marian High School | 7400 Military Ave | Omaha | NE | 68134-3351 | Douglas | NE34504 | Scrapped/Junked | 35623 | R3968 | 1981 | KEWA | FTFB - Firetube-Firebox Boiler | HWHT - Hot Water Heat | 8/31/2010
Springville Elementary | 7400 N 60th St | Omaha | NE | 68152-2013 | Douglas | NE08110 | Active | 168521 | C06168521 | 2006 | TELE | CPFT - Horiz Cpr Fin Boiler | HWHT - Hot Water Heat | 12/31/2025
Springville Elementary | 7400 N 60th St | Omaha | NE | 68152-2013 | Douglas | NE31026 | Inactive |  | 6325 | 1959 | KEWANEE | FTFB - Firetube-Firebox Boiler | HWHT - Hot Water Heat | 12/31/2006
Springville Elementary | 7400 N 60th St | Omaha | NE | 68152-2013 | Douglas | NE31027 | Scrapped/Junked |  | 5382 | 1952 | KEWANEE | FTFB - Firetube-Firebox Boiler | STHT - Steam-Heat | 6/30/2000
Springville Elementary | 7400 N 60th St | Omaha | NE | 68152-2013 | Douglas | NE31157 | Inactive | 8399 |  | 1964 | KEWANEE | FTFB - Firetube-Firebox Boiler | HWHT - Hot Water Heat | 12/31/2006
Creighton Preparatory School | 7400 Western Ave | Omaha | NE | 68114-1833 | Douglas | NE14837 | Active | 54032 | g-08-2415 | 2009 | Aerco | FTVT - Firetube Vertical TB | HWHT - Hot Water Heat | 10/31/2026
Creighton Preparatory School | 7400 Western Ave | Omaha | NE | 68114-1833 | Douglas | NE14838 | Active | 57076 | g-08-2414 | 2010 | Aerco | FTVT - Firetube Vertical TB | HWHT - Hot Water Heat | 10/31/2026
Creighton Preparatory School | 7400 Western Ave | Omaha | NE | 68114-1833 | Douglas | NE14839 | Active | 55152 | g-08-2416 | 2010 | Aerco | FTVT - Firetube Vertical TB | HWHT - Hot Water Heat | 10/31/2026
Creighton Preparatory School | 7400 Western Ave | Omaha | NE | 68114-1833 | Douglas | NE14840 | Active | 126039 | 1208126039 | 2008 | PVI Industries | CHWH - ASME/Fired Water Heater | HWDP - Hotwater Heat & Dom Supply | 10/31/2026
Creighton Preparatory School | 7400 Western Ave | Omaha | NE | 68114-1833 | Douglas | NE14841 | Active | 12640 | 1208126040 | 2008 | PVI Industries | CHWH - ASME/Fired Water Heater | HWDP - Hotwater Heat & Dom Supply | 10/31/2026
Creighton Preparatory School | 7400 Western Ave | Omaha | NE | 68114-1833 | Douglas | NE17361 | Scrapped/Junked | 44307 | 97953 | 1992 | KEWA | FTFB - Firetube-Firebox Boiler | STHT - Steam-Heat | 6/30/2009
Creighton Preparatory School | 7400 Western Ave | Omaha | NE | 68114-1833 | Douglas | NE20316 | Exempt 1999 LB-66 |  | 000001292008475 | 1992 | RHEEM MANUFACTURING CO | AHWH - ANSI/Fired Water Htr | HWSD - Hot Water Dom/Potable | 6/30/1999
Creighton Preparatory School | 7400 Western Ave | Omaha | NE | 68114-1833 | Douglas | NE20317 | Exempt 1999 LB-66 |  | MG91-0201683880 | 1992 | AO SMITH | AHWH - ANSI/Fired Water Htr | HWSD - Hot Water Dom/Potable | 6/30/1999
Creighton Preparatory School | 7400 Western Ave | Omaha | NE | 68114-1833 | Douglas | NE25516 | Active | 161459 | 9908161459 | 1999 | Raypak | CPFT - Horiz Cpr Fin Boiler | HWHT - Hot Water Heat | 10/31/2026
Creighton Preparatory School | 7400 Western Ave | Omaha | NE | 68114-1833 | Douglas | NE32031 | Scrapped/Junked |  | J5218 | 1956 | KEWA | FTFB - Firetube-Firebox Boiler | STHT - Steam-Heat | 6/30/2009
Creighton Preparatory School | 7400 Western Ave | Omaha | NE | 68114-1833 | Douglas | NE32032 | Scrapped/Junked |  | J5SS4 | 1957 | KEWA | FTFB - Firetube-Firebox Boiler | STHT - Steam-Heat | 6/30/2009
Creighton Preparatory School | 7400 Western Ave | Omaha | NE | 68114-1833 | Douglas | NE32175 | Scrapped/Junked | 2310 | 869X90001 | 1973 | Ruud-Rheem | WT - Water Tube Boiler | HWSD - Hot Water Dom/Potable | 6/30/2009
Creighton Preparatory School | 7400 Western Ave | Omaha | NE | 68114-1833 | Douglas | NE37500 | Scrapped/Junked | 20305 |  | 1982 | AO SMITH | CHWH - ASME/Fired Water Heater | HWSD - Hot Water Dom/Potable | 6/30/2000
Creighton Preparatory School | 7400 Western Ave | Omaha | NE | 68114-1833 | Douglas | NE37501 | Scrapped/Junked | 20303 |  | 1982 | AO SMITH | CHWH - ASME/Fired Water Heater | HWSD - Hot Water Dom/Potable | 6/30/2000
7402 N 30th St Building | 7402 N 30th St | Omaha | NE | 68112-2722 | Douglas | NE09932 | Active | 197285 | 027197285 | 2002 | Raypak, Inc. | CPFH - Copper Fin Water Heater | HWSD - Hot Water Dom/Potable | 12/31/2024
Lumen | 7404 N 78th St | Omaha | NE | 68122-1510 | Douglas | NE11464 | Scrapped/Junked | 3681 | 107317362 | 1980 | PVI INDUSTRIES | ELBL - Electric Boiler | HWSD - Hot Water Dom/Potable | 4/30/2007
Lumen | 7404 N 78th St | Omaha | NE | 68122-1510 | Douglas | NE12586 | Active | 16766 | B060485 | 2006 | Precision | ELBL - Electric Boiler | HWHT - Hot Water Heat | 3/31/2026
Charter West Bank | 7404 Olson Dr | Papillion | NE | 68046-4802 | Sarpy | NE22877 | Active | 63144 | 1213860069 | 2012 | Trinity | FTRS - Ftube Rectangular Sh | HWHS - Hotwater Heat Sidewalks | 2/28/2027
Cedarwood Apartments | 7408 Cedar St | Omaha | NE | 68124-6314 | Douglas | NE17855 | Scrapped/Junked | n/a | SF63-3628 | 1963 | Aqua-Chem | WT - Water Tube Boiler | HWHT - Hot Water Heat | 1/31/2020
ADS Biotec | 7409 Irvington Rd | Omaha | NE | 68122-1232 | Douglas | NE07642 | Active | 104395 | 104395 | 2007 | Fulton | VTNT - Vertical Tubeless | PROC - Process Steam | 5/31/2026
Emerald Nursing and Rehab Mercy | 7410 Mercy Rd | Omaha | NE | 68124-2317 | Douglas | NE24747 | Active | 391 | 11977474 | 1997 | RBI/Ruscio Brothers, Inc. | CPFT - Horiz Cpr Fin Boiler | HWSD - Hot Water Dom/Potable | 1/31/2025
Emerald Nursing and Rehab Mercy | 7410 Mercy Rd | Omaha | NE | 68124-2317 | Douglas | NE37696 | Scrapped/Junked | 0 | 422865 | 1972 | Kewanee Boiler Corp. | FTFB - Firetube-Firebox Boiler | HWHT - Hot Water Heat | 1/31/2025
Emerald Nursing and Rehab Mercy | 7410 Mercy Rd | Omaha | NE | 68124-2317 | Douglas | NE43756 | Active | 33156 | 80543 | 2023 | Burnham | FT - Firetube Boiler | HWHT - Hot Water Heat | 1/31/2026
The Laundry Room | 7410 N 30th St | Omaha | NE | 68112-2722 | Douglas | NE28838 | Active | 299617 | C20299617 | 2020 | Laars | CHWH - ASME/Fired Water Heater | HWSD - Hot Water Dom/Potable | 4/30/2026
CHI-Hospice House | 7415 Cedar St | Omaha | NE | 68124-2367 | Douglas | NE01656 | Scrapped/Junked | 9100 | 97-E6123 | 1997 | ALES | FTVT - Firetube Vertical TB | HWHT - Hot Water Heat | 10/31/2020
CHI-Hospice House | 7415 Cedar St | Omaha | NE | 68124-2367 | Douglas | NE01657 | Scrapped/Junked | 9099 | 97-E6122 | 1997 | ALES | FTVT - Firetube Vertical TB | HWHT - Hot Water Heat | 10/31/2020
CHI-Hospice House | 7415 Cedar St | Omaha | NE | 68124-2367 | Douglas | NE01658 | Scrapped/Junked | 36894 | LL960601413962 | 1996 | AOSM | CHWH - ASME/Fired Water Heater | HWSD - Hot Water Dom/Potable | 10/31/2020
CHI-Hospice House | 7415 Cedar St | Omaha | NE | 68124-2367 | Douglas | NE41795 | Active | 74681 | F013430 | 2020 | PVI Industries | WT - Water Tube Boiler | HWHT - Hot Water Heat | 9/30/2026
CHI-Hospice House | 7415 Cedar St | Omaha | NE | 68124-2367 | Douglas | NE41796 | Active | 71163 | F013431 | 2020 | PVI Industries | WT - Water Tube Boiler | HWHT - Hot Water Heat | 9/30/2026
CHI-Hospice House | 7415 Cedar St | Omaha | NE | 68124-2367 | Douglas | NE41797 | Active | 150634 | F013060 | 2020 | PVI Industries | WT - Water Tube Boiler | HWSD - Hot Water Dom/Potable | 9/30/2026
CHI-Hospice House | 7415 Cedar St | Omaha | NE | 68124-2367 | Douglas | NE43052 | Active | 409589 | 23409589 | 2023 | Lochinvar | FTVT - Firetube Vertical TB | HWHT - Hot Water Heat | 9/30/2026
THE APARTMENT | 7415 Grant St | Omaha | NE | 68134-6970 | Douglas | NE12931 | Exempt 1999 LB-66 |  | AA86-02515-830 | 1986 | AO SMITH | AHWH - ANSI/Fired Water Htr | HWSD - Hot Water Dom/Potable | 11/30/1999
THE APARTMENT | 7416 Blondo St | Omaha | NE | 68134-6914 | Douglas | NE12937 | Exempt 1999 LB-66 |  | 1282401845 | 1982 | RHEEM MANUFACTURING CO | AHWH - ANSI/Fired Water Htr | HWSD - Hot Water Dom/Potable | 11/30/1999
Nelson's Furniture | 742 W 2nd St | Hastings | NE | 68901-5103 | Adams | NE06684 | Out of Service | n/a | 66311 | 1986 | Slant Fin | CI - Cast Iron | HWHT - Hot Water Heat | 11/30/2014
Vacant Building | 7424 Dodge St | Omaha | NE | 68114-3616 | Douglas | NE17753 | Scrapped/Junked | None | 589390-200711 | 2007 | Peerless/Kingsley Group, LLC | CI - Cast Iron | HWHT - Hot Water Heat | 3/31/2019
Vacant Building | 7424 Dodge St | Omaha | NE | 68114-3616 | Douglas | NE21790 | Scrapped/Junked | 9090 | 97-E6113 | 1997 | Aldrich Co./L.E.S. Inc. | FTVT - Firetube Vertical TB | HWHT - Hot Water Heat | 3/31/2019
Vacant Building | 7424 Dodge St | Omaha | NE | 68114-3616 | Douglas | NE21791 | Scrapped/Junked | 9092 | 97-E6115 | 1997 | Aldrich Co./L.E.S. Inc. | FTVT - Firetube Vertical TB | HWHT - Hot Water Heat | 3/31/2019
Vacant Building | 7424 Dodge St | Omaha | NE | 68114-3616 | Douglas | NE21792 | Scrapped/Junked | 9893 |  | 1981 | AO SMITH | COWH - Coil Type Water Heater | HWSD - Hot Water Dom/Potable | 3/31/2002
Restaurant Space | 7425 Dodge St Ste 103 | Omaha | NE | 68114-3683 | Douglas | NE06715 | Scrapped/Junked | 94350 | 94350/B05M002565 | 2005 | AOSC | CHWH - ASME/Fired Water Heater | HWSD - Hot Water Dom/Potable | 2/28/2010
Restaurant Space | 7425 Dodge St Ste 103 | Omaha | NE | 68114-3683 | Douglas | NE16060 | Out of Service | 138118 | 0924m000144 | 2009 | AO SMITH | CHWH - ASME/Fired Water Heater | HWDP - Hotwater Heat & Dom Supply | 2/28/2011
THE APARTMENT | 7425 Grant St | Omaha | NE | 68134-6969 | Douglas | NE12932 | Exempt 1999 LB-66 |  | B96104863 | 1986 | STATE INDUSTRIES | AHWH - ANSI/Fired Water Htr | HWSD - Hot Water Dom/Potable | 11/30/1999
THE APARTMENT | 7426 Blondo St | Omaha | NE | 68134-6920 | Douglas | NE12936 | Exempt 1999 LB-66 |  | J95302096 | 1995 | STATE INDUSTRIES | AHWH - ANSI/Fired Water Htr | HWSD - Hot Water Dom/Potable | 11/30/1999
Phelps County Feeders West | 74281 D Rd | Bertrand | NE | 68927-3570 | Phelps | NE25222 | Active | 17686 | 17686 | 2014 | Superior Boiler Works | FTWB - FTS Marine Wet Back | PROC - Process Steam | 8/31/2023
Phelps County Feeders West | 74281 D Rd | Bertrand | NE | 68927-3570 | Phelps | NE43646 | Active | 10261 | F10616530A | 2023 | Fulton | FTSS - Firetube Stainless Steel | HWHP - Hot Water Heat & Nonpotable | 8/31/2026
Phelps County Feeders West | 74281 D Rd | Bertrand | NE | 68927-3570 | Phelps | NE43647 | Active | 10255 | F10616528A | 2023 | Fulton | FTSS - Firetube Stainless Steel | HWHP - Hot Water Heat & Nonpotable | 8/31/2026
Phelps County Feeders West | 74281 D Rd | Bertrand | NE | 68927-3570 | Phelps | NE43648 | Active | 10265 | F10616544A | 2023 | Fulton | FTSS - Firetube Stainless Steel | HWHP - Hot Water Heat & Nonpotable | 8/31/2026
Phelps County Feeders West | 74281 D Rd | Bertrand | NE | 68927-3570 | Phelps | NE43649 | Active | 10257 | F10616534A | 2023 | Fulton | FTSS - Firetube Stainless Steel | HWHP - Hot Water Heat & Nonpotable | 8/31/2026
Phelps County Feeders West | 74281 D Rd | Bertrand | NE | 68927-3570 | Phelps | NE43650 | Active | 10244 | F10616529A | 2023 | Fulton | FTSS - Firetube Stainless Steel | HWHP - Hot Water Heat & Nonpotable | 8/31/2026
Phelps County Feeders West | 74281 D Rd | Bertrand | NE | 68927-3570 | Phelps | NE43651 | Active | 10246 | F10616543A | 2023 | Fulton | FTSS - Firetube Stainless Steel | HWHP - Hot Water Heat & Nonpotable | 8/31/2026
WESTWARD HIGH SCHOOL | 743 N Locust St | Wahoo | NE | 68066-1561 | SAUNDERS | NE04614 | Scrapped/Junked |  | 6052 | 1965 | VULCAN | AHWH - ANSI/Fired Water Htr | HWSD - Hot Water Dom/Potable | 7/31/2003
WESTWARD HIGH SCHOOL | 743 N Locust St | Wahoo | NE | 68066-1561 | SAUNDERS | NE31526 | Scrapped/Junked |  |  | 1955 | Pacific | FTSM - FTS Marine Dry Back | HWHT - Hot Water Heat | 7/31/2003
WESTWARD HIGH SCHOOL | 743 N Locust St | Wahoo | NE | 68066-1561 | SAUNDERS | NE31550 | Scrapped/Junked |  | N318 | 1962 | KEWANEE | FTSM - FTS Marine Dry Back | HWHT - Hot Water Heat | 7/31/2003
St Joan Of Arc School | 7430 Hascall St | Omaha | NE | 68124-3470 | Douglas | NE16892 | Active | 7302 | 92-3328 | 1992 | ALES | FTVT - Firetube Vertical TB | HWHT - Hot Water Heat | 4/30/2026
St Joan Of Arc School | 7430 Hascall St | Omaha | NE | 68124-3470 | Douglas | NE16893 | Active | 7303 | 92-3329 | 1992 | ALES | FTVT - Firetube Vertical TB | HWHT - Hot Water Heat | 4/30/2026
St Joan Of Arc School | 7430 Hascall St | Omaha | NE | 68124-3470 | Douglas | NE16894 | Active | 7304 | 92-3330 | 1992 | ALES | FTVT - Firetube Vertical TB | HWHT - Hot Water Heat | 4/30/2026
St Joan Of Arc School | 7430 Hascall St | Omaha | NE | 68124-3470 | Douglas | NE16895 | Active | 7305 | 92-3331 | 1992 | ALES | FTVT - Firetube Vertical TB | HWHT - Hot Water Heat | 4/30/2026
THE APARTMENT | 7436 Blondo St | Omaha | NE | 68134-6921 | Douglas | NE12935 | Exempt 1999 LB-66 |  | E95547268 | 1995 | STATE INDUSTRIES | AHWH - ANSI/Fired Water Htr | HWSD - Hot Water Dom/Potable | 11/30/1999
Nebraska Heart Institute - Medical Office Bldg | 7440 S 91st St | Lincoln | NE | 68526-9797 | Lancaster | NE06542 | Active | 13934 | 05F-1841 | 2005 | ALES | FTVT - Firetube Vertical TB | GLYC - Glycol Bldg Heat Sys | 2/28/2026
Nebraska Heart Institute - Medical Office Bldg | 7440 S 91st St | Lincoln | NE | 68526-9797 | Lancaster | NE06543 | Active | 13935 | 05F-1842 | 2005 | ALES | FTVT - Firetube Vertical TB | GLYC - Glycol Bldg Heat Sys | 2/28/2026
Nebraska Heart Institute - Medical Office Bldg | 7440 S 91st St | Lincoln | NE | 68526-9797 | Lancaster | NE06544 | Active | 13933 | 05F-1840 | 2005 | ALES | FTVT - Firetube Vertical TB | GLYC - Glycol Bldg Heat Sys | 2/28/2026
Applebee's Bar & Grill | 7450 Dodge St | Omaha | NE | 68114-3616 | Douglas | NE12955 | Scrapped/Junked | 26052 |  | 1994 | AO SMITH | CHWH - ASME/Fired Water Heater | HWSD - Hot Water Dom/Potable | 1/31/2000
Applebee's Bar & Grill | 7450 Dodge St | Omaha | NE | 68114-3616 | Douglas | NE25522 | Scrapped/Junked | 48211 | LB99809044-970 | 1999 | AOSM | CHWH - ASME/Fired Water Heater | HWSP - Hot Water Non Potable Supply | 1/31/2009
Wells Fargo | 747 N Burlington Ave | Hastings | NE | 68901-4421 | Adams | NE02530 | Active | 13483 | 04F-3198 | 2004 | Aldrich/LES | FT - Firetube Boiler | HWHT - Hot Water Heat | 10/31/2026
Wells Fargo | 747 N Burlington Ave | Hastings | NE | 68901-4421 | Adams | NE02531 | Active | 13450 | 04F-1366 | 2004 | Aldrich/LES | FT - Firetube Boiler | HWHT - Hot Water Heat | 10/31/2026
Wells Fargo | 747 N Burlington Ave | Hastings | NE | 68901-4421 | Adams | NE07105 | Scrapped/Junked | 35160 | R3569 | 1981 | Kewannee | FT - Firetube Boiler |  | 9/30/2004
Wells Fargo | 747 N Burlington Ave | Hastings | NE | 68901-4421 | Adams | NE19150 | Scrapped/Junked |  | G90723544 | 1990 | State Ind. |  |  | 5/31/2000
Schwarz Paper Co | 747 O St | Lincoln | NE | 68508-1323 | Lancaster | NE04478 | Scrapped/Junked | n/a | 13213W | 1936 | Kewanee | FTFB - Firetube-Firebox Boiler | STHT - Steam-Heat | 12/31/2015
Vacant Building | 7474 Towne Center Pkwy Ste 101 | Papillion | NE | 68046-4805 | Sarpy | NE25734 | Inactive | 62966 | 64832 | 2006 | SUSSMAN | ELBL - Electric Boiler | PROC - Process Steam | 4/30/2020
OPPD North Omaha Station | 7475 John J Pershing Dr | Omaha | NE | 68112-2897 | Douglas | NE05519 | Active | 11921 | 18103 | 1956 | COMBUSTION ENG | WT - Water Tube Boiler | POWR - Power Generation | 6/30/2026
OPPD North Omaha Station | 7475 John J Pershing Dr | Omaha | NE | 68112-2897 | Douglas | NE05909 | Active | 12698 | N/A | 1957 | COMB | WT - Water Tube Boiler | POWR - Power Generation | 6/30/2026
OPPD North Omaha Station | 7475 John J Pershing Dr | Omaha | NE | 68112-2897 | Douglas | NE06349 | Active | 10987 | 17135 | 1953 | COMB | WT - Water Tube Boiler | POWR - Power Generation | 6/30/2026
OPPD North Omaha Station | 7475 John J Pershing Dr | Omaha | NE | 68112-2897 | Douglas | NE13072 | Active | 14257 | 14257 | 1961 | COMB | WT - Water Tube Boiler | POWR - Power Generation | 6/30/2026
OPPD North Omaha Station | 7475 John J Pershing Dr | Omaha | NE | 68112-2897 | Douglas | NE13302 | Active | 6419 | 90558 | 1967 | FOST | WT - Water Tube Boiler | POWR - Power Generation | 6/30/2026
OPPD North Omaha Station | 7475 John J Pershing Dr | Omaha | NE | 68112-2897 | Douglas | NE22108 | Inactive | N/A | 61-2307 | 1961 | EATO | ELWH - Electric Water Heater | HWSD - Hot Water Dom/Potable | 6/30/2025
OPPD North Omaha Station | 7475 John J Pershing Dr | Omaha | NE | 68112-2897 | Douglas | NE22110 | Active | N/A | F4797 | 1975 | MOHA | ELBL - Electric Boiler | HWSD - Hot Water Dom/Potable | 6/30/2026
OPPD NORTH OMAHA STATION | 7475 John J Pershing Dr | Omaha | NE | 68112-2897 | Douglas | NE22109 | Exempt 1999 LB-66 |  |  | 1999 | AO SMITH | ELWH - Electric Water Heater | HWSD - Hot Water Dom/Potable | 8/31/2001
Bosselman's Inc. | 7482 Bosselman Rd | Grand Island | NE | 68803-9136 | HALL | NE14936 | Inactive | 27494 | M8676 | 1964 | KEWANEE | FTFB - Firetube-Firebox Boiler | HWHT - Hot Water Heat | 5/31/2001
Canaday Station | 74965 Road 435 | Lexington | NE | 68850-5557 | Dawson | NE11141 | Active | 12109 | 18721 | 1957 | Combustion Engineering | WT - Water Tube Boiler | POWR - Power Generation | 12/31/2026
Canaday Station | 74965 Road 435 | Lexington | NE | 68850-5557 | Dawson | NE11798 | Scrapped/Junked | 1156 | 0 | 1961 | NEBC | WT - Water Tube Boiler | STHT - Steam-Heat | 11/30/2012
Canaday Station | 74965 Road 435 | Lexington | NE | 68850-5557 | Dawson | NE35505 | Active | 2328 | 0 | 1957 | Superior Boiler Works | FTSM - FTS Marine Dry Back | STHT - Steam-Heat | 12/31/2026
Valmont Industries | 75 US Highway 83 | McCook | NE | 69001-8569 | Red Willow | NE07799 | Active | 14125 | 14125 | 1999 | Superior Boiler Works | FTSM - FTS Marine Dry Back | PROC - Process Steam | 11/30/2025
New Life Center | 750 Angels Share Dr | Blair | NE | 68008-1031 | Washington | NE05852 | Inactive | 45167 | F9845167 | 1998 | AOSM | COBL - Coil Type Boiler | HWSD - Hot Water Dom/Potable | 6/30/2010
New Life Center | 750 Angels Share Dr | Blair | NE | 68008-1031 | Washington | NE06986 | Scrapped/Junked | 14935 | 06F-2842 | 2006 | ALES | FTVT - Firetube Vertical TB | HWHT - Hot Water Heat | 6/30/2010
New Life Center | 750 Angels Share Dr | Blair | NE | 68008-1031 | Washington | NE06987 | Inactive | 14934 | 06F-2841 | 2006 | ALES | FTVT - Firetube Vertical TB | HWHT - Hot Water Heat | 10/31/2016
New Life Center | 750 Angels Share Dr | Blair | NE | 68008-1031 | Washington | NE06988 | Inactive | 00183722 | B06H00183722 | 2006 | Loch | CPFH - Copper Fin Water Heater | HWSD - Hot Water Dom/Potable | 10/31/2016
New Life Center | 750 Angels Share Dr | Blair | NE | 68008-1031 | Washington | NE06989 | Inactive | 00183730 | B06H00183730 | 2006 | Loch | CPFH - Copper Fin Water Heater | HWSD - Hot Water Dom/Potable | 6/30/2011
New Life Center | 750 Angels Share Dr | Blair | NE | 68008-1031 | Washington | NE09812 | Out of Service | 10314 | 99E-7893 | 1999 | ALES | FTFB - Firetube-Firebox Boiler | STHT - Steam-Heat | 10/31/2014
New Life Center | 750 Angels Share Dr | Blair | NE | 68008-1031 | Washington | NE15782 | Inactive | 17633 | F-5540 | 2009 | L E S | FTVT - Firetube Vertical TB | HWHT - Hot Water Heat | 6/30/2011
New Life Center | 750 Angels Share Dr | Blair | NE | 68008-1031 | Washington | NE28685 | Active | 6450 | 19.HE050310319 | 2019 | Riello | WT - Water Tube Boiler | HWHT - Hot Water Heat | 1/31/2026
New Life Center | 750 Angels Share Dr | Blair | NE | 68008-1031 | Washington | NE28686 | Active | 6451 | 19.HE050320319 | 2019 | Riello | WT - Water Tube Boiler | HWHT - Hot Water Heat | 1/31/2026
New Life Center | 750 Angels Share Dr | Blair | NE | 68008-1031 | Washington | NE28687 | Active | 6457 | 19.HE050380319 | 2019 | Riello | WT - Water Tube Boiler | HWHT - Hot Water Heat | 1/31/2026
New Life Center | 750 Angels Share Dr | Blair | NE | 68008-1031 | Washington | NE28688 | Active | 6460 | 19.HE050410319 | 2019 | Riello | WT - Water Tube Boiler | HWHT - Hot Water Heat | 1/31/2026
New Life Center | 750 Angels Share Dr | Blair | NE | 68008-1031 | Washington | NE28689 | Active | 6462 | HE050430319 | 2019 | Riello | WT - Water Tube Boiler | HWHT - Hot Water Heat | 1/31/2026
New Life Center | 750 Angels Share Dr | Blair | NE | 68008-1031 | Washington | NE28690 | Active | 6456 | 19.HE050370319 | 2019 | Riello | WT - Water Tube Boiler | HWHT - Hot Water Heat | 1/31/2026
New Life Center | 750 Angels Share Dr | Blair | NE | 68008-1031 | Washington | NE33490 | Scrapped/Junked |  | M-1850 | 1962 | KEWA | FTFB - Firetube-Firebox Boiler | HWHT - Hot Water Heat | 6/30/2009
New Life Center | 750 Angels Share Dr | Blair | NE | 68008-1031 | Washington | NE33493 | Inactive | 2087 | L-7681 | 1961 | KEWA | FT - Firetube Boiler | STHT - Steam-Heat | 6/30/2011
New Life Center | 750 Angels Share Dr | Blair | NE | 68008-1031 | Washington | NE33494 | Inactive | 1735 | L-7443 | 1961 | KEWA | FT - Firetube Boiler | STHT - Steam-Heat | 10/31/2016
New Life Center | 750 Angels Share Dr | Blair | NE | 68008-1031 | Washington | NE33497 | Scrapped/Junked | 15837 |  | 1947 | PACIFIC | FT - Firetube Boiler | STHT - Steam-Heat | 6/30/1999
New Life Center | 750 Angels Share Dr | Blair | NE | 68008-1031 | Washington | NE33498 | Scrapped/Junked |  | M-1446 | 1962 | KEWA | FTFB - Firetube-Firebox Boiler | HWHT - Hot Water Heat | 6/30/2008
New Life Center | 750 Angels Share Dr | Blair | NE | 68008-1031 | Washington | NE33520 | Scrapped/Junked |  | M-5964 | 1963 | KEWANEE | FT - Firetube Boiler | HWHT - Hot Water Heat | 6/30/2006
New Life Center | 750 Angels Share Dr | Blair | NE | 68008-1031 | Washington | NE33521 | Scrapped/Junked |  | M-5959 | 1963 | KEWANEE | FT - Firetube Boiler | HWHT - Hot Water Heat | 6/30/2006
New Life Center | 750 Angels Share Dr | Blair | NE | 68008-1031 | Washington | NE33526 | Inactive | 3726 | N-1003 | 1965 | KEWA | FT - Firetube Boiler | STHT - Steam-Heat | 3/31/2016
New Life Center | 750 Angels Share Dr | Blair | NE | 68008-1031 | Washington | NE33527 | Inactive | 3728 | N-1005 | 1965 | KEWA | FT - Firetube Boiler | STHT - Steam-Heat | 6/30/2011
New Life Center | 750 Angels Share Dr | Blair | NE | 68008-1031 | Washington | NE33528 | Scrapped/Junked |  | 1004 | 1965 | KEWANEE | FT - Firetube Boiler | STHT - Steam-Heat | 6/30/1996
David City High School | 750 D St | David City | NE | 68632-1724 | Butler | NE07459 | Active | 15401 | 06F-3308 | 2006 | Aldrich | FTVT - Firetube Vertical TB | HWHT - Hot Water Heat | 11/30/2026
David City High School | 750 D St | David City | NE | 68632-1724 | Butler | NE21584 | Active | 8797 | 96E-5740 | 1996 | Aldrich | FTVT - Firetube Vertical TB | HWHT - Hot Water Heat | 11/30/2026
David City High School | 750 D St | David City | NE | 68632-1724 | Butler | NE21585 | Active | 8799 | 96E5742 | 1996 | Aldrich | FTVT - Firetube Vertical TB | HWHT - Hot Water Heat | 11/30/2026
David City High School | 750 D St | David City | NE | 68632-1724 | Butler | NE37006 | Scrapped/Junked | 18073 | 58378 | 1984 | Bryan | ELBL - Electric Boiler | HWHT - Hot Water Heat | 3/31/2007
David City High School | 750 D St | David City | NE | 68632-1724 | Butler | NE41088 | Active | 361817 | 20361817 | 2020 | Lochinvar | FTVT - Firetube Vertical TB | HWHT - Hot Water Heat | 11/30/2026
David City High School | 750 D St | David City | NE | 68632-1724 | Butler | NE41089 | Active | 361818 | 20361818 | 2020 | Lochinvar | FTVT - Firetube Vertical TB | HWHT - Hot Water Heat | 11/30/2026
Mason City Public School | 750 Main St | Mason City | NE |  |  | NE33251 | Inactive |  | 715720 | 1935 | KEWA | FTFB - Firetube-Firebox Boiler | STHT - Steam-Heat | 7/31/2006
Menard's | 750 N 205th Ave | Elkhorn | NE | 68022-4723 | Douglas | NE09291 | Active | 26657 | 26657 | 2007 | MUNCHKIN | WT - Water Tube Boiler | HWFS - HW Heat - Floor & Sidewalk | 1/31/2027
FREMONT VETERANS CLUB | 750 N Clarmar Ave | Fremont | NE | 68025-4438 | DODGE | NE03450 | Scrapped/Junked |  |  | 1965 | THERMO PAK | WT - Water Tube Boiler | HWHT - Hot Water Heat | 10/31/2000
Anselmo-Merna High School | 750 N Conway St | Merna | NE | 68856-5604 | Custer | NE09692 | Active | 92083 | 1201GO2507 | 2001 | RHEEM | CHWH - ASME/Fired Water Heater | HWSD - Hot Water Dom/Potable | 8/31/2026
Anselmo-Merna High School | 750 N Conway St | Merna | NE | 68856-5604 | Custer | NE09693 | Scrapped/Junked | 120034 | 702-0010 | 2002 | TELE | CPFT - Horiz Cpr Fin Boiler | HWHT - Hot Water Heat | 10/31/2008
Anselmo-Merna High School | 750 N Conway St | Merna | NE | 68856-5604 | Custer | NE16867 | Scrapped/Junked | 74601 | 119174601 | 1991 | P.V.I | FT - Firetube Boiler | HWDP - Hotwater Heat & Dom Supply | 10/31/2006
Anselmo-Merna High School | 750 N Conway St | Merna | NE | 68856-5604 | Custer | NE16868 | Scrapped/Junked | 74602 | 119174602 | 1991 | P.V.I | FT - Firetube Boiler | HWDP - Hotwater Heat & Dom Supply | 10/31/2006
Anselmo-Merna High School | 750 N Conway St | Merna | NE | 68856-5604 | Custer | NE16935 | Active | 43753 | N/A | 1990 | MKTF | FT - Firetube Boiler | 0021 - Steam Supp Cooker/Kettle | 8/31/2026
Anselmo-Merna High School | 750 N Conway St | Merna | NE | 68856-5604 | Custer | NE16936 | Scrapped/Junked | 46074 | 99225 | 1994 | Kewanee | FTFB - Firetube-Firebox Boiler | HWHT - Hot Water Heat | 2/28/2012
Anselmo-Merna High School | 750 N Conway St | Merna | NE | 68856-5604 | Custer | NE20250 | Exempt 1999 LB-66 |  | 1983 | 1982 | RHEEM MANUFACTURING CO | AHWH - ANSI/Fired Water Htr | HWSD - Hot Water Dom/Potable | 7/31/1999
Anselmo-Merna High School | 750 N Conway St | Merna | NE | 68856-5604 | Custer | NE20251 | Exempt 1999 LB-66 |  |  | 1982 | RHEEM MANUFACTURING CO | AHWH - ANSI/Fired Water Htr | HWSD - Hot Water Dom/Potable | 7/31/1999
Anselmo-Merna High School | 750 N Conway St | Merna | NE | 68856-5604 | Custer | NE20252 | Exempt 1999 LB-66 |  |  | 1982 | RHEEM MANUFACTURING CO | AHWH - ANSI/Fired Water Htr | HWSD - Hot Water Dom/Potable | 7/31/1999
Anselmo-Merna High School | 750 N Conway St | Merna | NE | 68856-5604 | Custer | NE20987 | Active | 110287 | 110287 | 2006 | RHEEM | CHWH - ASME/Fired Water Heater | HWSD - Hot Water Dom/Potable | 8/31/2026
Anselmo-Merna High School | 750 N Conway St | Merna | NE | 68856-5604 | Custer | NE20988 | Active | 118291 | 118291 | 2008 | RHEEM | CHWH - ASME/Fired Water Heater | HWSD - Hot Water Dom/Potable | 8/31/2026
Anselmo-Merna High School | 750 N Conway St | Merna | NE | 68856-5604 | Custer | NE21137 | Active | 72115 | n/a | 1996 | RHEEM | CHWH - ASME/Fired Water Heater | HWSD - Hot Water Dom/Potable | 8/31/2026
Anselmo-Merna High School | 750 N Conway St | Merna | NE | 68856-5604 | Custer | NE24533 | Inactive | 239806 | G13-239806 | 2013 | Laars | WTSS - Watertube SS Steel | HHHP - Hotwater Heat & Heat Pump | 8/31/2019
Anselmo-Merna High School | 750 N Conway St | Merna | NE | 68856-5604 | Custer | NE26916 | Scrapped/Junked | 209650 | H09209650 | 2009 | Laars | SSCO - SS Coil Boiler | GLYC - Glycol Bldg Heat Sys | 8/31/2018
Anselmo-Merna High School | 750 N Conway St | Merna | NE | 68856-5604 | Custer | NE27839 | Active | 450656 | G19450656 | 2019 | Laars | WTSS - Watertube SS Steel | GLYC - Glycol Bldg Heat Sys | 8/31/2026
Anselmo-Merna High School | 750 N Conway St | Merna | NE | 68856-5604 | Custer | NE33910 | Scrapped/Junked | 9432 |  | 1967 | CONTINENTAL | FT - Firetube Boiler | HWHT - Hot Water Heat | 7/31/2004
CHI Bergen Mercy Medical Ctr | 7500 Mercy Rd | Omaha | NE | 68124-2319 | Douglas | NE13566 | Scrapped/Junked | 1380 |  | 1966 | NEBRASKA BOILER | WT - Water Tube Boiler | PROC - Process Steam | 11/30/1998
CHI Bergen Mercy Medical Ctr | 7500 Mercy Rd | Omaha | NE | 68124-2319 | Douglas | NE15499 | Active | 2923 | D-3028 | 1993 | NEBC | WT - Water Tube Boiler | PROC - Process Steam | 10/31/2026
CHI Bergen Mercy Medical Ctr | 7500 Mercy Rd | Omaha | NE | 68124-2319 | Douglas | NE17757 | Active | 15826 | S2500-200-6 | 2009 | Hurst | FTSM - FTS Marine Dry Back | PROC - Process Steam | 3/31/2026
CHI Bergen Mercy Medical Ctr | 7500 Mercy Rd | Omaha | NE | 68124-2319 | Douglas | NE17759 | Active | 15827 | S2500-200-7 | 2009 | Hurst | FTSM - FTS Marine Dry Back | PROC - Process Steam | 3/31/2026
CHI Bergen Mercy Medical Ctr | 7500 Mercy Rd | Omaha | NE | 68124-2319 | Douglas | NE23804 | Active | 3530 | D-3833 | 1998 | NEBC | WT - Water Tube Boiler | BSUP - Bldg Heat & Process | 6/30/2025
CHI Bergen Mercy Medical Ctr | 7500 Mercy Rd | Omaha | NE | 68124-2319 | Douglas | NE41957 | Out of Service | 2206 | 2920 | 2016 | General Boiler | ELBL - Electric Boiler | STER - Sterilizer | 11/30/2023
ALEGENT HEALTH | 7500 Mercy Rd | Omaha | NE | 68124-2319 | Douglas | NE02661 | Scrapped/Junked | 4734 |  | 1962 | BROTHERS | WT - Water Tube Boiler | BSUP - Bldg Heat & Process | 11/30/1998
ALEGENT HEALTH | 7500 Mercy Rd | Omaha | NE | 68124-2319 | Douglas | NE02663 | Scrapped/Junked | 4735 |  | 1962 | BROTHERS | WT - Water Tube Boiler | BSUP - Bldg Heat & Process | 11/30/1998
ALEGENT HEALTH | 7500 Mercy Rd | Omaha | NE | 68124-2319 | Douglas | NE04583 | Scrapped/Junked | 53939 |  | 1982 | CLEAVER BROOKS | FT - Firetube Boiler | PROC - Process Steam | 11/30/1998
CHI-Nebraska Heart Hospital | 7500 S 91st St | Lincoln | NE | 68526-9437 | Lancaster | NE10508 | Active | 12311 | 02F-0227 | 2002 | ALES | FTVT - Firetube Vertical TB | HWSD - Hot Water Dom/Potable | 2/28/2026
CHI-Nebraska Heart Hospital | 7500 S 91st St | Lincoln | NE | 68526-9437 | Lancaster | NE10509 | Active | 12309 | 02F-0225 | 2002 | ALES | FTVT - Firetube Vertical TB | HWSD - Hot Water Dom/Potable | 2/28/2026
CHI-Nebraska Heart Hospital | 7500 S 91st St | Lincoln | NE | 68526-9437 | Lancaster | NE10510 | Inactive | 12305 | 02F-0221 | 2002 | ALES | FTVT - Firetube Vertical TB | HWDP - Hotwater Heat & Dom Supply | 2/28/2010
CHI-Nebraska Heart Hospital | 7500 S 91st St | Lincoln | NE | 68526-9437 | Lancaster | NE10511 | Scrapped/Junked | 12308 | 02F-0224 | 2002 | ALES | FTVT - Firetube Vertical TB | HWHT - Hot Water Heat | 2/28/2020
CHI-Nebraska Heart Hospital | 7500 S 91st St | Lincoln | NE | 68526-9437 | Lancaster | NE10559 | Active | 19184 | 27307 | 2003 | Chromalox | ELBL - Electric Boiler | 0020 - Supp to Sterlizer/Autoclave | 2/28/2026
CHI-Nebraska Heart Hospital | 7500 S 91st St | Lincoln | NE | 68526-9437 | Lancaster | NE10560 | Active | 19130 | 27301 | 2003 | Chromalox | ELBL - Electric Boiler | 0020 - Supp to Sterlizer/Autoclave | 2/28/2026
CHI-Nebraska Heart Hospital | 7500 S 91st St | Lincoln | NE | 68526-9437 | Lancaster | NE10561 | Active | 19158 | 27302 | 2003 | Chromalox | ELBL - Electric Boiler | 0020 - Supp to Sterlizer/Autoclave | 2/28/2026
CHI-Nebraska Heart Hospital | 7500 S 91st St | Lincoln | NE | 68526-9437 | Lancaster | NE10562 | Out of Service | 41136 | 4323.8X.4332 | 2002 | VULCAN HART | JKPV - Jacketed UFPV | COOK - Cooker/Kettle | 2/28/2014
CHI-Nebraska Heart Hospital | 7500 S 91st St | Lincoln | NE | 68526-9437 | Lancaster | NE18782 | Active | 18121 | 10F-6029 | 2010 | ALES | FTVT - Firetube Vertical TB | HWDP - Hotwater Heat & Dom Supply | 2/28/2026
CHI-Nebraska Heart Hospital | 7500 S 91st St | Lincoln | NE | 68526-9437 | Lancaster | NE41055 | Active | 20677 | 21F-8585 | 2021 | Aldrich | FTVT - Firetube Vertical TB | HWHT - Hot Water Heat | 2/28/2026
Hillside Elementary | 7500 Western Ave | Omaha | NE | 68114-1835 | Douglas | NE16866 | Scrapped/Junked | n/a | 7FDA-7644 | 1991 | Peerless | CI - Cast Iron | STHT - Steam-Heat | 1/31/2026
Hillside Elementary | 7500 Western Ave | Omaha | NE | 68114-1835 | Douglas | NE18955 | Scrapped/Junked | n/a | 0007FDA87901195 | 1995 | Peerless | CI - Cast Iron | STHT - Steam-Heat | 1/31/2025
Hillside Elementary | 7500 Western Ave | Omaha | NE | 68114-1835 | Douglas | NE18956 | Exempt 1999 LB-66 |  | 0186902216 | 1986 | RHEEM MANUFACTURING CO | AHWH - ANSI/Fired Water Htr | HWSD - Hot Water Dom/Potable | 7/31/2000
Hillside Elementary | 7500 Western Ave | Omaha | NE | 68114-1835 | Douglas | NE24746 | Scrapped/Junked | n/a | 211-132730398 | 1998 | Peerless | CI - Cast Iron | STHT - Steam-Heat | 1/31/2026
Hillside Elementary | 7500 Western Ave | Omaha | NE | 68114-1835 | Douglas | NE34031 | Scrapped/Junked | 17648 | 860121772 | 1986 | Vulcan | KETT - Fired Kettle | COOK - Cooker/Kettle | 7/31/2014
Hillside Elementary | 7500 Western Ave | Omaha | NE | 68114-1835 | Douglas | NE43737 | Active | 7479 | 24-HEO74871424 | 2024 | Riello | WTSS - Watertube SS Steel | HWHT - Hot Water Heat | 1/31/2026
Hillside Elementary | 7500 Western Ave | Omaha | NE | 68114-1835 | Douglas | NE43738 | Active | 7492 | 24-HE075001424 | 2024 | Riello | WTSS - Watertube SS Steel | HWHT - Hot Water Heat | 1/31/2026
Hillside Elementary | 7500 Western Ave | Omaha | NE | 68114-1835 | Douglas | NE43739 | Active | 7495 | 24-HE075031424 | 2024 | Riello | WTSS - Watertube SS Steel | HWHT - Hot Water Heat | 1/31/2026
Hillside Elementary | 7500 Western Ave | Omaha | NE | 68114-1835 | Douglas | NE43740 | Active | 7485 | 24-HE074931424 | 2024 | Riello | WTSS - Watertube SS Steel | HWHT - Hot Water Heat | 1/31/2026
Lifepointe Wellness Center | 7501 S 27th St | Lincoln | NE | 68512-4802 | Lancaster | NE07210 | Active | 14941 | 06F-2848 | 2006 | ALES | FTVT - Firetube Vertical TB | HWHT - Hot Water Heat | 11/30/2025
Lifepointe Wellness Center | 7501 S 27th St | Lincoln | NE | 68512-4802 | Lancaster | NE07211 | Active | 14938 | 06F-2545 | 2006 | ALES | FTVT - Firetube Vertical TB | HWHT - Hot Water Heat | 11/30/2025
Lifepointe Wellness Center | 7501 S 27th St | Lincoln | NE | 68512-4802 | Lancaster | NE07212 | Active | 14939 | 06F-2846 | 2006 | ALES | FTVT - Firetube Vertical TB | HWHT - Hot Water Heat | 11/30/2025
Lifepointe Wellness Center | 7501 S 27th St | Lincoln | NE | 68512-4802 | Lancaster | NE07213 | Inactive | 14936 | 6F-2843 | 2006 | ALDRICH/LES | FTNT - FT Vertical Tubeless | HWSD - Hot Water Dom/Potable | 11/30/2008
Lifepointe Wellness Center | 7501 S 27th St | Lincoln | NE | 68512-4802 | Lancaster | NE07214 | Scrapped/Junked | 14937 | 06F-2844 | 2006 | ALES | FTNT - FT Vertical Tubeless | HWSD - Hot Water Dom/Potable | 11/30/2012
Lifepointe Wellness Center | 7501 S 27th St | Lincoln | NE | 68512-4802 | Lancaster | NE07261 | Scrapped/Junked | E30309 | E30309 | 2007 | STMA | ELBL - Electric Boiler | SAUN - Sauna Steam Room Heat | 11/30/2010
Lifepointe Wellness Center | 7501 S 27th St | Lincoln | NE | 68512-4802 | Lancaster | NE13915 | Scrapped/Junked | 17385 | 08F5292 | 2008 | ALDRICH/LES | FTVT - Firetube Vertical TB | HWDP - Hotwater Heat & Dom Supply | 11/30/2012
Lifepointe Wellness Center | 7501 S 27th St | Lincoln | NE | 68512-4802 | Lancaster | NE23639 | Scrapped/Junked | Unknown | E31234 | 2011 | Steamist | ELBL - Electric Boiler | SAUN - Sauna Steam Room Heat | 11/30/2014
St Joan Of Arc School | 7501 Vinton St | Omaha | NE | 68124-3453 | Douglas | NE32153 | Scrapped/Junked | 7305 | W-330 | 1960 | MKTF | FT - Firetube Boiler | 0021 - Steam Supp Cooker/Kettle | 6/30/2010
Maple Street YMCA | 7502 Maple St | Omaha | NE | 68134-6602 | Douglas | NE18389 | Active | n/a | M8738 | 1964 | Kewanee | FTFB - Firetube-Firebox Boiler | HWHT - Hot Water Heat | 12/31/2026
Maple Street YMCA | 7502 Maple St | Omaha | NE | 68134-6602 | Douglas | NE18390 | Active | 8746 | M8746 | 1964 | Kewanee | FTFB - Firetube-Firebox Boiler | HWHT - Hot Water Heat | 12/31/2026
Olive Garden #1302 | 7505 Dodge St | Omaha | NE | 68114-3632 | Douglas | NE08467 | Inactive | 70418 | C01-16 | 2000 | STAT | CHWH - ASME/Fired Water Heater | HWSD - Hot Water Dom/Potable | 8/31/2009
Olive Garden #1302 | 7505 Dodge St | Omaha | NE | 68114-3632 | Douglas | NE08468 | Inactive | 69721 | M00-103 | 2000 | STAT | CHWH - ASME/Fired Water Heater | HWSD - Hot Water Dom/Potable | 8/31/2009
Olive Garden #1302 | 7505 Dodge St | Omaha | NE | 68114-3632 | Douglas | NE16037 | Scrapped/Junked | 128505 | M001388 | 2008 | AO SMITH | CHWH - ASME/Fired Water Heater | HWDP - Hotwater Heat & Dom Supply | 12/31/2011
Olive Garden #1302 | 7505 Dodge St | Omaha | NE | 68114-3632 | Douglas | NE16038 | Scrapped/Junked | 121084 | M000881 | 2007 | AO SMITH | CHWH - ASME/Fired Water Heater | HWDP - Hotwater Heat & Dom Supply | 12/31/2011
Olive Garden #1302 | 7505 Dodge St | Omaha | NE | 68114-3632 | Douglas | NE21683 | Exempt 1999 LB-66 |  | MH96-0573084962 | 1996 | AO SMITH | AHWH - ANSI/Fired Water Htr | HWSD - Hot Water Dom/Potable | 11/30/1999
Olive Garden #1302 | 7505 Dodge St | Omaha | NE | 68114-3632 | Douglas | NE21684 | Scrapped/Junked | 36393 |  | 1996 | AO SMITH | CHWH - ASME/Fired Water Heater | HWSD - Hot Water Dom/Potable | 11/30/2001
Olive Garden #1302 | 7505 Dodge St | Omaha | NE | 68114-3632 | Douglas | NE23965 | Scrapped/Junked | 182995 | 182995 | 2013 | AO SMITH | CHWH - ASME/Fired Water Heater | HWSD - Hot Water Dom/Potable | 12/31/2021
Olive Garden #1302 | 7505 Dodge St | Omaha | NE | 68114-3632 | Douglas | NE23966 | Scrapped/Junked | 170456 | 170456 | 2012 | AO SMITH | CHWH - ASME/Fired Water Heater | HWSD - Hot Water Dom/Potable | 12/31/2021
Olive Garden #1302 | 7505 Dodge St | Omaha | NE | 68114-3632 | Douglas | NE42107 | Active | 254964 | 254964 | 2019 | State Industries | CHWH - ASME/Fired Water Heater | HWSD - Hot Water Dom/Potable | 1/31/2027
Olive Garden #1302 | 7505 Dodge St | Omaha | NE | 68114-3632 | Douglas | NE42108 | Active | 254906 | 254906 | 2019 | State Industries | CHWH - ASME/Fired Water Heater | HWSD - Hot Water Dom/Potable | 1/31/2027
30th St Carwash | 7505 N 30th St | Omaha | NE | 68112-2723 | Douglas | NE12878 | Inactive | 67318 | 068810318 | 1988 | Raypak | CPFT - Horiz Cpr Fin Boiler | HWSP - Hot Water Non Potable Supply | 1/31/2019
30th St Carwash | 7505 N 30th St | Omaha | NE | 68112-2723 | Douglas | NE12879 | Active | 67319 | 0688103919 | 1988 | Raypak | CPFT - Horiz Cpr Fin Boiler | HWHF - Hot Water Heat-Floor | 1/31/2027
Olive Garden #6460 | 7506 Olson Dr | Papillion | NE | 68046-4801 | Sarpy | NE41467 | Active | 287651 | 287651 | 2021 | A O Smith | CHWH - ASME/Fired Water Heater | HWSD - Hot Water Dom/Potable | 1/31/2026
Murray Car Wash | 751 S Broad St | Fremont | NE | 68025-6075 | Dodge | NE25622 | Active | 33724 | 0883103024 | 1985 | Raypak | CPFT - Horiz Cpr Fin Boiler | HWSP - Hot Water Non Potable Supply | 10/31/2026
Murray Car Wash | 751 S Broad St | Fremont | NE | 68025-6075 | Dodge | NE25623 | Scrapped/Junked | 33446 | 0783102739 | 1985 | Raypak | CPFT - Horiz Cpr Fin Boiler | HWFG - Hotwater Heat Floor-Glycl | 10/31/2019
Murray Car Wash | 751 S Broad St | Fremont | NE | 68025-6075 | Dodge | NE28744 | Active | 38004 | C41A21E420044004610017 | 2017 | Heat Transfer Products Inc. | FTVT - Firetube Vertical TB | GLFH - Glycol Floor Heat System | 10/31/2026
Vestis Corporation | 7515 D St | Omaha | NE | 68124-4047 | Douglas | NE03672 | Active | 58095 | 84995/L-78451 | 1984 | Cleaver Brooks | FTSM - FTS Marine Dry Back | PROC - Process Steam | 10/31/2024
International Paper Co | 7517 F St | Omaha | NE | 68127-1814 | Douglas | NE12218 | Active | 03650 | L04820 | 1993 | Cleaver & Brooks | FTSM - FTS Marine Dry Back | PROC - Process Steam | 4/30/2026
International Paper Co | 7517 F St | Omaha | NE | 68127-1814 | Douglas | NE13876 | Scrapped/Junked | 16147 |  | 1967 | Cleaver & Brooks | FT - Firetube Boiler | PROC - Process Steam | 4/30/1999
International Paper Co | 7517 F St | Omaha | NE | 68127-1814 | Douglas | NE14077 | Scrapped/Junked | 27923 | L-54790 | 1972 | Cleaver & Brooks | FT - Firetube Boiler | PROC - Process Steam | 4/30/2009
Dawson Public Power | 75191 Road 433 | Lexington | NE | 68850-5683 | Dawson | NE14674 | Active | 17724 | MO77690 | 2008 | PRECISION BOILERS | ELBL - Electric Boiler | GLYC - Glycol Bldg Heat Sys | 9/30/2026
Charleston's | 7540 Dodge St | Omaha | NE | 68114-3633 | Douglas | NE12982 | Inactive | 50413 | F95523055 | 1995 | STATE INDUSTRIES | CHWH - ASME/Fired Water Heater | HWSD - Hot Water Dom/Potable | 3/31/2005
Charleston's | 7540 Dodge St | Omaha | NE | 68114-3633 | Douglas | NE21886 | Scrapped/Junked | 67636 | H99219277 | 1999 | STAT | CHWH - ASME/Fired Water Heater | HWSD - Hot Water Dom/Potable | 3/31/2007
Charleston's | 7540 Dodge St | Omaha | NE | 68114-3633 | Douglas | NE23768 | Active | 179640 | 179640 | 2013 | AO SMITH | CHWH - ASME/Fired Water Heater | HWDP - Hotwater Heat & Dom Supply | 7/31/2027
Charleston's | 7540 Dodge St | Omaha | NE | 68114-3633 | Douglas | NE23769 | Active | 179697 | 179697 | 2013 | AO SMITH | CHWH - ASME/Fired Water Heater | HWDP - Hotwater Heat & Dom Supply | 7/31/2027
Helena Chemical Co | 75435 Road 310 | Venango | NE | 69168 | Perkins | NE26203 | Active | N/A | W624-13-9401 A | 2013 | Mach Tech | CALU - Cast Aluminum | PROW - Process Hot Water | 6/30/2025
Helena Chemical Co | 75435 Road 310 | Venango | NE | 69168 | Perkins | NE26204 | Active | N/A | W624-13-9400 A | 2013 | Mach Tech | CALU - Cast Aluminum | PROW - Process Hot Water | 6/30/2025
Fallbrook Medical Center | 755 Fallbrook Blvd | Lincoln | NE | 68521-4637 | Lancaster | NE07218 | Scrapped/Junked | 15033 | 06F-2940 | 2006 | ALES | VTNK - Vertical Fired Tank | HWHT - Hot Water Heat | 11/30/2024
Fallbrook Medical Center | 755 Fallbrook Blvd | Lincoln | NE | 68521-4637 | Lancaster | NE07219 | Scrapped/Junked | 15032 | 06F-2939 | 2006 | ALES | VTNK - Vertical Fired Tank | HWHT - Hot Water Heat | 11/30/2024
Fallbrook Medical Center | 755 Fallbrook Blvd | Lincoln | NE | 68521-4637 | Lancaster | NE42863 | Active | 595887 | G23595887 | 2023 | Laars | WTSS - Watertube SS Steel | HWHT - Hot Water Heat | 10/31/2026
Fallbrook Medical Center | 755 Fallbrook Blvd | Lincoln | NE | 68521-4637 | Lancaster | NE42864 | Active | 595883 | G23-595883 | 2023 | Laars | WTSS - Watertube SS Steel | HWHT - Hot Water Heat | 10/31/2026
Lincoln Eye & Laser Institute | 755 Fallbrook Blvd Ste 204 | Lincoln | NE | 68521-9055 | Lancaster | NE25496 | Active | 98599 | SS89084 | 2014 | TDC Manufacturing Co | ELBL - Electric Boiler | STER - Sterilizer | 10/31/2026
Chadron Inn | 755 Microtel Dr | Chadron | NE | 69337-2959 | Dawes | NE25448 | Inactive | N/A | N21H990043 | 1999 | STAR | WT - Water Tube Boiler | IPHT - Indoor Pool Heater | 2/28/2023
Chadron Inn | 755 Microtel Dr | Chadron | NE | 69337-2959 | Dawes | NE25449 | Inactive | N/A | N21J99E086 | 1999 | STAR | WT - Water Tube Boiler | IPHT - Indoor Pool Heater | 2/28/2016
Thayer Kids Academy | 755 S 3rd St | Hebron | NE | 68370-2000 | Thayer | NE05267 | Active | 28574 | 69082 | 1990 | Bryan | ELBL - Electric Boiler | HWHT - Hot Water Heat | 10/31/2026
Thayer Kids Academy | 755 S 3rd St | Hebron | NE | 68370-2000 | Thayer | NE05268 | Active | 28547 | 69055 | 1990 | Bryan | WT - Water Tube Boiler | HWHT - Hot Water Heat | 10/31/2026
Thayer Kids Academy | 755 S 3rd St | Hebron | NE | 68370-2000 | Thayer | NE05269 | Active | 35259 | SJ90-3525943 | 1990 | AO Smith | CHWH - ASME/Fired Water Heater | HWSD - Hot Water Dom/Potable | 10/31/2026
Thayer Kids Academy | 755 S 3rd St | Hebron | NE | 68370-2000 | Thayer | NE05270 | Active | 35260 | n/a | 1990 | AO Smith | CHWH - ASME/Fired Water Heater | HWSD - Hot Water Dom/Potable | 10/31/2026
vacant bldg | 755 W 10th St | Wahoo | NE | 68066-1100 | Saunders | NE08849 | Scrapped/Junked | 22514 | H913531 | 1993 | Loch | CPFT - Horiz Cpr Fin Boiler | HWHT - Hot Water Heat | 10/31/2008
Roberts Cattle Company | 75590 Road 436 | Lexington | NE | 68850 | Dawson | NE27833 | Active | 18694 | 18694 | 2018 | Superior Boiler Works | FT - Firetube Boiler | PROC - Process Steam | 2/28/2026
Tallgrass GP Holdings, LLC | 75780 Road 435 | Lexington | NE | 68850-5636 | Dawson | NE23707 | Scrapped/Junked | n/a | 211-8367 | 1984 | Peerless | CI - Cast Iron | HWHT - Hot Water Heat | 10/31/2014
Tallgrass GP Holdings, LLC | 75780 Road 435 | Lexington | NE | 68850-5636 | Dawson | NE25171 | Active | 255319 | J13H00255319 | 2013 | Lochinvar | WTSS - Watertube SS Steel | HWHT - Hot Water Heat | 10/31/2026
CONSOLIDATED BLENDERS | 75807 Road 426 | Cozad | NE | 69130-5119 | DAWSON | NE21122 | Inactive | 4065 | 4065 | 1963 | BURNHAM COMM/INDUST | FTSM - FTS Marine Dry Back | PROC - Process Steam | 4/30/2008
St Bernadette's School | 7600 S 42nd St | Bellevue | NE | 68147-1773 | Sarpy | NE02094 | Active | 115584 | 115584 | 1983 | GROEN/DIV OF DOVER IND | FPV - Fired Pressure Vessel | COOK - Cooker/Kettle | 6/30/2026
St Bernadette's School | 7600 S 42nd St | Bellevue | NE | 68147-1773 | Sarpy | NE19757 | Exempt 1999 LB-66 |  | 000000000032706 | 1989 | AO SMITH | AHWH - ANSI/Fired Water Htr | HWSD - Hot Water Dom/Potable | 6/30/2000
St Bernadette's School | 7600 S 42nd St | Bellevue | NE | 68147-1773 | Sarpy | NE23178 | Exempt 1999 LB-66 |  | H8135609 | 1981 | STATE INDUSTRIES | AHWH - ANSI/Fired Water Htr | HWSD - Hot Water Dom/Potable | 6/30/2000
St Bernadette's School | 7600 S 42nd St | Bellevue | NE | 68147-1773 | Sarpy | NE23183 | Scrapped/Junked | 16933 | L9636933 | 1996 | AOSM | CHWH - ASME/Fired Water Heater | HWSD - Hot Water Dom/Potable | 6/30/2025
St Bernadette's School | 7600 S 42nd St | Bellevue | NE | 68147-1773 | Sarpy | NE24682 | Active | 18997 | 13F-6905 | 2013 | Aldrich | FTHT - Firetube Horizontal | HWHT - Hot Water Heat | 6/30/2026
St Bernadette's School | 7600 S 42nd St | Bellevue | NE | 68147-1773 | Sarpy | NE24683 | Active | 18999 | 13F-6907 | 2013 | Aldrich | FTHT - Firetube Horizontal | HWHT - Hot Water Heat | 6/30/2026
St Bernadette's School | 7600 S 42nd St | Bellevue | NE | 68147-1773 | Sarpy | NE32713 | Scrapped/Junked | n/a | M8272 | 1964 | Kewanee | FTFB - Firetube-Firebox Boiler | HWHT - Hot Water Heat | 6/30/2014
St Bernadette's School | 7600 S 42nd St | Bellevue | NE | 68147-1773 | Sarpy | NE32714 | Scrapped/Junked | n/a | M8263 | 1965 | Kewanee | FTFB - Firetube-Firebox Boiler | HWHT - Hot Water Heat | 6/30/2014
St Bernadette's School | 7600 S 42nd St | Bellevue | NE | 68147-1773 | Sarpy | NE37614 | Inactive |  | 618058 | 1968 | DAY & NIGHT | AHWH - ANSI/Fired Water Htr | HWSD - Hot Water Dom/Potable | 6/30/1990
St Bernadette's School | 7600 S 42nd St | Bellevue | NE | 68147-1773 | Sarpy | NE37617 | Out of Service | n/a | 2BL-J3 | 1968 | American Standard | CI - Cast Iron | HWHT - Hot Water Heat | 6/30/2016
St Bernadette's School | 7600 S 42nd St | Bellevue | NE | 68147-1773 | Sarpy | NE37685 | Scrapped/Junked | 45791 | 34825 | 1988 | CLVR | FTVT - Firetube Vertical TB | 0021 - Steam Supp Cooker/Kettle | 6/30/2009
G Stanley Hall Elementary | 7600 S 72nd St | La Vista | NE | 68128-2658 | Sarpy | NE16989 | Scrapped/Junked | 8005 | 94-E4318 | 1994 | Aldrich | FTVT - Firetube Vertical TB | HWHT - Hot Water Heat | 7/31/2020
G Stanley Hall Elementary | 7600 S 72nd St | La Vista | NE | 68128-2658 | Sarpy | NE16990 | Scrapped/Junked | 8006 | 94-E4319 | 1994 | Aldrich | FTVT - Firetube Vertical TB | HWHT - Hot Water Heat | 7/31/2020
G Stanley Hall Elementary | 7600 S 72nd St | La Vista | NE | 68128-2658 | Sarpy | NE16991 | Scrapped/Junked | 8007 | 94-E43020 | 1994 | Aldrich | FTVT - Firetube Vertical TB | HWHT - Hot Water Heat | 7/31/2020
G Stanley Hall Elementary | 7600 S 72nd St | La Vista | NE | 68128-2658 | Sarpy | NE16992 | Scrapped/Junked | 8008 | 94-E4321 | 1994 | Aldrich | FTVT - Firetube Vertical TB | HWHT - Hot Water Heat | 7/31/2020
G Stanley Hall Elementary | 7600 S 72nd St | La Vista | NE | 68128-2658 | Sarpy | NE16993 | Scrapped/Junked | 46311 | H948653 | 1994 | Lochinvar | CPFT - Horiz Cpr Fin Boiler | HWSD - Hot Water Dom/Potable | 7/31/2013
G Stanley Hall Elementary | 7600 S 72nd St | La Vista | NE | 68128-2658 | Sarpy | NE41519 | Active | 9632 | 19-HE082193118 | 2019 | Riello | WT - Water Tube Boiler | GLYC - Glycol Bldg Heat Sys | 2/28/2026
G Stanley Hall Elementary | 7600 S 72nd St | La Vista | NE | 68128-2658 | Sarpy | NE41520 | Active | 9630 | 19-HE082173119 | 2019 | Riello | WT - Water Tube Boiler | GLYC - Glycol Bldg Heat Sys | 2/28/2026
G Stanley Hall Elementary | 7600 S 72nd St | La Vista | NE | 68128-2658 | Sarpy | NE41521 | Active | 9631 | 19-HE082183119 | 2019 | Riello | WT - Water Tube Boiler | GLYC - Glycol Bldg Heat Sys | 2/28/2026
G Stanley Hall Elementary | 7600 S 72nd St | La Vista | NE | 68128-2658 | Sarpy | NE41522 | Active | 9640 | 19-HE082273119 | 2019 | Riello | WT - Water Tube Boiler | GLYC - Glycol Bldg Heat Sys | 2/28/2026
Yankee Hill Country Club | 7600 San Mateo Ln | Lincoln | NE | 68516-5833 | Lancaster | NE00254 | Out of Service | 162276 | 9908162276 | 1999 | RAYP | CPFT - Horiz Cpr Fin Boiler | OPHT - Outdoor Pool Heater | 6/30/2011
Yankee Hill Country Club | 7600 San Mateo Ln | Lincoln | NE | 68516-5833 | Lancaster | NE00255 | Inactive | 162277 | 9908162277 | 1999 | RAYP | CPFT - Horiz Cpr Fin Boiler | OPHT - Outdoor Pool Heater | 6/30/2009
Yankee Hill Country Club | 7600 San Mateo Ln | Lincoln | NE | 68516-5833 | Lancaster | NE06200 | Inactive | 86343 | 86343/MD04007430 | 2004 | AOSM | CHWH - ASME/Fired Water Heater | HWSD - Hot Water Dom/Potable | 6/30/2013
Yankee Hill Country Club | 7600 San Mateo Ln | Lincoln | NE | 68516-5833 | Lancaster | NE22867 | Scrapped/Junked | 324340 | 1105324340 | 2011 | Raypak | CPPH - Ansi Cpr Fin Pool Heater | IPHT - Indoor Pool Heater | 6/30/2020
Yankee Hill Country Club | 7600 San Mateo Ln | Lincoln | NE | 68516-5833 | Lancaster | NE40447 | Scrapped/Junked | 43256 | LB980718051970 | 1998 | AO SMITH | CHWH - ASME/Fired Water Heater | HWSD - Hot Water Dom/Potable | 6/30/2005
Yankee Hill Country Club | 7600 San Mateo Ln | Lincoln | NE | 68516-5833 | Lancaster | NE40448 | Exempt 1999 LB-66 |  | ME98-0742966970 | 1998 | AO SMITH | AHWH - ANSI/Fired Water Htr | HWSD - Hot Water Dom/Potable | 4/30/2000
Advanced Medical Imaging | 7601 Pioneers Blvd | Lincoln | NE | 68506-4675 | Lancaster | NE01536 | Active | N/A | R2002-1392 | 2000 | HYDR | CI - Cast Iron | HWHT - Hot Water Heat | 1/31/2027
Advanced Medical Imaging | 7601 Pioneers Blvd | Lincoln | NE | 68506-4675 | Lancaster | NE09793 | Active | N/A | R2002-1039 | 2000 | HYDR | CI - Cast Iron | HWHT - Hot Water Heat | 1/31/2027
ST JOHN THE APOSTLE | 7601 Vine St | Lincoln | NE | 68505-2141 | LANCASTER | NE15274 | Inactive |  |  | 1980 | AO SMITH | AHWH - ANSI/Fired Water Htr | HWSD - Hot Water Dom/Potable | 5/31/1991
ST JOHN THE APOSTLE | 7601 Vine St | Lincoln | NE | 68505-2141 | LANCASTER | NE16158 | Scrapped/Junked |  | ML90-0184301-880 | 1990 | AO SMITH | AHWH - ANSI/Fired Water Htr | HWSD - Hot Water Dom/Potable | 5/31/2007
Scorz Sports Center | 7602 Main St | Ralston | NE | 68127-3917 | Douglas | NE14929 | Out of Service | N/A | 9999 | 1955 | Weil-Mcclain | CI - Cast Iron | HWHT - Hot Water Heat | 2/28/2025
Outback Steakhouse #2810 | 7605 Cass St | Omaha | NE | 68114-3623 | Douglas | NE02423 | Scrapped/Junked | 62348 | 62348/LF011033685 | 2001 | A. O. Smith | CHWH - ASME/Fired Water Heater | HWSD - Hot Water Dom/Potable | 3/31/2007
Outback Steakhouse #2810 | 7605 Cass St | Omaha | NE | 68114-3623 | Douglas | NE09300 | Scrapped/Junked | 107538 | 107538 | 2006 | A. O. Smith | CHWH - ASME/Fired Water Heater | HWDP - Hotwater Heat & Dom Supply | 2/28/2009
Outback Steakhouse #2810 | 7605 Cass St | Omaha | NE | 68114-3623 | Douglas | NE12954 | Scrapped/Junked | 27043 | LK940377218 | 1994 | AO SMITH | CHWH - ASME/Fired Water Heater | HWSD - Hot Water Dom/Potable | 12/31/2004
Outback Steakhouse #2810 | 7605 Cass St | Omaha | NE | 68114-3623 | Douglas | NE14623 | Scrapped/Junked | 127160 | 0824M000758 | 2008 | AO SMITH | CHWH - ASME/Fired Water Heater | HWSD - Hot Water Dom/Potable | 7/31/2015
Outback Steakhouse #2810 | 7605 Cass St | Omaha | NE | 68114-3623 | Douglas | NE26328 | Scrapped/Junked | 200055 | 085003 | 2014 | AO SMITH | CHWH - ASME/Fired Water Heater | HWDP - Hotwater Heat & Dom Supply | 9/30/2019
Mid America Agri Products Wheatland, LLC | 76080 Road 338 | Madrid | NE | 69150-4014 | Perkins | NE01616 | Inactive | 7736 | 7736 | 1977 | SUPERIOR BOILERWORKS | FTSM - FTS Marine Dry Back | PROC - Process Steam | 5/31/2005
Mid America Agri Products Wheatland, LLC | 76080 Road 338 | Madrid | NE | 69150-4014 | Perkins | NE07956 | Active | 16066 | 16066 | 2006 | Superior Boiler Works | FT - Firetube Boiler | PROC - Process Steam | 5/31/2026
Mid America Agri Products Wheatland, LLC | 76080 Road 338 | Madrid | NE | 69150-4014 | Perkins | NE07957 | Active | 16059 | 16059 | 2006 | Superior Boiler Works | FT - Firetube Boiler | PROC - Process Steam | 5/31/2026
Mid America Agri Products Wheatland, LLC | 76080 Road 338 | Madrid | NE | 69150-4014 | Perkins | NE10238 | Active | 512 | W2772 | 2006 | CAIN | ECON - Boiler Economizer | ECON - Boiler Economizer | 5/31/2026
Mid America Agri Products Wheatland, LLC | 76080 Road 338 | Madrid | NE | 69150-4014 | Perkins | NE10239 | Active | 513 | W2773 | 2006 | CAIN | ECON - Boiler Economizer | ECON - Boiler Economizer | 5/31/2026
Parkview Heights | 7609 S 89th St | La Vista | NE | 68128-2880 | Sarpy | NE11929 | Scrapped/Junked | 19891 |  | 1985 | BRYAN STEAM LLC | WT - Water Tube Boiler | HWHT - Hot Water Heat | 7/31/2000
Parkview Heights | 7609 S 89th St | La Vista | NE | 68128-2880 | Sarpy | NE23071 | Scrapped/Junked | 10639 | 99E-8332 | 1999 | Aldrich | FTVT - Firetube Vertical TB | HWHT - Hot Water Heat | 7/31/2025
Parkview Heights | 7609 S 89th St | La Vista | NE | 68128-2880 | Sarpy | NE23072 | Scrapped/Junked | 10636 | 99E-8329 | 1999 | Aldrich | FTVT - Firetube Vertical TB | HWHT - Hot Water Heat | 7/31/2025
Parkview Heights | 7609 S 89th St | La Vista | NE | 68128-2880 | Sarpy | NE23073 | Scrapped/Junked | 10638 | 99E-8331 | 1999 | Aldrich | FTVT - Firetube Vertical TB | HWHT - Hot Water Heat | 7/31/2025
Parkview Heights | 7609 S 89th St | La Vista | NE | 68128-2880 | Sarpy | NE43736 | Active | 420428 | 24420428 | 2024 | Lochinvar | FTVT - Firetube Vertical TB | HWHT - Hot Water Heat | 9/30/2026
Great Plains Chapter | 7612 Maple St | Omaha | NE | 68134-6502 | Douglas | NE17851 | Active | 23519 | 1923261 | 1993 | Teledyne Laars | CPFT - Horiz Cpr Fin Boiler | HWHT - Hot Water Heat | 12/31/2025
Great Plains Chapter | 7612 Maple St | Omaha | NE | 68134-6502 | Douglas | NE19258 | Scrapped/Junked | 43945 | SF9243945Y | 1992 | AO SMITH | AHWH - ANSI/Fired Water Htr | HWSD - Hot Water Dom/Potable | 12/31/2019
UNITED CHURCH OF CHRIST | 7638 Maywood St | Ralston | NE | 68127-3921 | Douglas | NE22663 | Scrapped/Junked |  | 211A-12350885 | 1985 | PEERLESS HEATER COMPANY |  | STHT - Steam-Heat | 1/31/2006
MCANDY CORP/NUTREND | 7647 Cass St | Omaha | NE | 68114-3623 | Douglas | NE02292 | Inactive | 32805 |  | 1986 | PARKER BOILER CO | WT - Water Tube Boiler | PROC - Process Steam | 4/30/1992
Springfield Elementary | 765 Main St | Springfield | NE | 68059-5700 | Sarpy | NE31594 | Scrapped/Junked | n/a | M-7114 | 1964 | Kewanee | FTFB - Firetube-Firebox Boiler | HWHT - Hot Water Heat | 1/31/2023
Springfield Elementary | 765 Main St | Springfield | NE | 68059-5700 | Sarpy | NE31595 | Scrapped/Junked | n/a | M7107 | 1964 | Kewanee | FTFB - Firetube-Firebox Boiler | HWHT - Hot Water Heat | 1/31/2023
Pemberly Place Assisted Living | 7655 Archer Place | Lincoln | NE | 68516 | Lancaster | NE27405 | Active | 283043 | N17-283043 | 2017 | Laars | WT - Water Tube Boiler | HWHT - Hot Water Heat | 12/31/2026
Pemberly Place Assisted Living | 7655 Archer Place | Lincoln | NE | 68516 | Lancaster | NE27406 | Active | 282650 | N17-282650 | 2017 | Laars | WT - Water Tube Boiler | HWHT - Hot Water Heat | 12/31/2026
Pemberly Place Assisted Living | 7655 Archer Place | Lincoln | NE | 68516 | Lancaster | NE27407 | Active | 74121 | F003035 | 2016 | PVI Industries | CHWH - ASME/Fired Water Heater | HWSD - Hot Water Dom/Potable | 12/31/2026
Pemberly Place Assisted Living | 7655 Archer Place | Lincoln | NE | 68516 | Lancaster | NE27408 | Active | 73036 | F002379 | 2016 | PVI Industries | CHWH - ASME/Fired Water Heater | HWSD - Hot Water Dom/Potable | 12/31/2026
Pemberly Place Assisted Living | 7655 Archer Place | Lincoln | NE | 68516 | Lancaster | NE27409 | Active | 74119 | F003034 | 2016 | PVI Industries | CHWH - ASME/Fired Water Heater | HWSD - Hot Water Dom/Potable | 12/31/2026
Unadilla Village Office | 770 G St | Unadilla | NE | 68454-4028 | Otoe | NE16374 | Inactive | 29665 | 70174 | 1990 | Bryan | WT - Water Tube Boiler | HWHT - Hot Water Heat | 6/30/2019
Bag N Save | 770 N 114th St | Omaha | NE | 68154-1572 | Douglas | NE22211 | Out of Service | 126196 | 126196 | 2008 | AO SMITH | CHWH - ASME/Fired Water Heater | HWDP - Hotwater Heat & Dom Supply | 6/30/2016
Bag N Save | 770 N 114th St | Omaha | NE | 68154-1572 | Douglas | NE23246 | Scrapped/Junked | 80207 | URNG1098G02341 | 1998 | RHEE | CHWH - ASME/Fired Water Heater | HWSD - Hot Water Dom/Potable | 3/31/2011
VILLA VINEE APARTMENTS | 7700 Howard St | Omaha | NE | 68114-5464 | Douglas | NE23106 | Exempt 1999 LB-66 |  | MM92-0249404 | 1992 | AO SMITH | AHWH - ANSI/Fired Water Htr | HWSD - Hot Water Dom/Potable | 4/30/2000
Kahoa Elementary School | 7700 Leighton Ave | Lincoln | NE | 68507-2944 | Lancaster | NE04747 | Scrapped/Junked | 49039 |  | 1987 | RHEEM MANUFACTURING CO | CHWH - ASME/Fired Water Heater | HWSD - Hot Water Dom/Potable | 6/30/2002
Kahoa Elementary School | 7700 Leighton Ave | Lincoln | NE | 68507-2944 | Lancaster | NE04749 | Scrapped/Junked | 49158 |  | 1987 | RHEEM MANUFACTURING CO | CHWH - ASME/Fired Water Heater | HWSD - Hot Water Dom/Potable | 6/30/2002
Kahoa Elementary School | 7700 Leighton Ave | Lincoln | NE | 68507-2944 | Lancaster | NE05434 | Exempt 1999 LB-66 | 1947 |  | 1986 | AO SMITH | AHWH - ANSI/Fired Water Htr | HWSD - Hot Water Dom/Potable | 6/30/2000
Kahoa Elementary School | 7700 Leighton Ave | Lincoln | NE | 68507-2944 | Lancaster | NE32371 | Scrapped/Junked | N/A | 423060 | 1971 | Kewanee | FTFB - Firetube-Firebox Boiler | HWHT - Hot Water Heat | 2/28/2011
Kahoa Elementary School | 7700 Leighton Ave | Lincoln | NE | 68507-2944 | Lancaster | NE32372 | Scrapped/Junked | N/A | 423060 | 1971 | Kewanee | FTFB - Firetube-Firebox Boiler | HWHT - Hot Water Heat | 2/28/2011
Daniel Gross High School | 7700 S 43rd St | Bellevue | NE | 68147-1706 | Sarpy | NE25651 | Active | 53163 | 117590A | 2014 | PVI Industries | CHWH - ASME/Fired Water Heater | HWSD - Hot Water Dom/Potable | 1/31/2026
Daniel Gross High School | 7700 S 43rd St | Bellevue | NE | 68147-1706 | Sarpy | NE25652 | Active | 51297 | 117522A | 2014 | PVI Industries | CHWH - ASME/Fired Water Heater | HWSD - Hot Water Dom/Potable | 1/31/2026
Daniel Gross High School | 7700 S 43rd St | Bellevue | NE | 68147-1706 | Sarpy | NE33305 | Scrapped/Junked | n/a | N6298 | 1965 | Kewanee | FTSM - FTS Marine Dry Back | HWHT - Hot Water Heat | 1/31/2022
Daniel Gross High School | 7700 S 43rd St | Bellevue | NE | 68147-1706 | Sarpy | NE33306 | Scrapped/Junked | n/a | N6297 | 1965 | Kewanee | FTSM - FTS Marine Dry Back | HWHT - Hot Water Heat | 1/31/2022
Daniel Gross High School | 7700 S 43rd St | Bellevue | NE | 68147-1706 | Sarpy | NE33307 | Inactive | 1540 | 3316 | 1965 | SELL | FTSM - FTS Marine Dry Back | HWHT - Hot Water Heat | 7/31/2014
Daniel Gross High School | 7700 S 43rd St | Bellevue | NE | 68147-1706 | Sarpy | NE41403 | Active | 368999 | 21368999 | 2021 | Lochinvar | FTVT - Firetube Vertical TB | HWHT - Hot Water Heat | 1/31/2026
Daniel Gross High School | 7700 S 43rd St | Bellevue | NE | 68147-1706 | Sarpy | NE41404 | Active | 368279 | 21368279 | 2021 | Lochinvar | FTVT - Firetube Vertical TB | HWHT - Hot Water Heat | 1/31/2026
Daniel Gross High School | 7700 S 43rd St | Bellevue | NE | 68147-1706 | Sarpy | NE41405 | Active | 369001 | 21369001 | 2021 | Lochinvar | FTVT - Firetube Vertical TB | HWHT - Hot Water Heat | 1/31/2026
AQUILA | 7701 O ST | LINCOLN | NE | 68520 | LANCASTER | NE14268 | Scrapped/Junked | 56276 |  | 1949 | AMES | FT - Firetube Boiler | STHT - Steam-Heat | 10/31/1999
AQUILA | 7701 O ST | LINCOLN | NE | 68520 | LANCASTER | NE14269 | Scrapped/Junked | 58549 |  | 1955 | AMES | FT - Firetube Boiler | STHT - Steam-Heat | 10/31/1999
AQUILA | 7701 O ST | LINCOLN | NE | 68520 | LANCASTER | NE14270 | Scrapped/Junked |  | 5112514 | 1951 | ORR & SEMBOWER | FT - Firetube Boiler | STHT - Steam-Heat | 10/31/1999
Pacific Village Office | 7701 Pacific St | Omaha | NE | 68114-5480 | Douglas | NE41955 | Active | 10511 | 20-HE090950720 | 2020 | Riello | WT - Water Tube Boiler | HWHT - Hot Water Heat | 11/30/2026
Pacific Village Office | 7701 Pacific St | Omaha | NE | 68114-5480 | Douglas | NE41956 | Active | 10508 | 20-HE090950720 | 2020 | Riello | WT - Water Tube Boiler | HWHT - Hot Water Heat | 11/30/2026
Cavett Elementary School | 7701 S 36th St | Lincoln | NE | 68516-5716 | Lancaster | NE05383 | Active | 8139 | 94E4604 | 1994 | Les Inc/Aldrich Co | FTVT - Firetube Vertical TB | GLYC - Glycol Bldg Heat Sys | 11/30/2026
Cavett Elementary School | 7701 S 36th St | Lincoln | NE | 68516-5716 | Lancaster | NE05384 | Active | 8141 | 94E-4611 | 1994 | Les Inc/Aldrich Co | FTVT - Firetube Vertical TB | GLYC - Glycol Bldg Heat Sys | 11/30/2026
Cavett Elementary School | 7701 S 36th St | Lincoln | NE | 68516-5716 | Lancaster | NE05385 | Active | 8140 | 94E4610 | 1994 | Les Inc/Aldrich Co | FTVT - Firetube Vertical TB | GLYC - Glycol Bldg Heat Sys | 11/30/2026
Cavett Elementary School | 7701 S 36th St | Lincoln | NE | 68516-5716 | Lancaster | NE05386 | Active | 8138 | 94E4603 | 1994 | Les Inc/Aldrich Co | FTVT - Firetube Vertical TB | GLYC - Glycol Bldg Heat Sys | 11/30/2026
Cavett Elementary School | 7701 S 36th St | Lincoln | NE | 68516-5716 | Lancaster | NE05387 | Exempt 1999 LB-66 |  | 0000377035 | 1994 | AO SMITH | AHWH - ANSI/Fired Water Htr | HWSD - Hot Water Dom/Potable | 6/30/2000
Cavett Elementary School | 7701 S 36th St | Lincoln | NE | 68516-5716 | Lancaster | NE05388 | Scrapped/Junked | 27391 | 0385865 | 1994 | AO SMITH | CHWH - ASME/Fired Water Heater | HWSD - Hot Water Dom/Potable | 2/28/2005
City Of LaVista Police Dept | 7701 S 96th St | La Vista | NE | 68128-3172 | Sarpy | NE12079 | Scrapped/Junked | 12682 | 56802 | 2001 | Triad Boiler Systems Inc | FTVT - Firetube Vertical TB | HWHT - Hot Water Heat | 1/31/2019
City Of LaVista Police Dept | 7701 S 96th St | La Vista | NE | 68128-3172 | Sarpy | NE12080 | Scrapped/Junked | 12565 | 56685 | 2001 | Triad Boiler Systems Inc | FTVT - Firetube Vertical TB | HWHT - Hot Water Heat | 1/31/2019
City Of LaVista Police Dept | 7701 S 96th St | La Vista | NE | 68128-3172 | Sarpy | NE27913 | Active | 4810 | 18-HE034452018 | 2018 | Riello | WTSS - Watertube SS Steel | HWHT - Hot Water Heat | 12/31/2026
City Of LaVista Police Dept | 7701 S 96th St | La Vista | NE | 68128-3172 | Sarpy | NE27914 | Active | 4812 | 18-HE034472018 | 2018 | Riello | WTSS - Watertube SS Steel | HWHT - Hot Water Heat | 12/31/2026
Pacific Garden Apartments Unit #3 | 7701-03 Pierce St | Omaha | NE | 68124-1525 | Douglas | NE13804 | Inactive | 67043 | J08H10067043 | 2008 | Lochinvar | WT - Water Tube Boiler | HWHT - Hot Water Heat | 11/30/2017
Pacific Garden Apartments Unit #3 | 7701-03 Pierce St | Omaha | NE | 68124-1525 | Douglas | NE14504 | Scrapped/Junked |  |  | 1956 | NATIONAL CRANE |  | HWHT - Hot Water Heat | 11/30/2001
Pacific Garden Apartments Unit #3 | 7701-03 Pierce St | Omaha | NE | 68124-1525 | Douglas | NE14508 | Scrapped/Junked | 9999 | 9999 | 1956 | NATI | CI - Cast Iron | HWHT - Hot Water Heat | 11/30/2011
Pacific Garden Apartments Unit #3 | 7701-03 Pierce St | Omaha | NE | 68124-1525 | Douglas | NE21949 | Exempt 1999 LB-66 |  | 0195G00986 | 1996 | RUUD | AHWH - ANSI/Fired Water Htr | HWSD - Hot Water Dom/Potable | 11/30/1999
VILLA VINEE APARTMENTS | 7702 Howard St | Omaha | NE | 68114-5465 | Douglas | NE23107 | Exempt 1999 LB-66 |  | 1287403121 | 1987 | RUUD | AHWH - ANSI/Fired Water Htr | HWSD - Hot Water Dom/Potable | 4/30/2000
Pacific Garden Apartments | 7702-04 Poppleton Plz Unit #4 | OMAHA | NE | 68124-1756 | Douglas | NE14507 | Scrapped/Junked |  |  | 1956 | NATIONAL CRANE |  | HWHT - Hot Water Heat | 11/30/2008
CROWN PACKAGING CORP | 7704 F St | Omaha | NE | 68127-1892 | Douglas | NE14701 | Inactive |  | PGL-984WF | 1970 | WEIL MCLAIN |  | HWHT - Hot Water Heat | 10/31/2001
Beautiful Savior Lutheran Church-BMIC#469005 | 7706 S 96th St | La Vista | NE | 68128-3134 | Sarpy | NE12201 | Active | 85557 | CY42-06-30197 | 2006 | Patterson Kelley | WT - Water Tube Boiler | GLYC - Glycol Bldg Heat Sys | 3/31/2026
Beautiful Savior Lutheran Church-BMIC#469005 | 7706 S 96th St | La Vista | NE | 68128-3134 | Sarpy | NE12202 | Active | 85558 | CY42-06-30198 | 2006 | Patterson Kelley | WT - Water Tube Boiler | GLYC - Glycol Bldg Heat Sys | 3/31/2026
LES Terry Bundy Generating Station | 7707 Bluff Rd | Lincoln | NE | 68517-9803 | Lancaster | NE02077 | Active | 730 | S/N# 025160 | 2003 | Nooter/Eriksen | HRSG - Heat Recovery Stm Gen | POWR - Power Generation | 9/30/2026
LES Terry Bundy Generating Station | 7707 Bluff Rd | Lincoln | NE | 68517-9803 | Lancaster | NE02078 | Active | 731 | S/N# 025160 | 2003 | Nooter/Eriksen | HRSG - Heat Recovery Stm Gen | POWR - Power Generation | 9/30/2026
LES Terry Bundy Generating Station | 7707 Bluff Rd | Lincoln | NE | 68517-9803 | Lancaster | NE02079 | Active | 732 | S/N# 025160 | 2003 | Nooter/Eriksen | HRSG - Heat Recovery Stm Gen | FDPR - Feedwater Preheater | 9/30/2026
LES Terry Bundy Generating Station | 7707 Bluff Rd | Lincoln | NE | 68517-9803 | Lancaster | NE02080 | Active | 733 | S/N# 025160 | 2003 | Nooter/Eriksen | HRSG - Heat Recovery Stm Gen | POWR - Power Generation | 9/30/2026
LES Terry Bundy Generating Station | 7707 Bluff Rd | Lincoln | NE | 68517-9803 | Lancaster | NE02081 | Active | 734 | S/N# 025160 | 2003 | Nooter/Eriksen | HRSG - Heat Recovery Stm Gen | POWR - Power Generation | 9/30/2026
LES Terry Bundy Generating Station | 7707 Bluff Rd | Lincoln | NE | 68517-9803 | Lancaster | NE02082 | Active | 735 | S/N# 025160 | 2003 | Nooter/Eriksen | HRSG - Heat Recovery Stm Gen | FDPR - Feedwater Preheater | 9/30/2026
LES Terry Bundy Generating Station | 7707 Bluff Rd | Lincoln | NE | 68517-9803 | Lancaster | NE02083 | Active | 4018 | S/N # D-4512 | 2002 | National Dynamics Co | WT - Water Tube Boiler | BSPW - Bldg Supply/Power Generate | 9/30/2026
LES Terry Bundy Generating Station | 7707 Bluff Rd | Lincoln | NE | 68517-9803 | Lancaster | NE02084 | Active | 4019 | D-4514 | 2002 | National Dynamics Co | WT - Water Tube Boiler | BSPW - Bldg Supply/Power Generate | 9/30/2026
LES Terry Bundy Generating Station | 7707 Bluff Rd | Lincoln | NE | 68517-9803 | Lancaster | NE02085 | Active | 4021 | S/N E-4513 | 2002 | National Dynamics Co | ECON - Boiler Economizer | ECON - Boiler Economizer | 9/30/2026
LES Terry Bundy Generating Station | 7707 Bluff Rd | Lincoln | NE | 68517-9803 | Lancaster | NE02086 | Active | 4022 | S/N# E-4515 | 2002 | National Dynamics Co | ECON - Boiler Economizer | HPEC - High Pressure Economizer | 9/30/2026
Pacific Garden Apartments | 7707-09 Pierce St Unit 2 | Omaha | NE | 68124-1524 | Douglas | NE13807 | Inactive | 67039 | 2008-15-0008 | 2008 | Lochinvar | WT - Water Tube Boiler | HWHT - Hot Water Heat | 11/30/2021
Pacific Garden Apartments | 7707-09 Pierce St Unit 2 | Omaha | NE | 68124-1524 | Douglas | NE14506 | Scrapped/Junked |  |  | 1956 | NATIONAL CRANE |  | HWHT - Hot Water Heat | 11/30/2008
PACIFIC GARDEN APARTMENTS | 7708-10 POPPLETON PLZ | OMAHA | NE | 68124-1593 | Douglas | NE14515 | Scrapped/Junked |  |  | 1956 | NATIONAL CRANE |  | HWHT - Hot Water Heat | 11/30/2003
PACIFIC GARDEN APARTMENTS | 7708-10 POPPLETON PLZ | OMAHA | NE | 68124-1593 | Douglas | NE21947 | Exempt 1999 LB-66 |  | MJ95-8463942920 | 1995 | AO SMITH | AHWH - ANSI/Fired Water Htr | HWSD - Hot Water Dom/Potable | 11/30/1999
Pacific Garden Apts | 7709-11 Poppleton Plz Unit 8 | Omaha | NE | 68124-1530 | Douglas | NE13806 | Out of Service | 67083 | 2008-15-0052 | 2008 | Lochinvar | WT - Water Tube Boiler | HWHT - Hot Water Heat | 11/30/2019
Pacific Garden Apts | 7709-11 Poppleton Plz Unit 8 | Omaha | NE | 68124-1530 | Douglas | NE14501 | Scrapped/Junked |  | 1B71 | 1980 | AMERICAN STANDARD |  | HWHT - Hot Water Heat | 11/30/2008
VILLA VINEE APARTMENTS | 7710 Howard St | Omaha | NE | 68114-5467 | Douglas | NE23105 | Exempt 1999 LB-66 |  | MK93-0295945880 | 1993 | AO SMITH | AHWH - ANSI/Fired Water Htr | HWSD - Hot Water Dom/Potable | 4/30/2000
CHI Bergen Mercy Academic Bldg | 7710 Mercy Rd | Omaha | NE | 68124-2372 | Douglas | NE26640 | Active | 73574 | G-16-0164 | 2016 | Aerco | WT - Water Tube Boiler | HWSD - Hot Water Dom/Potable | 12/31/2025
CHI Bergen Mercy Academic Bldg | 7710 Mercy Rd | Omaha | NE | 68124-2372 | Douglas | NE26641 | Active | 73575 | G-16-0165 | 2016 | Aerco | WT - Water Tube Boiler | HWSD - Hot Water Dom/Potable | 12/31/2025
CHI Bergen Mercy Academic Bldg | 7710 Mercy Rd | Omaha | NE | 68124-2372 | Douglas | NE26642 | Active | 74027 | G-16-0586 | 2016 | Aerco | WT - Water Tube Boiler | HWSD - Hot Water Dom/Potable | 12/31/2025
CHI Bergen Mercy Academic Bldg | 7710 Mercy Rd | Omaha | NE | 68124-2372 | Douglas | NE26643 | Active | 73466 | G-16-0096 | 2016 | Aerco | WT - Water Tube Boiler | HWSD - Hot Water Dom/Potable | 12/31/2025
VILLA VINEE APARTMENTS | 7712 Howard St | Omaha | NE | 68114-5477 | Douglas | NE23104 | Exempt 1999 LB-66 |  | MJ95-0465611920 | 1995 | AO SMITH | AHWH - ANSI/Fired Water Htr | HWSD - Hot Water Dom/Potable | 4/30/2000
PACIFIC GARDEN APARTMENTS | 7713-15 PIERCE ST | OMAHA | NE | 68124-1523 | Douglas | NE14505 | Scrapped/Junked |  |  | 1956 | NATIONAL CRANE |  | HWHT - Hot Water Heat | 11/30/2005
Pacific Garden Apartments | 7713-15 Pierce St Unit #1 | Omaha | NE | 68124-1523 | Douglas | NE07304 | Inactive | n/a | 64827008 | 2005 | Burnham | CI - Cast Iron | HWHT - Hot Water Heat | 11/30/2017
Pacific Garden Apartments | 7714-16 Poppleton Plz Unit #6 | Omaha | NE | 68124-1758 | Douglas | NE07307 | Inactive | N/A | 645255982 | 2003 | Burnham | CI - Cast Iron | HWHT - Hot Water Heat | 11/30/2021
Pacific Garden Apartments | 7714-16 Poppleton Plz Unit #6 | Omaha | NE | 68124-1758 | Douglas | NE14503 | Scrapped/Junked |  |  | 1956 | NATIONAL CRANE |  | HWHT - Hot Water Heat | 11/30/2003
PACIFIC GARDEN APARTMENTS | 7715-17 POPPELTON PLZ | OMAHA | NE | 68124 | Douglas | NE14502 | Scrapped/Junked |  |  | 1956 | NATIONAL CRANE |  | HWHT - Hot Water Heat | 11/30/2005
PACIFIC GARDEN APARTMENTS | 7715-17 POPPELTON PLZ | OMAHA | NE | 68124 | Douglas | NE21948 | Exempt 1999 LB-66 |  | MH950452222930 | 1995 | AO SMITH | AHWH - ANSI/Fired Water Htr | HWSD - Hot Water Dom/Potable | 11/30/1999
Pacific Garden Apartments | 7715-17 Poppelton Plz Unit #7 | Omaha | NE | 68124 | Douglas | NE07308 | Inactive | n/a | 64827006 | 2005 | Burnham | CI - Cast Iron | HWHT - Hot Water Heat | 11/30/2021
VILLA VINEE APARTMENTS | 7718 Howard St | Omaha | NE | 68114-5478 | Douglas | NE23108 | Exempt 1999 LB-66 |  | 0187400151 | 1987 | RHEEM MANUFACTURING CO | AHWH - ANSI/Fired Water Htr | HWSD - Hot Water Dom/Potable | 4/30/2000
VILLA VINEE APARTMENTS | 7720 Howard St | Omaha | NE | 68114-5479 | Douglas | NE23109 | Exempt 1999 LB-66 |  | 0189401058 | 1989 | RHEEM MANUFACTURING CO | AHWH - ANSI/Fired Water Htr | HWSD - Hot Water Dom/Potable | 4/30/2000
Soapatopia - U-Stop | 775 N 13th St | Tecumseh | NE | 68450 | Johnson | NE42910 | Active | 308724 | 22.PG.45.93.00050 | 2022 | Lochinvar | WTSS - Watertube SS Steel | HWFG - Hotwater Heat Floor-Glycl | 10/31/2026
Men's Wearhouse #4132 | 7767 Dodge St | Omaha | NE | 68114-3636 | Douglas | NE17766 | Scrapped/Junked | 9184 | 9184 | 2005 | Pacific Steam Equipment Inc | ELBL - Electric Boiler | PROC - Process Steam | 2/28/2022
Men's Wearhouse #4132 | 7767 Dodge St | Omaha | NE | 68114-3636 | Douglas | NE41958 | Active | 15102 | 15102 | 2022 | Pacific | ELBL - Electric Boiler | PROC - Process Steam | 10/31/2025
Grand Island Casino & Resort | 777 E Fonner Park Rd | Grand Island | NE | 68801 | Hall | NE43321 | Active | 326185 | N24 326185 | 2024 | Laars | VTWT - Vert Watertube | HWHT - Hot Water Heat | 4/30/2026
Grand Island Casino & Resort | 777 E Fonner Park Rd | Grand Island | NE | 68801 | Hall | NE43322 | Active | 328186 | N24 328186 | 2024 | Laars | VTWT - Vert Watertube | HWHT - Hot Water Heat | 4/30/2025
Grand Island Casino & Resort | 777 E Fonner Park Rd | Grand Island | NE | 68801 | Hall | NE43323 | Active | 326187 | N24 326187 | 2024 | Laars | VTWT - Vert Watertube | HWHT - Hot Water Heat | 4/30/2025
Genesis Health Clubs - Cass | 7777 Cass St | Omaha | NE | 68114-3625 | Douglas | NE07327 | Active | 61225 | 60291 | 2006 | SUSS | ELBL - Electric Boiler | SAUN - Sauna Steam Room Heat | 6/30/2026
Genesis Health Clubs - Cass | 7777 Cass St | Omaha | NE | 68114-3625 | Douglas | NE07621 | Scrapped/Junked | 26200 | 070226200 | 2007 | RAYP | CPFH - Copper Fin Water Heater | SPAJ - Spa/Jacuzzi Heater | 6/30/2014
Genesis Health Clubs - Cass | 7777 Cass St | Omaha | NE | 68114-3625 | Douglas | NE07622 | Scrapped/Junked | 262001 | 0702262001 | 2007 | RAYP | CPFH - Copper Fin Water Heater | IPHT - Indoor Pool Heater | 6/30/2009
Genesis Health Clubs - Cass | 7777 Cass St | Omaha | NE | 68114-3625 | Douglas | NE14607 | Scrapped/Junked | 294080 | 0903294080 | 2009 | RAYPAK INC, CALIFORNIA | CPFT - Horiz Cpr Fin Boiler | IPHT - Indoor Pool Heater | 6/30/2017
Genesis Health Clubs - Cass | 7777 Cass St | Omaha | NE | 68114-3625 | Douglas | NE24897 | Active | 372707 | 1402372707 | 2014 | Raypak | FTHT - Firetube Horizontal | SPAJ - Spa/Jacuzzi Heater | 6/30/2026
Lux Middle School | 7800 High St | Lincoln | NE | 68506-3661 | Lancaster | NE05466 | Active | 8280 | 95E4948 | 1995 | Les Inc/Aldrich Co | FTVT - Firetube Vertical TB | GLYC - Glycol Bldg Heat Sys | 11/30/2026
Lux Middle School | 7800 High St | Lincoln | NE | 68506-3661 | Lancaster | NE05467 | Active | 8279 | 95E4947 | 1995 | Les Inc/Aldrich Co | FTVT - Firetube Vertical TB | GLYC - Glycol Bldg Heat Sys | 11/30/2026
Lux Middle School | 7800 High St | Lincoln | NE | 68506-3661 | Lancaster | NE05496 | Active | 8235 | 95-E4816 | 1995 | Les Inc/Aldrich Co | FTVT - Firetube Vertical TB | GLYC - Glycol Bldg Heat Sys | 11/30/2026
Lux Middle School | 7800 High St | Lincoln | NE | 68506-3661 | Lancaster | NE05497 | Active | 8238 | 95-E4819 | 1995 | Les Inc/Aldrich Co | FTVT - Firetube Vertical TB | GLYC - Glycol Bldg Heat Sys | 11/30/2026
Lux Middle School | 7800 High St | Lincoln | NE | 68506-3661 | Lancaster | NE05498 | Active | 8229 | 95-E4810 | 1995 | Les Inc/Aldrich Co | FTVT - Firetube Vertical TB | GLYC - Glycol Bldg Heat Sys | 11/30/2026
Lux Middle School | 7800 High St | Lincoln | NE | 68506-3661 | Lancaster | NE05499 | Active | 8231 | 95-E4812 | 1995 | Les Inc/Aldrich Co | FTVT - Firetube Vertical TB | GLYC - Glycol Bldg Heat Sys | 11/30/2026
Lux Middle School | 7800 High St | Lincoln | NE | 68506-3661 | Lancaster | NE05500 | Active | 8232 | 95-E4813 | 1995 | Les Inc/Aldrich Co | FTVT - Firetube Vertical TB | GLYC - Glycol Bldg Heat Sys | 11/30/2026
Lux Middle School | 7800 High St | Lincoln | NE | 68506-3661 | Lancaster | NE05501 | Active | 8230 | 95-E4811 | 1995 | Les Inc/Aldrich Co | FTVT - Firetube Vertical TB | GLYC - Glycol Bldg Heat Sys | 11/30/2026
Lux Middle School | 7800 High St | Lincoln | NE | 68506-3661 | Lancaster | NE05504 | Active | 8276 | 95-E4944 | 1995 | Les Inc/Aldrich Co | FTVT - Firetube Vertical TB | GLYC - Glycol Bldg Heat Sys | 11/30/2026
Lux Middle School | 7800 High St | Lincoln | NE | 68506-3661 | Lancaster | NE05505 | Active | 8277 | 95E-4945 | 1995 | Les Inc/Aldrich Co | FTVT - Firetube Vertical TB | GLYC - Glycol Bldg Heat Sys | 11/30/2026
Chandler View Elementary | 7800 S 25th St | Bellevue | NE | 68147-2125 | Sarpy | NE05083 | Active | 7287 | 92-3312 | 1992 | ALES | FTVT - Firetube Vertical TB | HWHT - Hot Water Heat | 12/31/2025
Chandler View Elementary | 7800 S 25th St | Bellevue | NE | 68147-2125 | Sarpy | NE05084 | Active | 7285 | 92-3310 | 1992 | ALES | FTVT - Firetube Vertical TB | HWHT - Hot Water Heat | 12/31/2025
Chandler View Elementary | 7800 S 25th St | Bellevue | NE | 68147-2125 | Sarpy | NE05337 | Exempt 1999 LB-66 |  | 000070368 | 1968 | RUUD | AHWH - ANSI/Fired Water Htr | HWSD - Hot Water Dom/Potable | 6/30/2000
Chandler View Elementary | 7800 S 25th St | Bellevue | NE | 68147-2125 | Sarpy | NE05338 | Exempt 1999 LB-66 |  | 0000076653 | 1968 | RUUD | AHWH - ANSI/Fired Water Htr | HWSD - Hot Water Dom/Potable | 6/30/2000
Chandler View Elementary | 7800 S 25th St | Bellevue | NE | 68147-2125 | Sarpy | NE05339 | Exempt 1999 LB-66 |  | 0000073808 | 1968 | RUUD | AHWH - ANSI/Fired Water Htr | HWSD - Hot Water Dom/Potable | 6/30/2000
Chandler View Elementary | 7800 S 25th St | Bellevue | NE | 68147-2125 | Sarpy | NE05340 | Exempt 1999 LB-66 |  | 0000072212 | 1968 | RUUD | AHWH - ANSI/Fired Water Htr | HWSD - Hot Water Dom/Potable | 5/31/1997
Chandler View Elementary | 7800 S 25th St | Bellevue | NE | 68147-2125 | Sarpy | NE08755 | Active | 11360 | 01E-9212 | 2001 | ALES | FTVT - Firetube Vertical TB | HWHT - Hot Water Heat | 12/31/2025
Chandler View Elementary | 7800 S 25th St | Bellevue | NE | 68147-2125 | Sarpy | NE08756 | Active | 71668 | H01137948 | 2001 | STAT | CHWH - ASME/Fired Water Heater | HWSD - Hot Water Dom/Potable | 12/31/2025
Chandler View Elementary | 7800 S 25th St | Bellevue | NE | 68147-2125 | Sarpy | NE08757 | Active | 71500 | G01306385 | 2001 | STAT | CHWH - ASME/Fired Water Heater | HWSD - Hot Water Dom/Potable | 12/31/2025
ADM Refinery | 7800 Thayer St | Lincoln | NE | 68507-1082 | Lancaster | NE11861 | Scrapped/Junked | 42226 | 8g2SHD5625 | 1980 | Eclipse | FT - Firetube Boiler | HTEX - Heat Exchanger | 4/30/2007
ADM Refinery | 7800 Thayer St | Lincoln | NE | 68507-1082 | Lancaster | NE11862 | Inactive | 42073 | 0 | 1979 | Eclipse | WHTB - Waste Heat Boiler | PROC - Process Steam | 4/30/2012
ADM Refinery | 7800 Thayer St | Lincoln | NE | 68507-1082 | Lancaster | NE14673 | Active | 124 | G-5110 | 1999 | Alloy Fab | FTVT - Firetube Vertical TB | PROC - Process Steam | 4/30/2026
ADM Refinery | 7800 Thayer St | Lincoln | NE | 68507-1082 | Lancaster | NE19979 | Inactive | 13640 | 0 | 1979 | J.J. Finnigan | UFPV - Unfired Pressure Vessel | 0001 - Desulfurizer | 9/30/2014
ADM Refinery | 7800 Thayer St | Lincoln | NE | 68507-1082 | Lancaster | NE19980 | Inactive | 13604 | 0 | 1979 | J.J. Finnigan | UFPV - Unfired Pressure Vessel | 0001 - Desulfurizer | 9/30/2014
ADM Refinery | 7800 Thayer St | Lincoln | NE | 68507-1082 | Lancaster | NE19981 | Inactive | 0 | 98-1125-01 | 1998 | Western Fab. | UFPV - Unfired Pressure Vessel | 0004 - Absorber | 9/30/2014
ADM Refinery | 7800 Thayer St | Lincoln | NE | 68507-1082 | Lancaster | NE19982 | Inactive | 0 | 98-1125-02 | 1998 | Western Fab. | UFPV - Unfired Pressure Vessel | 0004 - Absorber | 9/30/2014
ADM Refinery | 7800 Thayer St | Lincoln | NE | 68507-1082 | Lancaster | NE19983 | Inactive | 0 | 98-1125-03 | 1998 | Western Fab. | UFPV - Unfired Pressure Vessel | 0004 - Absorber | 9/30/2014
ADM Refinery | 7800 Thayer St | Lincoln | NE | 68507-1082 | Lancaster | NE19984 | Inactive | 0 | 98-1125-04 | 1998 | Western Fab. | UFPV - Unfired Pressure Vessel | 0004 - Absorber | 9/30/2014
ADM Refinery | 7800 Thayer St | Lincoln | NE | 68507-1082 | Lancaster | NE23691 | Active | 9885 | 970667 | 1997 | Fes | HTNK - Horizontal UFPV | 0035 - Ammonia Separator | 9/30/2026
ADM Refinery | 7800 Thayer St | Lincoln | NE | 68507-1082 | Lancaster | NE23692 | Active | 9886 | 970668 | 1997 | Fes | HTNK - Horizontal UFPV | 0035 - Ammonia Separator | 9/30/2026
ADM Refinery | 7800 Thayer St | Lincoln | NE | 68507-1082 | Lancaster | NE23693 | Active | 9956 | 970730 | 1997 | Fes | HTNK - Horizontal UFPV | 0017 - Ammonia Receiver | 9/30/2026
ADM Refinery | 7800 Thayer St | Lincoln | NE | 68507-1082 | Lancaster | NE23694 | Active | 9957 | 970731 | 1997 | Fes | HTNK - Horizontal UFPV | 0017 - Ammonia Receiver | 9/30/2026
ADM Refinery | 7800 Thayer St | Lincoln | NE | 68507-1082 | Lancaster | NE23695 | Scrapped/Junked | 2183 | 212041 | 2012 | CIRCLE H MFG | COND - Condenser | COND - Condenser | 9/30/2018
ADM Refinery | 7800 Thayer St | Lincoln | NE | 68507-1082 | Lancaster | NE23696 | Active | 2523 | P10912 | 2012 | Adm | HTNK - Horizontal UFPV | 0017 - Ammonia Receiver | 9/30/2026
ADM Refinery | 7800 Thayer St | Lincoln | NE | 68507-1082 | Lancaster | NE24057 | Active | 47 | G-2872 | 1994 | Alloy Fabrication Co. | VTWT - Vert Watertube | PROC - Process Steam | 9/30/2025
ADM Refinery | 7800 Thayer St | Lincoln | NE | 68507-1082 | Lancaster | NE24069 | Active | 1432 | P02821 | 1998 | Adm | UTNK - Unfired Vertical Tank | HTEX - Heat Exchanger | 9/30/2026
ADM Refinery | 7800 Thayer St | Lincoln | NE | 68507-1082 | Lancaster | NE27017 | Active | 3018 | 16R3583-001 | 2017 | Delta Tee International | HEXC - Heat Exchanger | 0035 - Ammonia Separator | 9/30/2025
ADM Soybean Extraction | 7800 Thayer St (Soybean) | Lincoln | NE | 68507-1082 | Lancaster | NE10902 | Active | 1458 | S/N 2D1458 | 1968 | Nebraska Boiler | WT - Water Tube Boiler | PROC - Process Steam | 4/30/2026
ADM Soybean Extraction | 7800 Thayer St (Soybean) | Lincoln | NE | 68507-1082 | Lancaster | NE10904 | Out of Service | 6617 | 23-762 | 1968 | Foster Wheeler | WT - Water Tube Boiler | 0037 - Dowtherm Htxfr Fluid | 9/30/2010
ADM Soybean Extraction | 7800 Thayer St (Soybean) | Lincoln | NE | 68507-1082 | Lancaster | NE10921 | Active | 3851 | 10280 | 1971 | Murray Iron Works | WT - Water Tube Boiler | PROC - Process Steam | 4/30/2026
ADM Soybean Extraction | 7800 Thayer St (Soybean) | Lincoln | NE | 68507-1082 | Lancaster | NE11844 | Inactive | 22655 | 0 | 1958 | Union Iron Works | WT - Water Tube Boiler | 0037 - Dowtherm Htxfr Fluid | 4/30/2014
ADM Soybean Extraction | 7800 Thayer St (Soybean) | Lincoln | NE | 68507-1082 | Lancaster | NE14596 | Inactive | 2 | B103503 | 1986 | Asea-Stall | WT - Water Tube Boiler | PROC - Process Steam | 4/30/2023
ADM Soybean Extraction | 7800 Thayer St (Soybean) | Lincoln | NE | 68507-1082 | Lancaster | NE19989 | Active | 3519 | 91542-B | 1989 | KenTube Economizer | ECON - Boiler Economizer | ECON - Boiler Economizer | 4/30/2026
ADM Soybean Extraction | 7800 Thayer St (Soybean) | Lincoln | NE | 68507-1082 | Lancaster | NE19990 | Active | 3518 | 91542-A | 1989 | KenTube Economizer | ECON - Boiler Economizer | ECON - Boiler Economizer | 4/30/2026
ADM Soybean Extraction | 7800 Thayer St (Soybean) | Lincoln | NE | 68507-1082 | Lancaster | NE42674 | Active | 1050 | 16400-L | 2022 | Victory | WT - Water Tube Boiler | BSPW - Bldg Supply/Power Generate | 5/31/2026
Pine Creek Elementary School | 7801 N HWS Cleveland Blvd | Bennington | NE | 68007-2200 | Douglas | NE14634 | Scrapped/Junked | 125429 | 0908125420 | 2008 | PVI INDUSTRIES | CHWH - ASME/Fired Water Heater | HWDP - Hotwater Heat & Dom Supply | 10/31/2018
Pine Creek Elementary School | 7801 N HWS Cleveland Blvd | Bennington | NE | 68007-2200 | Douglas | NE25940 | Active | 92126 | WT3850-08K-01 | 2008 | Cleveland | COOK - Fired Cooker | COOK - Cooker/Kettle | 10/31/2026
Westgate Elementary | 7802 Hascall St | Omaha | NE | 68124-3413 | Douglas | NE14844 | Active | 17554 | 09F-5461 | 2009 | Les Inc/Aldrich Co | FTVT - Firetube Vertical TB | HWHT - Hot Water Heat | 7/31/2026
Westgate Elementary | 7802 Hascall St | Omaha | NE | 68124-3413 | Douglas | NE14845 | Active | 17555 | 09F-5462 | 2009 | Les Inc/Aldrich Co | FTVT - Firetube Vertical TB | HWHT - Hot Water Heat | 7/31/2026
Westgate Elementary | 7802 Hascall St | Omaha | NE | 68124-3413 | Douglas | NE16945 | Active | 20010 | AJH35.3130 | 1993 | WEBEN JARCO | COBL - Coil Type Boiler | HWSD - Hot Water Dom/Potable | 7/31/2026
Westgate Elementary | 7802 Hascall St | Omaha | NE | 68124-3413 | Douglas | NE33340 | Scrapped/Junked |  | 123064 | 1961 | PACI | FT - Firetube Boiler | HWHT - Hot Water Heat | 7/31/2009
Westgate Elementary | 7802 Hascall St | Omaha | NE | 68124-3413 | Douglas | NE33341 | Scrapped/Junked |  | M1603 | 1962 | KEWA | FTFB - Firetube-Firebox Boiler | HWHT - Hot Water Heat | 7/31/2009
Westgate Elementary | 7802 Hascall St | Omaha | NE | 68124-3413 | Douglas | NE43713 | Active | 7834 | 24-HE078421924 | 2024 | Riello | WTSS - Watertube SS Steel | HWHT - Hot Water Heat | 7/31/2026
Westgate Elementary | 7802 Hascall St | Omaha | NE | 68124-3413 | Douglas | NE43714 | Active | 7838 | 24-HE078461924 | 2024 | Riello | WTSS - Watertube SS Steel | HWHT - Hot Water Heat | 7/31/2026
Westgate Elementary | 7802 Hascall St | Omaha | NE | 68124-3413 | Douglas | NE43715 | Active | 7784 | 24-HE077921824 | 2024 | Riello | WTSS - Watertube SS Steel | HWHT - Hot Water Heat | 7/31/2026
Westgate Elementary | 7802 Hascall St | Omaha | NE | 68124-3413 | Douglas | NE43716 | Active | 7782 | 24-HE077901824 | 2024 | Riello | WTSS - Watertube SS Steel | HWHT - Hot Water Heat | 7/31/2026
Heafey Hoffman Dworak Cutler Mortuary | 7805 W Center Rd | Omaha | NE | 68124-3102 | Douglas | NE23978 | Scrapped/Junked | 37442 | 112460001 | 2011 | Lochinvar | FTVT - Firetube Vertical TB | GLFH - Glycol Floor Heat System | 1/31/2016
Heafey Hoffman Dworak Cutler Mortuary | 7805 W Center Rd | Omaha | NE | 68124-3102 | Douglas | NE27118 | Active | 240131 | 1704104727020 | 2016 | Lochinvar | FT - Firetube Boiler | GLFH - Glycol Floor Heat System | 12/31/2026
Heafey Hoffman Dworak Cutler Mortuary | 7805 W Center Rd | Omaha | NE | 68124-3102 | Douglas | NE27119 | Active | 73242 | F003407 | 2016 | PVI Industries | CHWH - ASME/Fired Water Heater | HWDP - Hotwater Heat & Dom Supply | 12/31/2026
Heafey Hoffman Dworak Cutler Mortuary | 7805 W Center Rd | Omaha | NE | 68124-3102 | Douglas | NE27120 | Active | 73237 | F003534 | 2016 | PVI Industries | CHWH - ASME/Fired Water Heater | HWDP - Hotwater Heat & Dom Supply | 12/31/2026
Max I Walkers | 7808 Dodge St | Omaha | NE | 68114-3412 | Douglas | NE04591 | Scrapped/Junked | 1215 | 1215 | 1982 | Williams & Davis | FT - Firetube Boiler | PROC - Process Steam | 5/31/2020
Max I Walkers | 7808 Dodge St | Omaha | NE | 68114-3412 | Douglas | NE05149 | Scrapped/Junked | 44240 |  | 1984 | FULTON BOILERWORKS | FT - Firetube Boiler | HWSD - Hot Water Dom/Potable | 8/31/2000
CRDN Restoration | 7808 L St | Omaha | NE | 68127-1836 | Douglas | NE41926 | Active | 125995 | F2015995A | 2022 | Fulton | VTNT - Vertical Tubeless | PROC - Process Steam | 9/30/2026
CHILDREN'S RAINBOW HOUSE | 7815 Harney St | Omaha | NE | 68114-4511 | Douglas | NE34849 | Scrapped/Junked | 67 |  | 1967 | TELEDYNE LAARS | CPFT - Horiz Cpr Fin Boiler | HWHT - Hot Water Heat | 3/31/1999
LaVista West Elementary | 7821 Terry Dr | La Vista | NE | 68128-3943 | Sarpy | NE11932 | Scrapped/Junked | 19892 |  | 1985 | BRYAN STEAM LLC | WT - Water Tube Boiler | HWHT - Hot Water Heat | 7/31/2000
LaVista West Elementary | 7821 Terry Dr | La Vista | NE | 68128-3943 | Sarpy | NE23074 | Scrapped/Junked | 10871 | 00E-8619 | 2000 | Aldrich | FTVT - Firetube Vertical TB | HWHT - Hot Water Heat | 7/31/2024
LaVista West Elementary | 7821 Terry Dr | La Vista | NE | 68128-3943 | Sarpy | NE23075 | Scrapped/Junked | 10872 | 00E-8620 | 2000 | Aldrich | FTVT - Firetube Vertical TB | HWHT - Hot Water Heat | 7/31/2024
LaVista West Elementary | 7821 Terry Dr | La Vista | NE | 68128-3943 | Sarpy | NE23076 | Scrapped/Junked | 10873 | 00E-8621 | 2000 | Aldrich | FTVT - Firetube Vertical TB | HWHT - Hot Water Heat | 7/31/2024
LaVista West Elementary | 7821 Terry Dr | La Vista | NE | 68128-3943 | Sarpy | NE43305 | Active | 419058 | 24419058 | 2024 | Lochinvar | FTVT - Firetube Vertical TB | HWHT - Hot Water Heat | 4/30/2026
LaVista West Elementary | 7821 Terry Dr | La Vista | NE | 68128-3943 | Sarpy | NE43306 | Active | 419400 | 2441944 | 2024 | Lochinvar | FTVT - Firetube Vertical TB | HWHT - Hot Water Heat | 4/30/2026
Jerry Ryan Gentlemen's | 7824 Dodge St | Omaha | NE | 68114-3412 | Douglas | NE01461 | Scrapped/Junked | 50599 | 86398 | 2000 | Lattner Boiler Co | ELBL - Electric Boiler | PROC - Process Steam | 4/30/2019
Jerry Ryan Gentlemen's | 7824 Dodge St | Omaha | NE | 68114-3412 | Douglas | NE27749 | Active | 57843 | 57843 | 2018 | Lattner Boiler Co | ELBL - Electric Boiler | PROC - Process Steam | 4/30/2026
Staybridge Suites | 7825 Davenport St | Omaha | NE | 68114-3628 | Douglas | NE19468 | Scrapped/Junked | 153577 | 153577 | 2010 | AO SMITH | CHWH - ASME/Fired Water Heater | HWSD - Hot Water Dom/Potable | 5/31/2018
Staybridge Suites | 7825 Davenport St | Omaha | NE | 68114-3628 | Douglas | NE19469 | Scrapped/Junked | 145139 | 145139 | 2010 | AO SMITH | CHWH - ASME/Fired Water Heater | HWSD - Hot Water Dom/Potable | 5/31/2019
Staybridge Suites | 7825 Davenport St | Omaha | NE | 68114-3628 | Douglas | NE19470 | Scrapped/Junked | 146324 | 146324 | 2010 | AO SMITH | CHWH - ASME/Fired Water Heater | HWSD - Hot Water Dom/Potable | 5/31/2017
Staybridge Suites | 7825 Davenport St | Omaha | NE | 68114-3628 | Douglas | NE27116 | Active | 201304 | 1506M002057 | 2015 | AO SMITH | CHWH - ASME/Fired Water Heater | HWSD - Hot Water Dom/Potable | 5/31/2026
Staybridge Suites | 7825 Davenport St | Omaha | NE | 68114-3628 | Douglas | NE27130 | Active | 234151 | 234151 | 2017 | AO SMITH | CHWH - ASME/Fired Water Heater | HWSD - Hot Water Dom/Potable | 5/31/2026
Staybridge Suites | 7825 Davenport St | Omaha | NE | 68114-3628 | Douglas | NE28588 | Active | 248669 | 248669 | 2018 | AO SMITH | CHWH - ASME/Fired Water Heater | HWSD - Hot Water Dom/Potable | 5/31/2026
Rainbow House | 7825 Farnam Dr | Omaha | NE | 68114-4564 | Douglas | NE24880 | Active | 66997 | G-14-0115 | 2014 | Aerco International, Inc. | FTVT - Firetube Vertical TB | HWHT - Hot Water Heat | 12/31/2026
Rainbow House | 7825 Farnam Dr | Omaha | NE | 68114-4564 | Douglas | NE24881 | Active | 66998 | G-14-0116 | 2014 | Aerco International, Inc. | FTVT - Firetube Vertical TB | HWHT - Hot Water Heat | 12/31/2026
Rainbow House | 7825 Farnam Dr | Omaha | NE | 68114-4564 | Douglas | NE24882 | Active | 66976 | G-14-0094 | 2014 | Aerco International, Inc. | FTVT - Firetube Vertical TB | HWSD - Hot Water Dom/Potable | 12/31/2026
Rainbow House | 7825 Farnam Dr | Omaha | NE | 68114-4564 | Douglas | NE24883 | Active | 66975 | G-14-0093 | 2014 | Aerco International, Inc. | FTVT - Firetube Vertical TB | HWSD - Hot Water Dom/Potable | 12/31/2026
Quality Inn I-80 | 7838 S Hwy 281 | Grand Island | NE | 68803-9127 | Hall | NE06252 | Scrapped/Junked | 93280 | M04M007491 | 2005 | STAT | AHWH - ANSI/Fired Water Htr | HWSD - Hot Water Dom/Potable | 11/30/2013
Quality Inn I-80 | 7838 S Hwy 281 | Grand Island | NE | 68803-9127 | Hall | NE06254 | Scrapped/Junked | 78304 | J03124075 | 2003 | State Industries | AHWH - ANSI/Fired Water Htr | HWSD - Hot Water Dom/Potable | 11/30/2020
Quality Inn I-80 | 7838 S Hwy 281 | Grand Island | NE | 68803-9127 | Hall | NE06255 | Scrapped/Junked | 209139 | C03PAO151 | 2003 | TELE | CPFT - Horiz Cpr Fin Boiler | IPHT - Indoor Pool Heater | 11/30/2013
Quality Inn I-80 | 7838 S Hwy 281 | Grand Island | NE | 68803-9127 | Hall | NE06256 | Inactive | 17655 | 11880 | 2005 | VULC | ELBL - Electric Boiler | 0021 - Steam Supp Cooker/Kettle | 11/30/2020
Quality Inn I-80 | 7838 S Hwy 281 | Grand Island | NE | 68803-9127 | Hall | NE08419 | Scrapped/Junked | 68820 | F00235484 | 1999 | STAT | CHWH - ASME/Fired Water Heater | HWSD - Hot Water Dom/Potable | 11/30/2021
Quality Inn I-80 | 7838 S Hwy 281 | Grand Island | NE | 68803-9127 | Hall | NE12686 | Inactive | 115719 | F07M006235 | 2007 | STAT | CHWH - ASME/Fired Water Heater | HWSD - Hot Water Dom/Potable | 11/30/2010
Quality Inn I-80 | 7838 S Hwy 281 | Grand Island | NE | 68803-9127 | Hall | NE15567 | Active | 32628 | 73155 | 1992 | Bryan | WT - Water Tube Boiler | HWHT - Hot Water Heat | 11/30/2024
Quality Inn I-80 | 7838 S Hwy 281 | Grand Island | NE | 68803-9127 | Hall | NE15665 | Scrapped/Junked | 47269 | G94864845 | 1994 | STAT | CHWH - ASME/Fired Water Heater | HWSD - Hot Water Dom/Potable | 11/30/2018
Quality Inn I-80 | 7838 S Hwy 281 | Grand Island | NE | 68803-9127 | Hall | NE23378 | Inactive | 64646 | G99426516 | 1999 | STAT | CHWH - ASME/Fired Water Heater | HWSD - Hot Water Dom/Potable | 11/30/2014
Quality Inn I-80 | 7838 S Hwy 281 | Grand Island | NE | 68803-9127 | Hall | NE24537 | Scrapped/Junked | 135748 | 135748 | 2013 | RHEEM | CHWH - ASME/Fired Water Heater | HWDP - Hotwater Heat & Dom Supply | 11/30/2021
Quality Inn I-80 | 7838 S Hwy 281 | Grand Island | NE | 68803-9127 | Hall | NE26194 | Inactive | 138194 | URNGA 121413917 | 2014 | RHEEM | CHWH - ASME/Fired Water Heater | HWDP - Hotwater Heat & Dom Supply | 11/30/2018
Quality Inn I-80 | 7838 S Hwy 281 | Grand Island | NE | 68803-9127 | Hall | NE28255 | Active | 156696 | 156696 | 2019 | RHEEM | CHWH - ASME/Fired Water Heater | HWSD - Hot Water Dom/Potable | 11/30/2024
Quality Inn I-80 | 7838 S Hwy 281 | Grand Island | NE | 68803-9127 | Hall | NE41144 | Active | 160107 | 160107 | 2020 | RHEEM | FT - Firetube Boiler | HWSD - Hot Water Dom/Potable | 11/30/2024
HOLIDAY INN I-80 | 7838 S HWY 281 | GRAND ISLAND | NE | 68803-9127 | HALL | NE05289 | Scrapped/Junked | 22387 |  | 1990 | VULCAN-HART | FT - Firetube Boiler | 0021 - Steam Supp Cooker/Kettle | 3/31/1999
HOLIDAY INN I-80 | 7838 S HWY 281 | GRAND ISLAND | NE | 68803-9127 | HALL | NE05292 | Scrapped/Junked |  | 35996 | 1992 | RAYPAK INC, CALIFORNIA | CPFT - Horiz Cpr Fin Boiler | IPHT - Indoor Pool Heater | 3/31/2004
HOLIDAY INN I-80 | 7838 S HWY 281 | GRAND ISLAND | NE | 68803-9127 | HALL | NE05296 | Scrapped/Junked | 34625 |  | 1990 | STATE INDUSTRIES | CHWH - ASME/Fired Water Heater | HWSD - Hot Water Dom/Potable | 3/31/1999
HOLIDAY INN I-80 | 7838 S HWY 281 | GRAND ISLAND | NE | 68803-9127 | HALL | NE06253 | Scrapped/Junked | 90904 | J04MO10013 | 2004 | STATE INDUSTRIES | AHWH - ANSI/Fired Water Htr | HWSD - Hot Water Dom/Potable | 11/30/2007
HOLIDAY INN I-80 | 7838 S HWY 281 | GRAND ISLAND | NE | 68803-9127 | HALL | NE08420 | Scrapped/Junked | 68821 | J00419984 | 1999 | STATE INDUSTRIES | CHWH - ASME/Fired Water Heater | HWSD - Hot Water Dom/Potable | 3/31/2004
HOLIDAY INN I-80 | 7838 S HWY 281 | GRAND ISLAND | NE | 68803-9127 | HALL | NE15663 | Scrapped/Junked |  |  | 1995 | STATE INDUSTRIES | AHWH - ANSI/Fired Water Htr | HWSD - Hot Water Dom/Potable | 3/31/2001
HOLIDAY INN I-80 | 7838 S HWY 281 | GRAND ISLAND | NE | 68803-9127 | HALL | NE15664 | Scrapped/Junked | 48749 | A95773188 | 1995 | STATE INDUSTRIES | CHWH - ASME/Fired Water Heater | HWSD - Hot Water Dom/Potable | 3/31/2004
HOLIDAY INN I-80 | 7838 S HWY 281 | GRAND ISLAND | NE | 68803-9127 | HALL | NE19422 | Scrapped/Junked |  | 0000000758 | 1995 | TELEDYNE LAARS | CPFT - Horiz Cpr Fin Boiler | IPHT - Indoor Pool Heater | 3/31/2004
HOLIDAY INN I-80 | 7838 S HWY 281 | GRAND ISLAND | NE | 68803-9127 | HALL | NE20652 | Scrapped/Junked | 6493 | 4566 | 1996 | VULCAN-HART | ELBL - Electric Boiler | 0021 - Steam Supp Cooker/Kettle | 3/31/2004
HOLIDAY INN I-80 | 7838 S HWY 281 | GRAND ISLAND | NE | 68803-9127 | HALL | NE20653 | Scrapped/Junked | 51735 | L95884485 | 1995 | STATE INDUSTRIES | CHWH - ASME/Fired Water Heater | HWSD - Hot Water Dom/Potable | 3/31/2004
HOLIDAY INN I-80 | 7838 S HWY 281 | GRAND ISLAND | NE | 68803-9127 | HALL | NE20693 | Scrapped/Junked | 58918 |  | 1998 | STATE INDUSTRIES | CHWH - ASME/Fired Water Heater | HWSD - Hot Water Dom/Potable | 3/31/2002
Corwin Toyota of Belleuve | 7851 S 19th Cir | Bellevue | NE | 68147-1623 | Sarpy | NE27281 | Active | 307585 | 17307585 | 2017 | Lochinvar | WT - Water Tube Boiler | HWHT - Hot Water Heat | 10/31/2026
Corwin Toyota of Belleuve | 7851 S 19th Cir | Bellevue | NE | 68147-1623 | Sarpy | NE27431 | Active | N/A | 5178844 | 2017 | Buderus | CI - Cast Iron | HWHF - Hot Water Heat-Floor | 10/31/2026
St Gerald East School | 7859 Lakeview St | Ralston | NE | 68127-2832 | Douglas | NE17840 | Scrapped/Junked | N/A | 1179G6 | 1955 | Rite | WT - Water Tube Boiler | HWHT - Hot Water Heat | 3/31/2016
St Gerald East School | 7859 Lakeview St | Ralston | NE | 68127-2832 | Douglas | NE26566 | Active | 74152 | G-16-0707 | 2016 | Aerco | VTTB - Vertical Tube Bundle | HWHT - Hot Water Heat | 10/31/2026
St Gerald East School | 7859 Lakeview St | Ralston | NE | 68127-2832 | Douglas | NE26567 | Active | 74252 | G-16-0832 | 2016 | Aerco | VTTB - Vertical Tube Bundle | HWHT - Hot Water Heat | 10/31/2026
Chili's Grill & Bar | 7865 S 84th St | La Vista | NE | 68128-2444 | Sarpy | NE06053 | Scrapped/Junked | 65131 | AF4821026/80131 | 2004 | BRDW | CHWH - ASME/Fired Water Heater | HWSD - Hot Water Dom/Potable | 1/31/2013
Chili's Grill & Bar | 7865 S 84th St | La Vista | NE | 68128-2444 | Sarpy | NE24382 | Scrapped/Junked | 65773 | L99199972 | 1999 | STATE INDUSTRIES | CHWH - ASME/Fired Water Heater | HWSD - Hot Water Dom/Potable | 2/28/2005
Chili's Grill & Bar | 7865 S 84th St | La Vista | NE | 68128-2444 | Sarpy | NE24556 | Scrapped/Junked | 102657 | 117657 | 2013 | BRDW | CHWH - ASME/Fired Water Heater | HWSD - Hot Water Dom/Potable | 12/31/2019
Chili's Grill & Bar | 7865 S 84th St | La Vista | NE | 68128-2444 | Sarpy | NE26260 | Scrapped/Junked | 102665 | 117665 | 2013 | BRDW | CHWH - ASME/Fired Water Heater | HWSD - Hot Water Dom/Potable | 3/31/2022
Darling Ingredients | 787 E County Road T | Fremont | NE | 68025-7809 | Dodge | NE02984 | Scrapped/Junked | 21780 | 21780 | 1983 | CLAYTON | COBL - Coil Type Boiler | PROC - Process Steam | 3/31/2011
Darling Ingredients | 787 E County Road T | Fremont | NE | 68025-7809 | Dodge | NE19091 | Active | 24962 | 24962 | 2011 | CLAYTON | FFSG - Force Flow Steam Generator | PROC - Process Steam | 3/31/2026
Rocket Car Wash | 787 N 204th Ave | Elkhorn | NE | 68022 | Douglas | NE28849 | Active | 114194 | 19PG24910482 | 2019 | Lochinvar | WT - Water Tube Boiler | GLFH - Glycol Floor Heat System | 5/31/2026
Green Plains Wood River LLC | 7874 S 140th Rd | Wood River | NE | 68883-9300 | Hall | NE10216 | Active | 16228 | 16228 | 2007 | SUPR | FTSM - FTS Marine Dry Back | PROC - Process Steam | 5/31/2026
Green Plains Wood River LLC | 7874 S 140th Rd | Wood River | NE | 68883-9300 | Hall | NE10217 | Active | 593 | 2972 | 2007 | CAIN | ECON - Boiler Economizer | ECON - Boiler Economizer | 5/31/2026
Green Plains Wood River LLC | 7874 S 140th Rd | Wood River | NE | 68883-9300 | Hall | NE10218 | Active | 16233 | 16233 | 2007 | SUPR | FTSM - FTS Marine Dry Back | PROC - Process Steam | 5/31/2026
Green Plains Wood River LLC | 7874 S 140th Rd | Wood River | NE | 68883-9300 | Hall | NE10219 | Active | 595 | 2974 | 2007 | CAIN | ECON - Boiler Economizer | ECON - Boiler Economizer | 5/31/2026
Green Plains Wood River LLC | 7874 S 140th Rd | Wood River | NE | 68883-9300 | Hall | NE10220 | Active | 16221 | 16221 | 2007 | Superior | FTSM - FTS Marine Dry Back | PROC - Process Steam | 5/31/2026
Green Plains Wood River LLC | 7874 S 140th Rd | Wood River | NE | 68883-9300 | Hall | NE10221 | Active | 594 | 2973 | 2007 | CAIN | ECON - Boiler Economizer | ECON - Boiler Economizer | 5/31/2026
Green Plains Wood River LLC | 7874 S 140th Rd | Wood River | NE | 68883-9300 | Hall | NE10222 | Active | 16240 | 16240 | 2007 | SUPR | FTSM - FTS Marine Dry Back | PROC - Process Steam | 5/31/2026
Green Plains Wood River LLC | 7874 S 140th Rd | Wood River | NE | 68883-9300 | Hall | NE10223 | Active | 596 | 2975 | 2007 | CAIN | ECON - Boiler Economizer | ECON - Boiler Economizer | 5/31/2026
Nebraskaland Tire | 7880 F St | Omaha | NE | 68127-1829 | Douglas | NE04769 | Active | 35633 | 35633 | 1988 | Parker Ind | WT - Water Tube Boiler | PROC - Process Steam | 3/31/2025
Our Lady Of Guadalupe | 7880 W Denton Rd | Denton | NE | 68339-3091 | Lancaster | NE01526 | Active | 7717 | L997717 | 1999 | Lochinvar | ELWH - Electric Water Heater | HWSD - Hot Water Dom/Potable | 1/31/2026
Our Lady Of Guadalupe | 7880 W Denton Rd | Denton | NE | 68339-3091 | Lancaster | NE01527 | Active | 7895 | A007895 | 2000 | Lochinvar | ELWH - Electric Water Heater | HWSD - Hot Water Dom/Potable | 1/31/2026
Our Lady Of Guadalupe | 7880 W Denton Rd | Denton | NE | 68339-3091 | Lancaster | NE01528 | Active | 7896 | A007896 | 2000 | Lochinvar | ELWH - Electric Water Heater | HWSD - Hot Water Dom/Potable | 1/31/2026
Harrison St Pumping Stat | 78th & Harrison | Omaha | NE | 68102 | Douglas | NE11636 | Scrapped/Junked | n/a | 753675 | 1975 | Peerless | CI - Cast Iron | HWHT - Hot Water Heat | 10/31/2020
LaVista Middle School | 7900 Edgewood Blvd | La Vista | NE | 68128-2718 | SARPY | NE10390 | Scrapped/Junked | 63034 | 63034 | 2002 | MARKET FORGE INDUSTRIES | FTSO - Ft Shell/No Tubes | 0021 - Steam Supp Cooker/Kettle | 7/31/2008
LaVista Middle School | 7900 Edgewood Blvd | La Vista | NE | 68128-2718 | SARPY | NE13403 | Scrapped/Junked | 70731 | 70731 | 2008 | MARKET FORGE INDUSTRIES | FT - Firetube Boiler | 0021 - Steam Supp Cooker/Kettle | 7/31/2023
LaVista Middle School | 7900 Edgewood Blvd | La Vista | NE | 68128-2718 | SARPY | NE13404 | Scrapped/Junked | 70730 | 70730 | 2008 | MARKET FORGE INDUSTRIES | FT - Firetube Boiler | 0021 - Steam Supp Cooker/Kettle | 7/31/2023
LaVista Middle School | 7900 Edgewood Blvd | La Vista | NE | 68128-2718 | SARPY | NE16106 | Scrapped/Junked | 6599 | 90-2269 | 1990 | Aldrich | FTVT - Firetube Vertical TB | HWHT - Hot Water Heat | 7/31/2014
LaVista Middle School | 7900 Edgewood Blvd | La Vista | NE | 68128-2718 | SARPY | NE16107 | Scrapped/Junked | 6602 | 90-2272 | 1990 | Aldrich | FTVT - Firetube Vertical TB | HWHT - Hot Water Heat | 7/31/2014
LaVista Middle School | 7900 Edgewood Blvd | La Vista | NE | 68128-2718 | SARPY | NE16108 | Scrapped/Junked | 6603 | 90-2273 | 1990 | Aldrich | FTVT - Firetube Vertical TB | HWHT - Hot Water Heat | 7/31/2014
LaVista Middle School | 7900 Edgewood Blvd | La Vista | NE | 68128-2718 | SARPY | NE16109 | Scrapped/Junked | 6606 | 90-2276 | 1990 | Aldrich | FTVT - Firetube Vertical TB | HWHT - Hot Water Heat | 7/31/2014
LaVista Middle School | 7900 Edgewood Blvd | La Vista | NE | 68128-2718 | SARPY | NE16110 | Scrapped/Junked | 6604 | 90-2274 | 1990 | Aldrich | FTVT - Firetube Vertical TB | HWHT - Hot Water Heat | 7/31/2014
LaVista Middle School | 7900 Edgewood Blvd | La Vista | NE | 68128-2718 | SARPY | NE16822 | Scrapped/Junked | 12490 | 2902 | 1990 | WEBEN JARCO | COBL - Coil Type Boiler | HWSD - Hot Water Dom/Potable | 7/31/2018
LaVista Middle School | 7900 Edgewood Blvd | La Vista | NE | 68128-2718 | SARPY | NE16823 | Scrapped/Junked | 13949 | 3112 | 1990 | WEBEN JARCO | COBL - Coil Type Boiler | HWSD - Hot Water Dom/Potable | 7/31/2018
LaVista Middle School | 7900 Edgewood Blvd | La Vista | NE | 68128-2718 | SARPY | NE16824 | Scrapped/Junked | 13950 | 3113 | 1990 | WEBEN JARCO | COBL - Coil Type Boiler | HWSD - Hot Water Dom/Potable | 7/31/2017
LaVista Middle School | 7900 Edgewood Blvd | La Vista | NE | 68128-2718 | SARPY | NE16825 | Scrapped/Junked | 13188 | 3004 | 1989 | WEBEN JARCO | COBL - Coil Type Boiler | HWSD - Hot Water Dom/Potable | 7/31/2025
LaVista Middle School | 7900 Edgewood Blvd | La Vista | NE | 68128-2718 | SARPY | NE20070 | Scrapped/Junked | 50677 |  | 1996 | MARKET FORGE INDUSTRIES | FT - Firetube Boiler | 0021 - Steam Supp Cooker/Kettle | 7/31/2001
LaVista Middle School | 7900 Edgewood Blvd | La Vista | NE | 68128-2718 | SARPY | NE20071 | Scrapped/Junked | 50678 |  | 1996 | MARKET FORGE INDUSTRIES | FT - Firetube Boiler | 0021 - Steam Supp Cooker/Kettle | 7/31/2002
LaVista Middle School | 7900 Edgewood Blvd | La Vista | NE | 68128-2718 | SARPY | NE25240 | Active | 265227 | F14265227 | 2014 | Lochinvar | FTFB - Firetube-Firebox Boiler | HWHT - Hot Water Heat | 7/31/2026
LaVista Middle School | 7900 Edgewood Blvd | La Vista | NE | 68128-2718 | SARPY | NE25241 | Active | 265229 | F14265229 | 2014 | Lochinvar | FTFB - Firetube-Firebox Boiler | HWHT - Hot Water Heat | 7/31/2026
LaVista Middle School | 7900 Edgewood Blvd | La Vista | NE | 68128-2718 | SARPY | NE25242 | Active | 264928 | F14264928 | 2014 | Lochinvar | FTFB - Firetube-Firebox Boiler | HWHT - Hot Water Heat | 7/31/2026
LaVista Middle School | 7900 Edgewood Blvd | La Vista | NE | 68128-2718 | SARPY | NE25650 | Scrapped/Junked | 66059 | 66059 | 2004 | MARKET FORGE INDUSTRIES | FT - Firetube Boiler | 0021 - Steam Supp Cooker/Kettle | 7/31/2008
LaVista Middle School | 7900 Edgewood Blvd | La Vista | NE | 68128-2718 | SARPY | NE26325 | Active | 115770 | 141123055378 | 2014 | Cleveland | KETT - Fired Kettle | COOK - Cooker/Kettle | 7/31/2026
LaVista Middle School | 7900 Edgewood Blvd | La Vista | NE | 68128-2718 | SARPY | NE27673 | Active | 72511 | F003202 | 2017 | PVI Industries | CHWH - ASME/Fired Water Heater | HWSD - Hot Water Dom/Potable | 7/31/2026
LaVista Middle School | 7900 Edgewood Blvd | La Vista | NE | 68128-2718 | SARPY | NE27674 | Active | 73588 | F002259 | 2016 | PVI Industries | CHWH - ASME/Fired Water Heater | HWSD - Hot Water Dom/Potable | 7/31/2026
Greenfield's Restaurant | 7900 S 87th St | Lincoln | NE | 68526-9300 | Lancaster | NE40134 | Scrapped/Junked | 100373 | 100373 | 2005 | AOSF | CHWH - ASME/Fired Water Heater | HWSD - Hot Water Dom/Potable | 5/31/2013
Florence Elementary | 7902 N 36th St | Omaha | NE | 68112-2023 | Douglas | NE05255 | Exempt 1999 LB-66 |  | 0375-00278 | 1982 | RUUD | AHWH - ANSI/Fired Water Htr | HWSD - Hot Water Dom/Potable | 6/30/2000
Florence Elementary | 7902 N 36th St | Omaha | NE | 68112-2023 | Douglas | NE05256 | Exempt 1999 LB-66 |  | 0583401720 | 1982 | RUUD | AHWH - ANSI/Fired Water Htr | HWSD - Hot Water Dom/Potable | 6/30/2000
Florence Elementary | 7902 N 36th St | Omaha | NE | 68112-2023 | Douglas | NE27198 | Active | 308033 | 1728106762674 | 2017 | Lochinvar | WT - Water Tube Boiler | HWHT - Hot Water Heat | 12/31/2025
Florence Elementary | 7902 N 36th St | Omaha | NE | 68112-2023 | Douglas | NE27199 | Active | 308925 | 17280106762676 | 2017 | Lochinvar | WT - Water Tube Boiler | HWHT - Hot Water Heat | 12/31/2025
Florence Elementary | 7902 N 36th St | Omaha | NE | 68112-2023 | Douglas | NE31085 | Scrapped/Junked | n/a | HSB40032 | 1962 | TITUSVILLE | FTSM - FTS Marine Dry Back | STHT - Steam-Heat | 12/31/2017
Florence Elementary | 7902 N 36th St | Omaha | NE | 68112-2023 | Douglas | NE31086 | Scrapped/Junked | n/a | HSB40033 | 1962 | TITUSVILLE | FTSM - FTS Marine Dry Back | STHT - Steam-Heat | 12/31/2017
Forest Lawn Memorial Park | 7909 Mormon Bridge Rd | Omaha | NE | 68152-2413 | Douglas | NE25771 | Active | 149782 | PG120.05.1847 | 2014 | Lochinvar | COND - Condenser | GLFH - Glycol Floor Heat System | 1/31/2027
Bell Elementary School | 7909 Reed St | Papillion | NE | 68046-4431 | Sarpy | NE17566 | Active | 18188 | M112580 | 2008 | Precision | ELBL - Electric Boiler | HWHT - Hot Water Heat | 7/31/2026
Hy-Vee, Inc. | 7910 Cass St | Omaha | NE | 68114-3582 | Douglas | NE21829 | Exempt 1999 LB-66 |  | 397G00168 | 1997 | Ruud-Rheem | AHWH - ANSI/Fired Water Htr | HWSD - Hot Water Dom/Potable | 9/30/1999
Hy-Vee, Inc. | 7910 Cass St | Omaha | NE | 68114-3582 | Douglas | NE21830 | Exempt 1999 LB-66 |  | 297G02914 | 1997 | RUUD | AHWH - ANSI/Fired Water Htr | HWSD - Hot Water Dom/Potable | 9/30/1999
Dialysis Center Of Linc | 7910 O St | Lincoln | NE | 68510-2500 | Lancaster | NE00354 | Scrapped/Junked | 55726 | LF000941866 | 2000 | AOSM | CHWH - ASME/Fired Water Heater | HWSD - Hot Water Dom/Potable | 10/31/2012
Dialysis Center Of Linc | 7910 O St | Lincoln | NE | 68510-2500 | Lancaster | NE40796 | Scrapped/Junked | 30014 |  | 1995 | AO SMITH | CHWH - ASME/Fired Water Heater | HWSD - Hot Water Dom/Potable | 9/30/2000
Swimtastic Swim School | 7911 Pioneers Blvd | Lincoln | NE | 68506-5962 | Lancaster | NE28302 | Active | 487990 | 1905487990 | 2019 | Raypak | CPPH - Ansi Cpr Fin Pool Heater | IPHT - Indoor Pool Heater | 9/30/2026
CAMBRIDGE APARTMENTS | 7912 S 97TH PLZ | OMAHA | NE | 68127 | Douglas | NE23914 | Exempt 1999 LB-66 |  | 672218 | 1988 | STATE INDUSTRIES | AHWH - ANSI/Fired Water Htr | HWSD - Hot Water Dom/Potable | 8/31/1999
Midwest Surgical Center | 7915 Farnam Dr | Omaha | NE | 68114-4504 | Douglas | NE12556 | Scrapped/Junked | 187318 | C07187318 | 2007 | Teledyne & Laars | CPFT - Horiz Cpr Fin Boiler | HWDP - Hotwater Heat & Dom Supply | 4/30/2021
Midwest Surgical Center | 7915 Farnam Dr | Omaha | NE | 68114-4504 | Douglas | NE12557 | Scrapped/Junked | 187316 | C07187316 | 2007 | Teledyne & Laars | CPFT - Horiz Cpr Fin Boiler | HWDP - Hotwater Heat & Dom Supply | 4/30/2021
Midwest Surgical Center | 7915 Farnam Dr | Omaha | NE | 68114-4504 | Douglas | NE12558 | Active | 55115 | 95722 | 2007 | Bryan | WT - Water Tube Boiler | STER - Sterilizer | 4/30/2026
Midwest Surgical Center | 7915 Farnam Dr | Omaha | NE | 68114-4504 | Douglas | NE12559 | Active | 55116 | 95723 | 2007 | Bryan | WT - Water Tube Boiler | STER - Sterilizer | 4/30/2026
Midwest Surgical Center | 7915 Farnam Dr | Omaha | NE | 68114-4504 | Douglas | NE12560 | Active | 16636 | 07F-4543 | 2007 | ALES | FTVT - Firetube Vertical TB | HWHT - Hot Water Heat | 4/30/2026
Midwest Surgical Center | 7915 Farnam Dr | Omaha | NE | 68114-4504 | Douglas | NE12561 | Active | 16634 | 07F-4541 | 2007 | ALES | FTVT - Firetube Vertical TB | HWHT - Hot Water Heat | 4/30/2026
Midwest Surgical Center | 7915 Farnam Dr | Omaha | NE | 68114-4504 | Douglas | NE28979 | Active | 482615 | N1.19.42.00060 | 2019 | Lochinvar | WT - Water Tube Boiler | HWSP - Hot Water Non Potable Supply | 4/30/2026
Midwest Surgical Center | 7915 Farnam Dr | Omaha | NE | 68114-4504 | Douglas | NE28980 | Active | 487116 | N1.19.50.00068 | 2019 | Lochinvar | WT - Water Tube Boiler | HWSP - Hot Water Non Potable Supply | 4/30/2026
Florence Home | 7915 N 30th St | Omaha | NE | 68112-2418 | Douglas | NE03402 | Scrapped/Junked | 10011 | 8791895 | 1989 | Teledyne & Laars | CPFT - Horiz Cpr Fin Boiler | HWSD - Hot Water Dom/Potable | 9/30/2012
Florence Home | 7915 N 30th St | Omaha | NE | 68112-2418 | Douglas | NE03403 | Scrapped/Junked | 82775 | 8691588 | 1989 | Teledyne & Laars | CPFT - Horiz Cpr Fin Boiler | HWSD - Hot Water Dom/Potable | 9/30/2011
Florence Home | 7915 N 30th St | Omaha | NE | 68112-2418 | Douglas | NE03984 | Out of Service | n/a | 3954 | 1953 | Kewannee | FTFB - Firetube-Firebox Boiler | STHT - Steam-Heat | 9/30/2011
Florence Home | 7915 N 30th St | Omaha | NE | 68112-2418 | Douglas | NE20738 | Scrapped/Junked | 191039 | D1111500254 | 2011 | Giannoni France SAS | CHWH - ASME/Fired Water Heater | HWSD - Hot Water Dom/Potable | 9/30/2025
Florence Home | 7915 N 30th St | Omaha | NE | 68112-2418 | Douglas | NE23726 | Active | 241200 | L12H20241200 | 2013 | Giannoni France | COBL - Coil Type Boiler | HWSD - Hot Water Dom/Potable | 9/30/2026
Florence Home | 7915 N 30th St | Omaha | NE | 68112-2418 | Douglas | NE35347 | Scrapped/Junked |  |  | 1927 | KEWA | FTLO - Firetube Locomotive Type | STHT - Steam-Heat | 8/31/2009
Florence Home | 7915 N 30th St | Omaha | NE | 68112-2418 | Douglas | NE35348 | Inactive |  |  | 1927 | KEWA | FTLO - Firetube Locomotive Type | STHT - Steam-Heat | 8/31/2009
Florence Home | 7915 N 30th St | Omaha | NE | 68112-2418 | Douglas | NE43288 | Active | 624863 | N1.24.41.00139 | 2024 | Lochinvar / Sermeta | WTHW - Watertube Wtr Heater | HWSD - Hot Water Dom/Potable | 9/30/2026
HAROLD'S SQUARE LAUNDRY | 7935 Blondo St | Omaha | NE | 68134-6611 | Douglas | NE21794 | Exempt 1999 LB-66 |  | MM960604053964 | 1996 | AO SMITH | AHWH - ANSI/Fired Water Htr | HWSD - Hot Water Dom/Potable | 6/30/2000
HAROLD'S SQUARE LAUNDRY | 7935 Blondo St | Omaha | NE | 68134-6611 | Douglas | NE21795 | Exempt 1999 LB-66 |  | ML960604058964 | 1996 | AO SMITH | AHWH - ANSI/Fired Water Htr | HWSD - Hot Water Dom/Potable | 6/30/2000
Adams Land & Cattle | 79574 Road 438 | Broken Bow | NE | 68822-4201 | Custer | NE43669 | Active | 18914 | 18914 | 2018 | Superior Boiler Works | FTWB - FTS Marine Wet Back | PROC - Process Steam | 8/31/2026
Gray Manufacturing Company | 7960 N 56th St | Lincoln | NE | 68514-9732 | Lancaster | NE06080 | Active | N/A | P500400182 | 2004 | Pennco | CI - Cast Iron | HWHF - Hot Water Heat-Floor | 9/30/2025
RETAIL STORE | 798 ROAD WEST A SOUTH | OGALLALA | NE | 69153-4528 | KEITH | NE34893 | Inactive |  | SING-210 | 1960 | AMERICAN STANDARD |  | HWHT - Hot Water Heat | 5/31/1993
STANTON CITY POOL | 7TH & DOUGLAS | STANTON | NE | 68779 | STANTON | NE00286 | Scrapped/Junked |  | 730-E-7612171 | 1976 | AO SMITH | AHWH - ANSI/Fired Water Htr | HWSD - Hot Water Dom/Potable | 6/30/2001
STANTON CITY POOL | 7TH & DOUGLAS | STANTON | NE | 68779 | STANTON | NE00287 | Scrapped/Junked | 41599 |  | 1987 | AO SMITH | WT - Water Tube Boiler | OPHT - Outdoor Pool Heater | 6/30/2002
Wahoo I Car Wash | 7Th & Linden | Wahoo | NE | 68066 | Saunders | NE02529 | Out of Service | 63690 | F99280905/D99-231 | 1999 | State Industries | CHWH - ASME/Fired Water Heater | HWSP - Hot Water Non Potable Supply | 12/31/2021
WISNER-PILGER ELEMENTARY | 800 13TH ST | WISNER | NE | 68791 | CUMING | NE23014 | Exempt 1999 LB-66 |  |  | 1980 | STATE INDUSTRIES | AHWH - ANSI/Fired Water Htr | HWSD - Hot Water Dom/Potable | 7/31/2001
Sysco Corporation / Lincoln Poultry | 800 Cattail Rd | Lincoln | NE | 68521-3033 | Lancaster | NE07564 | Active | 8611 | 2005470031 | 2006 | Lochinvar | WT - Water Tube Boiler | GLFH - Glycol Floor Heat System | 12/31/2025
Hastings College/Arena Bldg | 800 E 12th St | Hastings | NE | 68901-7340 | Adams | NE01906 | Scrapped/Junked | 105963 | 1201105963 | 2001 | Pvi | CHWH - ASME/Fired Water Heater | HWSD - Hot Water Dom/Potable | 1/31/2021
Hastings College/Arena Bldg | 800 E 12th St | Hastings | NE | 68901-7340 | Adams | NE29116 | Active | 494605 | 202511691732 | 2020 | Lochinvar | COBL - Coil Type Boiler | HWSD - Hot Water Dom/Potable | 1/31/2026
Concrete Industries | 800 F St | Auburn | NE | 68305-1225 | Nemaha | NE09532 | Scrapped/Junked | 879 | 9511037 | 1995 | SIOU | COBL - Coil Type Boiler | HWSP - Hot Water Non Potable Supply | 10/31/2011
St Gregory The Great Seminary | 800 Fletcher Rd | Seward | NE | 68434-8145 | Seward | NE00455 | Active | 10527 | 99E-8180 | 1999 | Les Inc/Aldrich Co | FTVT - Firetube Vertical TB | HWHT - Hot Water Heat | 3/31/2026
St Gregory The Great Seminary | 800 Fletcher Rd | Seward | NE | 68434-8145 | Seward | NE00456 | Active | 10525 | 99E-8178 | 1999 | Les Inc/Aldrich Co | FTVT - Firetube Vertical TB | HWHT - Hot Water Heat | 3/31/2026
St Gregory The Great Seminary | 800 Fletcher Rd | Seward | NE | 68434-8145 | Seward | NE37361 | Scrapped/Junked | 3794 | E864042 | 1986 | Lochinvar | CPFT - Horiz Cpr Fin Boiler | HWSD - Hot Water Dom/Potable | 3/31/2020
Barnes Hay and Feed | 800 Hwy 51 | Lyons | NE | 68038-4631 | Burt | NE04075 | Active | 7355 | 5-5304/7355 | 1975 | Superior Boiler Works | FTSM - FTS Marine Dry Back | PROC - Process Steam | 4/30/2026
Rutjens Construction | 800 Lucas Ln | Tilden | NE | 68781 | Madison | NE10199 | Scrapped/Junked | 8282 | 2005-46-0030 | 2005 | Loch | COBL - Coil Type Boiler | HWFG - Hotwater Heat Floor-Glycl | 3/31/2018
Rutjens Construction | 800 Lucas Ln | Tilden | NE | 68781 | Madison | NE28676 | Active | 472194 | D1.19.27.00146 | 2019 | Lochinvar | WTSS - Watertube SS Steel | HWFG - Hotwater Heat Floor-Glycl | 1/31/2026
A5 Car Wash | 800 N 6th St | Beatrice | NE | 68310-2327 | GAGE | NE10187 | Scrapped/Junked | 106645 | 106645 | 2005 | RHEEM | CHWH - ASME/Fired Water Heater | HWHP - Hot Water Heat & Nonpotable | 2/28/2022
A5 Car Wash | 800 N 6th St | Beatrice | NE | 68310-2327 | GAGE | NE24227 | Scrapped/Junked | 27468 | LL94-0388514920 | 1994 | AO SMITH | CHWH - ASME/Fired Water Heater | HWSP - Hot Water Non Potable Supply | 10/31/2007
A5 Car Wash | 800 N 6th St | Beatrice | NE | 68310-2327 | GAGE | NE24228 | Scrapped/Junked | n/a | 0481761 | 1981 | Raypak | CPFT - Horiz Cpr Fin Boiler | HWHF - Hot Water Heat-Floor | 2/28/2022
A5 Car Wash | 800 N 6th St | Beatrice | NE | 68310-2327 | GAGE | NE24229 | Active | 78814 | 8691132 | 1986 | Teledyne Laars | CPFT - Horiz Cpr Fin Boiler | HWHF - Hot Water Heat-Floor | 2/28/2026
A5 Car Wash | 800 N 6th St | Beatrice | NE | 68310-2327 | GAGE | NE41461 | Active | 246049 | 21.PG75.41.362 | 2021 | NTI Trinity | FTVT - Firetube Vertical TB | HWHF - Hot Water Heat-Floor | 2/28/2026
Loup City Public Schools | 800 N 8th St | Loup City | NE | 68853-8020 | Sherman | NE18831 | Scrapped/Junked | 9495 | 97-E6748 | 1997 | Aldrich | FT - Firetube Boiler | HWHT - Hot Water Heat | 11/30/2023
Loup City Public Schools | 800 N 8th St | Loup City | NE | 68853-8020 | Sherman | NE18832 | Scrapped/Junked | 9496 | 97-E67949 | 1997 | Aldrich | FT - Firetube Boiler | HWHT - Hot Water Heat | 11/30/2023
Loup City Public Schools | 800 N 8th St | Loup City | NE | 68853-8020 | Sherman | NE18833 | Scrapped/Junked | 30319 | G-97-704 | 1997 | Aerco International | FT - Firetube Boiler | HWSD - Hot Water Dom/Potable | 11/30/2018
Loup City Public Schools | 800 N 8th St | Loup City | NE | 68853-8020 | Sherman | NE24674 | Active | 19115 | 14F-7023 | 2014 | Aldrich | FTVT - Firetube Vertical TB | HWHT - Hot Water Heat | 11/30/2026
Loup City Public Schools | 800 N 8th St | Loup City | NE | 68853-8020 | Sherman | NE25031 | Scrapped/Junked | 10841 | 00E-8582 | 2000 | Aldrich | FT - Firetube Boiler | HWHT - Hot Water Heat | 11/30/2017
Loup City Public Schools | 800 N 8th St | Loup City | NE | 68853-8020 | Sherman | NE25035 | Scrapped/Junked | 10535 | 99E-8188 | 1999 | Aldrich | FT - Firetube Boiler | HWHT - Hot Water Heat | 11/30/2014
Loup City Public Schools | 800 N 8th St | Loup City | NE | 68853-8020 | Sherman | NE27378 | Active | 31978 | 1831978 | 2018 | Lochinvar | FTSS - Firetube Stainless Steel | HWSD - Hot Water Dom/Potable | 11/30/2026
Loup City Public Schools | 800 N 8th St | Loup City | NE | 68853-8020 | Sherman | NE27795 | Active | 19949 | 17F 7857 | 2017 | Aldrich | FTVT - Firetube Vertical TB | HWHT - Hot Water Heat | 11/30/2026
Loup City Public Schools | 800 N 8th St | Loup City | NE | 68853-8020 | Sherman | NE43353 | Active | 404927 | 23.PGT1M.450.00007 | 2023 | Lochinvar | FTSS - Firetube Stainless Steel | HWHT - Hot Water Heat | 11/30/2026
Loup City Public Schools | 800 N 8th St | Loup City | NE | 68853-8020 | Sherman | NE43354 | Active | 404960 | 23.PGT1M.450.00040 | 2023 | Lochinvar | FTSS - Firetube Stainless Steel | HWHT - Hot Water Heat | 11/30/2026
Loup City Public Schools | 800 N 8th St | Loup City | NE | 68853-8020 | Sherman | NE43355 | Active | 404956 | 23.PGT1M.450.00036 | 2023 | Lochinvar | FTSS - Firetube Stainless Steel | HWHT - Hot Water Heat | 11/30/2026
LOUP CITY HIGH SCHOOL | 800 N 8th St | Loup City | NE | 68853-8020 | SHERMAN | NE31401 | Scrapped/Junked | 9816 |  | 1964 | KEWANEE | FT - Firetube Boiler | HWHT - Hot Water Heat | 8/31/2000
J C PENNEY #0911 | 800 N 98th St | Omaha | NE | 68114-2339 | Douglas | NE04965 | Scrapped/Junked | 1161 | 2L106 | 1967 | THER | WT - Water Tube Boiler | HWHT - Hot Water Heat | 3/31/2011
J C PENNEY #0911 | 800 N 98th St | Omaha | NE | 68114-2339 | Douglas | NE04966 | Scrapped/Junked | 1162 | 2L105 | 1967 | THER | WT - Water Tube Boiler | HWHT - Hot Water Heat | 3/31/2011
J C PENNEY #0911 | 800 N 98th St | Omaha | NE | 68114-2339 | Douglas | NE04967 | Inactive | 129841 | N-9664Q85 | 1985 | CUTL | ELBL - Electric Boiler | PROC - Process Steam | 3/31/2009
J C PENNEY #0911 | 800 N 98th St | Omaha | NE | 68114-2339 | Douglas | NE19437 | Scrapped/Junked | 1670 | 0910501670 | 2010 | RIVERSIDE HYDRONICS | WT - Water Tube Boiler | HWHT - Hot Water Heat | 3/31/2020
J C PENNEY #0911 | 800 N 98th St | Omaha | NE | 68114-2339 | Douglas | NE19438 | Scrapped/Junked | 1672 | 0910501672 | 2010 | RIVERSIDE HYDRONICS | WT - Water Tube Boiler | HWHT - Hot Water Heat | 3/31/2020
J C PENNEY #0911 | 800 N 98th St | Omaha | NE | 68114-2339 | Douglas | NE19439 | Scrapped/Junked | 1671 | 0910501671 | 2010 | RIVERSIDE HYDRONICS | WT - Water Tube Boiler | HWHT - Hot Water Heat | 3/31/2020
J C PENNEY #0911 | 800 N 98th St | Omaha | NE | 68114-2339 | Douglas | NE41734 | Active | 13796 | FC43P003744 | 2020 | Riello | WT - Water Tube Boiler | HWHT - Hot Water Heat | 6/30/2026
J C PENNEY #0911 | 800 N 98th St | Omaha | NE | 68114-2339 | Douglas | NE41735 | Active | 13804 | FC43P003744 | 2020 | Riello | WT - Water Tube Boiler | HWHT - Hot Water Heat | 6/30/2026
J C PENNEY #0911 | 800 N 98th St | Omaha | NE | 68114-2339 | Douglas | NE41736 | Active | 13831 | FC43P003744 | 2020 | Riello | WT - Water Tube Boiler | HWHT - Hot Water Heat | 6/30/2026
J C PENNEY #0911 | 800 N 98th St | Omaha | NE | 68114-2339 | Douglas | NE41737 | Active | 13786 | FC43P003744 | 2020 | Riello | WT - Water Tube Boiler | HWHT - Hot Water Heat | 6/30/2026
J C PENNEY #0911 | 800 N 98th St | Omaha | NE | 68114-2339 | Douglas | NE41738 | Active | 13835 | FC43P003744 | 2020 | Riello | WT - Water Tube Boiler | HWHT - Hot Water Heat | 6/30/2026
J C PENNEY #0911 | 800 N 98th St | Omaha | NE | 68114-2339 | Douglas | NE41739 | Active | 13838 | FC43P003744 | 2020 | Riello | WT - Water Tube Boiler | HWHT - Hot Water Heat | 6/30/2026
J C PENNEY #0911 | 800 N 98th St | Omaha | NE | 68114-2339 | Douglas | NE41740 | Active | 13297 | FC43P003744 | 2020 | Riello | WT - Water Tube Boiler | HWHT - Hot Water Heat | 6/30/2026
J C PENNEY #0911 | 800 N 98th St | Omaha | NE | 68114-2339 | Douglas | NE41741 | Active | 13299 | FC43P003744 | 2020 | Riello | WT - Water Tube Boiler | HWHT - Hot Water Heat | 6/30/2026
J C PENNEY #0911 | 800 N 98th St | Omaha | NE | 68114-2339 | Douglas | NE41742 | Active | 13302 | FC43P003744 | 2020 | Riello | WT - Water Tube Boiler | HWHT - Hot Water Heat | 6/30/2026
J C PENNEY #0911 | 800 N 98th St | Omaha | NE | 68114-2339 | Douglas | NE41743 | Active | 13301 | FC43P003744 | 2020 | Riello | WT - Water Tube Boiler | HWHT - Hot Water Heat | 6/30/2026
J C PENNEY #0911 | 800 N 98th St | Omaha | NE | 68114-2339 | Douglas | NE41744 | Active | 13296 | FC43P003744 | 2020 | Riello | WT - Water Tube Boiler | HWHT - Hot Water Heat | 6/30/2026
J C PENNEY #0911 | 800 N 98th St | Omaha | NE | 68114-2339 | Douglas | NE41745 | Active | 13294 | FC43P003744 | 2020 | Riello | WT - Water Tube Boiler | HWHT - Hot Water Heat | 6/30/2026
Concordia University | 800 N Columbia Ave | Seward | NE | 68434-1500 | Seward | NE06050 | Scrapped/Junked | 00173591 | B05H00173591 | 2005 | Lochinvar | CPFH - Copper Fin Water Heater | HWSD - Hot Water Dom/Potable | 7/31/2022
Concordia University | 800 N Columbia Ave | Seward | NE | 68434-1500 | Seward | NE13637 | Scrapped/Junked | 126031 | 0183 | 2008 | AO SMITH | CHWH - ASME/Fired Water Heater | HWSD - Hot Water Dom/Potable | 7/31/2019
Concordia University | 800 N Columbia Ave | Seward | NE | 68434-1500 | Seward | NE13638 | Scrapped/Junked | 126032 | 126032 | 2008 | AO SMITH | CHWH - ASME/Fired Water Heater | HWSD - Hot Water Dom/Potable | 7/31/2024
Concordia University | 800 N Columbia Ave | Seward | NE | 68434-1500 | Seward | NE16629 | Scrapped/Junked | 74859 |  | 1991 | PVI INDUSTRIES | CHWH - ASME/Fired Water Heater | HWSD - Hot Water Dom/Potable | 7/31/2005
Concordia University | 800 N Columbia Ave | Seward | NE | 68434-1500 | Seward | NE16634 | Scrapped/Junked | 74860 | n/a | 1991 | Pvi | CHWH - ASME/Fired Water Heater | HWSD - Hot Water Dom/Potable | 7/31/2012
Concordia University | 800 N Columbia Ave | Seward | NE | 68434-1500 | Seward | NE17218 | Scrapped/Junked |  | 0235160 | 1992 | AO SMITH | CHWH - ASME/Fired Water Heater | HWSD - Hot Water Dom/Potable | 7/31/2007
Concordia University | 800 N Columbia Ave | Seward | NE | 68434-1500 | Seward | NE18102 | Scrapped/Junked | 7622 |  | 1993 | ALDRICH/LES | FT - Firetube Boiler | STHT - Steam-Heat | 7/31/1996
Concordia University | 800 N Columbia Ave | Seward | NE | 68434-1500 | Seward | NE18103 | Scrapped/Junked | 7621 |  | 1993 | ALDRICH/LES | FT - Firetube Boiler | STHT - Steam-Heat | 7/31/1996
Concordia University | 800 N Columbia Ave | Seward | NE | 68434-1500 | Seward | NE19685 | Active | 7621 | 93-3795 | 1993 | ALDR | FTVT - Firetube Vertical TB | STHT - Steam-Heat | 7/31/2026
Concordia University | 800 N Columbia Ave | Seward | NE | 68434-1500 | Seward | NE19686 | Active | 7622 | 93-3796 | 1993 | ALDR | FTVT - Firetube Vertical TB | STHT - Steam-Heat | 7/31/2026
Concordia University | 800 N Columbia Ave | Seward | NE | 68434-1500 | Seward | NE20105 | Exempt 1999 LB-66 |  | 000000689401969 | 1989 | RHEEM MANUFACTURING CO | AHWH - ANSI/Fired Water Htr | HWSD - Hot Water Dom/Potable | 7/31/1999
Concordia University | 800 N Columbia Ave | Seward | NE | 68434-1500 | Seward | NE20106 | Exempt 1999 LB-66 |  | 000000890DD8515 | 1990 | RHEEM MANUFACTURING CO | AHWH - ANSI/Fired Water Htr | HWSD - Hot Water Dom/Potable | 7/31/1999
Concordia University | 800 N Columbia Ave | Seward | NE | 68434-1500 | Seward | NE20107 | Exempt 1999 LB-66 |  | 0000000078-2668 | 1978 | ACE | COWH - Coil Type Water Heater | HWSD - Hot Water Dom/Potable | 7/31/1999
Concordia University | 800 N Columbia Ave | Seward | NE | 68434-1500 | Seward | NE20108 | Exempt 1999 LB-66 |  | 000000000077566 | 1977 | ACE | COWH - Coil Type Water Heater | HWSD - Hot Water Dom/Potable | 7/31/1999
Concordia University | 800 N Columbia Ave | Seward | NE | 68434-1500 | Seward | NE20109 | Exempt 1999 LB-66 |  | 000000000000032 | 1995 | AO SMITH | AHWH - ANSI/Fired Water Htr | HWSD - Hot Water Dom/Potable | 7/31/1999
Concordia University | 800 N Columbia Ave | Seward | NE | 68434-1500 | Seward | NE20110 | Exempt 1999 LB-66 |  | 00000000077-606 | 1977 | ACE | COWH - Coil Type Water Heater | HWSD - Hot Water Dom/Potable | 7/31/1999
Concordia University | 800 N Columbia Ave | Seward | NE | 68434-1500 | Seward | NE22341 | Scrapped/Junked |  | 74347 | 1974 | ACE | COBL - Coil Type Boiler | HWSD - Hot Water Dom/Potable | 7/31/2007
Concordia University | 800 N Columbia Ave | Seward | NE | 68434-1500 | Seward | NE22543 | Scrapped/Junked | 90615 | n/a | 1997 | Pvi | CHWH - ASME/Fired Water Heater | HWSD - Hot Water Dom/Potable | 7/31/2012
Concordia University | 800 N Columbia Ave | Seward | NE | 68434-1500 | Seward | NE22544 | Scrapped/Junked | 90614 | n/a | 1997 | Pvi | CHWH - ASME/Fired Water Heater | HWSD - Hot Water Dom/Potable | 7/31/2013
Concordia University | 800 N Columbia Ave | Seward | NE | 68434-1500 | Seward | NE22829 | Active | 165767 | 165767 | 2012 | A O Smith | CHWH - ASME/Fired Water Heater | HWSD - Hot Water Dom/Potable | 7/31/2026
Concordia University | 800 N Columbia Ave | Seward | NE | 68434-1500 | Seward | NE22830 | Active | 165770 | 165770 | 2012 | AO SMITH | CHWH - ASME/Fired Water Heater | HWSD - Hot Water Dom/Potable | 7/31/2026
Concordia University | 800 N Columbia Ave | Seward | NE | 68434-1500 | Seward | NE22831 | Out of Service | 155181 | 155181 | 2011 | AO SMITH | CHWH - ASME/Fired Water Heater | HWSD - Hot Water Dom/Potable | 7/31/2022
Concordia University | 800 N Columbia Ave | Seward | NE | 68434-1500 | Seward | NE27949 | Active | 249428 | 249428 | 2018 | AO SMITH | CHWH - ASME/Fired Water Heater | HWSD - Hot Water Dom/Potable | 7/31/2026
Concordia University | 800 N Columbia Ave | Seward | NE | 68434-1500 | Seward | NE33039 | Active | n/a | N6280 | 1967 | Kewanee | FTFB - Firetube-Firebox Boiler | HWHT - Hot Water Heat | 7/31/2026
Concordia University | 800 N Columbia Ave | Seward | NE | 68434-1500 | Seward | NE33041 | Inactive | 8022 | N8022 | 1967 | Kewanee | FTFB - Firetube-Firebox Boiler | HWHT - Hot Water Heat | 7/31/2014
Concordia University | 800 N Columbia Ave | Seward | NE | 68434-1500 | Seward | NE33042 | Inactive | 7254 | N7254 | 1968 | Kewanee | FTFB - Firetube-Firebox Boiler | HWHT - Hot Water Heat | 7/31/2014
Concordia University | 800 N Columbia Ave | Seward | NE | 68434-1500 | Seward | NE33064 | Scrapped/Junked | 6934 | M6934 | 1963 | Kewanee | FTFB - Firetube-Firebox Boiler | HWHT - Hot Water Heat | 7/31/2019
Concordia University | 800 N Columbia Ave | Seward | NE | 68434-1500 | Seward | NE33066 | Scrapped/Junked | n/a | M9947 | 1965 | Kewanee | FTFB - Firetube-Firebox Boiler | HWHT - Hot Water Heat | 7/31/2024
Concordia University | 800 N Columbia Ave | Seward | NE | 68434-1500 | Seward | NE33067 | Scrapped/Junked | n/a | M8336 | 1966 | Kewanee | FTFB - Firetube-Firebox Boiler | HWHT - Hot Water Heat | 7/31/2021
Concordia University | 800 N Columbia Ave | Seward | NE | 68434-1500 | Seward | NE33070 | Scrapped/Junked | n/a | M3177 | 1966 | Kewanee | FTFB - Firetube-Firebox Boiler | HWHT - Hot Water Heat | 7/31/2022
Concordia University | 800 N Columbia Ave | Seward | NE | 68434-1500 | Seward | NE33728 | Scrapped/Junked | 2093 | 2093 | 1962 | Kewanee | FTFB - Firetube-Firebox Boiler | HWHT - Hot Water Heat | 7/31/2016
Concordia University | 800 N Columbia Ave | Seward | NE | 68434-1500 | Seward | NE33729 | Scrapped/Junked | 1566 | n/a | 1958 | Kewanee | FTFB - Firetube-Firebox Boiler | HWHT - Hot Water Heat | 7/31/2015
Concordia University | 800 N Columbia Ave | Seward | NE | 68434-1500 | Seward | NE33730 | Scrapped/Junked | 1214 | n/a | 1959 | Kewanee | FTSM - FTS Marine Dry Back | HWHT - Hot Water Heat | 7/31/2012
Concordia University | 800 N Columbia Ave | Seward | NE | 68434-1500 | Seward | NE33731 | Scrapped/Junked | 6048 | n/a | 1959 | Kewanee | FTFB - Firetube-Firebox Boiler | STHX - Steam to HWSD Heat Exchanger | 7/31/2012
Concordia University | 800 N Columbia Ave | Seward | NE | 68434-1500 | Seward | NE33732 | Scrapped/Junked |  | FE411 | 1958 | KEWANEE | FTFB - Firetube-Firebox Boiler | HWHT - Hot Water Heat | 7/31/2006
Concordia University | 800 N Columbia Ave | Seward | NE | 68434-1500 | Seward | NE33733 | Inactive |  | 63242 | 1948 | FITZGIBBONS | FT - Firetube Boiler | STHT - Steam-Heat | 7/31/1999
Concordia University | 800 N Columbia Ave | Seward | NE | 68434-1500 | Seward | NE33734 | Inactive |  | 63247 | 1943 | FITZGIBBONS | FTFB - Firetube-Firebox Boiler | STHT - Steam-Heat | 7/31/1999
Concordia University | 800 N Columbia Ave | Seward | NE | 68434-1500 | Seward | NE33892 | Scrapped/Junked |  | L-7783 | 1961 | KEWANEE | FTFB - Firetube-Firebox Boiler | HWHT - Hot Water Heat | 7/31/2006
Concordia University | 800 N Columbia Ave | Seward | NE | 68434-1500 | Seward | NE34564 | Active | n/a | 6129105 | 1969 | Dunham Bush | FTFB - Firetube-Firebox Boiler | HWHT - Hot Water Heat | 7/31/2026
Concordia University | 800 N Columbia Ave | Seward | NE | 68434-1500 | Seward | NE34603 | Active | 30847 | P9183 | 1980 | Kewanee | FTFB - Firetube-Firebox Boiler | HWHT - Hot Water Heat | 7/31/2026
Concordia University | 800 N Columbia Ave | Seward | NE | 68434-1500 | Seward | NE34604 | Active | 34030 | R2513 | 1980 | Kewanee | FTFB - Firetube-Firebox Boiler | HWHT - Hot Water Heat | 7/31/2026
Concordia University | 800 N Columbia Ave | Seward | NE | 68434-1500 | Seward | NE37037 | Scrapped/Junked |  | 9920283 | 1974 | ACE | COBL - Coil Type Boiler | HWSD - Hot Water Dom/Potable | 7/31/2007
Concordia University | 800 N Columbia Ave | Seward | NE | 68434-1500 | Seward | NE40686 | Scrapped/Junked | 50143 | 22366 | 1999 | KEWANEE | FTFB - Firetube-Firebox Boiler | STHT - Steam-Heat | 8/5/2000
Concordia University | 800 N Columbia Ave | Seward | NE | 68434-1500 | Seward | NE40687 | Active | 50150 | 21968 | 1999 | Kewanee | FT - Firetube Boiler | STHT - Steam-Heat | 7/31/2026
Concordia University | 800 N Columbia Ave | Seward | NE | 68434-1500 | Seward | NE40688 | Active | 50143 | 22366 | 1999 | Kewanee | FT - Firetube Boiler | STHT - Steam-Heat | 7/31/2026
Concordia University | 800 N Columbia Ave | Seward | NE | 68434-1500 | Seward | NE40689 | Active | 50148 | 22488 | 1999 | Kewanee | FT - Firetube Boiler | STHT - Steam-Heat | 7/31/2026
Concordia University | 800 N Columbia Ave | Seward | NE | 68434-1500 | Seward | NE40690 | Inactive | 42878 | 83434 | 1999 | Bryan | WT - Water Tube Boiler | STHT - Steam-Heat | 7/31/2012
Concordia University | 800 N Columbia Ave | Seward | NE | 68434-1500 | Seward | NE41829 | Active | 294162 | 294162 | 2022 | AO SMITH | CHWH - ASME/Fired Water Heater | HWSD - Hot Water Dom/Potable | 7/31/2026
Concordia University | 800 N Columbia Ave | Seward | NE | 68434-1500 | Seward | NE41830 | Active | 294509 | 294509 | 2022 | AO SMITH | CHWH - ASME/Fired Water Heater | HWSD - Hot Water Dom/Potable | 7/31/2026
Concordia University | 800 N Columbia Ave | Seward | NE | 68434-1500 | Seward | NE42263 | Active | 294046 | 294046 | 2022 | AO SMITH | CHWH - ASME/Fired Water Heater | HWSD - Hot Water Dom/Potable | 7/31/2026
Concordia University | 800 N Columbia Ave | Seward | NE | 68434-1500 | Seward | NE43696 | Active | 150358 | 16358 | 2025 | Bradford | AHWH - ANSI/Fired Water Htr | HWSD - Hot Water Dom/Potable | 7/31/2026
TCA Facilities LLC | 800 N Front St | Waterloo | NE | 68069-2243 | Douglas | NE09890 | Out of Service | 123113 | C02D02862 | 2002 | Laars | CPFT - Horiz Cpr Fin Boiler | HWHT - Hot Water Heat | 2/28/2018
TCA Facilities LLC | 800 N Front St | Waterloo | NE | 68069-2243 | Douglas | NE17833 | Scrapped/Junked | 7317 | 92-3348 | 1992 | ALES | FTVT - Firetube Vertical TB | HWHT - Hot Water Heat | 2/28/2023
TCA Facilities LLC | 800 N Front St | Waterloo | NE | 68069-2243 | Douglas | NE26978 | Active | 207194 | 1622103036450 | 2016 | Lochinvar | FTVT - Firetube Vertical TB | HWHT - Hot Water Heat | 2/28/2026
TCA Facilities LLC | 800 N Front St | Waterloo | NE | 68069-2243 | Douglas | NE32085 | Scrapped/Junked | n/a | H1073 | 1954 | Kewanee | FTFB - Firetube-Firebox Boiler | STHT - Steam-Heat | 2/28/2017
TCA Facilities LLC | 800 N Front St | Waterloo | NE | 68069-2243 | Douglas | NE32318 | Scrapped/Junked | 1753 | 2N151 | 1969 | Lochinvar | CPFT - Horiz Cpr Fin Boiler | HWSD - Hot Water Dom/Potable | 2/28/2014
TCA Facilities LLC | 800 N Front St | Waterloo | NE | 68069-2243 | Douglas | NE33048 | Scrapped/Junked | 10204 | 3 | 1977 | LOCHINVAR | WT - Water Tube Boiler | HWHT - Hot Water Heat | 7/31/2002
TCA Facilities LLC | 800 N Front St | Waterloo | NE | 68069-2243 | Douglas | NE42540 | Active | 407825 | 23.PGT550.432.00249 | 2023 | Lochinvar | FTVT - Firetube Vertical TB | HWHT - Hot Water Heat | 2/28/2026
Apartment Building | 800 N Jeffers St | North Platte | NE | 69101-3001 | Lincoln | NE03924 | Scrapped/Junked |  | G606 | 1973 | American Standard | CI - Cast Iron | STHT - Steam-Heat | 4/30/2003
Apartment Building | 800 N Jeffers St | North Platte | NE | 69101-3001 | Lincoln | NE12445 | Active | N/A | G0043778 | 2004 | Slant Fin | CI - Cast Iron | STHT - Steam-Heat | 3/31/2026
Apartment Building | 800 N Jeffers St | North Platte | NE | 69101-3001 | Lincoln | NE12446 | Active | N/A | G0043776 | 2004 | Slant Fin | CI - Cast Iron | STHT - Steam-Heat | 3/31/2026
Apartment Building | 800 N Jeffers St | North Platte | NE | 69101-3001 | Lincoln | NE12447 | Active | N/A | G0043777 | 2004 | Slant Fin | CI - Cast Iron | STHT - Steam-Heat | 3/31/2026
Hastings College/French Memorial Chapel | 800 N Turner Ave | Hastings | NE | 68901-7622 | Adams | NE09704 | Active | n/a | CP4173095 | 2001 | Weil-Mcclain | CI - Cast Iron | HWHT - Hot Water Heat | 1/31/2026
Hastings College/French Memorial Chapel | 800 N Turner Ave | Hastings | NE | 68901-7622 | Adams | NE09705 | Active | n/a | CP4173093 | 2001 | Weil-Mcclain | CI - Cast Iron | HWHT - Hot Water Heat | 1/31/2026
Hastings College/French Memorial Chapel | 800 N Turner Ave | Hastings | NE | 68901-7622 | Adams | NE09706 | Active | n/a | CP4173092 | 2001 | Weil-Mcclain | CI - Cast Iron | HWHT - Hot Water Heat | 1/31/2026
Hastings College/French Memorial Chapel | 800 N Turner Ave | Hastings | NE | 68901-7622 | Adams | NE09707 | Active | n/a | CP4173094 | 2001 | Weil-Mcclain | CI - Cast Iron | HWHT - Hot Water Heat | 1/31/2026
Hastings College/French Memorial Chapel | 800 N Turner Ave | Hastings | NE | 68901-7622 | Adams | NE31606 | Inactive |  |  | 1980 | PEERLESS HEATER COMPANY |  | STHT - Steam-Heat | 7/30/2001
Hastings College/French Memorial Chapel | 800 N Turner Ave | Hastings | NE | 68901-7622 | Adams | NE37283 | Inactive |  | 541990 | 1987 | Slant Fin Corp | CI - Cast Iron | STHT - Steam-Heat | 7/31/2002
Hastings College/French Memorial Chapel | 800 N Turner Ave | Hastings | NE | 68901-7622 | Adams | NE37284 | Out of Service | n/a | 541989 | 1987 | Slant Fin | CI - Cast Iron | STHT - Steam-Heat | 1/31/2020
Bridgeport Public Schools | 800 Q St | Bridgeport | NE | 69336-2519 | Morrill | NE15738 | Active | 53572 | G-09-0845 | 2009 | Aerco | FTVT - Firetube Vertical TB | HWHT - Hot Water Heat | 10/31/2026
Bridgeport Public Schools | 800 Q St | Bridgeport | NE | 69336-2519 | Morrill | NE16428 | Scrapped/Junked |  | 2093266 | 1991 | Weil-Mcclain | CI - Cast Iron | STHT - Steam-Heat | 10/31/2009
Bridgeport Public Schools | 800 Q St | Bridgeport | NE | 69336-2519 | Morrill | NE16429 | Active | n/a | LP2075237 | 1991 | Weil-Mcclain | CI - Cast Iron | STHT - Steam-Heat | 10/31/2026
Bridgeport Public Schools | 800 Q St | Bridgeport | NE | 69336-2519 | Morrill | NE18173 | Scrapped/Junked |  | 0007729824 | 1994 | BRYANT |  | STHT - Steam-Heat | 8/31/2007
Bridgeport Public Schools | 800 Q St | Bridgeport | NE | 69336-2519 | Morrill | NE22152 | Active | 136079 | 0913M001607 | 2009 | AO SMITH | CHWH - ASME/Fired Water Heater | HWSD - Hot Water Dom/Potable | 10/31/2026
Bridgeport Public Schools | 800 Q St | Bridgeport | NE | 69336-2519 | Morrill | NE30023 | Inactive |  | 6265 | 1930 | US RADIATOR |  | STHT - Steam-Heat | 8/31/2003
Bridgeport Public Schools | 800 Q St | Bridgeport | NE | 69336-2519 | Morrill | NE31340 | Inactive |  | 4120626 | 1961 | TITUSVILLE | FTSM - FTS Marine Dry Back | STHT - Steam-Heat | 8/31/2003
Gering Middle School | 800 Q St | Gering | NE | 69341-2972 | SCOTTS BLUFF | NE06576 | Active | 43000 | G-05-0645 | 2005 | Aerco International | FTVT - Firetube Vertical TB | HWHT - Hot Water Heat | 5/31/2026
Gering Middle School | 800 Q St | Gering | NE | 69341-2972 | SCOTTS BLUFF | NE06577 | Active | 43001 | G-05-0646 | 2005 | Aerco International | FTVT - Firetube Vertical TB | HWHT - Hot Water Heat | 5/31/2026
Gering Middle School | 800 Q St | Gering | NE | 69341-2972 | SCOTTS BLUFF | NE19393 | Exempt 1999 LB-66 |  | 0000000001 | 1988 | AO SMITH | AHWH - ANSI/Fired Water Htr | HWSD - Hot Water Dom/Potable | 7/31/2000
Gering Middle School | 800 Q St | Gering | NE | 69341-2972 | SCOTTS BLUFF | NE19394 | Exempt 1999 LB-66 |  | 0000000002 | 1987 | AO SMITH | AHWH - ANSI/Fired Water Htr | HWSD - Hot Water Dom/Potable | 7/31/2000
Gering Middle School | 800 Q St | Gering | NE | 69341-2972 | SCOTTS BLUFF | NE23506 | Exempt 1999 LB-66 |  | 2941 | 1997 | AO SMITH | AHWH - ANSI/Fired Water Htr | HWSD - Hot Water Dom/Potable | 7/31/2000
Gering Middle School | 800 Q St | Gering | NE | 69341-2972 | SCOTTS BLUFF | NE23507 | Exempt 1999 LB-66 |  | 5262 | 1997 | AO SMITH | AHWH - ANSI/Fired Water Htr | HWSD - Hot Water Dom/Potable | 7/31/2000
Gering Middle School | 800 Q St | Gering | NE | 69341-2972 | SCOTTS BLUFF | NE34443 | Scrapped/Junked |  | P4088 | 1976 | KEWANEE | FTFB - Firetube-Firebox Boiler | HWHT - Hot Water Heat | 6/30/2006
Gering Middle School | 800 Q St | Gering | NE | 69341-2972 | SCOTTS BLUFF | NE34444 | Scrapped/Junked |  | P4090 | 1976 | KEWANEE | FTFB - Firetube-Firebox Boiler | HWHT - Hot Water Heat | 6/30/2006
MCKINLEY ELEMENTARY | 800 Q St | Gering | NE | 69341-2972 | SCOTTS BLUFF | NE31412 | Inactive |  | 6080 | 1930 | BRYANT |  | STHT - Steam-Heat | 7/31/1997
MCKINLEY ELEMENTARY | 800 Q St | Gering | NE | 69341-2972 | SCOTTS BLUFF | NE31413 | Inactive |  | 642829 | 1950 | IDEAL |  | STHT - Steam-Heat | 7/31/1997
MCKINLEY ELEMENTARY | 800 Q St | Gering | NE | 69341-2972 | SCOTTS BLUFF | NE31414 | Inactive |  | 915 | 1930 | IDEAL |  | STHT - Steam-Heat | 7/31/1997
APARTMENT BUILDING | 800 S 16th St | Lincoln | NE | 68508-3377 | LANCASTER | NE06098 | Inactive |  | 7B | 1920 | AMERICAN RADIATOR |  | STHT - Steam-Heat | 1/1/1900
CMF Building | 800 S 24th St | Lincoln | NE | 68510-2915 | Lancaster | NE05845 | Scrapped/Junked |  | 126897 | 1988 | AO SMITH | AHWH - ANSI/Fired Water Htr | HWSD - Hot Water Dom/Potable | 6/30/2000
CMF Building | 800 S 24th St | Lincoln | NE | 68510-2915 | Lancaster | NE10887 | Active | 12768 | 03F-0684 | 2003 | Les Inc/Aldrich Co | FTVT - Firetube Vertical TB | GLYC - Glycol Bldg Heat Sys | 11/30/2026
CMF Building | 800 S 24th St | Lincoln | NE | 68510-2915 | Lancaster | NE10888 | Active | 12769 | 03F-0685 | 2003 | Les Inc/Aldrich Co | FTVT - Firetube Vertical TB | GLYC - Glycol Bldg Heat Sys | 11/30/2026
CMF Building | 800 S 24th St | Lincoln | NE | 68510-2915 | Lancaster | NE30136 | Scrapped/Junked |  | S271 | 1957 | BROWNELL | FT - Firetube Boiler | STHT - Steam-Heat | 6/30/2003
Cedars at Broadwell | 800 Stoeger Dr | Grand Island | NE | 68803-4404 | HALL | NE30730 | Exempt 1999 LB-66 |  | 000000H96447378 | 1996 | STATE INDUSTRIES | AHWH - ANSI/Fired Water Htr | HWSD - Hot Water Dom/Potable | 7/31/1999
Cedars at Broadwell | 800 Stoeger Dr | Grand Island | NE | 68803-4404 | HALL | NE30906 | Exempt 1999 LB-66 |  | B97358283 | 1997 | STATE INDUSTRIES | AHWH - ANSI/Fired Water Htr | HWSD - Hot Water Dom/Potable | 7/31/1999
Cedars at Broadwell | 800 Stoeger Dr | Grand Island | NE | 68803-4404 | HALL | NE30907 | Exempt 1999 LB-66 |  | B97358285 | 1997 | STATE INDUSTRIES | AHWH - ANSI/Fired Water Htr | HWSD - Hot Water Dom/Potable | 7/31/1999
Cedars at Broadwell | 800 Stoeger Dr | Grand Island | NE | 68803-4404 | HALL | NE40112 | Exempt 1999 LB-66 |  | G98890396 | 1998 | STATE INDUSTRIES | AHWH - ANSI/Fired Water Htr | HWSD - Hot Water Dom/Potable | 7/31/1999
Cedars at Broadwell | 800 Stoeger Dr | Grand Island | NE | 68803-4404 | HALL | NE40347 | Inactive | n/a | CP3590295 | 1998 | Weil-Mcclain | CI - Cast Iron | HWHT - Hot Water Heat | 1/31/2021
Cedars at Broadwell | 800 Stoeger Dr | Grand Island | NE | 68803-4404 | HALL | NE40348 | Exempt 1999 LB-66 |  |  | 1998 | STATE INDUSTRIES | AHWH - ANSI/Fired Water Htr | HWSD - Hot Water Dom/Potable | 1/31/2000
Cedars at Broadwell | 800 Stoeger Dr | Grand Island | NE | 68803-4404 | HALL | NE41143 | Active | 529574 | 2109529574 | 2021 | Raypak | COBL - Coil Type Boiler | HWHT - Hot Water Heat | 2/28/2026
Garden County Elementary | 800 W 2nd St | Oshkosh | NE | 69154-5111 | Garden | NE22851 | Active | 18731 | 12F-6639 | 2012 | Aldrich | FTHT - Firetube Horizontal | HWHT - Hot Water Heat | 12/31/2026
Garden County Elementary | 800 W 2nd St | Oshkosh | NE | 69154-5111 | Garden | NE22852 | Active | 18732 | 12F-6640 | 2012 | Aldrich | FTHT - Firetube Horizontal | HWHT - Hot Water Heat | 12/31/2026
Garden County Elementary | 800 W 2nd St | Oshkosh | NE | 69154-5111 | Garden | NE31330 | Scrapped/Junked | 3846 | 7251 | 1953 | Cyclotherm | FT - Firetube Boiler | STHT - Steam-Heat | 6/30/2012
Heritage Bank | 800 W 3rd St | Hastings | NE | 68901-5054 | Adams | NE04627 | Active | 8374 | 418144A | 1968 | Kewanee | FTFB - Firetube-Firebox Boiler | HWHT - Hot Water Heat | 3/31/2026
MCCOOK JUNIOR HIGH | 800 W 7th St | McCook | NE | 69001-3087 | RED WILLOW | NE22432 | Exempt 1999 LB-66 |  | JRNG1297G00635 | 1998 | RHEEM MANUFACTURING CO | AHWH - ANSI/Fired Water Htr | HWSD - Hot Water Dom/Potable | 5/31/2000
McCook Jr High School | 800 W 7th St | McCook | NE | 69001-3087 | Red Willow | NE33848 | Active | 973 | N-975 | 1965 | Kewanee | FT - Firetube Boiler | STHT - Steam-Heat | 11/30/2026
McCook Jr High School | 800 W 7th St | McCook | NE | 69001-3087 | Red Willow | NE33849 | Active | 974 | N974 | 1965 | Kewanee | FT - Firetube Boiler | STHT - Steam-Heat | 11/30/2026
McCook Jr High School | 800 W 7th St | McCook | NE | 69001-3087 | Red Willow | NE33850 | Active | 976 | N976 | 1965 | Kewanee | FT - Firetube Boiler | STHT - Steam-Heat | 11/30/2026
Huvepharma | 800 Westgate Blvd | Lincoln | NE | 68528-1560 | Lancaster | NE01976 | Out of Service | 1849 | V86-150-130M | 2004 | HURS | FTVT - Firetube Vertical TB | PROC - Process Steam | 8/31/2012
Huvepharma | 800 Westgate Blvd | Lincoln | NE | 68528-1560 | Lancaster | NE01977 | Out of Service | 14713 | B040333 | 2004 | PREC | ELBL - Electric Boiler | PROC - Process Steam | 8/31/2012
Huvepharma | 800 Westgate Blvd | Lincoln | NE | 68528-1560 | Lancaster | NE25579 | Active | 20963 | VIX-94-150-6 | 2015 | Hurst | FTNT - FT Vertical Tubeless | PROC - Process Steam | 8/31/2026
Private Residence | 8001 Maple St | Omaha | NE | 68134-6554 | Douglas | NE12984 | Exempt | na | 21247 | 1960 | USRA | CI - Cast Iron | HWHT - Hot Water Heat | 2/28/2018
DAVID G RICE | 8002 Crown Point Ave | Omaha | NE | 68134-2045 | Douglas | NE12760 | Inactive | 106 |  | 1962 | ED TROUDT BLR | FT - Firetube Boiler | 0024 - Antique Steam Tractor | 5/31/1984
Midwest Neuroscience | 8005 Farnam Dr | Omaha | NE | 68114-3426 | Douglas | NE00556 | Scrapped/Junked | 3080 | 3080 | 1999 | Fulton | FTUT - Firetube U-Tube Vert | HWHT - Hot Water Heat | 10/31/2013
Midwest Neuroscience | 8005 Farnam Dr | Omaha | NE | 68114-3426 | Douglas | NE00557 | Scrapped/Junked | 3264 | 353-PX | 1999 | Fulton | FTUT - Firetube U-Tube Vert | HWHT - Hot Water Heat | 10/31/2014
Midwest Neuroscience | 8005 Farnam Dr | Omaha | NE | 68114-3426 | Douglas | NE24898 | Active | 286201 | D1.13.44.00795 | 2013 | Giannoni France | COND - Condenser | HWHT - Hot Water Heat | 4/30/2026
Midwest Neuroscience | 8005 Farnam Dr | Omaha | NE | 68114-3426 | Douglas | NE24899 | Active | 283378 | D1.13.42.00525 | 2013 | Giannoni France | COND - Condenser | HWHT - Hot Water Heat | 4/30/2026
vacant | 8007 S 84th St | La Vista | NE | 68128-3304 | Sarpy | NE05810 | Scrapped/Junked | 125854 | 9508125854 | 1995 | RAYP | CPFT - Horiz Cpr Fin Boiler | HWSP - Hot Water Non Potable Supply | 5/31/2016
vacant | 8007 S 84th St | La Vista | NE | 68128-3304 | Sarpy | NE05811 | Scrapped/Junked | 125835 | 9508125835 | 1995 | RAYP | CPFT - Horiz Cpr Fin Boiler | HWHF - Hot Water Heat-Floor | 5/31/2016
Trinity United Methodist | 8009 Q St | Ralston | NE | 68127-2717 | Douglas | NE37748 | Scrapped/Junked |  | 75-1455 | 1975 | PEER | CI - Cast Iron | HWHT - Hot Water Heat | 3/31/2009
Wisner-Pilger High School | 801 18th St | Wisner | NE | 68791-2007 | Cuming | NE04991 | Scrapped/Junked | 22502 | GF8790729 | 1990 | US Radiator | CHWH - ASME/Fired Water Heater | HWSD - Hot Water Dom/Potable | 1/31/2013
Wisner-Pilger High School | 801 18th St | Wisner | NE | 68791-2007 | Cuming | NE06288 | Active | 94096 | 94096/A05M009968 | 2005 | State Industries | CHWH - ASME/Fired Water Heater | HWSD - Hot Water Dom/Potable | 1/31/2027
Wisner-Pilger High School | 801 18th St | Wisner | NE | 68791-2007 | Cuming | NE09052 | Active | 47374 | G070741 | 2007 | Aerco International | FTVT - Firetube Vertical TB | HWHT - Hot Water Heat | 1/31/2027
Wisner-Pilger High School | 801 18th St | Wisner | NE | 68791-2007 | Cuming | NE09053 | Active | 47375 | G070742 | 2007 | Aerco International | FTVT - Firetube Vertical TB | HWHT - Hot Water Heat | 1/31/2027
Wisner-Pilger High School | 801 18th St | Wisner | NE | 68791-2007 | Cuming | NE20156 | Exempt 1999 LB-66 |  | K8586758 | 1985 | STATE INDUSTRIES | AHWH - ANSI/Fired Water Htr | HWSD - Hot Water Dom/Potable | 7/31/2002
Wisner-Pilger High School | 801 18th St | Wisner | NE | 68791-2007 | Cuming | NE20157 | Exempt 1999 LB-66 |  | 088400010 | 1984 | RHEEM MANUFACTURING CO | AHWH - ANSI/Fired Water Htr | HWSD - Hot Water Dom/Potable | 7/31/2002
Wisner-Pilger High School | 801 18th St | Wisner | NE | 68791-2007 | Cuming | NE23013 | Exempt 1999 LB-66 |  | 1 | 1998 | STATE INDUSTRIES | AHWH - ANSI/Fired Water Htr | HWSD - Hot Water Dom/Potable | 7/31/2002
Wisner-Pilger Elementary | 801 18th St | Wisner | NE | 68791-2007 | Cuming | NE33814 | Scrapped/Junked | n/a | 5671A | 1954 | Fitzgibbons | FTFB - Firetube-Firebox Boiler | STHT - Steam-Heat | 1/31/2013
Wisner-Pilger Elementary | 801 18th St | Wisner | NE | 68791-2007 | Cuming | NE33815 | Scrapped/Junked | n/a | 3605A | 1954 | Fitzgibbons | FTFB - Firetube-Firebox Boiler | STHT - Steam-Heat | 1/31/2013
Memorial Hall | 801 1St Corso | Nebraska City | NE |  | Otoe | NE08317 | Inactive |  | 211-14287-0899 | 1999 | PEER | CI - Cast Iron | STHT - Steam-Heat | 4/30/2008
MEMORIAL HALL | 801 1ST CORSO | NEBRASKA CITY | NE | 68410 | OTOE | NE11528 | Scrapped/Junked |  |  | 1993 | PEERLESS HEATER COMPANY |  | STHT - Steam-Heat | 2/28/2002
Lewis & Clark Elementary | 801 2nd Ave | South Sioux City | NE | 68776-1933 | Dakota | NE18527 | Exempt 1999 LB-66 |  | 0ML920256179880 | 1992 | AO SMITH | AHWH - ANSI/Fired Water Htr | HWSD - Hot Water Dom/Potable | 7/31/2000
Lewis & Clark Elementary | 801 2nd Ave | South Sioux City | NE | 68776-1933 | Dakota | NE31430 | Scrapped/Junked | n/a | L4395 | 1960 | Kewanee | FTSM - FTS Marine Dry Back | HWHT - Hot Water Heat | 3/31/2023
Lewis & Clark Elementary | 801 2nd Ave | South Sioux City | NE | 68776-1933 | Dakota | NE41862 | Active | 327727 | 22.PGT550.432.00006 | 2022 | Lochinvar | FTVT - Firetube Vertical TB | HWHT - Hot Water Heat | 3/31/2026
Lewis & Clark Elementary | 801 2nd Ave | South Sioux City | NE | 68776-1933 | Dakota | NE41863 | Active | 327733 | 22.PGT550.432.00012 | 2022 | Lochinvar | FTVT - Firetube Vertical TB | HWHT - Hot Water Heat | 3/31/2026
PACIFIC MOLASSES | 801 ABBOTT DR | OMAHA | NE | 68110 | Douglas | NE14029 | Scrapped/Junked |  | 1748 | 1978 | INDUSTRIAL | WT - Water Tube Boiler | PROC - Process Steam | 8/31/1985
Midland University | 801 E 11th St | Fremont | NE | 68025 | Dodge | NE06071 | Active | 91828 | K04M012305/91828 | 2004 | AOSM | CHWH - ASME/Fired Water Heater | HWSD - Hot Water Dom/Potable | 9/30/2025
Midland University | 801 E 11th St | Fremont | NE | 68025 | Dodge | NE06072 | Active | 91830 | K04M012307/91830 | 2004 | AOSM | CHWH - ASME/Fired Water Heater | HWSD - Hot Water Dom/Potable | 9/30/2025
Northeast Community College | 801 E Benjamin Ave | Norfolk | NE | 68701-6831 | Madison | NE00736 | Scrapped/Junked | 105119 | H00H09349 | 2000 | Teledyne & Laars | COBL - Coil Type Boiler | HWHT - Hot Water Heat | 8/31/2018
Northeast Community College | 801 E Benjamin Ave | Norfolk | NE | 68701-6831 | Madison | NE00737 | Scrapped/Junked | 105118 | H00H09348 | 2000 | Teledyne & Laars | COBL - Coil Type Boiler | HWHT - Hot Water Heat | 8/31/2018
Northeast Community College | 801 E Benjamin Ave | Norfolk | NE | 68701-6831 | Madison | NE00738 | Scrapped/Junked | 105270 | 700-1056 | 2000 | Teledyne & Laars | COBL - Coil Type Boiler | HWHT - Hot Water Heat | 8/31/2018
Northeast Community College | 801 E Benjamin Ave | Norfolk | NE | 68701-6831 | Madison | NE02358 | Scrapped/Junked | 137110 | S0310153 | 2003 | Teledyne & Laars | COBL - Coil Type Boiler | HWDP - Hotwater Heat & Dom Supply | 8/31/2012
Northeast Community College | 801 E Benjamin Ave | Norfolk | NE | 68701-6831 | Madison | NE02359 | Scrapped/Junked | 137109 | S0310152 | 2003 | Teledyne & Laars | COBL - Coil Type Boiler | HWDP - Hotwater Heat & Dom Supply | 8/31/2013
Northeast Community College | 801 E Benjamin Ave | Norfolk | NE | 68701-6831 | Madison | NE02360 | Active | 63189 | 78189 | 2004 | Bradford White | CHWH - ASME/Fired Water Heater | HWSD - Hot Water Dom/Potable | 8/31/2026
Northeast Community College | 801 E Benjamin Ave | Norfolk | NE | 68701-6831 | Madison | NE03030 | Scrapped/Junked | 44191 | 97864 | 1992 | Kewannee | FTFB - Firetube-Firebox Boiler | HWDP - Hotwater Heat & Dom Supply | 8/31/2013
Northeast Community College | 801 E Benjamin Ave | Norfolk | NE | 68701-6831 | Madison | NE03031 | Active | 43583 | 97204 | 1992 | Kewannee | FTFB - Firetube-Firebox Boiler | HWHT - Hot Water Heat | 8/31/2026
Northeast Community College | 801 E Benjamin Ave | Norfolk | NE | 68701-6831 | Madison | NE14171 | Active | 17362 | 08F-5269 | 2008 | ALDRICH/LES | FTVT - Firetube Vertical TB | GLYC - Glycol Bldg Heat Sys | 8/31/2026
Northeast Community College | 801 E Benjamin Ave | Norfolk | NE | 68701-6831 | Madison | NE14172 | Active | 17364 | 08F-5271 | 2008 | ALDRICH/LES | FTVT - Firetube Vertical TB | GLYC - Glycol Bldg Heat Sys | 8/31/2026
Northeast Community College | 801 E Benjamin Ave | Norfolk | NE | 68701-6831 | Madison | NE14173 | Active | 17363 | 08F-5270 | 2008 | ALDRICH/LES | FTVT - Firetube Vertical TB | GLYC - Glycol Bldg Heat Sys | 8/31/2026
Northeast Community College | 801 E Benjamin Ave | Norfolk | NE | 68701-6831 | Madison | NE14651 | Active | 17369 | 08F-5276 | 2008 | ALDRICH/LES | FTVT - Firetube Vertical TB | HWHT - Hot Water Heat | 8/31/2026
Northeast Community College | 801 E Benjamin Ave | Norfolk | NE | 68701-6831 | Madison | NE14652 | Active | 17375 | 08F-5282 | 2008 | ALDRICH/LES | FTVT - Firetube Vertical TB | HWHT - Hot Water Heat | 8/31/2026
Northeast Community College | 801 E Benjamin Ave | Norfolk | NE | 68701-6831 | Madison | NE14653 | Active | 17371 | 08F-5278 | 2008 | ALDRICH/LES | FTVT - Firetube Vertical TB | HWHT - Hot Water Heat | 8/31/2026
Northeast Community College | 801 E Benjamin Ave | Norfolk | NE | 68701-6831 | Madison | NE14654 | Active | 17373 | 08F-5280 | 2008 | ALDRICH/LES | FTVT - Firetube Vertical TB | HWHT - Hot Water Heat | 8/31/2026
Northeast Community College | 801 E Benjamin Ave | Norfolk | NE | 68701-6831 | Madison | NE16230 | Scrapped/Junked | 32789 |  | 1990 | HYDROTHERM/ADV THER HYD | FT - Firetube Boiler | HWHT - Hot Water Heat | 8/31/2000
Northeast Community College | 801 E Benjamin Ave | Norfolk | NE | 68701-6831 | Madison | NE16231 | Scrapped/Junked | 32690 |  | 1990 | HYDROTHERM/ADV THER HYD | FT - Firetube Boiler | HWHT - Hot Water Heat | 8/31/2000
Northeast Community College | 801 E Benjamin Ave | Norfolk | NE | 68701-6831 | Madison | NE18136 | Scrapped/Junked |  | 0000000036 | 1994 | MARKET FORGE INDUSTRIES | FT - Firetube Boiler | 0021 - Steam Supp Cooker/Kettle | 8/31/1996
Northeast Community College | 801 E Benjamin Ave | Norfolk | NE | 68701-6831 | Madison | NE18798 | Active | 17587 | 09F 5494 | 2009 | Aldrich | FTVT - Firetube Vertical TB | HWHT - Hot Water Heat | 8/31/2026
Northeast Community College | 801 E Benjamin Ave | Norfolk | NE | 68701-6831 | Madison | NE18799 | Active | 17589 | 09F 5496 | 2009 | Aldrich | FTVT - Firetube Vertical TB | HWHT - Hot Water Heat | 8/31/2026
Northeast Community College | 801 E Benjamin Ave | Norfolk | NE | 68701-6831 | Madison | NE18800 | Active | 17588 | 09F 5495 | 2009 | Aldrich | FTVT - Firetube Vertical TB | HWHT - Hot Water Heat | 8/31/2026
Northeast Community College | 801 E Benjamin Ave | Norfolk | NE | 68701-6831 | Madison | NE19026 | Scrapped/Junked | 128728 | 128728 | 2008 | A O Smith | CHWH - ASME/Fired Water Heater | HWSD - Hot Water Dom/Potable | 8/31/2015
Northeast Community College | 801 E Benjamin Ave | Norfolk | NE | 68701-6831 | Madison | NE21242 | Scrapped/Junked | 7298 | 1096G00762 | 1996 | RHEE | CHWH - ASME/Fired Water Heater | HWSD - Hot Water Dom/Potable | 8/31/2009
Northeast Community College | 801 E Benjamin Ave | Norfolk | NE | 68701-6831 | Madison | NE21243 | Scrapped/Junked | 34323 | 0518691 | 1996 | RHEEM MANUFACTURING CO | CHWH - ASME/Fired Water Heater | HWSD - Hot Water Dom/Potable | 8/31/2004
Northeast Community College | 801 E Benjamin Ave | Norfolk | NE | 68701-6831 | Madison | NE22365 | Active | NA | NB87-91240 | 1987 | AO SMITH | CHWH - ASME/Fired Water Heater | HWSD - Hot Water Dom/Potable | 8/31/2026
Northeast Community College | 801 E Benjamin Ave | Norfolk | NE | 68701-6831 | Madison | NE22366 | Exempt 1999 LB-66 |  | MC96-0510784 | 1996 | AO SMITH | AHWH - ANSI/Fired Water Htr | HWSD - Hot Water Dom/Potable | 8/31/2000
Northeast Community College | 801 E Benjamin Ave | Norfolk | NE | 68701-6831 | Madison | NE22367 | Active | 9080 | 1 | 1997 | Aldrich | FTVT - Firetube Vertical TB | HWHT - Hot Water Heat | 8/31/2026
Northeast Community College | 801 E Benjamin Ave | Norfolk | NE | 68701-6831 | Madison | NE22368 | Active | 9079 | 97E6089 | 1997 | Aldrich | FTVT - Firetube Vertical TB | HWHT - Hot Water Heat | 8/31/2026
Northeast Community College | 801 E Benjamin Ave | Norfolk | NE | 68701-6831 | Madison | NE23687 | Active | 201692 | K11H10201692 | 2011 | Lochinvar/Gianonni | WTSS - Watertube SS Steel | HWHT - Hot Water Heat | 8/31/2026
Northeast Community College | 801 E Benjamin Ave | Norfolk | NE | 68701-6831 | Madison | NE23688 | Active | 214393 | D12H10214393 | 2012 | Lochinvar/Gianonni | WTSS - Watertube SS Steel | HWHT - Hot Water Heat | 8/31/2026
Northeast Community College | 801 E Benjamin Ave | Norfolk | NE | 68701-6831 | Madison | NE23689 | Active | 213127 | D12H10213127 | 2012 | Lochinvar/Gianonni | WTSS - Watertube SS Steel | HWHT - Hot Water Heat | 8/31/2026
Northeast Community College | 801 E Benjamin Ave | Norfolk | NE | 68701-6831 | Madison | NE23690 | Active | 214392 | D12H10214392 | 2012 | Lochinvar/Gianonni | WTSS - Watertube SS Steel | HWHT - Hot Water Heat | 8/31/2026
Northeast Community College | 801 E Benjamin Ave | Norfolk | NE | 68701-6831 | Madison | NE24191 | Active | 18983 | 13F-6891 | 2013 | Aldrich | FTVT - Firetube Vertical TB | HWHT - Hot Water Heat | 8/31/2026
Northeast Community College | 801 E Benjamin Ave | Norfolk | NE | 68701-6831 | Madison | NE24192 | Active | 18982 | 13F-6890 | 2013 | Aldrich | FTVT - Firetube Vertical TB | HWHT - Hot Water Heat | 8/31/2026
Northeast Community College | 801 E Benjamin Ave | Norfolk | NE | 68701-6831 | Madison | NE24685 | Scrapped/Junked | 181993 | H07181993 | 2013 | Teledyne Laars | COBL - Coil Type Boiler | HWHT - Hot Water Heat | 8/31/2019
Northeast Community College | 801 E Benjamin Ave | Norfolk | NE | 68701-6831 | Madison | NE24686 | Scrapped/Junked | 181995 | H07181995 | 2013 | Teledyne Laars | COBL - Coil Type Boiler | HWHT - Hot Water Heat | 8/31/2019
Northeast Community College | 801 E Benjamin Ave | Norfolk | NE | 68701-6831 | Madison | NE25742 | Active | 19161 | 14F-7069 | 2014 | Aldrich | FTVT - Firetube Vertical TB | GLYC - Glycol Bldg Heat Sys | 8/31/2026
Northeast Community College | 801 E Benjamin Ave | Norfolk | NE | 68701-6831 | Madison | NE25743 | Active | 19160 | 14F-7068 | 2014 | Aldrich | FTVT - Firetube Vertical TB | GLYC - Glycol Bldg Heat Sys | 8/31/2026
Northeast Community College | 801 E Benjamin Ave | Norfolk | NE | 68701-6831 | Madison | NE25744 | Active | 19159 | 14F-7067 | 2014 | Aldrich | FTVT - Firetube Vertical TB | GLYC - Glycol Bldg Heat Sys | 8/31/2026
Northeast Community College | 801 E Benjamin Ave | Norfolk | NE | 68701-6831 | Madison | NE25960 | Scrapped/Junked | 202748 | 202748 | 2015 | A O Smith | CHWH - ASME/Fired Water Heater | HWSD - Hot Water Dom/Potable | 8/31/2019
Northeast Community College | 801 E Benjamin Ave | Norfolk | NE | 68701-6831 | Madison | NE26004 | Active | 19260 | 14F-7168 | 2014 | Aldrich | FTVT - Firetube Vertical TB | GLYC - Glycol Bldg Heat Sys | 8/31/2026
Northeast Community College | 801 E Benjamin Ave | Norfolk | NE | 68701-6831 | Madison | NE26005 | Active | 19261 | 14F-7169 | 2014 | Aldrich | FTVT - Firetube Vertical TB | GLYC - Glycol Bldg Heat Sys | 8/31/2026
Northeast Community College | 801 E Benjamin Ave | Norfolk | NE | 68701-6831 | Madison | NE26006 | Active | 19262 | 14F-7170 | 2014 | Aldrich | FTVT - Firetube Vertical TB | GLYC - Glycol Bldg Heat Sys | 8/31/2026
Northeast Community College | 801 E Benjamin Ave | Norfolk | NE | 68701-6831 | Madison | NE26549 | Active | 153279 | 15.PGT850.52.0331 | 2015 | Lochinvar | FTVT - Firetube Vertical TB | HWHT - Hot Water Heat | 8/31/2026
Northeast Community College | 801 E Benjamin Ave | Norfolk | NE | 68701-6831 | Madison | NE26550 | Active | 160051 | 15.PGT850.52.0081 | 2015 | Lochinvar | FTVT - Firetube Vertical TB | HWHT - Hot Water Heat | 8/31/2026
Northeast Community College | 801 E Benjamin Ave | Norfolk | NE | 68701-6831 | Madison | NE26551 | Active | 160039 | 15.PGT850.52.0069 | 2015 | Lochinvar | FTVT - Firetube Vertical TB | HWHT - Hot Water Heat | 8/31/2026
Northeast Community College | 801 E Benjamin Ave | Norfolk | NE | 68701-6831 | Madison | NE26552 | Active | 140900 | 1015140900 | 2015 | PVI Industries | CHWH - ASME/Fired Water Heater | HWSD - Hot Water Dom/Potable | 8/31/2026
Northeast Community College | 801 E Benjamin Ave | Norfolk | NE | 68701-6831 | Madison | NE26553 | Active | 140901 | 1015140901 | 2015 | PVI Industries | CHWH - ASME/Fired Water Heater | HWSD - Hot Water Dom/Potable | 8/31/2026
Northeast Community College | 801 E Benjamin Ave | Norfolk | NE | 68701-6831 | Madison | NE26554 | Active | 140902 | 1015140902 | 2015 | PVI Industries | CHWH - ASME/Fired Water Heater | HWSD - Hot Water Dom/Potable | 8/31/2026
Northeast Community College | 801 E Benjamin Ave | Norfolk | NE | 68701-6831 | Madison | NE27453 | Active | 199274 | 164610390555 | 2016 | Lochinvar | FTVT - Firetube Vertical TB | HWHT - Hot Water Heat | 8/31/2026
Northeast Community College | 801 E Benjamin Ave | Norfolk | NE | 68701-6831 | Madison | NE27454 | Active | 257953 | 1724106456893 | 2017 | Lochinvar | FTVT - Firetube Vertical TB | HWHT - Hot Water Heat | 8/31/2026
Northeast Community College | 801 E Benjamin Ave | Norfolk | NE | 68701-6831 | Madison | NE27455 | Active | 282122 | 1745108142117 | 2017 | Lochinvar | FTVT - Firetube Vertical TB | HWHT - Hot Water Heat | 8/31/2026
Northeast Community College | 801 E Benjamin Ave | Norfolk | NE | 68701-6831 | Madison | NE27939 | Active | 282113 | 17.PG60.94.1464 | 2017 | Lochinvar | FTVT - Firetube Vertical TB | HWHT - Hot Water Heat | 8/31/2026
Northeast Community College | 801 E Benjamin Ave | Norfolk | NE | 68701-6831 | Madison | NE27940 | Active | 282110 | 17. PG60.94.1461 | 2017 | Lochinvar | FTVT - Firetube Vertical TB | HWHT - Hot Water Heat | 8/31/2026
Northeast Community College | 801 E Benjamin Ave | Norfolk | NE | 68701-6831 | Madison | NE29032 | Active | 340380 | 19340380 | 2019 | Lochinvar | CPFT - Horiz Cpr Fin Boiler | HWHT - Hot Water Heat | 8/31/2026
Northeast Community College | 801 E Benjamin Ave | Norfolk | NE | 68701-6831 | Madison | NE29033 | Active | 340379 | 19340379 | 2019 | Lochinvar | CPFT - Horiz Cpr Fin Boiler | HWHT - Hot Water Heat | 8/31/2026
Northeast Community College | 801 E Benjamin Ave | Norfolk | NE | 68701-6831 | Madison | NE29034 | Active | 340378 | 19340378 | 2019 | Lochinvar | CPFT - Horiz Cpr Fin Boiler | HWHT - Hot Water Heat | 8/31/2026
Northeast Community College | 801 E Benjamin Ave | Norfolk | NE | 68701-6831 | Madison | NE32186 | Scrapped/Junked |  | P7315 | 1977 | KEWANEE | FTFB - Firetube-Firebox Boiler | HWHT - Hot Water Heat | 8/31/2008
Northeast Community College | 801 E Benjamin Ave | Norfolk | NE | 68701-6831 | Madison | NE32303 | Scrapped/Junked | 29460 | P7776 | 1977 | Kewannee | FTFB - Firetube-Firebox Boiler | HWHT - Hot Water Heat | 8/31/2012
Northeast Community College | 801 E Benjamin Ave | Norfolk | NE | 68701-6831 | Madison | NE32304 | Scrapped/Junked | 2366 |  | 1977 | PRECISION BOILERS | ELBL - Electric Boiler | HWHT - Hot Water Heat | 8/31/2001
Northeast Community College | 801 E Benjamin Ave | Norfolk | NE | 68701-6831 | Madison | NE32317 | Scrapped/Junked | 31137 | P8798 | 1978 | KEWANEE | FTFB - Firetube-Firebox Boiler | HWHT - Hot Water Heat | 8/31/2008
Northeast Community College | 801 E Benjamin Ave | Norfolk | NE | 68701-6831 | Madison | NE32488 | Inactive | 3110 |  | 1969 | MARKET FORGE INDUSTRIES | FT - Firetube Boiler | 0021 - Steam Supp Cooker/Kettle | 8/31/1997
Northeast Community College | 801 E Benjamin Ave | Norfolk | NE | 68701-6831 | Madison | NE41423 | Active | 20490 | 20F-8398 | 2020 | Aldrich | FTVT - Firetube Vertical TB | HWHT - Hot Water Heat | 8/31/2026
Northeast Community College | 801 E Benjamin Ave | Norfolk | NE | 68701-6831 | Madison | NE41424 | Active | 20491 | 20F-8999 | 2020 | Aldrich | FTVT - Firetube Vertical TB | HWHT - Hot Water Heat | 8/31/2026
Northeast Community College | 801 E Benjamin Ave | Norfolk | NE | 68701-6831 | Madison | NE41425 | Active | 20492 | 20F-8400 | 2020 | Aldrich | FTVT - Firetube Vertical TB | HWHT - Hot Water Heat | 8/31/2026
Northeast Community College | 801 E Benjamin Ave | Norfolk | NE | 68701-6831 | Madison | NE43041 | Active | 21550 | 24F-9458 | 2024 | ALDRICH/LES | FTVT - Firetube Vertical TB | HWHT - Hot Water Heat | 8/31/2026
Northeast Community College | 801 E Benjamin Ave | Norfolk | NE | 68701-6831 | Madison | NE43042 | Active | 21551 | 24F-9459 | 2024 | ALDRICH/LES | FTVT - Firetube Vertical TB | HWHT - Hot Water Heat | 8/31/2026
Northeast Community College | 801 E Benjamin Ave | Norfolk | NE | 68701-6831 | Madison | NE43043 | Active | 21552 | 24F-9460 | 2024 | ALDRICH/LES | FTVT - Firetube Vertical TB | HWHT - Hot Water Heat | 8/31/2026
Prariview | 801 E O St | Ogallala | NE | 69153-1755 | Keith | NE20220 | Exempt 1999 LB-66 |  | 000000000008375 | 1970 | RHEEM MANUFACTURING CO | AHWH - ANSI/Fired Water Htr | HWSD - Hot Water Dom/Potable | 7/31/2000
Prairie View School | 801 East O St | Ogallala | NE | 69153-1755 | Keith | NE04252 | Scrapped/Junked |  | 19366 | 1982 | AO SMITH | CHWH - ASME/Fired Water Heater | HWSD - Hot Water Dom/Potable | 7/31/2004
Prairie View School | 801 East O St | Ogallala | NE | 69153-1755 | Keith | NE20217 | Scrapped/Junked | n/a | CP2909008 | 1995 | Weil-Mcclain | CI - Cast Iron | STHT - Steam-Heat | 12/31/2014
Prairie View School | 801 East O St | Ogallala | NE | 69153-1755 | Keith | NE20218 | Scrapped/Junked | n/a | CP2911092 | 1995 | Weil-Mcclain | CI - Cast Iron | STHT - Steam-Heat | 12/31/2014
Prairie View School | 801 East O St | Ogallala | NE | 69153-1755 | Keith | NE20219 | Scrapped/Junked | n/a | CP2911089 | 1995 | Weil-Mcclain | CI - Cast Iron | STHT - Steam-Heat | 12/31/2014
Prairie View School | 801 East O St | Ogallala | NE | 69153-1755 | Keith | NE21265 | Scrapped/Junked | 60622 |  | 1996 | AO SMITH | CHWH - ASME/Fired Water Heater | HWSD - Hot Water Dom/Potable | 7/31/2003
Prairie View School | 801 East O St | Ogallala | NE | 69153-1755 | Keith | NE25346 | Active | 256476 | A14H20256476 | 2014 | Lochinvar | WTHW - Watertube Wtr Heater | HWHT - Hot Water Heat | 12/31/2026
Prairie View School | 801 East O St | Ogallala | NE | 69153-1755 | Keith | NE25347 | Active | 256485 | A14H20256485 | 2014 | Lochinvar | WTHW - Watertube Wtr Heater | HWHT - Hot Water Heat | 12/31/2026
Prairie View School | 801 East O St | Ogallala | NE | 69153-1755 | Keith | NE25348 | Active | 66872 | G-13-2545 | 2013 | Aerco | FTHT - Firetube Horizontal | HWHT - Hot Water Heat | 12/31/2026
Prairie View School | 801 East O St | Ogallala | NE | 69153-1755 | Keith | NE25349 | Active | 66871 | G-13-2544 | 2013 | Aerco | FTHT - Firetube Horizontal | HWHT - Hot Water Heat | 12/31/2026
Prairie View School | 801 East O St | Ogallala | NE | 69153-1755 | Keith | NE33629 | Scrapped/Junked | 4218 | 8218444 | 1982 | Rite | WT - Water Tube Boiler | HWHT - Hot Water Heat | 12/31/2014
First Presbyterian Church | 801 N Lincoln St | Lexington | NE | 68850-1965 | Dawson | NE17704 | Scrapped/Junked | n/a | 211A08 | 1995 | Peerless | CI - Cast Iron | STHT - Steam-Heat | 12/31/2014
Power Wash | 801 Oak St | Wakefield | NE | 68784 | Dixon | NE27451 | Active | 230129 | 030817F1011114 | 2017 | Heat Transfer Products Inc. | FTVT - Firetube Vertical TB | HWHF - Hot Water Heat-Floor | 10/31/2025
Ponderosa Villa | 801 Paddock St | Crawford | NE |  | Dawes | NE17475 | Inactive | 2346 | 2346 | 1992 | RayPak Inc, California | WT - Water Tube Boiler | HWHT - Hot Water Heat | 8/31/2001
PONDEROSA VILLA | 801 PADDOCK ST | CRAWFORD | NE | 69339 | DAWES | NE17476 | Scrapped/Junked |  | 1071005R | 1971 | RHEEM MANUFACTURING CO | AHWH - ANSI/Fired Water Htr | HWSD - Hot Water Dom/Potable | 2/28/2005
PONDEROSA VILLA | 801 PADDOCK ST | CRAWFORD | NE | 69339 | DAWES | NE17477 | Scrapped/Junked |  | 1071006 | 1971 | RHEEM MANUFACTURING CO | AHWH - ANSI/Fired Water Htr | HWSD - Hot Water Dom/Potable | 2/28/2005
Norfolk High School | 801 Riverside Blvd | Norfolk | NE | 68701-7420 | Madison | NE16877 | Scrapped/Junked | 38555 | n/a | 1991 | MKTF | FT - Firetube Boiler | 0021 - Steam Supp Cooker/Kettle | 1/31/2015
Norfolk High School | 801 Riverside Blvd | Norfolk | NE | 68701-7420 | Madison | NE16878 | Scrapped/Junked | 41168 | n/a | 1992 | MKTF | FT - Firetube Boiler | 0021 - Steam Supp Cooker/Kettle | 1/31/2015
Norfolk High School | 801 Riverside Blvd | Norfolk | NE | 68701-7420 | Madison | NE20026 | Scrapped/Junked | 43760 | SE92-43760-Y3 | 1992 | AOSM | CHWH - ASME/Fired Water Heater | HWSD - Hot Water Dom/Potable | 1/31/2018
Norfolk High School | 801 Riverside Blvd | Norfolk | NE | 68701-7420 | Madison | NE20027 | Scrapped/Junked | 43761 | SE92-43761-Y3 | 1992 | AOSM | CHWH - ASME/Fired Water Heater | HWSD - Hot Water Dom/Potable | 1/31/2018
Norfolk High School | 801 Riverside Blvd | Norfolk | NE | 68701-7420 | Madison | NE20028 | Scrapped/Junked | 43762 |  | 1992 | AO SMITH | CHWH - ASME/Fired Water Heater | HWSD - Hot Water Dom/Potable | 7/31/2000
Norfolk High School | 801 Riverside Blvd | Norfolk | NE | 68701-7420 | Madison | NE20068 | Scrapped/Junked | 51286 | n/a | 1996 | MKTF | FT - Firetube Boiler | 0021 - Steam Supp Cooker/Kettle | 1/31/2015
Norfolk High School | 801 Riverside Blvd | Norfolk | NE | 68701-7420 | Madison | NE22353 | Scrapped/Junked | 18450 |  | 1995 | STATE INDUSTRIES | CHWH - ASME/Fired Water Heater | HWSD - Hot Water Dom/Potable | 7/31/2000
Norfolk High School | 801 Riverside Blvd | Norfolk | NE | 68701-7420 | Madison | NE22354 | Scrapped/Junked | 18452 |  | 1995 | STATE INDUSTRIES | CHWH - ASME/Fired Water Heater | HWSD - Hot Water Dom/Potable | 7/31/2000
Norfolk High School | 801 Riverside Blvd | Norfolk | NE | 68701-7420 | Madison | NE22355 | Scrapped/Junked | 18455 |  | 1995 | STATE INDUSTRIES | CHWH - ASME/Fired Water Heater | HWSD - Hot Water Dom/Potable | 7/31/2000
Norfolk High School | 801 Riverside Blvd | Norfolk | NE | 68701-7420 | Madison | NE25206 | Scrapped/Junked | 75493 | 75493 | 2014 | Market Forge | FTVT - Firetube Vertical TB | 0021 - Steam Supp Cooker/Kettle | 1/31/2023
Norfolk High School | 801 Riverside Blvd | Norfolk | NE | 68701-7420 | Madison | NE25207 | Scrapped/Junked | 75494 | 75494 | 2014 | Market Forge | FTVT - Firetube Vertical TB | 0021 - Steam Supp Cooker/Kettle | 1/31/2023
Norfolk High School | 801 Riverside Blvd | Norfolk | NE | 68701-7420 | Madison | NE25709 | Active | 24056 | 463014976 | 2014 | Vulcan | KETT - Fired Kettle | COOK - Cooker/Kettle | 1/31/2026
Norfolk High School | 801 Riverside Blvd | Norfolk | NE | 68701-7420 | Madison | NE25710 | Active | 24055 | 463014975 | 2014 | Vulcan | KETT - Fired Kettle | COOK - Cooker/Kettle | 1/31/2026
Norfolk High School | 801 Riverside Blvd | Norfolk | NE | 68701-7420 | Madison | NE28919 | Active | 321840 | 18321840 | 2018 | Lochinvar | FTVT - Firetube Vertical TB | HWHT - Hot Water Heat | 1/31/2026
Norfolk High School | 801 Riverside Blvd | Norfolk | NE | 68701-7420 | Madison | NE28920 | Active | 321838 | 18321838 | 2018 | Lochinvar | FTVT - Firetube Vertical TB | HWHT - Hot Water Heat | 1/31/2026
Norfolk High School | 801 Riverside Blvd | Norfolk | NE | 68701-7420 | Madison | NE37728 | Scrapped/Junked | 68996 | LG87-0068996 | 1987 | AO SMITH | CHWH - ASME/Fired Water Heater | HWSD - Hot Water Dom/Potable | 7/31/2007
Norfolk High School | 801 Riverside Blvd | Norfolk | NE | 68701-7420 | Madison | NE37729 | Inactive | 452 | 0452 | 1987 | AO SMITH | CHWH - ASME/Fired Water Heater | HWSD - Hot Water Dom/Potable | 7/31/2003
Norfolk High School | 801 Riverside Blvd | Norfolk | NE | 68701-7420 | Madison | NE37730 | Inactive | 453 |  | 1987 | AO SMITH | CHWH - ASME/Fired Water Heater | HWSD - Hot Water Dom/Potable | 7/31/2003
The Durham Museum | 801 S 10th St | Omaha | NE | 68108-3205 | Douglas | NE05782 | Active | 8436 | 95E-5267 | 1995 | ALES | FTVT - Firetube Vertical TB | HWHT - Hot Water Heat | 8/31/2025
The Durham Museum | 801 S 10th St | Omaha | NE | 68108-3205 | Douglas | NE05783 | Active | 8440 | 95E-5271 | 1995 | ALES | FTVT - Firetube Vertical TB | HWHT - Hot Water Heat | 8/31/2026
The Durham Museum | 801 S 10th St | Omaha | NE | 68108-3205 | Douglas | NE05784 | Active | 8438 | 95E-5269 | 1995 | ALES | FTVT - Firetube Vertical TB | HWHT - Hot Water Heat | 8/31/2026
The Durham Museum | 801 S 10th St | Omaha | NE | 68108-3205 | Douglas | NE05785 | Active | 8439 | 95E-5270 | 1995 | ALES | FTVT - Firetube Vertical TB | HWHT - Hot Water Heat | 8/31/2026
Elmwood Towers | 801 S 52nd St | Omaha | NE | 68106-1809 | Douglas | NE16718 | Inactive | 15955 | AJH120.556 | 1991 | WEBJ | COBL - Coil Type Boiler | HWSD - Hot Water Dom/Potable | 6/30/2016
Elmwood Towers | 801 S 52nd St | Omaha | NE | 68106-1809 | Douglas | NE16719 | Scrapped/Junked | 15964 | AJH120.565 | 1991 | WEBJ | COBL - Coil Type Boiler | HWSD - Hot Water Dom/Potable | 3/31/2020
Elmwood Towers | 801 S 52nd St | Omaha | NE | 68106-1809 | Douglas | NE16720 | Inactive | 15825 | AJH120.547 | 1991 | WEBJ | COBL - Coil Type Boiler | HWSD - Hot Water Dom/Potable | 3/31/2017
Elmwood Towers | 801 S 52nd St | Omaha | NE | 68106-1809 | Douglas | NE17221 | Scrapped/Junked | 15716 | AJH120.945 | 1991 | WEBJ | COBL - Coil Type Boiler | HWSD - Hot Water Dom/Potable | 3/31/2020
Elmwood Towers | 801 S 52nd St | Omaha | NE | 68106-1809 | Douglas | NE28023 | Active | 349 | 120149A | 2018 | Les Inc/Aldrich Co | FTVT - Firetube Vertical TB | HWHT - Hot Water Heat | 3/31/2026
Elmwood Towers | 801 S 52nd St | Omaha | NE | 68106-1809 | Douglas | NE28024 | Active | 350 | 120149B | 2018 | Les Inc/Aldrich Co | FTVT - Firetube Vertical TB | HWHT - Hot Water Heat | 3/31/2026
Elmwood Towers | 801 S 52nd St | Omaha | NE | 68106-1809 | Douglas | NE28025 | Active | 20086 | 18F-7994 | 2018 | Aldrich | FTVT - Firetube Vertical TB | HWSP - Hot Water Non Potable Supply | 3/31/2026
Elmwood Towers | 801 S 52nd St | Omaha | NE | 68106-1809 | Douglas | NE33744 | Active | 8464 | n/a | 1963 | TITUSVILLE | FTLO - Firetube Locomotive Type | STHT - Steam-Heat | 3/31/2026
Elmwood Towers | 801 S 52nd St | Omaha | NE | 68106-1809 | Douglas | NE33745 | Out of Service | 8465 | n/a | 1963 | TITUSVILLE | FT - Firetube Boiler | STHT - Steam-Heat | 6/30/2015
Elmwood Towers | 801 S 52nd St | Omaha | NE | 68106-1809 | Douglas | NE41210 | Active | 530 | 120269A | 2020 | Les Inc/Aldrich Co | FHRT - FT Horiz Return Tube | STHT - Steam-Heat | 3/31/2026
Elmwood Towers | 801 S 52nd St | Omaha | NE | 68106-1809 | Douglas | NE41211 | Active | 531 | 120269B | 2020 | Les Inc/Aldrich Co | FHRT - FT Horiz Return Tube | STHT - Steam-Heat | 3/31/2026
Gretna Elementary School | 801 South St | Gretna | NE | 68028-7865 | Sarpy | NE18107 | Scrapped/Junked | 8063 | 94-E4412 | 1994 | ALES | FTVT - Firetube Vertical TB | HWHT - Hot Water Heat | 7/31/2019
Gretna Elementary School | 801 South St | Gretna | NE | 68028-7865 | Sarpy | NE18108 | Scrapped/Junked | 8059 | 94-E4408 | 1994 | ALES | FTVT - Firetube Vertical TB | HWHT - Hot Water Heat | 7/31/2017
Gretna Elementary School | 801 South St | Gretna | NE | 68028-7865 | Sarpy | NE18109 | Scrapped/Junked | 8060 | 94-E4409 | 1994 | ALES | FTVT - Firetube Vertical TB | HWHT - Hot Water Heat | 7/31/2011
Gretna Elementary School | 801 South St | Gretna | NE | 68028-7865 | Sarpy | NE20600 | Scrapped/Junked | 18369 | 11F-6277 | 2011 | ALES | FTVT - Firetube Vertical TB | HWHT - Hot Water Heat | 7/31/2019
Gretna Elementary School | 801 South St | Gretna | NE | 68028-7865 | Sarpy | NE26941 | Scrapped/Junked | 19862 | 17F-7770 | 2017 | ALES | FTVT - Firetube Vertical TB | HWHT - Hot Water Heat | 7/31/2019
Gretna Elementary School | 801 South St | Gretna | NE | 68028-7865 | Sarpy | NE33700 | Scrapped/Junked |  |  | 1958 | CLEAVER BROOKS | FT - Firetube Boiler | HWHT - Hot Water Heat | 7/31/1994
Gretna Elementary School | 801 South St | Gretna | NE | 68028-7865 | Sarpy | NE33701 | Scrapped/Junked |  |  | 1958 | CLEAVER BROOKS | FT - Firetube Boiler | HWHT - Hot Water Heat | 7/31/1994
Gretna Elementary School | 801 South St | Gretna | NE | 68028-7865 | Sarpy | NE42306 | Active | 83417 | G-19-0320 | 2019 | Aerco | FTVT - Firetube Vertical TB | HWHT - Hot Water Heat | 7/31/2026
Gretna Elementary School | 801 South St | Gretna | NE | 68028-7865 | Sarpy | NE42307 | Active | 83225 | G-19-0319 | 2019 | Aerco | FTVT - Firetube Vertical TB | HWHT - Hot Water Heat | 7/31/2026
OFFICE BUILDING | 801 W Division St | Grand Island | NE | 68801-6541 | HALL | NE34172 | Inactive |  | S908K | 1950 | AMERICAN RADIATOR |  | STHT - Steam-Heat | 11/30/1997
Burlington Northern Santa Fe | 801 W O St | Lincoln | NE | 68528-1318 | Lancaster | NE07464 | Active | 112445 | 06-112445Y3 | 2006 | A.O. Smith | CHWH - ASME/Fired Water Heater | HWSD - Hot Water Dom/Potable | 9/30/2026
Burlington Northern Santa Fe | 801 W O St | Lincoln | NE | 68528-1318 | Lancaster | NE07465 | Scrapped/Junked | 112482 | 06-112482 | 2006 | A O Smith | CHWH - ASME/Fired Water Heater | HWSD - Hot Water Dom/Potable | 9/13/2012
Burlington Northern Santa Fe | 801 W O St | Lincoln | NE | 68528-1318 | Lancaster | NE07473 | Out of Service | 34454 | 619861 | 1980 | Kewanee | FT - Firetube Boiler | HWHT - Hot Water Heat | 9/30/2020
Burlington Northern Santa Fe | 801 W O St | Lincoln | NE | 68528-1318 | Lancaster | NE10957 | Inactive | 18123 |  | 1952 | BABCOCK & WILCOX | WT - Water Tube Boiler | POWR - Power Generation | 6/30/1990
Burlington Northern Santa Fe | 801 W O St | Lincoln | NE | 68528-1318 | Lancaster | NE10958 | Inactive | 18124 |  | 1952 | BABCOCK & WILCOX | WT - Water Tube Boiler | POWR - Power Generation | 6/30/1990
Burlington Northern Santa Fe | 801 W O St | Lincoln | NE | 68528-1318 | Lancaster | NE10960 | Inactive | 18125 |  | 1952 | BABCOCK & WILCOX | WT - Water Tube Boiler | POWR - Power Generation | 6/30/1990
Burlington Northern Santa Fe | 801 W O St | Lincoln | NE | 68528-1318 | Lancaster | NE10963 | Inactive | 4613 |  | 1960 | CONTINENTAL | FT - Firetube Boiler | PROC - Process Steam | 9/30/2000
Burlington Northern Santa Fe | 801 W O St | Lincoln | NE | 68528-1318 | Lancaster | NE10964 | Inactive | 4612 |  | 1960 | CONTINENTAL | FT - Firetube Boiler | PROC - Process Steam | 9/30/2000
Burlington Northern Santa Fe | 801 W O St | Lincoln | NE | 68528-1318 | Lancaster | NE10965 | Inactive | 6752 |  | 1963 | CONTINENTAL | FT - Firetube Boiler | STHT - Steam-Heat | 9/30/2000
Burlington Northern Santa Fe | 801 W O St | Lincoln | NE | 68528-1318 | Lancaster | NE10966 | Inactive | 6753 |  | 1963 | CONTINENTAL | FT - Firetube Boiler | STHT - Steam-Heat | 9/30/2000
Burlington Northern Santa Fe | 801 W O St | Lincoln | NE | 68528-1318 | Lancaster | NE19332 | Out of Service | 5272 | V49-30-1 | 1998 | Hurst Boiler & Welding | FT - Firetube Boiler | GLFH - Glycol Floor Heat System | 9/30/2016
Burlington Northern Santa Fe | 801 W O St | Lincoln | NE | 68528-1318 | Lancaster | NE19333 | Active | 4732 | V49-150-172 | 1998 | Hurst Boiler & Welding | FT - Firetube Boiler | GLFH - Glycol Floor Heat System | 9/30/2026
Burlington Northern Santa Fe | 801 W O St | Lincoln | NE | 68528-1318 | Lancaster | NE19334 | Scrapped/Junked | 137262 | 9701137262 | 1997 | Raytherm/Raypak | WT - Water Tube Boiler | HWHT - Hot Water Heat | 9/30/2019
Burlington Northern Santa Fe | 801 W O St | Lincoln | NE | 68528-1318 | Lancaster | NE19335 | Scrapped/Junked | 137263 | 9701132263 | 1997 | Raytherm/Raypak | WT - Water Tube Boiler | HWHT - Hot Water Heat | 9/30/2019
Burlington Northern Santa Fe | 801 W O St | Lincoln | NE | 68528-1318 | Lancaster | NE22136 | Scrapped/Junked | 163032 | 1141M000552 | 2011 | A O Smith | CHWH - ASME/Fired Water Heater | HWSD - Hot Water Dom/Potable | 9/30/2019
Burlington Northern Santa Fe | 801 W O St | Lincoln | NE | 68528-1318 | Lancaster | NE22446 | Active | 7912 | S750-150-73 | 2000 | Hurst Boiler & Welding | FT - Firetube Boiler | STHT - Steam-Heat | 5/31/2026
Burlington Northern Santa Fe | 801 W O St | Lincoln | NE | 68528-1318 | Lancaster | NE22447 | Active | 7695 | S750-150-75 | 2000 | Hurst Boiler & Welding | FT - Firetube Boiler | STHT - Steam-Heat | 5/31/2026
Burlington Northern Santa Fe | 801 W O St | Lincoln | NE | 68528-1318 | Lancaster | NE22448 | Active | 7913 | S1500-150-27 | 2000 | Hurst Boiler & Welding | FT - Firetube Boiler | STHT - Steam-Heat | 9/30/2026
Burlington Northern Santa Fe | 801 W O St | Lincoln | NE | 68528-1318 | Lancaster | NE22449 | Active | 7914 | S1500-150-28 | 2000 | Hurst Boiler & Welding | FT - Firetube Boiler | STHT - Steam-Heat | 9/30/2026
Burlington Northern Santa Fe | 801 W O St | Lincoln | NE | 68528-1318 | Lancaster | NE28489 | Active | 252770 | 252770 | 2019 | A O Smith | CHWH - ASME/Fired Water Heater | HWSD - Hot Water Dom/Potable | 9/30/2026
Burlington Northern Santa Fe | 801 W O St | Lincoln | NE | 68528-1318 | Lancaster | NE28732 | Active | 149668 | F011711 | 2019 | PVI Industries | CHWH - ASME/Fired Water Heater | HWSD - Hot Water Dom/Potable | 9/30/2026
Burlington Northern Santa Fe | 801 W O St | Lincoln | NE | 68528-1318 | Lancaster | NE28733 | Active | 149706 | F011710 | 2019 | PVI Industries | CHWH - ASME/Fired Water Heater | HWSD - Hot Water Dom/Potable | 9/30/2026
Lincoln Regional Center | 801 W Prospector Pl | Lincoln | NE | 68522-1970 | Lancaster | NE01293 | Scrapped/Junked | 1520 | 2D1556 | 1971 | NEBC | WT - Water Tube Boiler | PROC - Process Steam | 9/30/2013
Lincoln Regional Center | 801 W Prospector Pl | Lincoln | NE | 68522-1970 | Lancaster | NE01388 | Active | 36603 | R4781 | 1982 | Kewanee | FTSM - FTS Marine Dry Back | BSUP - Bldg Heat & Process | 9/30/2025
Lincoln Regional Center | 801 W Prospector Pl | Lincoln | NE | 68522-1970 | Lancaster | NE01389 | Active | 36658 | P4907 | 1982 | Kewanee | FTSM - FTS Marine Dry Back | BSUP - Bldg Heat & Process | 1/31/2026
Lincoln Regional Center | 801 W Prospector Pl | Lincoln | NE | 68522-1970 | Lancaster | NE01390 | Active | 36582 | P4722 | 1982 | Kewanee | FTWB - FTS Marine Wet Back | STHT - Steam-Heat | 1/31/2026
Lincoln Regional Center | 801 W Prospector Pl | Lincoln | NE | 68522-1970 | Lancaster | NE25587 | Active | 21147 | S2500-150-133 | 2016 | Hurst | FTWB - FTS Marine Wet Back | BSUP - Bldg Heat & Process | 1/31/2026
Plattsmouth Housing | 801 Washington Ave | Plattsmouth | NE | 68048-1255 | Cass | NE10678 | Scrapped/Junked | 67095 | LB021514931110 | 2002 | AOSM | CHWH - ASME/Fired Water Heater | HWSD - Hot Water Dom/Potable | 5/31/2018
Plattsmouth Housing | 801 Washington Ave | Plattsmouth | NE | 68048-1255 | Cass | NE14158 | Scrapped/Junked | 122852 | 0805M001653 | 2008 | AO SMITH | CHWH - ASME/Fired Water Heater | HWSD - Hot Water Dom/Potable | 5/31/2026
Plattsmouth Housing | 801 Washington Ave | Plattsmouth | NE | 68048-1255 | Cass | NE27471 | Active | 219628 | 219628 | 2016 | AO SMITH | CHWH - ASME/Fired Water Heater | HWSD - Hot Water Dom/Potable | 5/31/2026
Plattsmouth Housing | 801 Washington Ave | Plattsmouth | NE | 68048-1255 | Cass | NE40517 | Active | n/a | N7897 | 1968 | Kewanee | FTSM - FTS Marine Dry Back | HWHT - Hot Water Heat | 5/31/2024
Plattsmouth Housing | 801 Washington Ave | Plattsmouth | NE | 68048-1255 | Cass | NE40518 | Active | n/a | N7896 | 1968 | Kewanee | FTSM - FTS Marine Dry Back | HWHT - Hot Water Heat | 5/31/2024
Plattsmouth Housing | 801 Washington Ave | Plattsmouth | NE | 68048-1255 | Cass | NE40519 | Scrapped/Junked |  | MG920238301880 | 1992 | AO SMITH | CHWH - ASME/Fired Water Heater | HWSD - Hot Water Dom/Potable | 5/31/2003
Plattsmouth Housing | 801 Washington Ave | Plattsmouth | NE | 68048-1255 | Cass | NE40520 | Scrapped/Junked | 46428 | LJ98-0767641970 | 1998 | AOSM | CHWH - ASME/Fired Water Heater | HWSD - Hot Water Dom/Potable | 5/31/2009
Plattsmouth Housing | 801 Washington Ave | Plattsmouth | NE | 68048-1255 | Cass | NE43545 | Active | 332315 | 332315 | 2025 | AO SMITH | CHWH - ASME/Fired Water Heater | HWSD - Hot Water Dom/Potable | 5/31/2026
BAKER'S SUPERMARKET | 8010 S 84th St | La Vista | NE | 68128-3226 | SARPY | NE05648 | Exempt 1999 LB-66 |  | K89186265 | 1990 | STATE INDUSTRIES | AHWH - ANSI/Fired Water Htr | HWSD - Hot Water Dom/Potable | 1/31/2000
BAKER'S SUPERMARKET | 8010 S 84th St | La Vista | NE | 68128-3226 | SARPY | NE05649 | Exempt 1999 LB-66 |  | 32708 | 1989 | AO SMITH | AHWH - ANSI/Fired Water Htr | HWSD - Hot Water Dom/Potable | 1/31/2000
Cass Street Medical | 8019 Cass St | Omaha | NE | 68114-3525 | Douglas | NE21891 | Active | 158023 | 9903158023 | 1999 | Raypak | CPFT - Horiz Cpr Fin Boiler | HWSP - Hot Water Non Potable Supply | 2/28/2026
Cass Street Medical | 8019 Cass St | Omaha | NE | 68114-3525 | Douglas | NE21892 | Active | 158025 | 9903158025 | 1999 | Raypak | CPFT - Horiz Cpr Fin Boiler | HWSP - Hot Water Non Potable Supply | 2/28/2026
Office Building | 802 4th Ave | Holdrege | NE | 68949-2205 | Phelps | NE40490 | Inactive | n/a | 1B-J1 | 1970 | American Standard | CI - Cast Iron | STHT - Steam-Heat | 3/31/2016
Coreslab Structures (Omaha) Inc | 802 Allied Rd | Bellevue | NE | 68123-4107 | Sarpy | NE04690 | Inactive |  |  | 1966 | CLEAVER BROOKS | FT - Firetube Boiler | STHT - Steam-Heat | 11/30/1993
Coreslab Structures (Omaha) Inc | 802 Allied Rd | Bellevue | NE | 68123-4107 | Sarpy | NE04691 | Scrapped/Junked |  | L-34322/HSB-24282 | 1964 | Cleaver & Brooks | FTSM - FTS Marine Dry Back | STHT - Steam-Heat | 11/30/2005
Coreslab Structures (Omaha) Inc | 802 Allied Rd | Bellevue | NE | 68123-4107 | Sarpy | NE12140 | Scrapped/Junked | 3189 | 09-3189 | 2009 | SIOU | COBL - Coil Type Boiler | HWSP - Hot Water Non Potable Supply | 7/31/2014
Coreslab Structures (Omaha) Inc | 802 Allied Rd | Bellevue | NE | 68123-4107 | Sarpy | NE12141 | Out of Service | 3157 | 08-3157 | 2008 | SIOU | COBL - Coil Type Boiler | HWSP - Hot Water Non Potable Supply | 7/31/2015
Coreslab Structures (Omaha) Inc | 802 Allied Rd | Bellevue | NE | 68123-4107 | Sarpy | NE17231 | Scrapped/Junked | 158 |  | 1993 | SIOUX STEAM CLEANER CORP | COBL - Coil Type Boiler | HWHT - Hot Water Heat | 11/30/2003
Coreslab Structures (Omaha) Inc | 802 Allied Rd | Bellevue | NE | 68123-4107 | Sarpy | NE17232 | Scrapped/Junked | 157 | 0292105 | 1993 | SIOUX STEAM CLEANER CORP | COBL - Coil Type Boiler | HWHT - Hot Water Heat | 11/30/2003
Coreslab Structures (Omaha) Inc | 802 Allied Rd | Bellevue | NE | 68123-4107 | Sarpy | NE17446 | Scrapped/Junked | na | 001-9803-A | 1984 | BURN | CI - Cast Iron | HWHT - Hot Water Heat | 7/31/2019
Coreslab Structures (Omaha) Inc | 802 Allied Rd | Bellevue | NE | 68123-4107 | Sarpy | NE17447 | Scrapped/Junked | na | 7716966 | 1984 | BURN | CI - Cast Iron | HWHT - Hot Water Heat | 7/31/2019
Coreslab Structures (Omaha) Inc | 802 Allied Rd | Bellevue | NE | 68123-4107 | Sarpy | NE18711 | Active | 5336 | 7226 | 1981 | Sellers | FTSM - FTS Marine Dry Back | GLYC - Glycol Bldg Heat Sys | 12/31/2025
Coreslab Structures (Omaha) Inc | 802 Allied Rd | Bellevue | NE | 68123-4107 | Sarpy | NE19325 | Active | 14082 | O-8606 | 1973 | KEWA | FTSM - FTS Marine Dry Back | PROC - Process Steam | 12/31/2025
Coreslab Structures (Omaha) Inc | 802 Allied Rd | Bellevue | NE | 68123-4107 | Sarpy | NE19326 | Scrapped/Junked | 9274 | 97E-6451 | 1997 | ALDR | FTFB - Firetube-Firebox Boiler | GLYC - Glycol Bldg Heat Sys | 7/31/2019
Coreslab Structures (Omaha) Inc | 802 Allied Rd | Bellevue | NE | 68123-4107 | Sarpy | NE20152 | Scrapped/Junked | na | 7724308 | 1984 | BURN | CI - Cast Iron | HWHT - Hot Water Heat | 7/31/2019
Coreslab Structures (Omaha) Inc | 802 Allied Rd | Bellevue | NE | 68123-4107 | Sarpy | NE20153 | Scrapped/Junked | na | 7734994 | 1984 | BURN | CI - Cast Iron | HWHT - Hot Water Heat | 7/31/2019
Coreslab Structures (Omaha) Inc | 802 Allied Rd | Bellevue | NE | 68123-4107 | Sarpy | NE20154 | Scrapped/Junked | 4784 | 8335737 | 1983 | Ajax | WT - Water Tube Boiler | GLYC - Glycol Bldg Heat Sys | 7/31/2019
Coreslab Structures (Omaha) Inc | 802 Allied Rd | Bellevue | NE | 68123-4107 | Sarpy | NE23833 | Out of Service | 9572 | 98E-6860 | 1998 | ALDR | FTFB - Firetube-Firebox Boiler | GLYC - Glycol Bldg Heat Sys | 7/31/2015
Coreslab Structures (Omaha) Inc | 802 Allied Rd | Bellevue | NE | 68123-4107 | Sarpy | NE27458 | Scrapped/Junked | 3986 | 1409014 | 2014 | SIOUX | COBL - Coil Type Boiler | HWSP - Hot Water Non Potable Supply | 7/31/2019
Coreslab Structures (Omaha) Inc | 802 Allied Rd | Bellevue | NE | 68123-4107 | Sarpy | NE28717 | Active | 4808 | 18-4808 | 2018 | SIOUX | COBL - Coil Type Boiler | HWSP - Hot Water Non Potable Supply | 12/31/2025
Coreslab Structures (Omaha) Inc | 802 Allied Rd | Bellevue | NE | 68123-4107 | Sarpy | NE28718 | Active | 20248 | 19F-8156 | 2019 | Aldrich | FT - Firetube Boiler | PROW - Process Hot Water | 12/31/2025
Coreslab Structures (Omaha) Inc | 802 Allied Rd | Bellevue | NE | 68123-4107 | Sarpy | NE28730 | Active | 39251 | 663231 | 1985 | Kewanee | FTSM - FTS Marine Dry Back | PROC - Process Steam | 12/31/2025
Coreslab Structures (Omaha) Inc | 802 Allied Rd | Bellevue | NE | 68123-4107 | Sarpy | NE28747 | Active | 19141 | 19141 | 2019 | Superior Boiler Works | FTVT - Firetube Vertical TB | HWHT - Hot Water Heat | 12/31/2025
Coreslab Structures (Omaha) Inc | 802 Allied Rd | Bellevue | NE | 68123-4107 | Sarpy | NE28748 | Active | 19137 | 19137 | 2019 | Superior Boiler Works | FTVT - Firetube Vertical TB | HWHT - Hot Water Heat | 12/31/2025
Coreslab Structures (Omaha) Inc | 802 Allied Rd | Bellevue | NE | 68123-4107 | Sarpy | NE28974 | Active | 19139 | 19139 | 2019 | Superior Boiler Works | FTVT - Firetube Vertical TB | HWHT - Hot Water Heat | 12/31/2025
Coreslab Structures (Omaha) Inc | 802 Allied Rd | Bellevue | NE | 68123-4107 | Sarpy | NE30621 | Inactive | 31043 | P-8157 | 1978 | KEWA | FTSM - FTS Marine Dry Back | PROC - Process Steam | 7/31/2019
Coreslab Structures (Omaha) Inc | 802 Allied Rd | Bellevue | NE | 68123-4107 | Sarpy | NE43779 | Active | 8350 | 24-HE083582924 | 2024 | Riello | WTSS - Watertube SS Steel | GLFH - Glycol Floor Heat System | 12/31/2025
Coreslab Structures (Omaha) Inc | 802 Allied Rd | Bellevue | NE | 68123-4107 | Sarpy | NE43780 | Active | 8333 | 24-HE083412924 | 2024 | Riello | WTSS - Watertube SS Steel | GLFH - Glycol Floor Heat System | 12/31/2025
US Post Office | 802 Avenue B | Plattsmouth | NE | 68048-1801 | Cass | NE30476 | Scrapped/Junked | N/A | 11J120 | 1965 | THERM PAK | WT - Water Tube Boiler | HWHT - Hot Water Heat | 4/30/2019
Wakefield Elementary/High | 802 Highland St | Wakefield | NE | 68784-5097 | Dixon | NE07899 | Scrapped/Junked | 84239 | Y84239 | 2000 | A O Smith | CHWH - ASME/Fired Water Heater | HWSD - Hot Water Dom/Potable | 3/31/2019
Wakefield Elementary/High | 802 Highland St | Wakefield | NE | 68784-5097 | Dixon | NE25226 | Active | 276439 | G-14276439 | 2013 | Giannoni France | WTSS - Watertube SS Steel | GLFH - Glycol Floor Heat System | 3/31/2026
Wakefield Elementary/High | 802 Highland St | Wakefield | NE | 68784-5097 | Dixon | NE25227 | Active | 273476 | G13273476 | 2013 | Giannoni France | WTSS - Watertube SS Steel | GLFH - Glycol Floor Heat System | 3/31/2026
Wakefield Elementary/High | 802 Highland St | Wakefield | NE | 68784-5097 | Dixon | NE25228 | Active | 252302 | G13252302 | 2013 | Giannoni France | WTSS - Watertube SS Steel | GLFH - Glycol Floor Heat System | 3/31/2026
Wakefield Elementary/High | 802 Highland St | Wakefield | NE | 68784-5097 | Dixon | NE25229 | Active | 252303 | G13252303 | 2013 | Giannoni France | WTSS - Watertube SS Steel | GLFH - Glycol Floor Heat System | 3/31/2026
Wakefield Elementary/High | 802 Highland St | Wakefield | NE | 68784-5097 | Dixon | NE27994 | Active | 251955 | 251955 | 2019 | State Industries | CHWH - ASME/Fired Water Heater | HWSD - Hot Water Dom/Potable | 3/31/2026
Wakefield Elementary/High | 802 Highland St | Wakefield | NE | 68784-5097 | Dixon | NE32452 | Scrapped/Junked | n/a | N-1529 | 1965 | Kewanee | FTFB - Firetube-Firebox Boiler | HWHT - Hot Water Heat | 3/31/2013
Wakefield Elementary/High | 802 Highland St | Wakefield | NE | 68784-5097 | Dixon | NE32453 | Scrapped/Junked | n/a | M1523 | 1965 | Kewanee | FTFB - Firetube-Firebox Boiler | HWHT - Hot Water Heat | 3/31/2013
Speedee Mart | 802 J St | Auburn | NE | 68305-1123 | Nemaha | NE40781 | Active | 106107 | 8891149 | 1988 | Teledyne Laars | CPFT - Horiz Cpr Fin Boiler | HWHF - Hot Water Heat-Floor | 10/31/2026
Speedee Mart | 802 J St | Auburn | NE | 68305-1123 | Nemaha | NE40782 | Exempt 1999 LB-66 |  | 89-1005865 | 1989 | PALOMA | AHWH - ANSI/Fired Water Htr | HWSP - Hot Water Non Potable Supply | 1/1/1900
Speedee Mart | 802 J St | Auburn | NE | 68305-1123 | Nemaha | NE40783 | Exempt 1999 LB-66 |  | 80-1-005726 | 1989 | PALOMA | AHWH - ANSI/Fired Water Htr | HWSP - Hot Water Non Potable Supply | 1/1/1900
McCook Library | 802 Norris Ave | McCook | NE | 69001-3192 | Red Willow | NE16307 | Out of Service | n/a | 3BJ2 | 1972 | American Standard | CI - Cast Iron | HWHT - Hot Water Heat | 4/30/2012
McCook Library | 802 Norris Ave | McCook | NE | 69001-3192 | Red Willow | NE21484 | Scrapped/Junked | 212875 | G12-212875 | 2012 | Laars | WTSS - Watertube SS Steel | HWHT - Hot Water Heat | 3/31/2018
McCook Library | 802 Norris Ave | McCook | NE | 69001-3192 | Red Willow | NE27342 | Active | 154422 | 3415101919118 | 2015 | Lochinvar | FT - Firetube Boiler | HWHT - Hot Water Heat | 3/31/2026
GRACE UNIVERSITY | 802 Pine St | Omaha | NE | 68108-3639 | Douglas | NE20336 | Scrapped/Junked |  |  | 1987 | RUUD | AHWH - ANSI/Fired Water Htr | HWSD - Hot Water Dom/Potable | 7/31/1999
GRACE UNIVERSITY | 802 Pine St | Omaha | NE | 68108-3639 | Douglas | NE34742 | Scrapped/Junked |  | G-608-1 | 1967 | AMERICAN STANDARD |  | HWHT - Hot Water Heat | 7/31/1999
Milford City Pool | 802 S D St | Milford | NE | 68405-9374 | Seward | NE00278 | Active | 98050 | C00B02280 | 2000 | Teledyne Laars | CPFT - Horiz Cpr Fin Boiler | OPHT - Outdoor Pool Heater | 6/30/2025
Milford City Pool | 802 S D St | Milford | NE | 68405-9374 | Seward | NE40671 | Scrapped/Junked | 5211 |  | 1972 | LOCHINVAR | WT - Water Tube Boiler | HWHT - Hot Water Heat | 7/31/2000
Milford City Pool | 802 S D St | Milford | NE | 68405-9374 | Seward | NE40672 | Exempt 1999 LB-66 | 5211 |  | 1983 | RHEEM MANUFACTURING CO | AHWH - ANSI/Fired Water Htr | HWSD - Hot Water Dom/Potable | 7/31/2000
Laundry World | 802 Tara Plz Ste 106 | Papillion | NE | 68046-2023 | Sarpy | NE28762 | Active | 299618 | C20299618 | 2020 | Laars | CPFT - Horiz Cpr Fin Boiler | HWSP - Hot Water Non Potable Supply | 4/30/2026
Liberty Services | 802 W 25th St | Kearney | NE | 68845-4343 | Buffalo | NE13565 | Scrapped/Junked | 1811 | 3643 | 1966 | SUPR | FTSM - FTS Marine Dry Back | PROC - Process Steam | 10/31/2010
Liberty Services | 802 W 25th St | Kearney | NE | 68845-4343 | Buffalo | NE14318 | Scrapped/Junked | 3464 | 29271 | 1979 | NATCO | FT - Firetube Boiler | HWSP - Hot Water Non Potable Supply | 10/31/2005
Liberty Services | 802 W 25th St | Kearney | NE | 68845-4343 | Buffalo | NE19223 | Inactive | 16710 | 16710 | 2010 | Superior Boiler Works | FTSM - FTS Marine Dry Back | PROC - Process Steam | 10/31/2017
NOTTINGHAM APARTMENTS | 802-812 N 33RD ST | OMAHA | NE | 68131-2040 | Douglas | NE04344 | Inactive |  | 1117B | 1925 | HEGGIE | FT - Firetube Boiler | STHT - Steam-Heat | 11/30/1989
Niobrara River Lodging Inc | 803 E Hwy 20 | Valentine | NE | 69201-2111 | Cherry | NE07390 | Inactive | NA | 11040001 | 2006 | PENT | CPPH - Ansi Cpr Fin Pool Heater | IPHT - Indoor Pool Heater | 9/30/2015
Niobrara River Lodging Inc | 803 E Hwy 20 | Valentine | NE | 69201-2111 | Cherry | NE25407 | Scrapped/Junked | NA | E00699083 | 1999 | PURE | CPPH - Ansi Cpr Fin Pool Heater | IPHT - Indoor Pool Heater | 2/28/2018
Niobrara River Lodging Inc | 803 E Hwy 20 | Valentine | NE | 69201-2111 | Cherry | NE25408 | Scrapped/Junked |  | E00699085 | 1999 | PUREX TRITON | CPPH - Ansi Cpr Fin Pool Heater | IPHT - Indoor Pool Heater | 9/30/2007
Niobrara River Lodging Inc | 803 E Hwy 20 | Valentine | NE | 69201-2111 | Cherry | NE26176 | Exempt 1999 LB-66 | N/A | 11212901400018 | 2014 | PENT | CPPH - Ansi Cpr Fin Pool Heater | IPHT - Indoor Pool Heater | 2/28/2018
Regency Retirement Res | 803 N Alpha St | Grand Island | NE | 68803-4300 | Hall | NE10444 | Scrapped/Junked | 74927 | 74927 | 2003 | AOSM | CHWH - ASME/Fired Water Heater | HWSD - Hot Water Dom/Potable | 10/31/2012
Regency Retirement Res | 803 N Alpha St | Grand Island | NE | 68803-4300 | Hall | NE10445 | Scrapped/Junked | 74438 | 74438 | 2003 | AOSM | CHWH - ASME/Fired Water Heater | HWSD - Hot Water Dom/Potable | 10/31/2015
Regency Retirement Res | 803 N Alpha St | Grand Island | NE | 68803-4300 | Hall | NE22843 | Scrapped/Junked | 172648 | 172648 | 2012 | A O Smith | CHWH - ASME/Fired Water Heater | HWSD - Hot Water Dom/Potable | 10/31/2020
Regency Retirement Res | 803 N Alpha St | Grand Island | NE | 68803-4300 | Hall | NE26188 | Scrapped/Junked | 209934 | 209934 | 2015 | A O Smith | CHWH - ASME/Fired Water Heater | HWSD - Hot Water Dom/Potable | 10/31/2019
Regency Retirement Res | 803 N Alpha St | Grand Island | NE | 68803-4300 | Hall | NE40025 | Scrapped/Junked | 26497 | 3082 | 1994 | AO SMITH | CHWH - ASME/Fired Water Heater | HWSD - Hot Water Dom/Potable | 10/31/2003
Regency Retirement Res | 803 N Alpha St | Grand Island | NE | 68803-4300 | Hall | NE40026 | Scrapped/Junked | 26499 | LPH940363150920 | 1994 | AO SMITH | CHWH - ASME/Fired Water Heater | HWSD - Hot Water Dom/Potable | 10/31/2003
VACANT BLDG | 803 Q St | Lincoln | NE | 68508-1397 | LANCASTER | NE40454 | Inactive | 37383 | LM960610208964 | 1997 | AO SMITH | CHWH - ASME/Fired Water Heater | HWSD - Hot Water Dom/Potable | 4/30/2006
ONE HOUR MARTINIZING | 803 W 4th St | Grand Island | NE | 68801-4530 | HALL | NE25556 | Inactive | 32153 |  | 1976 | PM LATTNER MFR COMPANY | FT - Firetube Boiler | PROC - Process Steam | 9/30/1991
Cleburn Superfund Site | 803 W 4th St | Grand Island | NE | 68801-4530 | Hall | NE27415 | Inactive | 29770 | 39770 | 2010 | Electro-Steam | ELBL - Electric Boiler | PROC - Process Steam | 9/30/2019
Hope Lodge | 8030 Farnam Dr | Omaha | NE | 68114 | Douglas | NE27163 | Active | 71181 | F003533 | 2016 | PVI Industries | FT - Firetube Boiler | HWHT - Hot Water Heat | 1/31/2027
Hope Lodge | 8030 Farnam Dr | Omaha | NE | 68114 | Douglas | NE27164 | Active | 71179 | F003554 | 2016 | PVI Industries | FT - Firetube Boiler | HWHT - Hot Water Heat | 1/31/2027
Center Professional Bldg | 8031 W Center Rd | Omaha | NE | 68124-3158 | Douglas | NE15033 | Active | 157104 | H03H00157104 | 2003 | Lochinvar | CPFT - Horiz Cpr Fin Boiler | HWHT - Hot Water Heat | 2/28/2026
Travel Centers Of America | 8033 W Holling Rd/I-80 Ext 305 | Alda | NE | 68810 | Hall | NE05921 | Scrapped/Junked | 49243 | TJ6782236 | 1999 | Paget Equipment | CHWH - ASME/Fired Water Heater | HWSD - Hot Water Dom/Potable | 6/30/2019
Travel Centers Of America | 8033 W Holling Rd/I-80 Ext 305 | Alda | NE | 68810 | Hall | NE05922 | Scrapped/Junked | 46520 | SH0840039 | 1998 | Paget Equipment | CHWH - ASME/Fired Water Heater | HWSD - Hot Water Dom/Potable | 6/30/2020
Travel Centers Of America | 8033 W Holling Rd/I-80 Ext 305 | Alda | NE | 68810 | Hall | NE28117 | Active | 255835 | 255835 | 2019 | A O Smith | CHWH - ASME/Fired Water Heater | HWSD - Hot Water Dom/Potable | 7/31/2027
Travel Centers Of America | 8033 W Holling Rd/I-80 Ext 305 | Alda | NE | 68810 | Hall | NE28118 | Active | 255834 | 255834 | 2019 | A O Smith | CHWH - ASME/Fired Water Heater | HWSD - Hot Water Dom/Potable | 7/31/2027
Kearney Regional Medical Center | 804 22nd Ave | Kearney | NE | 68845-2206 | Buffalo | NE24051 | Active | 70296 | 70296 | 2010 | Ajax Boiler, Inc. | WT - Water Tube Boiler | GLYC - Glycol Bldg Heat Sys | 9/30/2026
Kearney Regional Medical Center | 804 22nd Ave | Kearney | NE | 68845-2206 | Buffalo | NE24052 | Active | 70297 | 70297 | 2010 | Ajax Boiler, Inc. | WT - Water Tube Boiler | GLYC - Glycol Bldg Heat Sys | 9/30/2026
Kearney Regional Medical Center | 804 22nd Ave | Kearney | NE | 68845-2206 | Buffalo | NE24053 | Active | 129998 | 0610129998 | 2010 | PVI Industries, LLC | FTVT - Firetube Vertical TB | HWSD - Hot Water Dom/Potable | 9/30/2026
Kearney Regional Medical Center | 804 22nd Ave | Kearney | NE | 68845-2206 | Buffalo | NE24054 | Active | 129999 | 0610129999 | 2010 | PVI Industries, LLC | FTVT - Firetube Vertical TB | HWSD - Hot Water Dom/Potable | 9/30/2026
Kearney Regional Medical Center | 804 22nd Ave | Kearney | NE | 68845-2206 | Buffalo | NE25167 | Active | 4686 | 44686 | 2013 | Chromalox, Inc. | ELBL - Electric Boiler | STER - Sterilizer | 9/30/2026
Kearney Regional Medical Center | 804 22nd Ave | Kearney | NE | 68845-2206 | Buffalo | NE25168 | Scrapped/Junked | 4656 | 44656 | 2013 | Steris Corp | ELBL - Electric Boiler | STER - Sterilizer | 9/30/2017
Kearney Regional Medical Center | 804 22nd Ave | Kearney | NE | 68845-2206 | Buffalo | NE25169 | Active | 4487 | 44487 | 2013 | Chromalox, Inc. | ELBL - Electric Boiler | STER - Sterilizer | 9/30/2026
Kearney Regional Medical Center | 804 22nd Ave | Kearney | NE | 68845-2206 | Buffalo | NE25170 | Out of Service | 4699 | 44699 | 2013 | Chromalox, Inc. | ELBL - Electric Boiler | STER - Sterilizer | 9/30/2021
Kearney Regional Medical Center | 804 22nd Ave | Kearney | NE | 68845-2206 | Buffalo | NE26438 | Active | 1042100 | F000200 | 2016 | PVI Industries, LLC | FTVT - Firetube Vertical TB | HWSD - Hot Water Dom/Potable | 9/30/2026
Kearney Regional Medical Center | 804 22nd Ave | Kearney | NE | 68845-2206 | Buffalo | NE26439 | Active | 2003 | A3003 | 2016 | Unilux Advance Manufacturing, LLC | WT - Water Tube Boiler | GLYC - Glycol Bldg Heat Sys | 9/30/2026
Kearney Regional Medical Center | 804 22nd Ave | Kearney | NE | 68845-2206 | Buffalo | NE26472 | Active | 60299 | 100910 | 2016 | Bryan Steam, LLC | WT - Water Tube Boiler | GLYC - Glycol Bldg Heat Sys | 9/30/2026
Kearney Regional Medical Center | 804 22nd Ave | Kearney | NE | 68845-2206 | Buffalo | NE26473 | Active | 60298 | 100909 | 2016 | Bryan Steam, LLC | WT - Water Tube Boiler | GLYC - Glycol Bldg Heat Sys | 9/30/2026
Kearney Regional Medical Center | 804 22nd Ave | Kearney | NE | 68845-2206 | Buffalo | NE26474 | Active | 142598 | F001005 | 2016 | PVI Industries, LLC | FTVT - Firetube Vertical TB | HWSD - Hot Water Dom/Potable | 9/30/2026
Kearney Regional Medical Center | 804 22nd Ave | Kearney | NE | 68845-2206 | Buffalo | NE26475 | Active | 142646 | F001006 | 2016 | PVI Industries, LLC | FTVT - Firetube Vertical TB | HWSD - Hot Water Dom/Potable | 9/30/2026
Kearney Regional Medical Center | 804 22nd Ave | Kearney | NE | 68845-2206 | Buffalo | NE26757 | Active | 8318 | 48318 | 2016 | Steris Corp | ELBL - Electric Boiler | STER - Sterilizer | 2/28/2026
Kearney Regional Medical Center | 804 22nd Ave | Kearney | NE | 68845-2206 | Buffalo | NE26758 | Active | 8319 | 48319 | 2016 | Steris Corp | ELBL - Electric Boiler | STER - Sterilizer | 2/28/2026
Valentine Methodist Church | 804 E 5th St | Valentine | NE | 69201-1613 | Cherry | NE06828 | Scrapped/Junked | N/A | 420500149 | 2005 | Dunkirk | CI - Cast Iron | HWHT - Hot Water Heat | 3/31/2016
Valentine Methodist Church | 804 E 5th St | Valentine | NE | 69201-1613 | Cherry | NE06829 | Scrapped/Junked | N/A | 390500497 | 2005 | Dunkirk | CI - Cast Iron | HWHT - Hot Water Heat | 3/31/2016
Valentine Methodist Church | 804 E 5th St | Valentine | NE | 69201-1613 | Cherry | NE06830 | Active | N/A | 390500498 | 2005 | Lennox | CI - Cast Iron | HWHT - Hot Water Heat | 3/31/2026
Valentine Methodist Church | 804 E 5th St | Valentine | NE | 69201-1613 | Cherry | NE16616 | Inactive |  | L3100 | 1960 | KEWANEE | FTFB - Firetube-Firebox Boiler | HWHT - Hot Water Heat | 9/30/2005
Valentine Methodist Church | 804 E 5th St | Valentine | NE | 69201-1613 | Cherry | NE25900 | Active | N/A | 726786201510 | 2015 | Peerless | CI - Cast Iron | HWHT - Hot Water Heat | 3/31/2026
Valentine Methodist Church | 804 E 5th St | Valentine | NE | 69201-1613 | Cherry | NE26151 | Active | N/A | 726785201510 | 2015 | Peerless | CI - Cast Iron | HWHT - Hot Water Heat | 3/31/2026
Stanton County Courthouse | 804 Ivy St | Stanton | NE | 68779-2351 | Stanton | NE11356 | Scrapped/Junked | 12839 | 03F-0755 | 2003 | ALES | FTVT - Firetube Vertical TB | HWHT - Hot Water Heat | 12/31/2022
Stanton County Courthouse | 804 Ivy St | Stanton | NE | 68779-2351 | Stanton | NE11357 | Scrapped/Junked | 12838 | 03F-0754 | 2003 | ALES | FTVT - Firetube Vertical TB | HWHT - Hot Water Heat | 12/31/2022
Stanton County Courthouse | 804 Ivy St | Stanton | NE | 68779-2351 | Stanton | NE16534 | Scrapped/Junked |  |  | 1994 | EIGHTY SERIES |  | HWHT - Hot Water Heat | 8/31/2003
Stanton County Courthouse | 804 Ivy St | Stanton | NE | 68779-2351 | Stanton | NE42026 | Active | 540587 | N1.21.43.00210 | 2021 | Lochinvar | WT - Water Tube Boiler | HWHT - Hot Water Heat | 11/30/2026
Stanton County Courthouse | 804 Ivy St | Stanton | NE | 68779-2351 | Stanton | NE42027 | Active | 540580 | N1.21.43.00203 | 2021 | Lochinvar | WT - Water Tube Boiler | HWHT - Hot Water Heat | 11/30/2026
Golden Towers | 804 N Boggs Ave | Grand Island | NE | 68803-4412 | Hall | NE29104 | Active | 88255 | 3-20-1774 | 2020 | Aerco | FT - Firetube Boiler | HWHT - Hot Water Heat | 1/31/2026
Golden Towers | 804 N Boggs Ave | Grand Island | NE | 68803-4412 | Hall | NE29105 | Active | 88256 | 3-20-1775 | 2020 | Aerco | FT - Firetube Boiler | HWHT - Hot Water Heat | 1/31/2026
Golden Towers | 804 N Boggs Ave | Grand Island | NE | 68803-4412 | Hall | NE30868 | Scrapped/Junked | n/a | 10109-948728A/M-4171 | 1963 | Kewanee | FTSM - FTS Marine Dry Back | HWHT - Hot Water Heat | 2/28/2020
Golden Towers | 804 N Boggs Ave | Grand Island | NE | 68803-4412 | Hall | NE30869 | Out of Service | N/A | 10109-J750400 | 1963 | Kewanee | FTSM - FTS Marine Dry Back | HWHT - Hot Water Heat | 2/28/2024
APARTMENT BUILDING COMPLX | 804 Park Ave | Omaha | NE | 68105-2160 | Douglas | NE04346 | Inactive |  | 2-1040857 | 1984 | WEIL MCLAIN |  | STHT - Steam-Heat | 11/30/2004
APARTMENT BUILDING COMPLX | 804 Park Ave | Omaha | NE | 68105-2160 | Douglas | NE12920 | Inactive |  | E93328372 | 1993 | STATE INDUSTRIES | AHWH - ANSI/Fired Water Htr | HWSD - Hot Water Dom/Potable | 11/30/1999
The Western Sugar Cooperative | 804 W 8Th St | Bayard | NE | 69334 | Morrill | NE02238 | Inactive | 29756 | L-56151 | 1973 | Cleaver & Brooks | FT - Firetube Boiler | STHT - Steam-Heat | 6/30/2008
The Western Sugar Cooperative | 804 W 8Th St | Bayard | NE | 69334 | Morrill | NE12339 | Inactive |  | 609 | 1917 | B&W |  | STHT - Steam-Heat | 6/30/1996
The Western Sugar Cooperative | 804 W 8Th St | Bayard | NE | 69334 | Morrill | NE14921 | Out of Service | CI | 47R11849 | 1960 | Bryant Boiler | CI - Cast Iron | HWHT - Hot Water Heat | 6/30/2013
The Western Sugar Cooperative | 804 W 8Th St | Bayard | NE | 69334 | Morrill | NE20055 | Inactive | 3046 |  | 1994 | NEBC |  | PROC - Process Steam | 6/30/1997
The Western Sugar Cooperative | 804 W 8Th St | Bayard | NE | 69334 | Morrill | NE20056 | Inactive | 2792 |  | 1992 | NEBC |  | PROC - Process Steam | 6/30/1997
The Western Sugar Cooperative | 804 W 8Th St | Bayard | NE | 69334 | Morrill | NE20072 | Inactive | 2913 |  | 1993 | NEBC |  | PROC - Process Steam | 6/30/1997
The Western Sugar Cooperative | 804 W 8Th St | Bayard | NE | 69334 | Morrill | NE21250 | Inactive | 24668 | 2893 | 1981 | B&W |  | PROC - Process Steam | 6/30/2004
OLD CATHOLIC OFFICES | 804 W Division St | Grand Island | NE | 68801-6542 | HALL | NE14705 | Exempt |  | GRM15433 | 1965 | PEERLESS HEATER COMPANY |  | HWHT - Hot Water Heat | 8/31/2005
Dale Loft Apartments | 805 4th Ave | Holdrege | NE | 68949-2206 | Phelps | NE00776 | Active | n/a | CROWSS000249766 | 2000 | Crown Boiler Co. | CI - Cast Iron | HWHT - Hot Water Heat | 4/30/2026
Dale Loft Apartments | 805 4th Ave | Holdrege | NE | 68949-2206 | Phelps | NE00777 | Scrapped/Junked | n/a | CROWSS000249764 | 2000 | Crown Boiler Co. | CI - Cast Iron | HWHT - Hot Water Heat | 4/30/2024
Dale Loft Apartments | 805 4th Ave | Holdrege | NE | 68949-2206 | Phelps | NE00778 | Active | n/a | CROWSS000249767 | 2000 | Crown Boiler Co. | CI - Cast Iron | HWHT - Hot Water Heat | 4/30/2026
Dale Loft Apartments | 805 4th Ave | Holdrege | NE | 68949-2206 | Phelps | NE35425 | Scrapped/Junked | 11980 |  | 1979 | BRYAN STEAM LLC | WT - Water Tube Boiler | HWHT - Hot Water Heat | 3/31/2001
Dale Loft Apartments | 805 4th Ave | Holdrege | NE | 68949-2206 | Phelps | NE43344 | Active | 57039 | 2333135361047 | 2023 | A O Smith | AHWH - ANSI/Fired Water Htr | HWHT - Hot Water Heat | 4/30/2025
Minatare Elementary | 805 7th St | Minatare | NE | 69356-0425 | Scotts Bluff | NE20596 | Active | N/A | 662435-201107 | 2011 | Peerless | CI - Cast Iron | HWHT - Hot Water Heat | 9/30/2026
Minatare Elementary | 805 7th St | Minatare | NE | 69356-0425 | Scotts Bluff | NE20597 | Active | N/A | 662436-201107 | 2011 | Peerless | CI - Cast Iron | HWHT - Hot Water Heat | 9/30/2026
Minatare Elementary | 805 7th St | Minatare | NE | 69356-0425 | Scotts Bluff | NE30181 | Scrapped/Junked | 5614 | 8940 | 1955 | Cyclotherm | FTSM - FTS Marine Dry Back | HWHT - Hot Water Heat | 8/31/2011
ROGER AND SHIRLEY WILKE | 805 A St | Staplehurst | NE | 68439-3003 | SEWARD | NE30205 | Exempt |  | G607 | 1962 | AMERICAN STANDARD |  | STHT - Steam-Heat | 8/31/1998
Fairfield Inn & Suites | 805 Allen Dr | Grand Island | NE | 68803-3337 | Hall | NE18637 | Scrapped/Junked | 148189 | 1023M000692 | 2010 | AO SMITH | CHWH - ASME/Fired Water Heater | HWSD - Hot Water Dom/Potable | 9/30/2019
Fairfield Inn & Suites | 805 Allen Dr | Grand Island | NE | 68803-3337 | Hall | NE27824 | Scrapped/Junked | 243992 | 243992 | 2018 | AO SMITH | CHWH - ASME/Fired Water Heater | HWSD - Hot Water Dom/Potable | 1/31/2020
Lincoln Elementary | 805 Beal St | Grand Island | NE | 68801-2715 | Hall | NE00687 | Active | 10859 | 00E8607 | 2000 | ALES | FTVT - Firetube Vertical TB | HWHT - Hot Water Heat | 1/31/2027
Lincoln Elementary | 805 Beal St | Grand Island | NE | 68801-2715 | Hall | NE00688 | Active | 10862 | 00E8610 | 2000 | ALES | FTVT - Firetube Vertical TB | HWHT - Hot Water Heat | 1/31/2027
Lincoln Elementary | 805 Beal St | Grand Island | NE | 68801-2715 | Hall | NE23417 | Exempt 1999 LB-66 |  | PE0816609 | 1997 | RECO | AHWH - ANSI/Fired Water Htr | HWSD - Hot Water Dom/Potable | 7/31/2000
Lincoln Elementary | 805 Beal St | Grand Island | NE | 68801-2715 | Hall | NE23418 | Out of Service | 20068 | 12605 | 1997 | Reco Industries | CHWH - ASME/Fired Water Heater | HWSD - Hot Water Dom/Potable | 1/31/2021
Lincoln Elementary | 805 Beal St | Grand Island | NE | 68801-2715 | Hall | NE23419 | Scrapped/Junked | 142298 |  | 1997 | RAYPAK INC, CALIFORNIA | WT - Water Tube Boiler | HWHT - Hot Water Heat | 7/31/2000
Lincoln Elementary | 805 Beal St | Grand Island | NE | 68801-2715 | Hall | NE23420 | Scrapped/Junked | 142297 |  | 1997 | RAYPAK INC, CALIFORNIA | WT - Water Tube Boiler | HWHT - Hot Water Heat | 7/31/2000
TWIN LOUPS QUALITY MEATS | 805 Howard Ave | Saint Paul | NE | 68873-2062 | HOWARD | NE03178 | Inactive | 13198 |  | 1948 | KEWANEE | FT - Firetube Boiler | PROC - Process Steam | 7/31/2003
TWIN LOUPS QUALITY MEATS | 805 Howard Ave | Saint Paul | NE | 68873-2062 | HOWARD | NE12724 | Inactive |  | 8290 | 1967 | STEAMASTER | FT - Firetube Boiler | PROC - Process Steam | 8/31/2003
KOLN TV Station | 805 N 40th St | Lincoln | NE | 68503-2802 | Lancaster | NE11670 | Active | 61210 | 0887104725 | 1988 | Raypak | CPFT - Horiz Cpr Fin Boiler | HWHT - Hot Water Heat | 9/30/2026
YORK CITY POOL | 805 PARK ST | YORK | NE | 68467 | YORK | NE17880 | Scrapped/Junked |  |  | 1994 | RHEEM MANUFACTURING CO | AHWH - ANSI/Fired Water Htr | HWSD - Hot Water Dom/Potable | 1/31/1997
Pacific Springs Village | 805 S 173rd Ct | Omaha | NE | 68118-3112 | Douglas | NE07255 | Active | 15687 | 06F-3594 | 2006 | ALES | FTVT - Firetube Vertical TB | HWHT - Hot Water Heat | 12/31/2025
Pacific Springs Village | 805 S 173rd Ct | Omaha | NE | 68118-3112 | Douglas | NE07256 | Active | 15686 | 06F-3593 | 2006 | ALES | FTVT - Firetube Vertical TB | HWHT - Hot Water Heat | 12/31/2025
Pacific Springs Village | 805 S 173rd Ct | Omaha | NE | 68118-3112 | Douglas | NE08485 | Scrapped/Junked | 10163 | 99E-7646 | 1999 | ALDRICH/LES | FTVT - Firetube Vertical TB | HHHP - Hotwater Heat & Heat Pump | 12/31/2006
Pacific Springs Village | 805 S 173rd Ct | Omaha | NE | 68118-3112 | Douglas | NE25532 | Scrapped/Junked | 158747 | 9904158747 | 1999 | Raypak | CPFH - Copper Fin Water Heater | HWSD - Hot Water Dom/Potable | 12/31/2022
Pacific Springs Village | 805 S 173rd Ct | Omaha | NE | 68118-3112 | Douglas | NE25533 | Scrapped/Junked | 158746 | 9904158746 | 1999 | Raypak | CPFH - Copper Fin Water Heater | HWSD - Hot Water Dom/Potable | 12/31/2023
Pacific Springs Village | 805 S 173rd Ct | Omaha | NE | 68118-3112 | Douglas | NE25534 | Scrapped/Junked | 158748 | 9904158748 | 1999 | Raypak | CPFH - Copper Fin Water Heater | HWSD - Hot Water Dom/Potable | 12/31/2017
Pacific Springs Village | 805 S 173rd Ct | Omaha | NE | 68118-3112 | Douglas | NE25535 | Scrapped/Junked | 10164 | 99E-7647 | 1999 | ALDRICH/LES | FTVT - Firetube Vertical TB | HHHP - Hotwater Heat & Heat Pump | 12/31/2006
Pacific Springs Village | 805 S 173rd Ct | Omaha | NE | 68118-3112 | Douglas | NE42145 | Active | 11239 | 20-HE98211820 | 2020 | Riello | WT - Water Tube Boiler | HWHT - Hot Water Heat | 12/31/2025
Pacific Springs Village | 805 S 173rd Ct | Omaha | NE | 68118-3112 | Douglas | NE42146 | Active | 11238 | 20-HE98201820 | 2020 | Riello | WT - Water Tube Boiler | HWHT - Hot Water Heat | 12/31/2025
Pacific Springs Village | 805 S 173rd Ct | Omaha | NE | 68118-3112 | Douglas | NE42147 | Active | 11236 | 20-HE098181820 | 2020 | Riello | WT - Water Tube Boiler | HWHT - Hot Water Heat | 12/31/2025
Pacific Springs Village | 805 S 173rd Ct | Omaha | NE | 68118-3112 | Douglas | NE42148 | Active | 11237 | 20-HE098191820 | 2020 | Riello | WT - Water Tube Boiler | HWHT - Hot Water Heat | 12/31/2025
Pacific Springs Village | 805 S 173rd Ct | Omaha | NE | 68118-3112 | Douglas | NE42149 | Active | 11130 | 20-HE097171720 | 2020 | Riello | WT - Water Tube Boiler | HWHT - Hot Water Heat | 12/31/2025
Pacific Springs Village | 805 S 173rd Ct | Omaha | NE | 68118-3112 | Douglas | NE42150 | Active | 11126 | 20-HE097131720 | 2020 | Riello | WT - Water Tube Boiler | HWHT - Hot Water Heat | 12/31/2025
Pacific Springs Village | 805 S 173rd Ct | Omaha | NE | 68118-3112 | Douglas | NE42151 | Active | 11069 | 20-HE096561720 | 2020 | Riello | WT - Water Tube Boiler | HWHT - Hot Water Heat | 12/31/2025
Pacific Springs Village | 805 S 173rd Ct | Omaha | NE | 68118-3112 | Douglas | NE42152 | Active | 11065 | 20-HE096521720 | 2020 | Riello | WT - Water Tube Boiler | HWHT - Hot Water Heat | 12/31/2025
Pacific Springs Village | 805 S 173rd Ct | Omaha | NE | 68118-3112 | Douglas | NE42153 | Active | 294043 | F019740 | 2022 | PVI Industries | CHWH - ASME/Fired Water Heater | HWSD - Hot Water Dom/Potable | 12/31/2025
Pacific Springs Village | 805 S 173rd Ct | Omaha | NE | 68118-3112 | Douglas | NE42154 | Active | 286850 | F019781 | 2022 | PVI Industries | CHWH - ASME/Fired Water Heater | HWSD - Hot Water Dom/Potable | 12/31/2025
Pacific Springs Village | 805 S 173rd Ct | Omaha | NE | 68118-3112 | Douglas | NE42382 | Active | 387621 | 22.WHTX.188.01156 | 2022 | PVI Industries | CHWH - ASME/Fired Water Heater | HWSD - Hot Water Dom/Potable | 12/31/2025
Minuet Apartments | 805 S 18th St | Lincoln | NE | 68508-3418 | Lancaster | NE04134 | Scrapped/Junked |  | 000G-606-K | 1969 | AMERICAN STANDARD |  | STHT - Steam-Heat | 12/31/1998
Minuet Apartments | 805 S 18th St | Lincoln | NE | 68508-3418 | Lancaster | NE24385 | Active | N/A | 211-13524-0898 | 1998 | Peerless | CI - Cast Iron | STHT - Steam-Heat | 2/28/2026
NewStar Sourcing and Service | 805 S Union St | Fremont | NE | 68025-6157 | Dodge | NE04807 | Active | 10862 | 10862 | 1990 | SUPERIOR BOILERWORKS | FTSM - FTS Marine Dry Back | PROC - Process Steam | 5/31/2026
Bldg Demolished | 805 W 10th St | Wahoo | NE | 68066-1102 | Saunders | NE06353 | Scrapped/Junked | 89896 | 89896/K04M007261 | 2004 | AOSM | CHWH - ASME/Fired Water Heater | HWSD - Hot Water Dom/Potable | 10/31/2008
Bldg Demolished | 805 W 10th St | Wahoo | NE | 68066-1102 | Saunders | NE24905 | Scrapped/Junked | 775 | 09988736 | 1998 | Rbi | WT - Water Tube Boiler | HWHT - Hot Water Heat | 10/31/2008
Bldg Demolished | 805 W 10th St | Wahoo | NE | 68066-1102 | Saunders | NE24906 | Scrapped/Junked | 778 | 09988738 | 1998 | Rbi | WT - Water Tube Boiler | HWHT - Hot Water Heat | 10/31/2008
Bldg Demolished | 805 W 10th St | Wahoo | NE | 68066-1102 | Saunders | NE24907 | Scrapped/Junked | 777 | 09988738 | 1998 | Rbi | WT - Water Tube Boiler | HWHT - Hot Water Heat | 10/31/2008
vacant | 805 W 10TH ST | WAHOO | NE | 68066 | SAUNDERS | NE11079 | Scrapped/Junked | 14617 |  | 1949 | KEWANEE | FT - Firetube Boiler | STHT - Steam-Heat | 6/30/1998
vacant | 805 W 10TH ST | WAHOO | NE | 68066 | SAUNDERS | NE11080 | Scrapped/Junked |  |  | 1949 | KEWANEE | FT - Firetube Boiler | STHT - Steam-Heat | 6/30/1999
Redwood Apartments | 805 W 1st St | Grand Island | NE | 68801-5871 | Hall | NE20469 | Out of Service | 128305 | 9512128309 | 1996 | Raypak | WT - Water Tube Boiler | HWHT - Hot Water Heat | 1/31/2018
Redwood Apartments | 805 W 1st St | Grand Island | NE | 68801-5871 | Hall | NE22323 | Exempt 1999 LB-66 |  | 809480 | 1995 | BRADFORD-WHITE | AHWH - ANSI/Fired Water Htr | HWSD - Hot Water Dom/Potable | 2/29/2000
Consolidated Blenders Inc | 805 W Front St | Elm Creek | NE | 68836-1611 | Buffalo | NE03638 | Out of Service | 7015 | 7015 | 1974 | Superior Boiler Works | FTSM - FTS Marine Dry Back | PROC - Process Steam | 4/30/2011
MS Global Food Solutions | 805 W Omaha Ave | Norfolk | NE | 68701-5841 | Madison | NE05714 | Out of Service | 1234 | SN 2D1234 | 1962 | Nebraska Boiler | WT - Water Tube Boiler | BSUP - Bldg Heat & Process | 7/31/2015
MS Global Food Solutions | 805 W Omaha Ave | Norfolk | NE | 68701-5841 | Madison | NE05915 | Out of Service | 1235 | SN 2D1235 | 1962 | Nebraska Boiler | WT - Water Tube Boiler | BSUP - Bldg Heat & Process | 8/31/2013
MS Global Food Solutions | 805 W Omaha Ave | Norfolk | NE | 68701-5841 | Madison | NE10179 | Active | 10660 | AN 10665-01 | 2007 | Johnston Boiler Comp. | FTSM - FTS Marine Dry Back | PROC - Process Steam | 7/31/2026
MS Global Food Solutions | 805 W Omaha Ave | Norfolk | NE | 68701-5841 | Madison | NE10180 | Out of Service | 862 | SN 07759 | 2007 | Economasters LLC | ECON - Boiler Economizer | ECON - Boiler Economizer | 7/31/2016
MS Global Food Solutions | 805 W Omaha Ave | Norfolk | NE | 68701-5841 | Madison | NE27974 | Active | 11575 | 11406-0T | 2018 | Johnston Boiler Comp. | FTSM - FTS Marine Dry Back | PROC - Process Steam | 7/31/2026
STETTINGER ENTERPRISES | 805-25 M ST | LINCOLN | NE | 68508-2233 | LANCASTER | NE30612 | Inactive | 5299 |  | 1971 | LOCHINVAR | CPFT - Horiz Cpr Fin Boiler | HWHT - Hot Water Heat | 12/31/1993
Alfonza W Davis Middle School | 8050 N 129th Ave | Omaha | NE | 68142-1804 | Douglas | NE23742 | Active | 233937 | A11233937 | 2011 | Laars | COND - Condenser | HWSD - Hot Water Dom/Potable | 12/31/2025
Alfonza W Davis Middle School | 8050 N 129th Ave | Omaha | NE | 68142-1804 | Douglas | NE23743 | Active | 233938 | A11233938 | 2011 | Laars | COND - Condenser | HWSD - Hot Water Dom/Potable | 12/31/2025
Ashland Greenwood Middle School | 806 N 17th Avenue | Ashland | NE | 68003 | Saunders | NE42456 | Active | 277806 | 21.WHTX.188.1403 | 2021 | PVI Industries | CHWH - ASME/Fired Water Heater | HWSD - Hot Water Dom/Potable | 10/31/2026
Ashland Greenwood Middle School | 806 N 17th Avenue | Ashland | NE | 68003 | Saunders | NE42457 | Active | 303538 | 22.WHTX.188.00054 | 2021 | PVI Industries | CHWH - ASME/Fired Water Heater | HWSD - Hot Water Dom/Potable | 10/31/2026
Ashland Greenwood Middle School | 806 N 17th Avenue | Ashland | NE | 68003 | Saunders | NE42458 | Active | 382645 | 22382645 | 2022 | Lochinvar | FTVT - Firetube Vertical TB | GLYC - Glycol Bldg Heat Sys | 10/31/2026
Ashland Greenwood Middle School | 806 N 17th Avenue | Ashland | NE | 68003 | Saunders | NE42459 | Active | 380575 | 21380575 | 2022 | Lochinvar | FTVT - Firetube Vertical TB | GLYC - Glycol Bldg Heat Sys | 10/31/2026
Emmanuel Lutheran Church-BMIC #491487 | 806 N Beaver Ave | York | NE | 68467-2432 | York | NE04721 | Scrapped/Junked |  | 6815 | 1967 | KEWA | FTFB - Firetube-Firebox Boiler | HWHT - Hot Water Heat | 11/30/2009
Emmanuel Lutheran Church-BMIC #491487 | 806 N Beaver Ave | York | NE | 68467-2432 | York | NE04722 | Out of Service | n/a | 3387-0984 | 1985 | Peerless | CI - Cast Iron | HWHT - Hot Water Heat | 11/30/2014
Emmanuel Lutheran Church-BMIC #491487 | 806 N Beaver Ave | York | NE | 68467-2432 | York | NE14160 | Active | 104643 | D09H10104643 | 2009 | Lochinvar | WTSS - Watertube SS Steel | HWHT - Hot Water Heat | 11/30/2026
Emmanuel Lutheran Church-BMIC #491487 | 806 N Beaver Ave | York | NE | 68467-2432 | York | NE14161 | Active | 104668 | D09H10104668 | 2009 | Lochinvar | WTSS - Watertube SS Steel | HWHT - Hot Water Heat | 11/30/2026
Melville Apartments | 806 W 23rd Ave | Bellevue | NE | 68005-5159 | Sarpy | NE06539 | Active | N/A | G1-21140 | 1980 | Peerless | CI - Cast Iron | HWHT - Hot Water Heat | 2/28/2026
GI Cleaners | 8066 S 84th St | La Vista | NE | 68128-3303 | Sarpy | NE06538 | Scrapped/Junked | 52694 | 89761 | 2004 | PM LATTNER MFR COMPANY | FTNF - Firetube Flueless | PROC - Process Steam | 9/30/2006
GI Cleaners | 8066 S 84th St | La Vista | NE | 68128-3303 | Sarpy | NE10224 | Active | 52938 | 89840 | 2005 | Lattner | FTVT - Firetube Vertical TB | PROC - Process Steam | 10/31/2026
GI Cleaners | 8066 S 84th St | La Vista | NE | 68128-3303 | Sarpy | NE16450 | Scrapped/Junked | 42783 | 78573 | 1992 | PM LATTNER MFR COMPANY | FTNF - Firetube Flueless | PROC - Process Steam | 7/31/2004
Ord Elementary School | 807 17th St | Ord | NE | 68862 | Valley | NE07701 | Scrapped/Junked | 103461 | B06MOO8185 | 2006 | AO SMITH | CHWH - ASME/Fired Water Heater | HWSD - Hot Water Dom/Potable | 1/31/2013
Ord Elementary School | 807 17th St | Ord | NE | 68862 | Valley | NE20463 | Scrapped/Junked | 35467 | LG960556067 | 1996 | A. O. Smith | CHWH - ASME/Fired Water Heater | HWSD - Hot Water Dom/Potable | 3/31/2007
Ord Elementary School | 807 17th St | Ord | NE | 68862 | Valley | NE24047 | Active | 166478 | 1208M000164 | 2012 | AO SMITH | CHWH - ASME/Fired Water Heater | HWSD - Hot Water Dom/Potable | 11/30/2026
Ord Elementary School | 807 17th St | Ord | NE | 68862 | Valley | NE34563 | Scrapped/Junked | 42480 | 95784 | 1989 | Kewanee | FTFB - Firetube-Firebox Boiler | GLYC - Glycol Bldg Heat Sys | 11/30/2021
Ord Elementary School | 807 17th St | Ord | NE | 68862 | Valley | NE41396 | Active | 19340 | 21HE178622821 | 2021 | Riello | COBL - Coil Type Boiler | HWHT - Hot Water Heat | 11/30/2026
Ord Elementary School | 807 17th St | Ord | NE | 68862 | Valley | NE41397 | Active | 19373 | 21HE17895821 | 2021 | Riello | COBL - Coil Type Boiler | HWHT - Hot Water Heat | 11/30/2026
Ord Elementary School | 807 17th St | Ord | NE | 68862 | Valley | NE41398 | Active | 19374 | 21HE178962821 | 2021 | Riello | COBL - Coil Type Boiler | HWHT - Hot Water Heat | 11/30/2026
Ord Elementary School | 807 17th St | Ord | NE | 68862 | Valley | NE41399 | Active | 19351 | 21HE178732821 | 2021 | Riello | COBL - Coil Type Boiler | HWHT - Hot Water Heat | 11/30/2026
ST MICHAEL'S SCHOOL | 807 F St | Fairbury | NE | 68352-2010 | JEFFERSON | NE34587 | Scrapped/Junked |  |  | 1960 | AMERICAN STANDARD |  | STHT - Steam-Heat | 4/30/2003
City Auditorium | 807 Main St | Alma | NE | 68920-2167 | Harlan | NE19108 | Scrapped/Junked | N/A | 03629-1184 | 1984 | Peerless | CI - Cast Iron | STHT - Steam-Heat | 3/31/2011
OAK TREE INN | 80700 Highway 26 | Morrill | NE | 69358-2134 | SCOTTS BLUFF | NE40417 | Exempt 1999 LB-66 |  | RN0297G02664 | 1997 | RHEEM MANUFACTURING CO | AHWH - ANSI/Fired Water Htr | HWSD - Hot Water Dom/Potable | 3/31/2000
OAK TREE INN | 80700 Highway 26 | Morrill | NE | 69358-2134 | SCOTTS BLUFF | NE40418 | Exempt 1999 LB-66 |  | RN0297G02657 | 1997 | RHEEM MANUFACTURING CO | AHWH - ANSI/Fired Water Htr | HWSD - Hot Water Dom/Potable | 3/31/2000
OAK TREE INN | 80700 Highway 26 | Morrill | NE | 69358-2134 | SCOTTS BLUFF | NE40419 | Exempt 1999 LB-66 |  | RN0297G02665 | 1997 | RHEEM MANUFACTURING CO | AHWH - ANSI/Fired Water Htr | HWSD - Hot Water Dom/Potable | 3/31/2000
OAK TREE INN | 80700 Highway 26 | Morrill | NE | 69358-2134 | SCOTTS BLUFF | NE40420 | Exempt 1999 LB-66 |  | RN0297G02662 | 1997 | RHEEM MANUFACTURING CO | AHWH - ANSI/Fired Water Htr | HWSD - Hot Water Dom/Potable | 3/31/2000
Wildewood Elementary | 8071 Ralston Ave | Ralston | NE | 68127-4209 | Douglas | NE17067 | Scrapped/Junked | 63947 | F99487111 | 1999 | State Industries | CHWH - ASME/Fired Water Heater | HWSD - Hot Water Dom/Potable | 6/30/2023
ConAgra | 808 Conagra Dr | Omaha | NE | 68102-5002 | Douglas | NE17782 | Scrapped/Junked | n/a | W834-08-3131 | 2008 | Patterson Kelley | CI - Cast Iron | HWHT - Hot Water Heat | 2/28/2022
Central Elementary | 808 F St | Fairbury | NE | 68352-2011 | Jefferson | NE01507 | Scrapped/Junked | 65940 | 65490 | 2000 | WEBJ | COBL - Coil Type Boiler | HWHT - Hot Water Heat | 2/28/2012
Central Elementary | 808 F St | Fairbury | NE | 68352-2011 | Jefferson | NE01508 | Scrapped/Junked | 63621 | 63621 | 2000 | WEBJ | COBL - Coil Type Boiler | HWHT - Hot Water Heat | 2/28/2012
Central Elementary | 808 F St | Fairbury | NE | 68352-2011 | Jefferson | NE22822 | Active | 18414 | 11F-6322 | 2011 | Aldrich | FTVT - Firetube Vertical TB | HWHT - Hot Water Heat | 2/28/2026
Central Elementary | 808 F St | Fairbury | NE | 68352-2011 | Jefferson | NE22823 | Active | 18413 | 11F-6321 | 2011 | Aldrich | FTVT - Firetube Vertical TB | HWHT - Hot Water Heat | 2/28/2026
Primeshine Carwash | 808 N Adams St | Lexington | NE | 68850 | Dawson | NE12103 | Active | 143816 | 02143816 | 2002 | Lochinvar | CPFH - Copper Fin Water Heater | HWSP - Hot Water Non Potable Supply | 10/31/2026
Primeshine Carwash | 808 N Adams St | Lexington | NE | 68850 | Dawson | NE12104 | Active | 138910 | 02138910 | 2002 | Lochinvar | CPFT - Horiz Cpr Fin Boiler | HWHT - Hot Water Heat | 10/31/2026
Primeshine Carwash | 808 N Adams St | Lexington | NE | 68850 | Dawson | NE99999 | Scrapped/Junked | 138910 | 02138910 | 1974 | LOCH |  |  | 1/1/1980
Marriott Courtyard | 808 R St | Lincoln | NE | 68508-1520 | Lancaster | NE22172 | Active | 133601 | 0112133601 | 2012 | PVI Industries | CHWH - ASME/Fired Water Heater | HWSD - Hot Water Dom/Potable | 3/31/2026
Marriott Courtyard | 808 R St | Lincoln | NE | 68508-1520 | Lancaster | NE22173 | Active | 133600 | 0112133600 | 2012 | PVI Industries | CHWH - ASME/Fired Water Heater | HWSD - Hot Water Dom/Potable | 3/31/2026
Marriott Courtyard | 808 R St | Lincoln | NE | 68508-1520 | Lancaster | NE22174 | Active | 133602 | 0112133602 | 2012 | PVI Industries | CHWH - ASME/Fired Water Heater | HWSD - Hot Water Dom/Potable | 3/31/2026
Marriott Courtyard | 808 R St | Lincoln | NE | 68508-1520 | Lancaster | NE22175 | Active | 133520 | 0112133520 | 2012 | PVI Industries | FTVT - Firetube Vertical TB | GLYC - Glycol Bldg Heat Sys | 3/31/2026
Marriott Courtyard | 808 R St | Lincoln | NE | 68508-1520 | Lancaster | NE23476 | Active | 133521 | 0112133521 | 2012 | PVI Industries | FTVT - Firetube Vertical TB | GLYC - Glycol Bldg Heat Sys | 3/31/2026
Gerhold Concrete | 809 Centennial Rd | Wayne | NE | 68787-1662 | Wayne | NE05170 | Scrapped/Junked | 57929 | 780-K85-57929 | 1985 | A. O. Smith | COWH - Coil Type Water Heater | HWDP - Hotwater Heat & Dom Supply | 9/30/2013
Gerhold Concrete | 809 Centennial Rd | Wayne | NE | 68787-1662 | Wayne | NE26521 | Out of Service | C45540 | 1544M003105 | 2015 | A. O. Smith | COBL - Coil Type Boiler | HWSP - Hot Water Non Potable Supply | 8/31/2024
Gerhold Concrete | 809 Centennial Rd | Wayne | NE | 68787-1662 | Wayne | NE42861 | Active | 597014 | N1.23.32.00114 | 2023 | Lochinvar | WTHW - Watertube Wtr Heater | HWSP - Hot Water Non Potable Supply | 10/31/2026
The Cleaners | 809 Central Ave | Auburn | NE | 68305-1615 | NEMAHA | NE09031 | Scrapped/Junked | 21544 | 21544 | 1961 | PM LATTNER MFR COMPANY | FHRT - FT Horiz Return Tube | PROC - Process Steam | 10/31/2007
The Cleaners | 809 Central Ave | Auburn | NE | 68305-1615 | NEMAHA | NE10089 | Out of Service | 54041 | 91842 | 2007 | Lattner Boiler Co | VTNT - Vertical Tubeless | PROC - Process Steam | 1/31/2018
Hastings College/Altman Hall | 809 N Ash Ave | Hastings | NE | 68901-7674 | Adams | NE27510 | Scrapped/Junked | 287798 | C182287798 | 2018 | Laars | CPFT - Horiz Cpr Fin Boiler | HWSD - Hot Water Dom/Potable | 1/31/2022
Hastings College/Altman Hall | 809 N Ash Ave | Hastings | NE | 68901-7674 | Adams | NE32572 | Active | n/a | M1882 | 1962 | Kewanee | FTFB - Firetube-Firebox Boiler | HWHT - Hot Water Heat | 1/31/2026
Hastings College/Altman Hall | 809 N Ash Ave | Hastings | NE | 68901-7674 | Adams | NE35119 | Scrapped/Junked | 81352 | P2093608 | 1986 | Teledyne Laars | WT - Water Tube Boiler | HWSD - Hot Water Dom/Potable | 1/31/2019
Haymarket Square | 809 P St | Lincoln | NE | 68508-1390 | Lancaster | NE09517 | Active | 37545 | G-02-763 | 2002 | Aerco International | FTVT - Firetube Vertical TB | HWHT - Hot Water Heat | 11/30/2026
Haymarket Square | 809 P St | Lincoln | NE | 68508-1390 | Lancaster | NE16378 | Scrapped/Junked |  | 2100 | 1925 | HEGGIE | FTFB - Firetube-Firebox Boiler | STHT - Steam-Heat | 11/30/2002
Commerical Laundry Services | 809 S 13th St | Norfolk | NE | 68701-5753 | Madison | NE19040 | Out of Service | N/A | 633480-201001 | 2010 | Peerless | CI - Cast Iron | HWSP - Hot Water Non Potable Supply | 11/30/2015
Commerical Laundry Services | 809 S 13th St | Norfolk | NE | 68701-5753 | Madison | NE24351 | Scrapped/Junked | 43885 | 932C9843885 | 1998 | AOSM | COBL - Coil Type Boiler | HWSP - Hot Water Non Potable Supply | 12/31/2010
AA LAUNDRY | 809 S 13th St | Norfolk | NE | 68701-5753 | MADISON | NE24352 | Inactive | 26103 | L9426103 | 1994 | AO SMITH | COBL - Coil Type Boiler | HWSP - Hot Water Non Potable Supply | 1/31/2004
CROSSWINDS APARTMENTS | 809 S 70th Plz | Omaha | NE | 68106-1079 | Douglas | NE21769 | Exempt 1999 LB-66 |  | H91927290 | 1980 | STATE INDUSTRIES | AHWH - ANSI/Fired Water Htr | HWSD - Hot Water Dom/Potable | 4/30/2000
CROSSWINDS APARTMENTS | 809 S 70th Plz | Omaha | NE | 68106-1079 | Douglas | NE21770 | Exempt 1999 LB-66 |  | A98837364 | 1980 | STATE INDUSTRIES | AHWH - ANSI/Fired Water Htr | HWSD - Hot Water Dom/Potable | 4/30/2000
MOTEL 6 #4091 | 809 S Meridian Ave | Cozad | NE | 69130-2726 | DAWSON | NE40469 | Exempt 1999 LB-66 |  | MK95-0470545920 | 1995 | AO SMITH | AHWH - ANSI/Fired Water Htr | HWSD - Hot Water Dom/Potable | 5/31/2000
MOTEL 6 #4091 | 809 S Meridian Ave | Cozad | NE | 69130-2726 | DAWSON | NE40470 | Exempt 1999 LB-66 |  | MK95-0470585920 | 1995 | AO SMITH | AHWH - ANSI/Fired Water Htr | HWSD - Hot Water Dom/Potable | 5/31/2000
Community Redevelopment | 809 W 2Nd St | Hastings | NE | 68901-5004 | Adams | NE06108 | Inactive |  | G0051817 | 2005 | SLAN | CI - Cast Iron | STHT - Steam-Heat | 4/30/2009
Community Redevelopment | 809 W 2Nd St | Hastings | NE | 68901-5004 | Adams | NE22317 | Scrapped/Junked |  | 610252 | 1970 | SLANT FIN |  | STHT - Steam-Heat | 1/31/2006
Gothenburg Housing Authority | 810 20th St | Gothenburg | NE | 69138-1244 | DAWSON | NE40574 | Scrapped/Junked |  | 071489 | 1973 | SLANT FIN |  | HWHT - Hot Water Heat | 4/30/2003
Gothenburg Housing Authority | 810 20th St | Gothenburg | NE | 69138-1244 | DAWSON | NE40575 | Inactive | n/a | NZ-5077 | 1982 | Hydrotherm | CI - Cast Iron | HWHT - Hot Water Heat | 12/31/2019
FNBO - 702110K | 810 Allen Dr | Grand Island | NE | 68803-3337 | Hall | NE06037 | Active | 13578 | 04F-1489 | 2004 | ALES | FTVT - Firetube Vertical TB | GLYC - Glycol Bldg Heat Sys | 12/31/2026
Humboldt Public Schools | 810 Central Ave | Humboldt | NE | 68376-6111 | Richardson | NE13360 | Scrapped/Junked | N/A | M706-08-2644A | 2008 | Patterson Kelley | CALU - Cast Aluminum | HWHT - Hot Water Heat | 1/31/2021
Humboldt Public Schools | 810 Central Ave | Humboldt | NE | 68376-6111 | Richardson | NE13361 | Scrapped/Junked | N/A | M706-08-2659 | 2008 | Patterson Kelley | CALU - Cast Aluminum | HWHT - Hot Water Heat | 1/31/2021
Humboldt Public Schools | 810 Central Ave | Humboldt | NE | 68376-6111 | Richardson | NE19511 | Scrapped/Junked | 8266 | G8234619 | 1981 | STATE INDUSTRIES | CHWH - ASME/Fired Water Heater | HWSD - Hot Water Dom/Potable | 11/30/2005
Humboldt Public Schools | 810 Central Ave | Humboldt | NE | 68376-6111 | Richardson | NE26244 | Active | 51273 | 118355A | 2015 | RIVERSIDE HYDRONICS | FTVT - Firetube Vertical TB | HWHT - Hot Water Heat | 1/31/2027
Humboldt Public Schools | 810 Central Ave | Humboldt | NE | 68376-6111 | Richardson | NE26245 | Active | 51268 | 118356A | 2015 | RIVERSIDE HYDRONICS | FTVT - Firetube Vertical TB | HWHT - Hot Water Heat | 1/31/2027
Humboldt Public Schools | 810 Central Ave | Humboldt | NE | 68376-6111 | Richardson | NE26246 | Active | 51267 | 118354A | 2015 | RIVERSIDE HYDRONICS | FTVT - Firetube Vertical TB | HWHT - Hot Water Heat | 1/31/2027
Humboldt Public Schools | 810 Central Ave | Humboldt | NE | 68376-6111 | Richardson | NE28948 | Active | 128574 | 151978 | 2019 | Trinity | FTVT - Firetube Vertical TB | HWHT - Hot Water Heat | 1/31/2027
Humboldt Public Schools | 810 Central Ave | Humboldt | NE | 68376-6111 | Richardson | NE28949 | Active | 128573 | 151976 | 2019 | Trinity | FTVT - Firetube Vertical TB | HWHT - Hot Water Heat | 1/31/2027
Humboldt Public Schools | 810 Central Ave | Humboldt | NE | 68376-6111 | Richardson | NE32700 | Out of Service | n/a | O-2074 | 1969 | Kewanee | FTFB - Firetube-Firebox Boiler | HWHT - Hot Water Heat | 1/31/2018
Humboldt Public Schools | 810 Central Ave | Humboldt | NE | 68376-6111 | Richardson | NE33241 | Scrapped/Junked |  | 168 | 1950 | KEWANEE | FTFB - Firetube-Firebox Boiler | STHT - Steam-Heat | 11/30/2008
COLORADO NATURAL LLC | 810 E 5th St | Falls City | NE | 68355-3421 | RICHARDSON | NE11855 | Inactive | 6935 | S# 6936 | 1974 | SUPERIOR BOILERWORKS | FTSM - FTS Marine Dry Back | PROC - Process Steam | 10/31/2005
COLORADO NATURAL LLC | 810 E 5th St | Falls City | NE | 68355-3421 | RICHARDSON | NE21340 | Inactive | 1824 | 3672 | 1966 | SUPERIOR BOILERWORKS | FTSM - FTS Marine Dry Back | PROC - Process Steam | 10/31/2007
Kimball County Manor | 810 E 7th St | Kimball | NE | 69145-1615 | Kimball | NE04715 | Scrapped/Junked | n/a | 60-52190 | 1976 | Peerless | CI - Cast Iron | HWHT - Hot Water Heat | 5/31/2024
Kimball County Manor | 810 E 7th St | Kimball | NE | 69145-1615 | Kimball | NE05187 | Scrapped/Junked | n/a | 60-52411 | 1976 | Peerless | CI - Cast Iron | HWHT - Hot Water Heat | 5/31/2022
Kimball County Manor | 810 E 7th St | Kimball | NE | 69145-1615 | Kimball | NE13918 | Active | 115112 | URNG1207G8901 | 2007 | RHEEM | CHWH - ASME/Fired Water Heater | HWSD - Hot Water Dom/Potable | 5/31/2026
Kimball County Manor | 810 E 7th St | Kimball | NE | 69145-1615 | Kimball | NE16614 | Scrapped/Junked | 95576 | 0991115576 | 1991 | Raypak | CPFT - Horiz Cpr Fin Boiler | HWHT - Hot Water Heat | 5/31/2022
Kimball County Manor | 810 E 7th St | Kimball | NE | 69145-1615 | Kimball | NE16615 | Scrapped/Junked | 13218 | LE91-0013218-880 | 1991 | AOSM | CHWH - ASME/Fired Water Heater | HWSD - Hot Water Dom/Potable | 5/31/2009
Kimball County Manor | 810 E 7th St | Kimball | NE | 69145-1615 | Kimball | NE17094 | Active | 120723 | 120723 | 2009 | RHEEM | CHWH - ASME/Fired Water Heater | HWSD - Hot Water Dom/Potable | 5/31/2026
Kimball County Manor | 810 E 7th St | Kimball | NE | 69145-1615 | Kimball | NE17489 | Scrapped/Junked | 20746 | LK93-0020746-990 | 1993 | AOSM | CHWH - ASME/Fired Water Heater | HWSD - Hot Water Dom/Potable | 5/31/2010
Kimball County Manor | 810 E 7th St | Kimball | NE | 69145-1615 | Kimball | NE25838 | Active | 284332 | 65430183 | 2013 | Burnham | CPFT - Horiz Cpr Fin Boiler | HWHT - Hot Water Heat | 5/31/2026
Kimball County Manor | 810 E 7th St | Kimball | NE | 69145-1615 | Kimball | NE29170 | Active | Na | 65767032 | 2020 | US Boiler | CI - Cast Iron | HWHT - Hot Water Heat | 5/31/2026
Kimball County Manor | 810 E 7th St | Kimball | NE | 69145-1615 | Kimball | NE41199 | Active | 531142 | 2110531142 | 2021 | Raypak | CPFT - Horiz Cpr Fin Boiler | HWHT - Hot Water Heat | 5/31/2026
Northwest Village Center | 810 Howell St | Oxford | NE | 68967-6754 | Furnas | NE18174 | Scrapped/Junked |  | 0000666469 | 1966 | DAY & NIGHT | AHWH - ANSI/Fired Water Htr | HWSD - Hot Water Dom/Potable | 10/31/2002
Northwest Village Center | 810 Howell St | Oxford | NE | 68967-6754 | Furnas | NE18175 | Inactive |  | 0000023318 | 1966 | AJAX BOILER INC | WT - Water Tube Boiler | HWHT - Hot Water Heat | 11/30/1995
Northwest Village Center | 810 Howell St | Oxford | NE | 68967-6754 | Furnas | NE18176 | Out of Service | N/A | N9984 | 1966 | Kewanee | FTFB - Firetube-Firebox Boiler | HWHT - Hot Water Heat | 10/31/2016
Northwest Village Center | 810 Howell St | Oxford | NE | 68967-6754 | Furnas | NE18177 | Inactive | N/A | 45840258 | 1984 | Bryan | CI - Cast Iron | HWHT - Hot Water Heat | 10/31/2016
OLD PLATTSMOUTH MIDDLE | 810 Main St | Plattsmouth | NE | 68048-1842 | CASS | NE32020 | Inactive |  | 7-L-81 | 1954 | KEWANEE | FT - Firetube Boiler | STHT - Steam-Heat | 8/31/1997
OLD PLATTSMOUTH MIDDLE | 810 Main St | Plattsmouth | NE | 68048-1842 | CASS | NE32021 | Inactive |  | 5743 2 | 1954 | KEWANEE | FT - Firetube Boiler | STHT - Steam-Heat | 8/31/1997
MCH Health System | 810 N 22nd St | Blair | NE | 68008-1128 | WASHINGTON | NE00732 | Scrapped/Junked | 55669 | LF00-0949958964 | 2000 | AO SMITH | CHWH - ASME/Fired Water Heater | HWSD - Hot Water Dom/Potable | 10/31/2008
MCH Health System | 810 N 22nd St | Blair | NE | 68008-1128 | WASHINGTON | NE03431 | Inactive | 15149 | 15149 | 1984 | BURN | FT - Firetube Boiler | HWHT - Hot Water Heat | 10/31/2020
MCH Health System | 810 N 22nd St | Blair | NE | 68008-1128 | WASHINGTON | NE03432 | Scrapped/Junked | 15148 | 15148 | 1984 | BURN | FT - Firetube Boiler | HWHT - Hot Water Heat | 10/31/2025
MCH Health System | 810 N 22nd St | Blair | NE | 68008-1128 | WASHINGTON | NE03433 | Out of Service | 409 | HWS-119044 | 1961 | Raypak | WT - Water Tube Boiler | HWSD - Hot Water Dom/Potable | 10/31/2020
MCH Health System | 810 N 22nd St | Blair | NE | 68008-1128 | WASHINGTON | NE03434 | Scrapped/Junked | 9545 | N9545 | 1968 | KEWA | FTFB - Firetube-Firebox Boiler | HWHT - Hot Water Heat | 10/31/2013
MCH Health System | 810 N 22nd St | Blair | NE | 68008-1128 | WASHINGTON | NE10247 | Active | 15772 | 06F-3679 | 2006 | ALES | FTHT - Firetube Horizontal | HWHT - Hot Water Heat | 10/31/2025
MCH Health System | 810 N 22nd St | Blair | NE | 68008-1128 | WASHINGTON | NE10248 | Active | 16781 | 07F-4688 | 2007 | ALES | FTVT - Firetube Vertical TB | HWHT - Hot Water Heat | 9/30/2025
MCH Health System | 810 N 22nd St | Blair | NE | 68008-1128 | WASHINGTON | NE10249 | Active | 16783 | 07F-4690 | 2007 | ALES | FTHT - Firetube Horizontal | HWHT - Hot Water Heat | 10/31/2025
MCH Health System | 810 N 22nd St | Blair | NE | 68008-1128 | WASHINGTON | NE14133 | Out of Service | 125454 | 0816M000008 | 2008 | State Industries | CHWH - ASME/Fired Water Heater | HWSD - Hot Water Dom/Potable | 10/31/2011
MCH Health System | 810 N 22nd St | Blair | NE | 68008-1128 | WASHINGTON | NE14134 | Scrapped/Junked | 122995 | 0806M000590 | 2008 | State Industries | CHWH - ASME/Fired Water Heater | HWSD - Hot Water Dom/Potable | 10/31/2013
MCH Health System | 810 N 22nd St | Blair | NE | 68008-1128 | WASHINGTON | NE14135 | Scrapped/Junked | 122993 | 0806M000589 | 2008 | State Industries | CHWH - ASME/Fired Water Heater | HWSD - Hot Water Dom/Potable | 10/31/2014
MCH Health System | 810 N 22nd St | Blair | NE | 68008-1128 | WASHINGTON | NE18374 | Scrapped/Junked | 26511 |  | 1994 | AO SMITH | CHWH - ASME/Fired Water Heater | HWSD - Hot Water Dom/Potable | 10/31/2001
MCH Health System | 810 N 22nd St | Blair | NE | 68008-1128 | WASHINGTON | NE18769 | Scrapped/Junked | 87 | 40087 | 2009 | Steris Corp | ELBL - Electric Boiler | STER - Sterilizer | 10/31/2015
MCH Health System | 810 N 22nd St | Blair | NE | 68008-1128 | WASHINGTON | NE18770 | Scrapped/Junked | 289 | 40289 | 2009 | Steris Corp | ELBL - Electric Boiler | STER - Sterilizer | 10/31/2015
MCH Health System | 810 N 22nd St | Blair | NE | 68008-1128 | WASHINGTON | NE20713 | Out of Service | 36691 | M8-16094-098 | 1998 | SUSS | ELBL - Electric Boiler | 0020 - Supp to Sterlizer/Autoclave | 10/31/2009
MCH Health System | 810 N 22nd St | Blair | NE | 68008-1128 | WASHINGTON | NE24651 | Active | 19118 | 14F-7026 | 2014 | Aldrich | FTHT - Firetube Horizontal | HWHT - Hot Water Heat | 10/31/2025
MCH Health System | 810 N 22nd St | Blair | NE | 68008-1128 | WASHINGTON | NE24652 | Scrapped/Junked | 49138 | 14F-7026 | 2013 | PVI Industries | CHWH - ASME/Fired Water Heater | HWSD - Hot Water Dom/Potable | 10/31/2021
MCH Health System | 810 N 22nd St | Blair | NE | 68008-1128 | WASHINGTON | NE24653 | Scrapped/Junked | 48585 | 117205A | 2013 | PVI Industries | CHWH - ASME/Fired Water Heater | HWSD - Hot Water Dom/Potable | 10/31/2021
MCH Health System | 810 N 22nd St | Blair | NE | 68008-1128 | WASHINGTON | NE25655 | Scrapped/Junked | 6033 | 46033 | 2014 | Steris Corp | ELBL - Electric Boiler | STER - Sterilizer | 10/31/2024
MCH Health System | 810 N 22nd St | Blair | NE | 68008-1128 | WASHINGTON | NE25726 | Scrapped/Junked | 6340 | 46340 | 2015 | Steris Corp | ELBL - Electric Boiler | STER - Sterilizer | 10/31/2024
MCH Health System | 810 N 22nd St | Blair | NE | 68008-1128 | WASHINGTON | NE42889 | Active | 35522 | 1223096 | 2023 | Steris Corp | ELBL - Electric Boiler | STER - Sterilizer | 10/31/2025
MCH Health System | 810 N 22nd St | Blair | NE | 68008-1128 | WASHINGTON | NE43542 | Active | 40211 | 0325274 | 2025 | Steris Corp | ELBL - Electric Boiler | 0020 - Supp to Sterlizer/Autoclave | 10/31/2025
MCH Health System | 810 N 22nd St | Blair | NE | 68008-1128 | WASHINGTON | NE43723 | Active | 8719 | 24-HE087273824 | 2024 | Riello | WTSS - Watertube SS Steel | HWHT - Hot Water Heat | 10/31/2026
MCH Health System | 810 N 22nd St | Blair | NE | 68008-1128 | WASHINGTON | NE43724 | Active | 8783 | 24-HE087913824 | 2024 | Riello | WTSS - Watertube SS Steel | HWHT - Hot Water Heat | 10/31/2026
MCH Health System | 810 N 22nd St | Blair | NE | 68008-1128 | WASHINGTON | NE43725 | Active | 8723 | 24-HE087313824 | 2024 | Riello | WTSS - Watertube SS Steel | HWHT - Hot Water Heat | 10/31/2026
MCH Health System | 810 N 22nd St | Blair | NE | 68008-1128 | WASHINGTON | NE43726 | Active | 8718 | 24-HE087263824 | 2024 | Riello | WTSS - Watertube SS Steel | HWHT - Hot Water Heat | 10/31/2026
810 N 96th Bldg | 810 N 96th St | Omaha | NE | 68114-2767 | Douglas | NE16470 | Active | 6755 | 90-2444 | 1990 | Aldrich | FTFB - Firetube-Firebox Boiler | HWHT - Hot Water Heat | 5/31/2026
YMCA of Fremont | 810 N Lincoln Ave | Fremont | NE | 68025-4488 | Dodge | NE02295 | Inactive |  | N6723 | 1968 | KEWANEE | FTFB - Firetube-Firebox Boiler | HWHT - Hot Water Heat | 11/30/2007
YMCA of Fremont | 810 N Lincoln Ave | Fremont | NE | 68025-4488 | Dodge | NE02296 | Inactive |  | N-6404 | 1968 | KEWANEE | FTFB - Firetube-Firebox Boiler | HWHT - Hot Water Heat | 11/30/2007
YMCA of Fremont | 810 N Lincoln Ave | Fremont | NE | 68025-4488 | Dodge | NE02297 | Inactive | 1670 | 3422 | 1968 | SELLERS | FT - Firetube Boiler | HWSD - Hot Water Dom/Potable | 11/30/2007
YMCA of Fremont | 810 N Lincoln Ave | Fremont | NE | 68025-4488 | Dodge | NE10166 | Active | 45915 | G-06-1634 | 2006 | Aerco International | FTVT - Firetube Vertical TB | HWHT - Hot Water Heat | 2/28/2026
YMCA of Fremont | 810 N Lincoln Ave | Fremont | NE | 68025-4488 | Dodge | NE10167 | Active | 45917 | G-06-1635 | 2006 | Aerco International | FTVT - Firetube Vertical TB | HWHT - Hot Water Heat | 2/28/2026
YMCA of Fremont | 810 N Lincoln Ave | Fremont | NE | 68025-4488 | Dodge | NE10168 | Exempt 1999 LB-66 | 16948 | MO16660 | 2007 | Precision | HEXC - Heat Exchanger | HWSD - Hot Water Dom/Potable | 2/28/2020
YMCA of Fremont | 810 N Lincoln Ave | Fremont | NE | 68025-4488 | Dodge | NE27459 | Active | 311883 | 17311883 | 2017 | Lochinvar | FTVT - Firetube Vertical TB | IPHT - Indoor Pool Heater | 2/28/2026
Gordon Rushville High School | 810 N Oak St | Gordon | NE | 69343-1044 | Sheridan | NE03937 | Scrapped/Junked | N/A | 683-K1035 | 1968 | AOSM | AHWH - ANSI/Fired Water Htr | HWSD - Hot Water Dom/Potable | 3/31/2014
Gordon Rushville High School | 810 N Oak St | Gordon | NE | 69343-1044 | Sheridan | NE23527 | Exempt 1999 LB-66 |  | 5090 | 1997 | AO SMITH | AHWH - ANSI/Fired Water Htr | HWSD - Hot Water Dom/Potable | 10/31/2000
Gordon Rushville High School | 810 N Oak St | Gordon | NE | 69343-1044 | Sheridan | NE25898 | Active | 324466 | K14H10324466 | 2014 | Lochinvar | WTSS - Watertube SS Steel | GLYC - Glycol Bldg Heat Sys | 11/30/2026
Gordon Rushville High School | 810 N Oak St | Gordon | NE | 69343-1044 | Sheridan | NE31477 | Scrapped/Junked | 15632 | 20432 | 1983 | VULCAN-HART | FT - Firetube Boiler | COOK - Cooker/Kettle | 3/31/2008
Gordon Rushville High School | 810 N Oak St | Gordon | NE | 69343-1044 | Sheridan | NE31637 | Scrapped/Junked | n/a | 211A1651-0186 | 1986 | Peerless | CI - Cast Iron | STHT - Steam-Heat | 3/31/2015
FREDERICK HOTEL & CAFE | 810 O St | Loup City | NE | 68853-8000 | SHERMAN | NE40530 | Inactive |  | S3610-9BH | 1945 | IDEAL |  | STHT - Steam-Heat | 5/31/2000
FREDERICK HOTEL & CAFE | 810 O St | Loup City | NE | 68853-8000 | SHERMAN | NE40531 | Inactive | 23368 |  | 1997 | AO SMITH | WT - Water Tube Boiler | HWSD - Hot Water Dom/Potable | 5/31/2000
First Baptist Church | 810 Odell St | Oxford | NE | 68967-6747 | Furnas | NE11962 | Out of Service | n/a | G406 | 1967 | AMST | CI - Cast Iron | HWHT - Hot Water Heat | 4/30/2013
Pine Elementary School | 810 Pine St | Omaha | NE | 68108-3639 | Douglas | NE03968 | Scrapped/Junked |  |  | 1966 | AMERICAN STANDARD |  | HWHT - Hot Water Heat | 7/31/1996
Pine Elementary School | 810 Pine St | Omaha | NE | 68108-3639 | Douglas | NE04809 | Scrapped/Junked | 15350 | B906142 | 1990 | Lochinvar | CPFT - Horiz Cpr Fin Boiler | HWSD - Hot Water Dom/Potable | 9/30/2015
Pine Elementary School | 810 Pine St | Omaha | NE | 68108-3639 | Douglas | NE12009 | Scrapped/Junked | 64110 | 64110 | 2003 | MKTF | FT - Firetube Boiler | 0021 - Steam Supp Cooker/Kettle | 9/30/2011
Pine Elementary School | 810 Pine St | Omaha | NE | 68108-3639 | Douglas | NE25511 | Scrapped/Junked | 161074 | 9907161074 | 1998 | Raypak | CPFT - Horiz Cpr Fin Boiler | HWHT - Hot Water Heat | 9/30/2020
Pine Elementary School | 810 Pine St | Omaha | NE | 68108-3639 | Douglas | NE25512 | Scrapped/Junked | 161075 | 9907161075 | 1998 | Raypak | CPFT - Horiz Cpr Fin Boiler | HWSD - Hot Water Dom/Potable | 9/30/2014
Pine Elementary School | 810 Pine St | Omaha | NE | 68108-3639 | Douglas | NE26277 | Scrapped/Junked | 274257 | A15H00274257 | 2013 | Lochinvar | CPFT - Horiz Cpr Fin Boiler | HWSD - Hot Water Dom/Potable | 9/30/2020
Pine Elementary School | 810 Pine St | Omaha | NE | 68108-3639 | Douglas | NE33072 | Scrapped/Junked | n/a | N5348 | 1966 | Kewanee | FTFB - Firetube-Firebox Boiler | HWHT - Hot Water Heat | 9/30/2016
Pine Elementary School | 810 Pine St | Omaha | NE | 68108-3639 | Douglas | NE41703 | Active | 500318 | D1.20.27.00012 | 2020 | Lochinvar | WT - Water Tube Boiler | HWHT - Hot Water Heat | 12/31/2026
Pine Elementary School | 810 Pine St | Omaha | NE | 68108-3639 | Douglas | NE41704 | Active | 500316 | D1.20.27.00010 | 2020 | Lochinvar | WT - Water Tube Boiler | HWHT - Hot Water Heat | 12/31/2026
Pine Elementary School | 810 Pine St | Omaha | NE | 68108-3639 | Douglas | NE41705 | Active | 503186 | D1.20.34.00034 | 2020 | Lochinvar | WT - Water Tube Boiler | HWHT - Hot Water Heat | 12/31/2026
Pine Elementary School | 810 Pine St | Omaha | NE | 68108-3639 | Douglas | NE41706 | Active | 277943 | 277943 | 2021 | AO SMITH | CHWH - ASME/Fired Water Heater | HWSD - Hot Water Dom/Potable | 12/31/2026
Pine Elementary School | 810 Pine St | Omaha | NE | 68108-3639 | Douglas | NE41707 | Active | 277936 | 277936 | 2021 | AO SMITH | CHWH - ASME/Fired Water Heater | HWSD - Hot Water Dom/Potable | 12/31/2026
PEONY PARK INC | 8100 Cass St | Omaha | NE | 68114-3527 | Douglas | NE37189 | Inactive |  |  | 1980 | BRYANT |  | HWHT - Hot Water Heat | 2/28/1994
PEONY PARK INC | 8100 Cass St | Omaha | NE | 68114-3527 | Douglas | NE37190 | Inactive |  |  | 1977 | BRYANT |  | HWHT - Hot Water Heat | 2/28/1994
Faith Presbyterian Church #4497 | 8100 Giles Rd | La Vista | NE | 68128-6049 | Sarpy | NE04687 | Scrapped/Junked |  |  | 1962 | AMERICAN STANDARD |  | HWHT - Hot Water Heat | 4/30/2005
Faith Presbyterian Church #4497 | 8100 Giles Rd | La Vista | NE | 68128-6049 | Sarpy | NE06636 | Active | n/a | 45709SR | 2005 | Peerless | CI - Cast Iron | HWHT - Hot Water Heat | 11/30/2025
GLENWOOD ELEMENTARY | 8105 9th Ave | Kearney | NE | 68845-8474 | BUFFALO | NE19793 | Exempt 1999 LB-66 |  | 000000000003273 | 1979 | RHEEM MANUFACTURING CO | AHWH - ANSI/Fired Water Htr | HWSD - Hot Water Dom/Potable | 6/30/1999
Wayne Countryview Care & Rehab | 811 E 14th St | Wayne | NE | 68787-1216 | Wayne | NE18508 | Scrapped/Junked | 41568 | D943910 | 1994 | Lochinvar | CPFT - Horiz Cpr Fin Boiler | HWSD - Hot Water Dom/Potable | 10/31/2011
Wayne Countryview Care & Rehab | 811 E 14th St | Wayne | NE | 68787-1216 | Wayne | NE18509 | Scrapped/Junked | 41569 | D943911 | 1994 | LOCHINVAR | CPFT - Horiz Cpr Fin Boiler | HWSD - Hot Water Dom/Potable | 10/31/2007
Wayne Countryview Care & Rehab | 811 E 14th St | Wayne | NE | 68787-1216 | Wayne | NE19045 | Out of Service | 172941 | A05H00172941 | 2005 | Lochinvar | CPFH - Copper Fin Water Heater | HWSD - Hot Water Dom/Potable | 10/31/2013
Wayne Countryview Care & Rehab | 811 E 14th St | Wayne | NE | 68787-1216 | Wayne | NE20562 | Active | 367411 | 21367411 | 2011 | Lochinvar | CPFH - Copper Fin Water Heater | HWSD - Hot Water Dom/Potable | 10/31/2026
Wayne Countryview Care & Rehab | 811 E 14th St | Wayne | NE | 68787-1216 | Wayne | NE24630 | Active | 390569 | A14H00258695 | 2013 | Lochinvar | CPFH - Copper Fin Water Heater | HWSD - Hot Water Dom/Potable | 10/31/2026
GRACE UNIVERSITY | 811 FORREST ST | OMAHA | NE | 68108-3629 | Douglas | NE32819 | Scrapped/Junked | 5058 |  | 1944 | KEWANEE | FTFB - Firetube-Firebox Boiler | STHT - Steam-Heat | 7/31/2000
Colonial Manor of Randolph | 811 S Main St | Randolph | NE | 68771-1706 | Cedar | NE07858 | Scrapped/Junked | 65839 | L99116094 | 1999 | STAT | CHWH - ASME/Fired Water Heater | HWSD - Hot Water Dom/Potable | 6/30/2010
Colonial Manor of Randolph | 811 S Main St | Randolph | NE | 68771-1706 | Cedar | NE09375 | Scrapped/Junked | 114067 | Unk | 2007 | AOSM | CHWH - ASME/Fired Water Heater | HWSP - Hot Water Non Potable Supply | 1/31/2013
Colonial Manor of Randolph | 811 S Main St | Randolph | NE | 68771-1706 | Cedar | NE16684 | Scrapped/Junked | N/A | N5417 | 1966 | Kewanee | FTFB - Firetube-Firebox Boiler | HWHT - Hot Water Heat | 1/31/2015
Colonial Manor of Randolph | 811 S Main St | Randolph | NE | 68771-1706 | Cedar | NE16686 | Scrapped/Junked |  | 2 | 1990 | AO SMITH | AHWH - ANSI/Fired Water Htr | HWSD - Hot Water Dom/Potable | 8/31/2000
Colonial Manor of Randolph | 811 S Main St | Randolph | NE | 68771-1706 | Cedar | NE18794 | Scrapped/Junked | 59105 | 74105 | 2002 | American | CHWH - ASME/Fired Water Heater | HWSD - Hot Water Dom/Potable | 1/31/2018
Colonial Manor of Randolph | 811 S Main St | Randolph | NE | 68771-1706 | Cedar | NE23006 | Scrapped/Junked |  | 0607428 | 1996 | AO SMITH | CHWH - ASME/Fired Water Heater | HWSD - Hot Water Dom/Potable | 6/30/2007
Colonial Manor of Randolph | 811 S Main St | Randolph | NE | 68771-1706 | Cedar | NE23648 | Scrapped/Junked | 156924 | 1112M000572 | 2012 | AO SMITH | CHWH - ASME/Fired Water Heater | HWSD - Hot Water Dom/Potable | 1/31/2021
Colonial Manor of Randolph | 811 S Main St | Randolph | NE | 68771-1706 | Cedar | NE25671 | Active | 261114 | G14-261114 | 2014 | Laars | WTSS - Watertube SS Steel | HWHT - Hot Water Heat | 1/31/2026
Colonial Manor of Randolph | 811 S Main St | Randolph | NE | 68771-1706 | Cedar | NE25672 | Active | 261111 | G14-261111 | 2014 | Laars | WTSS - Watertube SS Steel | HWHT - Hot Water Heat | 1/31/2026
Restoration Worship Center-BMIC#344825 | 811 W 10th St | Grand Island | NE | 68801-4001 | HALL | NE16160 | Scrapped/Junked |  | 4BJ3 | 1962 | AMERICAN STANDARD |  | STHT - Steam-Heat | 1/31/2009
Restoration Worship Center-BMIC#344825 | 811 W 10th St | Grand Island | NE | 68801-4001 | HALL | NE16161 | Active | n/a | 7BJ9 | 1950 | American Standard | CI - Cast Iron | HWHT - Hot Water Heat | 1/31/2026
St Mary's Church | 811 W 23rd Ave | Bellevue | NE | 68005-5110 | Sarpy | NE20143 | Active | n/a | 85-13415-1090 | 1994 | Peerless | CI - Cast Iron | HWHT - Hot Water Heat | 9/30/2026
St Mary's Church | 811 W 23rd Ave | Bellevue | NE | 68005-5110 | Sarpy | NE27881 | Active | 305518 | 18.PG120.05.0159 | 2018 | Lochinvar | FTVT - Firetube Vertical TB | HWHT - Hot Water Heat | 9/30/2026
St Mary's Church | 811 W 23rd Ave | Bellevue | NE | 68005-5110 | Sarpy | NE27882 | Active | 229324 | 16.PG120.05.056 | 2016 | Lochinvar | FTVT - Firetube Vertical TB | HWHT - Hot Water Heat | 9/30/2026
St Mary's Church | 811 W 23rd Ave | Bellevue | NE | 68005-5110 | Sarpy | NE27883 | Active | 228030 | 16.PG120.05.0475 | 2016 | Lochinvar | FTVT - Firetube Vertical TB | HWHT - Hot Water Heat | 9/30/2026
St Mary's Church | 811 W 23rd Ave | Bellevue | NE | 68005-5110 | Sarpy | NE32057 | Scrapped/Junked | n/a | S041-10 | 1957 | Crane | CI - Cast Iron | STHT - Steam-Heat | 9/30/2018
City Of Lavista Fire Station 4 | 8110 Park View Blvd | La Vista | NE | 68128-2132 | Sarpy | NE04944 | Scrapped/Junked | 47359 | B1-47359 | 1977 | Bryan Steam LLC | WT - Water Tube Boiler | HWHT - Hot Water Heat | 1/31/2026
Nebraska Methodist Health System Inc | 8111 Dodge St | Omaha | NE | 68114-4129 | Douglas | NE01655 | Active | 37916 | R-6405 | 1984 | KEWA | FTFB - Firetube-Firebox Boiler | HWHT - Hot Water Heat | 9/30/2026
JERRY & KENNY MYERS | 8113 E Locust Rd | Holmesville | NE | 68310-8535 | YORK | NE01341 | Inactive |  | 31196 | 1914 | J.I. CASE | HOBB - Hobby/Antique Boiler | 0024 - Antique Steam Tractor | 12/31/1993
City Of Lavista Community Center | 8116 Park View Blvd | La Vista | NE | 68128-2132 | Sarpy | NE05074 | Active | 7626 | 93-E3800 | 1993 | Aldrich | FTVT - Firetube Vertical TB | HWHT - Hot Water Heat | 1/31/2026
City Of Lavista Community Center | 8116 Park View Blvd | La Vista | NE | 68128-2132 | Sarpy | NE05075 | Active | 7625 | 93-3799 | 1993 | Aldrich | FTVT - Firetube Vertical TB | HWHT - Hot Water Heat | 1/31/2026
City Of Lavista Community Center | 8116 Park View Blvd | La Vista | NE | 68128-2132 | Sarpy | NE05076 | Active | 7630 | 93-E3804 | 1993 | Aldrich | FTVT - Firetube Vertical TB | HWHT - Hot Water Heat | 1/31/2026
City Of Lavista Community Center | 8116 Park View Blvd | La Vista | NE | 68128-2132 | Sarpy | NE05077 | Active | 7624 | 93-3798 | 1993 | Aldrich | FTVT - Firetube Vertical TB | HWHT - Hot Water Heat | 1/31/2026
City Of Lavista Community Center | 8116 Park View Blvd | La Vista | NE | 68128-2132 | Sarpy | NE05078 | Active | 50484 | SK93-5084-Y3 | 1993 | A O Smith | CHWH - ASME/Fired Water Heater | HWSD - Hot Water Dom/Potable | 1/31/2026
City Of Lavista Community Center | 8116 Park View Blvd | La Vista | NE | 68128-2132 | Sarpy | NE05079 | Active | 50396 | SK9350396Y3 | 1993 | A O Smith | CHWH - ASME/Fired Water Heater | HWSD - Hot Water Dom/Potable | 1/31/2026
Worldwide Trophy Adventures | 812 13th Ave | Sidney | NE | 69162-3038 | Cheyenne | NE24583 | Active | 261179 | E13H10261179 | 2013 | Lochinvar | WTSS - Watertube SS Steel | GLYC - Glycol Bldg Heat Sys | 3/31/2026
Worldwide Trophy Adventures | 812 13th Ave | Sidney | NE | 69162-3038 | Cheyenne | NE24584 | Active | 258676 | D13H10258676 | 2013 | Lochinvar | WTSS - Watertube SS Steel | GLYC - Glycol Bldg Heat Sys | 3/31/2026
Bellevue University | 812 Bruin Blvd | Bellevue | NE | 68005-3193 | Sarpy | NE01421 | Active | 10139 | 99E7622 | 1999 | Aldrich | FTVT - Firetube Vertical TB | HWHT - Hot Water Heat | 1/31/2027
Bellevue University | 812 Bruin Blvd | Bellevue | NE | 68005-3193 | Sarpy | NE01422 | Active | 10140 | 99E7623 | 1999 | Aldrich | FTVT - Firetube Vertical TB | HWHT - Hot Water Heat | 1/31/2027
Bellevue University | 812 Bruin Blvd | Bellevue | NE | 68005-3193 | Sarpy | NE13129 | Active | 14866 | 06F-2773 | 2006 | Les Inc/Aldrich Co | FTVT - Firetube Vertical TB | HWHT - Hot Water Heat | 1/31/2027
Bellevue University | 812 Bruin Blvd | Bellevue | NE | 68005-3193 | Sarpy | NE13130 | Active | 14868 | 06F-2775 | 2006 | Aldrich | FTVT - Firetube Vertical TB | HWHT - Hot Water Heat | 1/31/2027
Bellevue University | 812 Bruin Blvd | Bellevue | NE | 68005-3193 | Sarpy | NE13131 | Active | 14865 | 06F-2772 | 2006 | Aldrich | FTVT - Firetube Vertical TB | HWHT - Hot Water Heat | 1/31/2027
Bellevue University | 812 Bruin Blvd | Bellevue | NE | 68005-3193 | Sarpy | NE13132 | Active | 14864 | 06F-2771 | 2006 | Aldrich | FTVT - Firetube Vertical TB | HWHT - Hot Water Heat | 1/31/2027
Bellevue University | 812 Bruin Blvd | Bellevue | NE | 68005-3193 | Sarpy | NE16706 | Scrapped/Junked | 34606 | R3014 | 1980 | Kewanee | FTFB - Firetube-Firebox Boiler | HWHT - Hot Water Heat | 1/31/2018
Bellevue University | 812 Bruin Blvd | Bellevue | NE | 68005-3193 | Sarpy | NE16708 | Scrapped/Junked | 39723 | R8316 | 1986 | Kewanee | FTFB - Firetube-Firebox Boiler | HWHT - Hot Water Heat | 1/31/2018
Bellevue University | 812 Bruin Blvd | Bellevue | NE | 68005-3193 | Sarpy | NE17442 | Active | 7572 | 93-3724 | 1993 | Aldrich | FTVT - Firetube Vertical TB | HWHT - Hot Water Heat | 1/31/2027
Bellevue University | 812 Bruin Blvd | Bellevue | NE | 68005-3193 | Sarpy | NE17443 | Active | 7569 | 93-3721 | 1993 | Aldrich | FTVT - Firetube Vertical TB | HWHT - Hot Water Heat | 1/31/2027
Bellevue University | 812 Bruin Blvd | Bellevue | NE | 68005-3193 | Sarpy | NE17444 | Active | 7571 | 93-3723 | 1993 | Aldrich | FTVT - Firetube Vertical TB | HWHT - Hot Water Heat | 1/31/2027
Bellevue University | 812 Bruin Blvd | Bellevue | NE | 68005-3193 | Sarpy | NE17445 | Active | 7570 | 93-3722 | 1993 | Aldrich | FTVT - Firetube Vertical TB | HWHT - Hot Water Heat | 1/31/2027
Bellevue University | 812 Bruin Blvd | Bellevue | NE | 68005-3193 | Sarpy | NE21283 | Exempt 1999 LB-66 |  | ME94-0649387 | 1997 | AO SMITH | AHWH - ANSI/Fired Water Htr | HWSD - Hot Water Dom/Potable | 7/31/1999
Bellevue University | 812 Bruin Blvd | Bellevue | NE | 68005-3193 | Sarpy | NE21462 | Active | 18073 | 10F-5981 | 2010 | Aldrich | FTVT - Firetube Vertical TB | HWHT - Hot Water Heat | 1/31/2027
Bellevue University | 812 Bruin Blvd | Bellevue | NE | 68005-3193 | Sarpy | NE21463 | Active | 18074 | 10F-5982 | 2010 | Aldrich | FTVT - Firetube Vertical TB | HWHT - Hot Water Heat | 1/31/2027
Bellevue University | 812 Bruin Blvd | Bellevue | NE | 68005-3193 | Sarpy | NE21464 | Active | 18075 | 10F-5983 | 2010 | Aldrich | FTVT - Firetube Vertical TB | HWHT - Hot Water Heat | 1/31/2027
Bellevue University | 812 Bruin Blvd | Bellevue | NE | 68005-3193 | Sarpy | NE27284 | Active | 0 | 17H00022 | 2017 | Aerco | CALU - Cast Aluminum | HWHT - Hot Water Heat | 1/31/2026
Bellevue University | 812 Bruin Blvd | Bellevue | NE | 68005-3193 | Sarpy | NE27285 | Active | 0 | 17H00059 | 2017 | Aerco | CALU - Cast Aluminum | HWHT - Hot Water Heat | 1/31/2027
Bellevue University | 812 Bruin Blvd | Bellevue | NE | 68005-3193 | Sarpy | NE29077 | Active | 151254 | F014626 | 2020 | PVI Industries | AHWH - ANSI/Fired Water Htr | HWSD - Hot Water Dom/Potable | 1/31/2027
Bellevue University | 812 Bruin Blvd | Bellevue | NE | 68005-3193 | Sarpy | NE29078 | Active | 134584 | 19.PG120.05.0708 | 2019 | Lochinvar | FTVT - Firetube Vertical TB | HWHT - Hot Water Heat | 1/31/2026
Bellevue University | 812 Bruin Blvd | Bellevue | NE | 68005-3193 | Sarpy | NE29079 | Active | 353230 | 19.PG120.05.0200 | 2019 | Lochinvar | FTVT - Firetube Vertical TB | HWHT - Hot Water Heat | 1/31/2027
Bellevue University | 812 Bruin Blvd | Bellevue | NE | 68005-3193 | Sarpy | NE43307 | Active | 407268 | 23407268 | 2023 | Lochinvar | FTVT - Firetube Vertical TB | HWHT - Hot Water Heat | 1/31/2027
Bellevue University | 812 Bruin Blvd | Bellevue | NE | 68005-3193 | Sarpy | NE43308 | Active | 407269 | 23407269 | 2023 | Lochinvar | FTVT - Firetube Vertical TB | HWHT - Hot Water Heat | 1/31/2027
QUALITY BUILDERS | 812 S MATLEY AVE | SUTTON | NE | 68979 | CLAY | NE00253 | Inactive | 34257 | 8390653 | 1983 | TELEDYNE LAARS | CPFT - Horiz Cpr Fin Boiler | OPHT - Outdoor Pool Heater | 6/30/2002
TBD | 813 13th Ave | Sidney | NE | 69160-0001 | Cheyenne | NE15427 | Scrapped/Junked | n/a | 21191690 | 1983 | Peerless | CI - Cast Iron | HWHT - Hot Water Heat | 1/31/2013
TBD | 813 13th Ave | Sidney | NE | 69160-0001 | Cheyenne | NE35591 | Scrapped/Junked | n/a | 211-9269-0 | 1984 | Peerless | CI - Cast Iron | HWHT - Hot Water Heat | 1/31/2013
CABELA'S INC | 813 13TH AVE | SIDNEY | NE | 69162 | CHEYENNE | NE15466 | Inactive | 130884 |  | 1992 | SUSSMAN-AUTOMATIC CORP | ELBL - Electric Boiler | PROC - Process Steam | 6/30/1997
Waste Water Plant | 814 E Nobes Rd | York | NE | 68467-4404 | York | NE16593 | Scrapped/Junked | 36421 | R4868 | 1982 | KEWA | FTFB - Firetube-Firebox Boiler | HWHT - Hot Water Heat | 11/30/2010
Fast Stop | 814 N Spur 56C | Hershey | NE | 69143-4460 | Lincoln | NE22042 | Scrapped/Junked | 109877 | 109877 | 2006 | A O Smith | CHWH - ASME/Fired Water Heater | HWSD - Hot Water Dom/Potable | 6/30/2018
Fast Stop | 814 N Spur 56C | Hershey | NE | 69143-4460 | Lincoln | NE22043 | Active | 69444 | 84444 | 2005 | Bradford White | CHWH - ASME/Fired Water Heater | HWSD - Hot Water Dom/Potable | 6/30/2027
CHERRY GARDEN APARTMENTS | 814 S 37th Ave | Omaha | NE | 68105-1164 | Douglas | NE04049 | Inactive |  |  | 1984 | PEERLESS HEATER COMPANY |  | STHT - Steam-Heat | 2/29/1992
Cedarhurst Senior Living | 8140 S 97th Plz | La Vista | NE | 68128 | Sarpy | NE28295 | Active | 323728 | 18323728 | 2018 | Lochinvar | FTVT - Firetube Vertical TB | HWHT - Hot Water Heat | 9/30/2025
Cedarhurst Senior Living | 8140 S 97th Plz | La Vista | NE | 68128 | Sarpy | NE28296 | Active | 323727 | 18323727 | 2018 | Lochinvar | FTVT - Firetube Vertical TB | HWHT - Hot Water Heat | 9/30/2025
Beemer Public Library | 815 3rd St | Beemer | NE | 68716-4227 | Cuming | NE20890 | Exempt 1999 LB-66 |  | AF82-00084820 | 1982 | AO SMITH | AHWH - ANSI/Fired Water Htr | HWSD - Hot Water Dom/Potable | 8/31/2000
Beemer Public Library | 815 3rd St | Beemer | NE | 68716-4227 | Cuming | NE20891 | Active | 8823 | 96E-5766 | 1996 | Aldrich | FTFB - Firetube-Firebox Boiler | STHT - Steam-Heat | 2/28/2026
FORT WESTERN OUTFITTERS | 815 Central Ave | Nebraska City | NE | 68410-2408 | OTOE | NE04111 | Inactive |  | 211-3638 | 1986 | PEERLESS HEATER COMPANY |  | STHT - Steam-Heat | 12/31/1999
Papio Bay Water Park | 815 E Halleck St | Papillion | NE | 68046-3419 | Sarpy | NE22780 | Scrapped/Junked | 38972 | C94B01017 | 1994 | Laars | CPFT - Horiz Cpr Fin Boiler | OPHT - Outdoor Pool Heater | 6/30/2025
Papio Bay Water Park | 815 E Halleck St | Papillion | NE | 68046-3419 | Sarpy | NE22781 | Active | 38973 | C94B01018 | 1994 | Laars | CPFT - Horiz Cpr Fin Boiler | OPHT - Outdoor Pool Heater | 6/30/2026
Scribner Good Samaritan | 815 Logan St | Scribner | NE | 68057-3116 | Dodge | NE00059 | Scrapped/Junked | n/a | 61-97836-1299 | 2000 | Peerless | CI - Cast Iron | HWHT - Hot Water Heat | 4/30/2018
Scribner Good Samaritan | 815 Logan St | Scribner | NE | 68057-3116 | Dodge | NE00060 | Scrapped/Junked | n/a | 305235-200003 | 2000 | Peerless | CI - Cast Iron | HWHT - Hot Water Heat | 4/30/2018
Scribner Good Samaritan | 815 Logan St | Scribner | NE | 68057-3116 | Dodge | NE00061 | Scrapped/Junked | n/a | 305239-200003 | 2000 | Peerless | CI - Cast Iron | HWHT - Hot Water Heat | 4/30/2012
Scribner Good Samaritan | 815 Logan St | Scribner | NE | 68057-3116 | Dodge | NE02548 | Scrapped/Junked | 81746 | ML030003639/81746 | 2003 | AOSM | CHWH - ASME/Fired Water Heater | HWSD - Hot Water Dom/Potable | 4/30/2016
Scribner Good Samaritan | 815 Logan St | Scribner | NE | 68057-3116 | Dodge | NE09512 | Scrapped/Junked | 63909 | LB02-1508361-110 | 2002 | AOSM | CHWH - ASME/Fired Water Heater | HWSD - Hot Water Dom/Potable | 4/30/2016
Scribner Good Samaritan | 815 Logan St | Scribner | NE | 68057-3116 | Dodge | NE09519 | Scrapped/Junked | 63912 | LB02-1508362-110 | 2001 | AOSM | CHWH - ASME/Fired Water Heater | HWSD - Hot Water Dom/Potable | 4/30/2011
Scribner Good Samaritan | 815 Logan St | Scribner | NE | 68057-3116 | Dodge | NE09520 | Scrapped/Junked | 75065 | LA03-2206923-970 | 2003 | AOSM | CHWH - ASME/Fired Water Heater | HWSD - Hot Water Dom/Potable | 4/30/2016
Scribner Good Samaritan | 815 Logan St | Scribner | NE | 68057-3116 | Dodge | NE15925 | Scrapped/Junked |  | 00211-3324 | 1970 | PEERLESS HEATER COMPANY |  | HWHT - Hot Water Heat | 4/30/2000
Scribner Good Samaritan | 815 Logan St | Scribner | NE | 68057-3116 | Dodge | NE15926 | Scrapped/Junked |  | 00013W1002 | 1971 | ACKERMAN |  | HWHT - Hot Water Heat | 4/30/2000
Scribner Good Samaritan | 815 Logan St | Scribner | NE | 68057-3116 | Dodge | NE15929 | Inactive |  | F88911681 | 1988 | STATE INDUSTRIES | AHWH - ANSI/Fired Water Htr | HWSD - Hot Water Dom/Potable | 4/30/2003
Scribner Good Samaritan | 815 Logan St | Scribner | NE | 68057-3116 | Dodge | NE18989 | Scrapped/Junked | 27495 | LL94-0388493 | 1994 | AO SMITH | CHWH - ASME/Fired Water Heater | HWSD - Hot Water Dom/Potable | 4/30/2005
Scribner Good Samaritan | 815 Logan St | Scribner | NE | 68057-3116 | Dodge | NE18990 | Scrapped/Junked |  | 0000283950 | 1993 | AO SMITH | AHWH - ANSI/Fired Water Htr | HWSD - Hot Water Dom/Potable | 4/30/2000
Scribner Good Samaritan | 815 Logan St | Scribner | NE | 68057-3116 | Dodge | NE19553 | Scrapped/Junked | 138604 | 138604 | 2009 | A O Smith | CHWH - ASME/Fired Water Heater | HWSD - Hot Water Dom/Potable | 4/30/2018
Scribner Good Samaritan | 815 Logan St | Scribner | NE | 68057-3116 | Dodge | NE21499 | Scrapped/Junked | 18121 | 102381 | 2010 | Prestige | FTVT - Firetube Vertical TB | HWHT - Hot Water Heat | 4/30/2018
Scribner Good Samaritan | 815 Logan St | Scribner | NE | 68057-3116 | Dodge | NE24773 | Inactive | 48881 |  | 1999 | A. O. Smith | CHWH - ASME/Fired Water Heater | HWSD - Hot Water Dom/Potable | 4/30/2003
Scribner Good Samaritan | 815 Logan St | Scribner | NE | 68057-3116 | Dodge | NE26291 | Scrapped/Junked | 197363 | 197363 | 2014 | AOSM | CHWH - ASME/Fired Water Heater | HWSD - Hot Water Dom/Potable | 4/30/2018
Scribner Good Samaritan | 815 Logan St | Scribner | NE | 68057-3116 | Dodge | NE26292 | Scrapped/Junked | 197479 | 197479 | 2014 | AOSM | CHWH - ASME/Fired Water Heater | HWSD - Hot Water Dom/Potable | 4/30/2018
FRANK LOOMER | 815 Lovers Ln | Columbus | NE | 68601-7918 | PLATTE | NE24312 | Exempt |  | G-407 | 1970 | AMERICAN STANDARD |  | STHT - Steam-Heat | 12/31/2002
CREIGHTON UNIVERSITY | 815 N 19th St | Omaha | NE | 68178-0033 | Douglas | NE04982 | Inactive |  | 211-2345-G | 1967 | PEERLESS HEATER COMPANY |  | STHT - Steam-Heat | 3/31/2001
First United Methodist Church | 815 N Broad St | Fremont | NE | 68025-4128 | Dodge | NE23394 | Scrapped/Junked | N/A | 7FDA-4864 | 1970 | Peerless | CI - Cast Iron | STHT - Steam-Heat | 10/31/2019
First United Methodist Church | 815 N Broad St | Fremont | NE | 68025-4128 | Dodge | NE28162 | Active | N/A | 765725-201810 | 2018 | Peerless | CI - Cast Iron | STHT - Steam-Heat | 10/31/2026
Cooperative Producers | 815 N Brown Ve | Minden | NE | 68959-2525 | Kearney | NE02767 | Inactive | 1290 | 3158 | 1965 | SUPR | FTSM - FTS Marine Dry Back | PROC - Process Steam | 8/31/2006
Wells Fargo | 815 N Marian Rd | Hastings | NE | 68901-3489 | Adams | NE07110 | Inactive |  | 210-14563 | 1974 | Peerless | CI - Cast Iron | HWHT - Hot Water Heat | 10/31/2007
ST JOHN'S CHURCH | 815 Nelson St | Cambridge | NE | 69022-3522 | FURNAS | NE14771 | Inactive |  | N6082 | 1962 | KEWANEE | FTFB - Firetube-Firebox Boiler | HWHT - Hot Water Heat | 11/30/2003
District Energy Corp | 815 Pioneers Blvd | Lincoln | NE | 68502-5337 | Lancaster | NE28287 | Active | 10952 | 24582 | 2018 | Vapor Corp | FFSG - Force Flow Steam Generator | STHT - Steam-Heat | 9/30/2025
District Energy Corp | 815 Pioneers Blvd | Lincoln | NE | 68502-5337 | Lancaster | NE28288 | Active | 10957 | 24587 | 2018 | Vapor Corp | FFSG - Force Flow Steam Generator | STHT - Steam-Heat | 9/30/2025
District Energy Corp | 815 Pioneers Blvd | Lincoln | NE | 68502-5337 | Lancaster | NE28289 | Active | 10956 | 24586 | 2018 | Vapor Corp | FFSG - Force Flow Steam Generator | STHT - Steam-Heat | 9/30/2025
District Energy Corp | 815 Pioneers Blvd | Lincoln | NE | 68502-5337 | Lancaster | NE28290 | Active | 10955 | 24585 | 2018 | Vapor Corp | FFSG - Force Flow Steam Generator | STHT - Steam-Heat | 9/30/2025
Max I Walkers | 815 Tara Plz | Papillion | NE | 68046-2043 | Sarpy | NE04564 | Inactive | 24534 | 24534 | 1978 | PARK | WT - Water Tube Boiler | PROC - Process Steam | 5/31/2009
Omaha Public Schools | 815 Worthington St | Omaha | NE | 68108 | Douglas | NE10667 | Scrapped/Junked | 2572 | 64526172 | 2003 | Thermal Solutions | VCPF - Vert Cpr Fin Blr | HWHT - Hot Water Heat | 9/30/2021
Kearney Regional Medical Offices | 816 22nd Ave | Kearney | NE | 68845-2234 | Buffalo | NE25358 | Scrapped/Junked | 184718 | 1339M000530 | 2013 | AO Smith | AHWH - ANSI/Fired Water Htr | HWSD - Hot Water Dom/Potable | 9/30/2023
Kearney Regional Medical Offices | 816 22nd Ave | Kearney | NE | 68845-2234 | Buffalo | NE25359 | Active | 261231 | G13261231 | 2014 | Laars Heating System Co. | CPFH - Copper Fin Water Heater | HWHT - Hot Water Heat | 9/30/2026
Kearney Regional Medical Offices | 816 22nd Ave | Kearney | NE | 68845-2234 | Buffalo | NE25360 | Active | 261226 | G13261226 | 2014 | Laars Heating System Co. | CPFH - Copper Fin Water Heater | HWHT - Hot Water Heat | 9/30/2026
Kearney Regional Medical Offices | 816 22nd Ave | Kearney | NE | 68845-2234 | Buffalo | NE42412 | Active | 301745 | 301745 | 2022 | AO Smith | AHWH - ANSI/Fired Water Htr | HWSD - Hot Water Dom/Potable | 9/30/2026
Plus Center | 816 6th Ave | Plattsmouth | NE | 68048-2092 | Cass | NE32024 | Scrapped/Junked | n/a | 108J10 | 1955 | AMST | CI - Cast Iron | HWHT - Hot Water Heat | 10/31/2015
Cathedral Cottages | 816 N 36th St | Omaha | NE | 68131-1969 | Douglas | NE22664 | Scrapped/Junked | n/a | 7X | 1950 | KEWA | FTFB - Firetube-Firebox Boiler | HWHT - Hot Water Heat | 4/30/2009
Cathedral Cottages | 816 N 36th St | Omaha | NE | 68131-1969 | Douglas | NE22665 | Exempt 1999 LB-66 |  | C941283 | 1997 | LOCHINVAR | AHWH - ANSI/Fired Water Htr | HWSD - Hot Water Dom/Potable | 1/31/2000
Cathedral Cottages | 816 N 36th St | Omaha | NE | 68131-1969 | Douglas | NE23752 | Active | n/a | 211-05 | 2009 | Peerless | CI - Cast Iron | HWHT - Hot Water Heat | 12/31/2026
MID AMERICA DAIRYMEN | 816 S Eddy St | Grand Island | NE | 68801-6733 | HALL | NE03210 | Inactive |  | 8373 | 1951 | AMES | FT - Firetube Boiler | PROC - Process Steam | 10/31/1985
Twin River School Bldg | 816 Willard Ave | Genoa | NE | 68640-3040 | Nance | NE07579 | Scrapped/Junked | 14443 | 05F-2350 | 2005 | ALES | FTVT - Firetube Vertical TB | HWHT - Hot Water Heat | 1/31/2016
Twin River School Bldg | 816 Willard Ave | Genoa | NE | 68640-3040 | Nance | NE07580 | Out of Service | 14442 | 05F-2349 | 2005 | ALES | FTVT - Firetube Vertical TB | HWHT - Hot Water Heat | 1/31/2025
Twin River School Bldg | 816 Willard Ave | Genoa | NE | 68640-3040 | Nance | NE13937 | Scrapped/Junked | 117263 | H07M000113 | 2007 | AO SMITH | CHWH - ASME/Fired Water Heater | HWSD - Hot Water Dom/Potable | 1/31/2018
Twin River School Bldg | 816 Willard Ave | Genoa | NE | 68640-3040 | Nance | NE26271 | Active | 152338 | 3215101876371 | 2014 | Lochinvar | FTVT - Firetube Vertical TB | HWHT - Hot Water Heat | 1/31/2026
Twin River School Bldg | 816 Willard Ave | Genoa | NE | 68640-3040 | Nance | NE28757 | Active | 124243 | 139243 | 2017 | Bradford White | CHWH - ASME/Fired Water Heater | HWSD - Hot Water Dom/Potable | 1/31/2026
Twin River School Bldg | 816 Willard Ave | Genoa | NE | 68640-3040 | Nance | NE34537 | Scrapped/Junked |  |  | 1968 | WHIRLPOWER | FTFB - Firetube-Firebox Boiler | STHT - Steam-Heat | 12/31/2005
Twin River School Bldg | 816 Willard Ave | Genoa | NE | 68640-3040 | Nance | NE34538 | Scrapped/Junked |  | 6018.13 | 1968 | WHIRLPOWER | FTFB - Firetube-Firebox Boiler | STHT - Steam-Heat | 12/31/2005
Twin River School Bldg | 816 Willard Ave | Genoa | NE | 68640-3040 | Nance | NE37065 | Scrapped/Junked |  | AC83-15960 | 1983 | AOSM | AHWH - ANSI/Fired Water Htr | HWSD - Hot Water Dom/Potable | 12/31/2005
Norfolk Readiness Center - Armory | 817 S 1st St | Norfolk | NE | 68701-6007 | Madison | NE27875 | Active | N/A | 747803-201706 | 2017 | Peerless | CI - Cast Iron | STHT - Steam-Heat | 10/31/2026
Norfolk Readiness Center - Armory | 817 S 1st St | Norfolk | NE | 68701-6007 | Madison | NE40344 | Scrapped/Junked | N/A | LC-011682-1098 | 1998 | Peerless | CI - Cast Iron | STHT - Steam-Heat | 2/28/2019
Crestridge Magnet Center | 818 Crestridge Rd | Omaha | NE | 68154-3409 | Douglas | NE05036 | Scrapped/Junked |  | 0000600323 | 1961 | DAY & NIGHT | AHWH - ANSI/Fired Water Htr | HWSD - Hot Water Dom/Potable | 5/31/1998
Crestridge Magnet Center | 818 Crestridge Rd | Omaha | NE | 68154-3409 | Douglas | NE05321 | Exempt 1999 LB-66 |  | 0182865 | 1990 | AO SMITH | AHWH - ANSI/Fired Water Htr | HWSD - Hot Water Dom/Potable | 6/30/2000
Crestridge Magnet Center | 818 Crestridge Rd | Omaha | NE | 68154-3409 | Douglas | NE27122 | Active | 367025 | G16367025 | 2015 | Laars | COND - Condenser | HWHT - Hot Water Heat | 12/31/2026
Crestridge Magnet Center | 818 Crestridge Rd | Omaha | NE | 68154-3409 | Douglas | NE27123 | Active | 367026 | G16367026 | 2015 | Laars | COND - Condenser | HWHT - Hot Water Heat | 12/31/2026
Crestridge Magnet Center | 818 Crestridge Rd | Omaha | NE | 68154-3409 | Douglas | NE31143 | Scrapped/Junked | n/a | L7570 | 1961 | KEWA | FTFB - Firetube-Firebox Boiler | HWHT - Hot Water Heat | 12/31/2016
Crestridge Magnet Center | 818 Crestridge Rd | Omaha | NE | 68154-3409 | Douglas | NE31144 | Scrapped/Junked | n/a | L7572 | 1961 | Kewanee | FTFB - Firetube-Firebox Boiler | HWHT - Hot Water Heat | 12/31/2016
WALMART #774 | 818 E 23rd St | Columbus | NE | 68601-3866 | PLATTE | NE06041 | Exempt | 57176 | 57176 | 2004 | STANDARD REFRIGERATION | HTNK - Horizontal UFPV | REFR - Refrigerant Storage/Supp | 3/31/2007
WALMART #774 | 818 E 23rd St | Columbus | NE | 68601-3866 | PLATTE | NE06042 | Exempt | 57173 | 57173 | 2004 | STANDARD REFRIGERATION | HTNK - Horizontal UFPV | REFR - Refrigerant Storage/Supp | 3/31/2007
WALMART #774 | 818 E 23rd St | Columbus | NE | 68601-3866 | PLATTE | NE06043 | Exempt | 57095 | 57095 | 2004 | STANDARD REFRIGERATION | HTNK - Horizontal UFPV | REFR - Refrigerant Storage/Supp | 3/31/2007
WALMART #774 | 818 E 23rd St | Columbus | NE | 68601-3866 | PLATTE | NE06044 | Exempt | 57093 | 57093 | 2004 | STANDARD REFRIGERATION | HTNK - Horizontal UFPV | REFR - Refrigerant Storage/Supp | 3/31/2007
Hastings College/Taylor Hall | 818 N Turner Ave | Hastings | NE | 68901-7622 | Adams | NE21087 | Scrapped/Junked | 237593 | C11237593 | 2011 | Laars | CPFH - Copper Fin Water Heater | HWSD - Hot Water Dom/Potable | 1/31/2022
Hastings College/Taylor Hall | 818 N Turner Ave | Hastings | NE | 68901-7622 | Adams | NE35121 | Scrapped/Junked | 78837 | P2098806 | 1986 | Teledyne Laars | WT - Water Tube Boiler | HWSD - Hot Water Dom/Potable | 1/31/2012
First Baptist Church | 818 O St | Bridgeport | NE | 69336-2528 | Morrill | NE21119 | Scrapped/Junked | NA | 0395V00238 | 1995 | Bryant Boiler | CI - Cast Iron | HWHT - Hot Water Heat | 3/31/2011
First Baptist Church | 818 O St | Bridgeport | NE | 69336-2528 | Morrill | NE21120 | Scrapped/Junked | NA | 4394V06445 | 1995 | Bryant Boiler | CI - Cast Iron | HWHT - Hot Water Heat | 3/31/2011
Victory Apartments II | 819 Dorcas St | Omaha | NE | 68108-1151 | Douglas | NE15492 | Scrapped/Junked | 8488 | 89-42015 | 1989 | Ajax | WT - Water Tube Boiler | HWHT - Hot Water Heat | 9/30/2013
Victory Apartments II | 819 Dorcas St | Omaha | NE | 68108-1151 | Douglas | NE15493 | Scrapped/Junked | 8487 | 89-42017 | 1989 | Ajax | WT - Water Tube Boiler | HWHT - Hot Water Heat | 9/30/2013
Victory Apartments II | 819 Dorcas St | Omaha | NE | 68108-1151 | Douglas | NE25793 | Scrapped/Junked | 253628 | C13253628 | 2013 | Laars | WT - Water Tube Boiler | HWHT - Hot Water Heat | 9/30/2018
Victory Apartments II | 819 Dorcas St | Omaha | NE | 68108-1151 | Douglas | NE25794 | Scrapped/Junked | 253627 | C13253627 | 2013 | Laars | WT - Water Tube Boiler | HWHT - Hot Water Heat | 9/30/2018
CROSSWINDS APARTMENTS | 819 S 70th Plz | Omaha | NE | 68106-1078 | Douglas | NE21767 | Exempt 1999 LB-66 |  | 6E01128 | 1979 | AO SMITH | AHWH - ANSI/Fired Water Htr | HWSD - Hot Water Dom/Potable | 4/30/2000
CROSSWINDS APARTMENTS | 819 S 70th Plz | Omaha | NE | 68106-1078 | Douglas | NE21768 | Exempt 1999 LB-66 |  | 0980401146 | 1982 | RUUD | AHWH - ANSI/Fired Water Htr | HWSD - Hot Water Dom/Potable | 4/30/2000
Elks Club 2250 | 820 Avenue J | Cozad | NE | 69130-1762 | Dawson | NE30212 | Active | Not Visible | 00000006013-303 | 1974 | Iron Fireman | FTFB - Firetube-Firebox Boiler | HWHT - Hot Water Heat | 2/28/2026
Burdick Station | 820 Bischeld St | Grand Island | NE | 68801-0800 | Hall | NE10920 | Out of Service | 20967 | N/A | 1970 | Combustion Eng | WT - Water Tube Boiler | POWR - Power Generation | 11/30/2017
Burdick Station | 820 Bischeld St | Grand Island | NE | 68801-0800 | Hall | NE11132 | Out of Service | 19015 | N/A | 1955 | Babcock & Wilcox | WT - Water Tube Boiler | POWR - Power Generation | 2/28/2017
Burdick Station | 820 Bischeld St | Grand Island | NE | 68801-0800 | Hall | NE11258 | Out of Service | 16536 | 96243 | 1961 | Erie City Iron Works | WT - Water Tube Boiler | POWR - Power Generation | 2/28/2017
Burdick Station | 820 Bischeld St | Grand Island | NE | 68801-0800 | Hall | NE14277 | Inactive | N/A | JF-97 | 1956 | Kewannee | FTFB - Firetube-Firebox Boiler | HWHT - Hot Water Heat | 2/28/2011
Burdick Station | 820 Bischeld St | Grand Island | NE | 68801-0800 | Hall | NE23263 | Out of Service | 659 | Blr 3 FWHtr 4 | 1970 | Aqua-Chem | HEXC - Heat Exchanger | FDHT - Feedwater Heater | 11/30/2017
Burdick Station | 820 Bischeld St | Grand Island | NE | 68801-0800 | Hall | NE23264 | Out of Service | 670 | Blr 3 FWHtr 5 | 1970 | Aqua-Chem | HEXC - Heat Exchanger | FDHT - Feedwater Heater | 11/30/2017
Burdick Station | 820 Bischeld St | Grand Island | NE | 68801-0800 | Hall | NE23300 | Out of Service | 5227 | Blr 2 FWHtr 4 | 1962 | Davis Engineering | SHTB - Shell/Tube Htexchngr | FDHT - Feedwater Heater | 2/28/2018
Burdick Station | 820 Bischeld St | Grand Island | NE | 68801-0800 | Hall | NE25021 | Out of Service | N/A | 550895 | 1956 | Ross Corporation | SHTB - Shell/Tube Htexchngr | FDHT - Feedwater Heater | 2/28/2018
MERRITT CLEANERS | 820 Central Ave | Nebraska City | NE | 68410-2409 | OTOE | NE01386 | Inactive | 16830 |  | 1983 | BRYAN STEAM LLC | WT - Water Tube Boiler | PROC - Process Steam | 3/31/1988
Duckwall Alco Stores Inc | 820 E 1st St | Ogallala | NE | 69153-2721 | Keith | NE21166 | Out of Service | N/A | 211A12992 | 1998 | PEER | CI - Cast Iron | HWHT - Hot Water Heat | 1/31/2010
Cardinal Elementary | 820 E 29th St | South Sioux City | NE | 68776-3344 | Dakota | NE17379 | Active | n/a | 3400095 | 1993 | Burnham | FTVT - Firetube Vertical TB | HWHT - Hot Water Heat | 3/31/2026
Cardinal Elementary | 820 E 29th St | South Sioux City | NE | 68776-3344 | Dakota | NE17380 | Active | n/a | 34000951 | 1992 | Burnham | FTVT - Firetube Vertical TB | HWHT - Hot Water Heat | 3/31/2026
Cardinal Elementary | 820 E 29th St | South Sioux City | NE | 68776-3344 | Dakota | NE18528 | Exempt 1999 LB-66 |  | MA930255195880 | 1993 | AO SMITH | AHWH - ANSI/Fired Water Htr | HWSD - Hot Water Dom/Potable | 7/31/2000
Cardinal Elementary | 820 E 29th St | South Sioux City | NE | 68776-3344 | Dakota | NE18529 | Scrapped/Junked |  | MA930255185880 | 1993 | AO SMITH | AHWH - ANSI/Fired Water Htr | HWSD - Hot Water Dom/Potable | 7/31/2000
UNL Great Plains Vet Ed Center | 820 Rd 313 | Clay Center | NE | 68933-0187 | Clay | NE11870 | Scrapped/Junked | 4730 |  | 1976 | AMSCO | ELBL - Electric Boiler | 0020 - Supp to Sterlizer/Autoclave | 8/31/2002
UNL Great Plains Vet Ed Center | 820 Rd 313 | Clay Center | NE | 68933-0187 | Clay | NE17626 | Inactive | 6023 | 88-1520 | 1988 | Aldrich | FTVT - Firetube Vertical TB | HWHT - Hot Water Heat | 4/30/2022
UNL Great Plains Vet Ed Center | 820 Rd 313 | Clay Center | NE | 68933-0187 | Clay | NE17627 | Scrapped/Junked | 6021 | 88-1518 | 1988 | Aldrich | FTVT - Firetube Vertical TB | HWHT - Hot Water Heat | 4/30/2023
UNL Great Plains Vet Ed Center | 820 Rd 313 | Clay Center | NE | 68933-0187 | Clay | NE17628 | Scrapped/Junked | 6020 | 88-1517 | 1988 | Aldrich | FTVT - Firetube Vertical TB | HWHT - Hot Water Heat | 4/30/2023
UNL Great Plains Vet Ed Center | 820 Rd 313 | Clay Center | NE | 68933-0187 | Clay | NE17629 | Scrapped/Junked |  | A8911632 | 1988 | Stat |  |  | 10/31/2004
UNL Great Plains Vet Ed Center | 820 Rd 313 | Clay Center | NE | 68933-0187 | Clay | NE17630 | Scrapped/Junked |  | A89826700 | 1989 | Stat |  |  | 10/31/2007
UNL Great Plains Vet Ed Center | 820 Rd 313 | Clay Center | NE | 68933-0187 | Clay | NE17692 | Scrapped/Junked | 26359 | 66866 | 1989 | Bryan | ELBL - Electric Boiler | 0020 - Supp to Sterlizer/Autoclave | 4/30/2019
UNL Great Plains Vet Ed Center | 820 Rd 313 | Clay Center | NE | 68933-0187 | Clay | NE18634 | Scrapped/Junked | 119847 | UNRG0309G01199 | 2009 | RHEEM | CHWH - ASME/Fired Water Heater | HWSD - Hot Water Dom/Potable | 4/30/2021
UNL Great Plains Vet Ed Center | 820 Rd 313 | Clay Center | NE | 68933-0187 | Clay | NE41632 | Active | 94128 | 6-22-2485 | 2022 | Aerco | FT - Firetube Boiler | HWHT - Hot Water Heat | 3/31/2026
UNL Great Plains Vet Ed Center | 820 Rd 313 | Clay Center | NE | 68933-0187 | Clay | NE41633 | Active | 94127 | 6-22-2484 | 2022 | Aerco | FT - Firetube Boiler | HWHT - Hot Water Heat | 3/31/2026
McPhee Elementary School | 820 S 15Th St | Lincoln | NE | 68508-3313 | Lancaster | NE04753 | Scrapped/Junked | 49623 | 0188101950 | 1987 | RHEEM | CHWH - ASME/Fired Water Heater | HWSD - Hot Water Dom/Potable | 2/28/2012
McPhee Elementary School | 820 S 15Th St | Lincoln | NE | 68508-3313 | Lancaster | NE05419 | Exempt 1999 LB-66 |  | 0000401482 | 1990 | RUUD | AHWH - ANSI/Fired Water Htr | HWSD - Hot Water Dom/Potable | 6/30/2000
McPhee Elementary School | 820 S 15Th St | Lincoln | NE | 68508-3313 | Lancaster | NE30275 | Scrapped/Junked | N/A | M6630 | 1965 | Kewanee | FTFB - Firetube-Firebox Boiler | HWHT - Hot Water Heat | 2/28/2012
McPhee Elementary School | 820 S 15Th St | Lincoln | NE | 68508-3313 | Lancaster | NE30276 | Scrapped/Junked | N/A | M-6631 | 1965 | Kewanee | FTFB - Firetube-Firebox Boiler | HWHT - Hot Water Heat | 2/28/2012
PRIVATE RESIDENCE | 820 W 2nd St | Grand Island | NE | 68801-5818 | HALL | NE23365 | Exempt |  | 1168804 | 1985 | WEIL MCLAIN |  | STHT - Steam-Heat | 3/31/2006
DaVita | 820 W 42nd St Ste 1600 | Scottsbluff | NE | 69361-4704 | Scotts Bluff | NE26893 | Scrapped/Junked | 148171 | A45163085 | 2016 | Rheem/Ruud | CHWH - ASME/Fired Water Heater | HWSD - Hot Water Dom/Potable | 5/31/2020
DaVita | 820 W 42nd St Ste 1600 | Scottsbluff | NE | 69361-4704 | Scotts Bluff | NE29169 | Active | NB268511 | 2019119190157 | 2020 | State Industries | CHWH - ASME/Fired Water Heater | HWSD - Hot Water Dom/Potable | 5/31/2026
Sterling Apartments | 820 W 56th St | Kearney | NE | 68845-1028 | Buffalo | NE25873 | Out of Service | 253356 | N15LG0040 | 2015 | LXI | CPPH - Ansi Cpr Fin Pool Heater | OPHT - Outdoor Pool Heater | 9/30/2015
Sterling Apartments | 820 W 56th St | Kearney | NE | 68845-1028 | Buffalo | NE26222 | Active | 253980 | N16LE0001 | 2015 | LXI | CPPH - Ansi Cpr Fin Pool Heater | OPHT - Outdoor Pool Heater | 8/31/2024
Children's Hospital & Medical Center Omaha | 8200 Dodge St | Omaha | NE | 68114-4113 | Douglas | NE00130 | Active | 9672 | OL097823 | 1999 | CLEA | FTSM - FTS Marine Dry Back | BSUP - Bldg Heat & Process | 7/31/2026
Children's Hospital & Medical Center Omaha | 8200 Dodge St | Omaha | NE | 68114-4113 | Douglas | NE00131 | Active | 9675 | OL097824 | 1999 | CLEA | FTSM - FTS Marine Dry Back | BSUP - Bldg Heat & Process | 7/31/2026
Children's Hospital & Medical Center Omaha | 8200 Dodge St | Omaha | NE | 68114-4113 | Douglas | NE00132 | Active | 9680 | 0L098638 | 1999 | Cleaver-Brooks | FTSM - FTS Marine Dry Back | BSUP - Bldg Heat & Process | 10/31/2026
Children's Hospital & Medical Center Omaha | 8200 Dodge St | Omaha | NE | 68114-4113 | Douglas | NE00133 | Active | 9676 | 0L097825 | 1999 | Cleaver-Brooks | FTSM - FTS Marine Dry Back | BSUP - Bldg Heat & Process | 10/31/2026
Children's Hospital & Medical Center Omaha | 8200 Dodge St | Omaha | NE | 68114-4113 | Douglas | NE07270 | Active | 16299 | 06F-4206 | 2006 | Aldrich Co./L.E.S. Inc. | FTVT - Firetube Vertical TB | HWSD - Hot Water Dom/Potable | 10/31/2026
Children's Hospital & Medical Center Omaha | 8200 Dodge St | Omaha | NE | 68114-4113 | Douglas | NE07271 | Active | 16300 | 06F-4207 | 2006 | Aldrich Co./L.E.S. Inc. | FTVT - Firetube Vertical TB | HWSD - Hot Water Dom/Potable | 10/31/2026
Children's Hospital & Medical Center Omaha | 8200 Dodge St | Omaha | NE | 68114-4113 | Douglas | NE23366 | Scrapped/Junked | 101568 | E991929-F13 | 1999 | LOCHINVAR | CPFT - Horiz Cpr Fin Boiler | HWHT - Hot Water Heat | 7/31/2008
Children's Hospital & Medical Center Omaha | 8200 Dodge St | Omaha | NE | 68114-4113 | Douglas | NE23367 | Scrapped/Junked | 101567 | E991930-F13 | 1999 | LOCHINVAR | CPFT - Horiz Cpr Fin Boiler | HWHT - Hot Water Heat | 10/31/2007
Children's Hospital & Medical Center Omaha | 8200 Dodge St | Omaha | NE | 68114-4113 | Douglas | NE26139 | Active | 51276 | 119118A | 2014 | AIC Gdynia | FTVT - Firetube Vertical TB | HWHT - Hot Water Heat | 10/31/2026
Children's Hospital & Medical Center Omaha | 8200 Dodge St | Omaha | NE | 68114-4113 | Douglas | NE26140 | Active | 51271 | 119115A | 2014 | AIC Gdynia | FT - Firetube Boiler | HWHT - Hot Water Heat | 10/31/2026
Children's Hospital & Medical Center Omaha | 8200 Dodge St | Omaha | NE | 68114-4113 | Douglas | NE26141 | Active | 51270 | 119119A | 2015 | AIC Gdynia | FT - Firetube Boiler | HWHT - Hot Water Heat | 10/31/2026
Children's Hospital & Medical Center Omaha | 8200 Dodge St | Omaha | NE | 68114-4113 | Douglas | NE26142 | Active | 51269 | 119116A | 2015 | AIC Gdynia | FT - Firetube Boiler | HWHT - Hot Water Heat | 10/31/2026
Children's Hospital & Medical Center Omaha | 8200 Dodge St | Omaha | NE | 68114-4113 | Douglas | NE26143 | Active | 51279 | 119117A | 2014 | AIC Gdynia | FT - Firetube Boiler | HWHT - Hot Water Heat | 10/31/2026
Children's Hospital & Medical Center Omaha | 8200 Dodge St | Omaha | NE | 68114-4113 | Douglas | NE26144 | Active | 51445 | 119120A | 2014 | AIC Gdynia | FT - Firetube Boiler | HWHT - Hot Water Heat | 10/31/2026
St Philip Neri Church | 8200 N 30th St | Omaha | NE | 68112-2202 | Douglas | NE12020 | Active | n/a | 410616-200210 | 2002 | Peerless | CI - Cast Iron | STHT - Steam-Heat | 1/31/2027
St Philip Neri Church | 8200 N 30th St | Omaha | NE | 68112-2202 | Douglas | NE12028 | Active | n/a | 388808-2002-03 | 2002 | Peerless | CI - Cast Iron | HWHT - Hot Water Heat | 1/31/2027
St Philip Neri Church | 8200 N 30th St | Omaha | NE | 68112-2202 | Douglas | NE37646 | Scrapped/Junked |  | 31676 | 1953 | PACIFIC | FTFB - Firetube-Firebox Boiler | STHT - Steam-Heat | 8/31/2004
Loveland Elementary | 8201 Pacific St | Omaha | NE | 68114-5353 | Douglas | NE24744 | Active | 9929 | 98E-7358 | 1998 | Aldrich | FTFB - Firetube-Firebox Boiler | STHT - Steam-Heat | 1/31/2026
Loveland Elementary | 8201 Pacific St | Omaha | NE | 68114-5353 | Douglas | NE24745 | Active | 9927 | 98E-7356 | 1998 | Aldrich | FTFB - Firetube-Firebox Boiler | STHT - Steam-Heat | 1/31/2026
Loveland Elementary | 8201 Pacific St | Omaha | NE | 68114-5353 | Douglas | NE33050 | Scrapped/Junked |  | 0000000000PO447 | 1973 | KEWANEE | FT - Firetube Boiler | STHT - Steam-Heat | 7/31/1999
Loveland Elementary | 8201 Pacific St | Omaha | NE | 68114-5353 | Douglas | NE33354 | Scrapped/Junked |  | 12026 | 1954 | PACIFIC | FT - Firetube Boiler | STHT - Steam-Heat | 7/31/1999
Ralston Middle School | 8202 Lakeview St | Ralston | NE | 68127-2733 | Douglas | NE23411 | Scrapped/Junked | 76244 | F977318 | 1997 | Lochinvar | CPFT - Horiz Cpr Fin Boiler | HWHT - Hot Water Heat | 6/30/2017
Ralston Middle School | 8202 Lakeview St | Ralston | NE | 68127-2733 | Douglas | NE23412 | Scrapped/Junked | 76245 | F977317 | 1997 | Lochinvar | CPFT - Horiz Cpr Fin Boiler | HWSD - Hot Water Dom/Potable | 6/30/2017
Ralston Middle School | 8202 Lakeview St | Ralston | NE | 68127-2733 | Douglas | NE23413 | Scrapped/Junked | 91587 | 91587 | 1997 | Pvi | CHWH - ASME/Fired Water Heater | HWSD - Hot Water Dom/Potable | 6/30/2014
Ralston Middle School | 8202 Lakeview St | Ralston | NE | 68127-2733 | Douglas | NE27217 | Active | 77465 | G17-0791 | 2017 | Aerco | FTVT - Firetube Vertical TB | HWHT - Hot Water Heat | 6/30/2026
Ralston Middle School | 8202 Lakeview St | Ralston | NE | 68127-2733 | Douglas | NE27218 | Active | 77444 | G-17-0790 | 2017 | Aerco | FTVT - Firetube Vertical TB | HWHT - Hot Water Heat | 6/30/2026
St Philip Neri School | 8202 N 31st St | Omaha | NE | 68112-2102 | Douglas | NE26365 | Active | 219641 | D1.12.12.000220 | 2012 | CAMUS | WTSS - Watertube SS Steel | HWHT - Hot Water Heat | 1/31/2027
St Philip Neri School | 8202 N 31st St | Omaha | NE | 68112-2102 | Douglas | NE26366 | Active | 219642 | D1.12.12.00221 | 2012 | CAMUS | WTSS - Watertube SS Steel | HWHT - Hot Water Heat | 1/31/2027
St Philip Neri School | 8202 N 31st St | Omaha | NE | 68112-2102 | Douglas | NE32098 | Out of Service | n/a | 204621 | 1960 | Pacific | FTSM - FTS Marine Dry Back | HWHT - Hot Water Heat | 1/31/2013
St Philip Neri School | 8202 N 31st St | Omaha | NE | 68112-2102 | Douglas | NE32099 | Out of Service | n/a | 204620 | 1960 | Pacific | FTFB - Firetube-Firebox Boiler | HWHT - Hot Water Heat | 1/31/2013
Northwest High School | 8204 Crown Point Ave | Omaha | NE | 68134-1922 | Douglas | NE04864 | Active | 42498 | n/a | 1990 | KEWA | FTFB - Firetube-Firebox Boiler | STHT - Steam-Heat | 6/30/2026
Northwest High School | 8204 Crown Point Ave | Omaha | NE | 68134-1922 | Douglas | NE31211 | Active | n/a | 3117 | 1970 | Kewanee | FTSM - FTS Marine Dry Back | STHT - Steam-Heat | 12/31/2025
Northwest High School | 8204 Crown Point Ave | Omaha | NE | 68134-1922 | Douglas | NE31212 | Active | n/a | 3118 | 1970 | Kewanee | FTSM - FTS Marine Dry Back | STHT - Steam-Heat | 12/31/2025
Mimi's Coin Laundry | 8206 Harrison St | Ralston | NE | 68128-2916 | Douglas | NE18772 | Scrapped/Junked | 137286 | 137286 | 2009 | A O Smith | FTVT - Firetube Vertical TB | HWSD - Hot Water Dom/Potable | 10/31/2023
Mimi's Coin Laundry | 8206 Harrison St | Ralston | NE | 68128-2916 | Douglas | NE24381 | Scrapped/Junked | 55026 | 1086105500 | 1986 | Raypak | CPFT - Horiz Cpr Fin Boiler | HWSD - Hot Water Dom/Potable | 10/31/2010
Mimi's Coin Laundry | 8206 Harrison St | Ralston | NE | 68128-2916 | Douglas | NE42467 | Active | 307253 | 307253 | 2023 | A O Smith | CHWH - ASME/Fired Water Heater | HWSD - Hot Water Dom/Potable | 10/31/2027
Old Chadron Comm Hospital | 821 Morehead St | Chadron | NE | 69337-2546 | Dawes | NE07263 | Out of Service | 196737 | D07H001967329 | 2007 | Lochinvar | WT - Water Tube Boiler | HWSP - Hot Water Non Potable Supply | 7/31/2015
Old Chadron Comm Hospital | 821 Morehead St | Chadron | NE | 69337-2546 | Dawes | NE08058 | Out of Service | 26968 | 26968 | 1987 | AMSC | ELBL - Electric Boiler | 0020 - Supp to Sterlizer/Autoclave | 7/31/2010
Old Chadron Comm Hospital | 821 Morehead St | Chadron | NE | 69337-2546 | Dawes | NE16313 | Scrapped/Junked | C04147 | H04-04147 | 1991 | AO SMITH | COBL - Coil Type Boiler | HWSD - Hot Water Dom/Potable | 7/31/2007
Old Chadron Comm Hospital | 821 Morehead St | Chadron | NE | 69337-2546 | Dawes | NE17478 | Inactive | 44301 | 97783 | 1992 | Kewanee | FTFB - Firetube-Firebox Boiler | HWHT - Hot Water Heat | 7/31/2015
Old Chadron Comm Hospital | 821 Morehead St | Chadron | NE | 69337-2546 | Dawes | NE37577 | Inactive | N/A | L7669 | 1961 | Kewanee | FTFB - Firetube-Firebox Boiler | HWHT - Hot Water Heat | 7/31/2015
Old Chadron Comm Hospital | 821 Morehead St | Chadron | NE | 69337-2546 | Dawes | NE37688 | Inactive | 1258 | 832K881256 | 1988 | AOSM | COBL - Coil Type Boiler | HWSD - Hot Water Dom/Potable | 7/31/2012
KLEIN'S BUILDING | 821 S 11th St | Lincoln | NE | 68508-3211 | LANCASTER | NE09734 | Inactive | 32190 |  | 1976 | PM LATTNER MFR COMPANY | COBL - Coil Type Boiler | PROC - Process Steam | 3/31/2003
KLEIN'S BUILDING | 821 S 11th St | Lincoln | NE | 68508-3211 | LANCASTER | NE09735 | Inactive | 30046 |  | 1972 | PM LATTNER MFR COMPANY | COBL - Coil Type Boiler | PROC - Process Steam | 1/1/1900
Sonata Apartments | 821 S 18th St | Lincoln | NE | 68508-3421 | Lancaster | NE04740 | Scrapped/Junked |  | EGA-125 | 1980 | WEIL MCLAIN |  | STHT - Steam-Heat | 11/30/2001
Sonata Apartments | 821 S 18th St | Lincoln | NE | 68508-3421 | Lancaster | NE08645 | Scrapped/Junked | na | 305236-200003 | 2000 | Peerless | CI - Cast Iron | STHT - Steam-Heat | 11/30/2020
Sonata Apartments | 821 S 18th St | Lincoln | NE | 68508-3421 | Lancaster | NE41414 | Active | N/A | 2973829 | 2021 | Slant Fin | CI - Cast Iron | STHT - Steam-Heat | 11/30/2026
Sonata Apartments | 821 S 18th St | Lincoln | NE | 68508-3421 | Lancaster | NE41415 | Active | N/A | 2973831 | 2021 | Slant Fin | CI - Cast Iron | STHT - Steam-Heat | 11/30/2026
Municipal Facility | 821 S B St | Broken Bow | NE | 68822-2026 | Custer | NE23536 | Out of Service | 3093 | 8391 | 1982 | Precision | ELBL - Electric Boiler | HWHT - Hot Water Heat | 1/31/2024
Municipal Facility | 821 S B St | Broken Bow | NE | 68822-2026 | Custer | NE23537 | Out of Service | 3092 | 8392 | 1982 | Precision | ELBL - Electric Boiler | HWHT - Hot Water Heat | 1/31/2024
SALVATION ARMY | 821 W 2nd St | Hastings | NE | 68901-5004 | ADAMS | NE16650 | Inactive |  | G406 | 1978 | AMERICAN STANDARD |  | STHT - Steam-Heat | 1/31/2005
Washworks Car Wash | 8210 Harrison St | Ralston | NE | 68128-2916 | Douglas | NE24379 | Scrapped/Junked | 45997 | 0785103092 | 1985 | RAYP | CPFT - Horiz Cpr Fin Boiler | HWSP - Hot Water Non Potable Supply | 4/30/2015
Washworks Car Wash | 8210 Harrison St | Ralston | NE | 68128-2916 | Douglas | NE24380 | Scrapped/Junked | 45899 | 0685103000 | 1985 | RAYP | CPFT - Horiz Cpr Fin Boiler | HWHF - Hot Water Heat-Floor | 4/30/2015
Bryan Middle School | 8210 S 42nd St | Bellevue | NE | 68147-1705 | Sarpy | NE04613 | Scrapped/Junked | 26554 | 152694 | 1987 | MARKET FORGE INDUSTRIES | FT - Firetube Boiler | 0021 - Steam Supp Cooker/Kettle | 12/31/2004
Bryan Middle School | 8210 S 42nd St | Bellevue | NE | 68147-1705 | Sarpy | NE27934 | Active | 79855 | G-17-2898 | 2017 | Aerco | FTVT - Firetube Vertical TB | HWHT - Hot Water Heat | 1/31/2026
Bryan Middle School | 8210 S 42nd St | Bellevue | NE | 68147-1705 | Sarpy | NE27935 | Active | 79896 | G-17-2930 | 2017 | Aerco | FTVT - Firetube Vertical TB | HWHT - Hot Water Heat | 1/31/2026
Bryan Middle School | 8210 S 42nd St | Bellevue | NE | 68147-1705 | Sarpy | NE28308 | Active | 340630 | 19340630 | 2019 | Lochinvar | CPPH - Ansi Cpr Fin Pool Heater | IPHT - Indoor Pool Heater | 1/31/2026
Bryan Middle School | 8210 S 42nd St | Bellevue | NE | 68147-1705 | Sarpy | NE28309 | Active | 241959 | 241959 | 2018 | State | CHWH - ASME/Fired Water Heater | HWSD - Hot Water Dom/Potable | 1/31/2026
Bryan Middle School | 8210 S 42nd St | Bellevue | NE | 68147-1705 | Sarpy | NE28310 | Active | 241176 | 241176 | 2018 | State | CHWH - ASME/Fired Water Heater | HWSD - Hot Water Dom/Potable | 1/31/2026
Bryan Middle School | 8210 S 42nd St | Bellevue | NE | 68147-1705 | Sarpy | NE31162 | Scrapped/Junked | n/a | M5746 | 1963 | Kewanee | FTFB - Firetube-Firebox Boiler | STHT - Steam-Heat | 12/31/2019
Bryan Middle School | 8210 S 42nd St | Bellevue | NE | 68147-1705 | Sarpy | NE31163 | Scrapped/Junked | n/a | M5745 | 1963 | Kewanee | FTFB - Firetube-Firebox Boiler | STHT - Steam-Heat | 12/31/2018
Bryan Middle School | 8210 S 42nd St | Bellevue | NE | 68147-1705 | Sarpy | NE41052 | Active | 126379 | 19.PG120.144.0099 | 2019 | US Boiler | FTVT - Firetube Vertical TB | AHUH - Hot Water to Air Handler | 1/31/2026
Hot & Wet Truck/Car wash | 822 S Beltline Hwy W | Scottsbluff | NE | 69361-1321 | Scotts Bluff | NE41346 | Scrapped/Junked | 295174 | 0904295174 | 2002 | Raypak | COBL - Coil Type Boiler | GLFH - Glycol Floor Heat System | 2/28/2023
Hot & Wet Truck/Car wash | 822 S Beltline Hwy W | Scottsbluff | NE | 69361-1321 | Scotts Bluff | NE42847 | Active | 575248 | V152400904 | 2024 | Raypak | COBL - Coil Type Boiler | GLFH - Glycol Floor Heat System | 10/31/2026
RALSTON PURINA COMPANY | 822 W 21st St | Kearney | NE | 68845-5136 | BUFFALO | NE01227 | Inactive | 22509 | N-3197 | 1966 | KEWANEE | FTSM - FTS Marine Dry Back | PROC - Process Steam | 5/31/1987
CARTIER APARTMENTS | 8220 Blondo St | Omaha | NE | 68134-6460 | Douglas | NE21854 | Exempt 1999 LB-66 |  | MB92-0222576880 | 1992 | AO SMITH | AHWH - ANSI/Fired Water Htr | HWSD - Hot Water Dom/Potable | 11/30/1999
CARTIER APARTMENTS | 8220 Blondo St | Omaha | NE | 68134-6460 | Douglas | NE21855 | Exempt 1999 LB-66 |  | 853700197 | 1985 | PRESTIGE | AHWH - ANSI/Fired Water Htr | HWSD - Hot Water Dom/Potable | 11/30/1999
CARTIER APARTMENTS | 8220 Blondo St | Omaha | NE | 68134-6460 | Douglas | NE21856 | Exempt 1999 LB-66 |  | MJ93-0291154880 | 1993 | AO SMITH | AHWH - ANSI/Fired Water Htr | HWSD - Hot Water Dom/Potable | 11/30/1999
Cedar Hollow Elementary | 8220 S 170th St | Omaha | NE | 68136-4319 | Sarpy | NE42728 | Active | 346479 | 22.WHTX.188.00595 | 2023 | PVI Industries | CHWH - ASME/Fired Water Heater | HWSD - Hot Water Dom/Potable | 7/31/2026
Cedar Hollow Elementary | 8220 S 170th St | Omaha | NE | 68136-4319 | Sarpy | NE42729 | Active | 93672 | G-22-2040 | 2022 | Aerco | FTVT - Firetube Vertical TB | HWHT - Hot Water Heat | 7/31/2026
Cedar Hollow Elementary | 8220 S 170th St | Omaha | NE | 68136-4319 | Sarpy | NE42730 | Active | 93671 | G-22-2039 | 2022 | Aerco | FTVT - Firetube Vertical TB | HWHT - Hot Water Heat | 7/31/2026
APARTMENT BUILDING | 823 Ella St | Beatrice | NE | 68310-4077 | GAGE | NE37220 | Exempt |  | 81-4064-0785 | 1985 | PEERLESS HEATER COMPANY |  | STHT - Steam-Heat | 2/28/2005
TEKAMAH NURSING CENTER | 823 M St | Tekamah | NE | 68061-1427 | BURT | NE16498 | Inactive |  |  | 1970 | KEWANEE | FT - Firetube Boiler | HWHT - Hot Water Heat | 5/31/2005
TEKAMAH NURSING CENTER | 823 M St | Tekamah | NE | 68061-1427 | BURT | NE16499 | Inactive |  |  | 1970 | KEWANEE | FT - Firetube Boiler | HWHT - Hot Water Heat | 5/31/2005
TEKAMAH NURSING CENTER | 823 M St | Tekamah | NE | 68061-1427 | BURT | NE19663 | Exempt 1999 LB-66 |  | 00RUN1090D08768 | 1970 | RUUD | AHWH - ANSI/Fired Water Htr | HWSD - Hot Water Dom/Potable | 5/31/2000
TEKAMAH NURSING CENTER | 823 M St | Tekamah | NE | 68061-1427 | BURT | NE19664 | Exempt 1999 LB-66 |  | 000001095G02510 | 1970 | RUUD | AHWH - ANSI/Fired Water Htr | HWSD - Hot Water Dom/Potable | 5/31/2000
Omaha Public Schools | 823 Worthington | Omaha | NE | 68108 | Douglas | NE21983 | Scrapped/Junked | 124727 | 9506124727 | 1996 | Raypak | CPFT - Horiz Cpr Fin Boiler | HWHT - Hot Water Heat | 9/30/2019
Westgate Pool | 8233 Grover St | Omaha | NE | 68124-3335 | Douglas | NE06149 | Out of Service | C07832 | E-05-07832 | 2005 | AOSM | COBL - Coil Type Boiler | OPHT - Outdoor Pool Heater | 6/30/2015
Westgate Pool | 8233 Grover St | Omaha | NE | 68124-3335 | Douglas | NE21775 | Scrapped/Junked | n/a | 069003 | 1993 | Raypak | CPFT - Horiz Cpr Fin Boiler | OPHT - Outdoor Pool Heater | 6/30/2017
Westgate Pool | 8233 Grover St | Omaha | NE | 68124-3335 | Douglas | NE28877 | Active | 303130 | 303130 | 2020 | Laars | CPFT - Horiz Cpr Fin Boiler | OPHT - Outdoor Pool Heater | 6/30/2026
Educational Service Unit | 824 10th Ave | Nebraska City | NE | 68410-1370 | Otoe | NE13350 | Scrapped/Junked | 109350 | 109350 | 2007 | RHEEM | CHWH - ASME/Fired Water Heater | HWSD - Hot Water Dom/Potable | 6/30/2017
Educational Service Unit | 824 10th Ave | Nebraska City | NE | 68410-1370 | Otoe | NE13351 | Scrapped/Junked | 112664 | 112664 | 2007 | RHEEM | CHWH - ASME/Fired Water Heater | HWSD - Hot Water Dom/Potable | 6/30/2017
Educational Service Unit | 824 10th Ave | Nebraska City | NE | 68410-1370 | Otoe | NE26043 | Active | 327723 | D1.14.42.00260 | 2014 | Sermeta | WTSS - Watertube SS Steel | HHHP - Hotwater Heat & Heat Pump | 6/30/2026
Educational Service Unit | 824 10th Ave | Nebraska City | NE | 68410-1370 | Otoe | NE26044 | Active | 327719 | D1.14.42.00256 | 2014 | Sermeta | WTSS - Watertube SS Steel | HHHP - Hotwater Heat & Heat Pump | 6/30/2026
Educational Service Unit | 824 10th Ave | Nebraska City | NE | 68410-1370 | Otoe | NE30111 | Scrapped/Junked | 122814 | n/a | 1959 | PACI | FT - Firetube Boiler | STHT - Steam-Heat | 6/30/2015
Educational Service Unit | 824 10th Ave | Nebraska City | NE | 68410-1370 | Otoe | NE30112 | Scrapped/Junked | 122815 | 37310 | 1958 | PACI | FT - Firetube Boiler | STHT - Steam-Heat | 6/30/2015
Educational Service Unit | 824 10th Ave | Nebraska City | NE | 68410-1370 | Otoe | NE30204 | Scrapped/Junked | 25218 | B88862927 | 1988 | STATE INDUSTRIES | CHWH - ASME/Fired Water Heater | HWSD - Hot Water Dom/Potable | 6/30/2008
Educational Service Unit | 824 10th Ave | Nebraska City | NE | 68410-1370 | Otoe | NE30207 | Scrapped/Junked | 25222 | B88862928 | 1987 | STATE INDUSTRIES | CHWH - ASME/Fired Water Heater | HWSD - Hot Water Dom/Potable | 6/30/2008
Educational Service Unit | 824 10th Ave | Nebraska City | NE | 68410-1370 | Otoe | NE30233 | Scrapped/Junked | n/a | M3594 | 1962 | Kewanee | FTFB - Firetube-Firebox Boiler | STHT - Steam-Heat | 6/30/2015
BROCKHAUS FUNERAL HOME | 824 Main St | Creighton | NE | 68729-4003 | KNOX | NE18507 | Inactive |  | 3680V00084 | 1982 | DUNKIRK |  | HWHT - Hot Water Heat | 10/31/2003
Hastings College/Babcock Hall | 824 N Turner Ave | Hastings | NE | 68901-7622 | Adams | NE25080 | Active | 96071 | 109896071 | 1998 | Pvi | CHWH - ASME/Fired Water Heater | HWSD - Hot Water Dom/Potable | 1/31/2026
Hastings College/Babcock Hall | 824 N Turner Ave | Hastings | NE | 68901-7622 | Adams | NE32821 | Active | 29739 | P7809 | 1977 | Kewanee | FT - Firetube Boiler | HWHT - Hot Water Heat | 1/31/2026
Hastings College/Babcock Hall | 824 N Turner Ave | Hastings | NE | 68901-7622 | Adams | NE37286 | Inactive | 67474 |  | 1989 | PVI INDUSTRIES | CHWH - ASME/Fired Water Heater | HWSD - Hot Water Dom/Potable | 7/30/2001
CARTIER APARTMENTS | 8240 Blondo St | Omaha | NE | 68134-6461 | Douglas | NE21852 | Exempt 1999 LB-66 |  | 0287403283 | 1987 | RHEEM MANUFACTURING CO | AHWH - ANSI/Fired Water Htr | HWSD - Hot Water Dom/Potable | 11/30/1999
CARTIER APARTMENTS | 8240 Blondo St | Omaha | NE | 68134-6461 | Douglas | NE21853 | Exempt 1999 LB-66 |  | 68197944 | 1981 | STATE INDUSTRIES | AHWH - ANSI/Fired Water Htr | HWSD - Hot Water Dom/Potable | 11/30/1999
CHI-La Vista Clinic | 8248 S 96th St | La Vista | NE | 68128-3126 | Sarpy | NE22566 | Active | 133346 | 1211133346 | 2011 | PVI Industries | FTVT - Firetube Vertical TB | HWHT - Hot Water Heat | 4/30/2026
CHI-La Vista Clinic | 8248 S 96th St | La Vista | NE | 68128-3126 | Sarpy | NE22567 | Active | 133347 | 1211133347 | 2011 | PVI Industries | FTVT - Firetube Vertical TB | HWHT - Hot Water Heat | 4/30/2026
CHI-La Vista Clinic | 8248 S 96th St | La Vista | NE | 68128-3126 | Sarpy | NE22568 | Active | 133348 | 1212133348 | 2011 | PVI Industries | FTVT - Firetube Vertical TB | HWHT - Hot Water Heat | 4/30/2026
CHI-La Vista Clinic | 8248 S 96th St | La Vista | NE | 68128-3126 | Sarpy | NE22569 | Exempt | 133354 | 1111133354 | 2011 | PVI Industries | FTVT - Firetube Vertical TB | HWSD - Hot Water Dom/Potable | 4/30/2025
CHI-La Vista Clinic | 8248 S 96th St | La Vista | NE | 68128-3126 | Sarpy | NE22570 | Exempt | 133353 | 1111133353 | 2011 | PVI Industries | FTVT - Firetube Vertical TB | HWSD - Hot Water Dom/Potable | 4/30/2025
Chadron Community Hospital | 825 Centennial Dr | Chadron | NE | 69337-9400 | Dawes | NE17928 | Active | 14529 | FB505-30-7 | 2008 | Hurst | FTFB - Firetube-Firebox Boiler | GLYC - Glycol Bldg Heat Sys | 7/31/2026
Chadron Community Hospital | 825 Centennial Dr | Chadron | NE | 69337-9400 | Dawes | NE17929 | Active | 14530 | FB505-30-8 | 2008 | Hurst | FTFB - Firetube-Firebox Boiler | HWFG - Hotwater Heat Floor-Glycl | 7/31/2026
Chadron Community Hospital | 825 Centennial Dr | Chadron | NE | 69337-9400 | Dawes | NE17930 | Exempt | 125376 | 125376 | 2008 | PVI Industries | HEXC - Heat Exchanger | HWSD - Hot Water Dom/Potable | 7/31/2010
Chadron Community Hospital | 825 Centennial Dr | Chadron | NE | 69337-9400 | Dawes | NE17931 | Exempt | 125377 | 125377 | 2008 | PVI Industries | HEXC - Heat Exchanger | HWSD - Hot Water Dom/Potable | 7/31/2010
Chadron Community Hospital | 825 Centennial Dr | Chadron | NE | 69337-9400 | Dawes | NE17932 | Active | 692 | 40692 | 2009 | Chromalox | ELBL - Electric Boiler | STER - Sterilizer | 7/31/2026
Victory Apartments | 825 Dorcas St | Omaha | NE | 68108-1160 | Douglas | NE09479 | Inactive | 40318 | 93606 | 1987 | KEWA | FTFB - Firetube-Firebox Boiler | STHT - Steam-Heat | 9/30/2008
Victory Apartments | 825 Dorcas St | Omaha | NE | 68108-1160 | Douglas | NE09480 | Inactive | 6316 | 8720542 | 1987 | Rite | WT - Water Tube Boiler | HWSD - Hot Water Dom/Potable | 9/30/2012
Victory Apartments | 825 Dorcas St | Omaha | NE | 68108-1160 | Douglas | NE09481 | Out of Service | 6317 | 8720543 | 1987 | Rite | WT - Water Tube Boiler | HWSD - Hot Water Dom/Potable | 9/30/2011
Victory Apartments | 825 Dorcas St | Omaha | NE | 68108-1160 | Douglas | NE17666 | Exempt 1999 LB-66 |  | 0000000MA90-005 | 1989 | AO SMITH | AHWH - ANSI/Fired Water Htr | HWSD - Hot Water Dom/Potable | 7/31/2000
Victory Apartments | 825 Dorcas St | Omaha | NE | 68108-1160 | Douglas | NE17667 | Exempt 1999 LB-66 |  | 0000000MK89-004 | 1989 | AO SMITH | AHWH - ANSI/Fired Water Htr | HWSD - Hot Water Dom/Potable | 7/31/2000
Color Court | 825 M St | Lincoln | NE | 68508-2246 | Lancaster | NE18763 | Active | 73062 | G08-73062 | 2008 | Laars | COBL - Coil Type Boiler | HWHT - Hot Water Heat | 9/30/2026
Color Court | 825 M St | Lincoln | NE | 68508-2246 | Lancaster | NE37206 | Scrapped/Junked |  | 45A42912 | 1978 | BRYN | CI - Cast Iron | HWHT - Hot Water Heat | 12/31/2006
Omaha Ambulatory Surgery Cntr | 825 N 90th St | Omaha | NE | 68114-2702 | Douglas | NE12837 | Scrapped/Junked | 29624 | I920774 | 1992 | Loch | CPFT - Horiz Cpr Fin Boiler | HWSD - Hot Water Dom/Potable | 6/30/2020
Omaha Ambulatory Surgery Cntr | 825 N 90th St | Omaha | NE | 68114-2702 | Douglas | NE12838 | Scrapped/Junked | 29625 | I920775 | 1992 | Loch | CPFT - Horiz Cpr Fin Boiler | HWHT - Hot Water Heat | 6/30/2020
Omaha Ambulatory Surgery Cntr | 825 N 90th St | Omaha | NE | 68114-2702 | Douglas | NE12871 | Exempt 1999 LB-66 |  | 000MH91-0203617 | 1991 | AO SMITH | AHWH - ANSI/Fired Water Htr | HWSD - Hot Water Dom/Potable | 6/30/2000
Omaha Ambulatory Surgery Cntr | 825 N 90th St | Omaha | NE | 68114-2702 | Douglas | NE28535 | Active | 362964 | 19PG80.95.1248 | 2019 | Lochinvar | FTVT - Firetube Vertical TB | HWHT - Hot Water Heat | 6/30/2026
Omaha Ambulatory Surgery Cntr | 825 N 90th St | Omaha | NE | 68114-2702 | Douglas | NE28536 | Active | 358034 | 19PG80.95.1006 | 2019 | Lochinvar | FTVT - Firetube Vertical TB | HWHT - Hot Water Heat | 6/30/2026
NE Methodist Health System Headquarters | 825 S 169th St | Omaha | NE | 68118 | Douglas | NE27710 | Active | 4279 | F1068608A | 2016 | Fulton | FT - Firetube Boiler | HWHT - Hot Water Heat | 10/31/2025
NE Methodist Health System Headquarters | 825 S 169th St | Omaha | NE | 68118 | Douglas | NE27711 | Active | 4295 | F1068621A | 2016 | Fulton | FT - Firetube Boiler | HWHT - Hot Water Heat | 10/31/2025
NE Methodist Health System Headquarters | 825 S 169th St | Omaha | NE | 68118 | Douglas | NE27712 | Active | 4287 | F1068611A | 2016 | Fulton | FT - Firetube Boiler | HWHT - Hot Water Heat | 10/31/2025
Broken Bow Housing Authority | 825 S 9th Ave | Broken Bow | NE | 68822-2475 | Custer | NE07597 | Scrapped/Junked | 16545 | 2006-17-0055 | 2006 | HTPI | COBL - Coil Type Boiler | HWHT - Hot Water Heat | 2/28/2020
Broken Bow Housing Authority | 825 S 9th Ave | Broken Bow | NE | 68822-2475 | Custer | NE07598 | Scrapped/Junked | 16613 | 130M13308 | 2006 | HTPI | COBL - Coil Type Boiler | HWHT - Hot Water Heat | 2/28/2020
Broken Bow Housing Authority | 825 S 9th Ave | Broken Bow | NE | 68822-2475 | Custer | NE07599 | Scrapped/Junked | 16612 | 130M13305 | 2006 | HTPI | COBL - Coil Type Boiler | HWHT - Hot Water Heat | 2/28/2020
Broken Bow Housing Authority | 825 S 9th Ave | Broken Bow | NE | 68822-2475 | Custer | NE07600 | Scrapped/Junked | 16614 | 130M13307 | 2006 | HTPI | COBL - Coil Type Boiler | HWHT - Hot Water Heat | 2/28/2020
Broken Bow Housing Authority | 825 S 9th Ave | Broken Bow | NE | 68822-2475 | Custer | NE07652 | Active | 107533 | IRNGO10GG00593 | 2006 | RHEEM | CHWH - ASME/Fired Water Heater | HWSD - Hot Water Dom/Potable | 2/28/2026
Broken Bow Housing Authority | 825 S 9th Ave | Broken Bow | NE | 68822-2475 | Custer | NE28409 | Active | 426657 | 65670734 | 2018 | Apex | COBL - Coil Type Boiler | HWHT - Hot Water Heat | 2/28/2026
Broken Bow Housing Authority | 825 S 9th Ave | Broken Bow | NE | 68822-2475 | Custer | NE28410 | Active | 448237 | 65691369 | 2018 | Apex | COBL - Coil Type Boiler | HWHT - Hot Water Heat | 2/28/2026
Broken Bow Housing Authority | 825 S 9th Ave | Broken Bow | NE | 68822-2475 | Custer | NE40503 | Active | 79369 | 79369 | 1998 | RHEEM | CHWH - ASME/Fired Water Heater | HWSD - Hot Water Dom/Potable | 2/28/2026
Broken Bow Housing Authority | 825 S 9th Ave | Broken Bow | NE | 68822-2475 | Custer | NE40504 | Scrapped/Junked |  | EM7448625 | 1988 | JET GLAS | AHWH - ANSI/Fired Water Htr | HWSD - Hot Water Dom/Potable | 4/30/2007
Broken Bow Housing Authority | 825 S 9th Ave | Broken Bow | NE | 68822-2475 | Custer | NE40505 | Scrapped/Junked |  | 21014044 | 1974 | PEERLESS HEATER COMPANY |  | HWHT - Hot Water Heat | 4/30/2007
Broken Bow Housing Authority | 825 S 9th Ave | Broken Bow | NE | 68822-2475 | Custer | NE40506 | Scrapped/Junked |  | 210-14043 | 1974 | PEERLESS HEATER COMPANY |  | HWHT - Hot Water Heat | 4/30/2007
Apartment Building - Soukup | 825 Washington St | Lincoln | NE | 68502-2123 | Lancaster | NE09652 | Active | N/A | 60-17333 | 1965 | Peerless | CI - Cast Iron | HWHT - Hot Water Heat | 1/31/2026
G Force Car Wash | 8250 Williamson Dr | Lincoln | NE | 68516-7735 | Lancaster | NE06415 | Inactive | 00174163 | C05H00174163 | 2005 | Lochinvar | CPFT - Horiz Cpr Fin Boiler | HWHF - Hot Water Heat-Floor | 4/30/2025
G Force Car Wash | 8250 Williamson Dr | Lincoln | NE | 68516-7735 | Lancaster | NE06416 | Active | 00175135 | C05H00175135 | 2005 | Lochinvar | CPFH - Copper Fin Water Heater | HWSP - Hot Water Non Potable Supply | 4/30/2026
G Force Car Wash | 8250 Williamson Dr | Lincoln | NE | 68516-7735 | Lancaster | NE42831 | Active | 7500 | A240060001-011183 | 2023 | NTI | COWH - Coil Type Water Heater | GLFH - Glycol Floor Heat System | 4/30/2024
G Force Car Wash | 8250 Williamson Dr | Lincoln | NE | 68516-7735 | Lancaster | NE42832 | Active | 6284 | A240060001-010303 | 2023 | NTI | COWH - Coil Type Water Heater | GLFH - Glycol Floor Heat System | 4/30/2024
David City Elementary School | 826 E St | David City | NE | 68632-1733 | Butler | NE07457 | Active | 15399 | 06F-3306 | 2006 | Aldrich | FT - Firetube Boiler | HWHT - Hot Water Heat | 11/30/2026
David City Elementary School | 826 E St | David City | NE | 68632-1733 | Butler | NE07458 | Active | 15400 | 06F-3307 | 2006 | Aldrich | FT - Firetube Boiler | HWHT - Hot Water Heat | 11/30/2026
David City Elementary School | 826 E St | David City | NE | 68632-1733 | Butler | NE19631 | Scrapped/Junked | 25174 | LE94-0341765-920 | 1994 | AO SMITH | CHWH - ASME/Fired Water Heater | HWSD - Hot Water Dom/Potable | 11/30/2015
David City Elementary School | 826 E St | David City | NE | 68632-1733 | Butler | NE20928 | Active | 18328 | 11F-6236 | 2011 | Aldrich | FTVT - Firetube Vertical TB | HWHT - Hot Water Heat | 11/30/2026
David City Elementary School | 826 E St | David City | NE | 68632-1733 | Butler | NE21586 | Scrapped/Junked | 8810 | 96-E5753 | 1996 | Aldrich | FT - Firetube Boiler | HWHT - Hot Water Heat | 3/31/2007
David City Elementary School | 826 E St | David City | NE | 68632-1733 | Butler | NE25716 | Active | 109927 | 124927 | 2014 | Bradford White | CHWH - ASME/Fired Water Heater | HWSD - Hot Water Dom/Potable | 11/30/2026
David City Elementary School | 826 E St | David City | NE | 68632-1733 | Butler | NE32602 | Scrapped/Junked | 6016 | L-6016 | 1960 | Kewannee | FT - Firetube Boiler | HWHT - Hot Water Heat | 3/31/2007
David City Elementary School | 826 E St | David City | NE | 68632-1733 | Butler | NE32603 | Scrapped/Junked | 3126 | A-3126 | 1962 | Kewannee | FT - Firetube Boiler | HWHT - Hot Water Heat | 3/31/2007
JJ Hooligans/Speedway Properties | 826 P St | Lincoln | NE | 68508-1328 | Lancaster | NE05963 | Scrapped/Junked | 75161 | LC032341035110/75161 | 2003 | AOSM | CHWH - ASME/Fired Water Heater | HWSD - Hot Water Dom/Potable | 12/31/2011
JJ Hooligans/Speedway Properties | 826 P St | Lincoln | NE | 68508-1328 | Lancaster | NE05964 | Scrapped/Junked | 72226 | LJ021950263110/72226 | 2002 | AOSC | CHWH - ASME/Fired Water Heater | HWSD - Hot Water Dom/Potable | 12/31/2017
JJ Hooligans/Speedway Properties | 826 P St | Lincoln | NE | 68508-1328 | Lancaster | NE05965 | Exempt | 131093 | CCJV01G162 | 2001 | MVE/CHART IND | UTNK - Unfired Vertical Tank | 0041 - CO2 Dispensing | 12/31/2006
JJ Hooligans/Speedway Properties | 826 P St | Lincoln | NE | 68508-1328 | Lancaster | NE17976 | Scrapped/Junked | 134742 | 134742 | 2009 | AOSM | CHWH - ASME/Fired Water Heater | HWSD - Hot Water Dom/Potable | 12/31/2020
JJ Hooligans/Speedway Properties | 826 P St | Lincoln | NE | 68508-1328 | Lancaster | NE21541 | Scrapped/Junked | 35812 | LH96-0571361962 | 1996 | AO SMITH | CHWH - ASME/Fired Water Heater | HWSD - Hot Water Dom/Potable | 6/30/2004
JJ Hooligans/Speedway Properties | 826 P St | Lincoln | NE | 68508-1328 | Lancaster | NE21542 | Scrapped/Junked | 35396 | LH96-0573558962 | 1996 | AO SMITH | CHWH - ASME/Fired Water Heater | HWSD - Hot Water Dom/Potable | 6/30/2004
JJ Hooligans/Speedway Properties | 826 P St | Lincoln | NE | 68508-1328 | Lancaster | NE27430 | Active | 209182 | 209182 | 2015 | AO SMITH | CHWH - ASME/Fired Water Heater | HWSD - Hot Water Dom/Potable | 12/31/2026
H & H DRY CLEANERS | 827 N Lincoln Ave | York | NE | 68467-2443 | YORK | NE10742 | Inactive | 7692 |  | 1962 | STEAMASTER | FT - Firetube Boiler | PROC - Process Steam | 7/31/1996
HARMONY HOMES | 827 W Columbia St | Albion | NE | 68620-1500 | BOONE | NE20196 | Exempt |  | M102550-395 | 1995 | PEERLESS HEATER COMPANY |  | HWHT - Hot Water Heat | 3/31/2004
HARMONY HOMES | 827 W Columbia St | Albion | NE | 68620-1500 | BOONE | NE20197 | Exempt |  | MI105431-0396 | 1996 | PEERLESS HEATER COMPANY |  | HWHT - Hot Water Heat | 3/31/2004
HARMONY HOMES | 827 W Columbia St | Albion | NE | 68620-1500 | BOONE | NE20198 | Exempt |  | MI105425-0396 | 1996 | PEERLESS HEATER COMPANY |  | HWHT - Hot Water Heat | 3/31/2004
HARMONY HOMES | 827 W Columbia St | Albion | NE | 68620-1500 | BOONE | NE20199 | Exempt |  | MI1039900995 | 1995 | PEERLESS HEATER COMPANY |  | HWHT - Hot Water Heat | 3/31/2004
HARMONY HOMES | 827 W Columbia St | Albion | NE | 68620-1500 | BOONE | NE20200 | Exempt |  | MI105432-0396 | 1996 | PEERLESS HEATER COMPANY |  | HWHT - Hot Water Heat | 3/31/2004
HARMONY HOMES | 827 W Columbia St | Albion | NE | 68620-1500 | BOONE | NE20892 | Exempt |  | MI102819-0495 | 1995 | PEERLESS HEATER COMPANY |  | HWHT - Hot Water Heat | 3/31/2004
HARMONY HOMES | 827 W Columbia St | Albion | NE | 68620-1500 | BOONE | NE20893 | Exempt |  | MI104701-1195 | 1995 | PEERLESS HEATER COMPANY |  | HWHT - Hot Water Heat | 3/31/2004
HARMONY HOMES | 827 W Columbia St | Albion | NE | 68620-1500 | BOONE | NE20894 | Exempt |  | MI104700-1195 | 1995 | PEERLESS HEATER COMPANY |  | HWHT - Hot Water Heat | 3/31/2004
HARMONY HOMES | 827 W Columbia St | Albion | NE | 68620-1500 | BOONE | NE20895 | Exempt |  | MI103989-0995 | 1995 | PEERLESS HEATER COMPANY |  | HWHT - Hot Water Heat | 3/31/2004
HARMONY HOMES | 827 W Columbia St | Albion | NE | 68620-1500 | BOONE | NE20896 | Exempt |  | MI105424-0396 | 1995 | PEERLESS HEATER COMPANY |  | HWHT - Hot Water Heat | 3/31/2004
HARMONY HOMES | 827 W Columbia St | Albion | NE | 68620-1500 | BOONE | NE20897 | Exempt |  | MI105584-0496 | 1996 | PEERLESS HEATER COMPANY |  | HWHT - Hot Water Heat | 3/31/2004
HARMONY HOMES | 827 W Columbia St | Albion | NE | 68620-1500 | BOONE | NE20898 | Exempt |  | MI105581-0496 | 1996 | PEERLESS HEATER COMPANY |  | HWHT - Hot Water Heat | 3/31/2004
HARMONY HOMES | 827 W Columbia St | Albion | NE | 68620-1500 | BOONE | NE20899 | Exempt |  | MI105430-0396 | 1996 | PEERLESS HEATER COMPANY |  | HWHT - Hot Water Heat | 3/31/2004
HARMONY HOMES | 827 W Columbia St | Albion | NE | 68620-1500 | BOONE | NE20900 | Exempt |  | MI103991-0995 | 1996 | PEERLESS HEATER COMPANY |  | HWHT - Hot Water Heat | 3/31/2004
Longfellow Elementary | 828 N Hastings Ave | Hastings | NE | 68901-4463 | Adams | NE20019 | Exempt 1999 LB-66 |  | 594G02308 | 1994 | RHEEM MANUFACTURING CO | AHWH - ANSI/Fired Water Htr | HWSD - Hot Water Dom/Potable | 6/30/1999
Longfellow Elementary | 828 N Hastings Ave | Hastings | NE | 68901-4463 | Adams | NE32455 | Inactive | n/a | 6484 | 1967 | Kewanee | FTFB - Firetube-Firebox Boiler | STHT - Steam-Heat | 11/30/2018
Foreman Apartments | 828 S 16th St | Lincoln | NE | 68508-3379 | Lancaster | NE09776 | Scrapped/Junked | N/A | 81-4018-0785 | 1985 | Peerless | CI - Cast Iron | STHT - Steam-Heat | 2/28/2015
Mi Mama's Tortilla Factory, LLC | 828 S 17th St | Omaha | NE | 68108-3115 | Douglas | NE27196 | Scrapped/Junked | 153205 | 153205 | 2010 | AO SMITH | CHWH - ASME/Fired Water Heater | HWSD - Hot Water Dom/Potable | 3/31/2024
Winter Quarters NE Temple | 8283 N 34th St | Omaha | NE | 68112-2114 | Douglas | NE01428 | Scrapped/Junked | 114826 | F006544 | 2000 | Lochinvar | WT - Water Tube Boiler | HWHT - Hot Water Heat | 4/30/2024
Winter Quarters NE Temple | 8283 N 34th St | Omaha | NE | 68112-2114 | Douglas | NE01429 | Scrapped/Junked | 114982 | F006459 | 2000 | Lochinvar | WT - Water Tube Boiler | HWDP - Hotwater Heat & Dom Supply | 4/30/2024
Winter Quarters NE Temple | 8283 N 34th St | Omaha | NE | 68112-2114 | Douglas | NE42862 | Active | 407889 | 23407889 | 2023 | Lochinvar | FTVT - Firetube Vertical TB | HWHT - Hot Water Heat | 10/31/2026
UNL-Eastern NE Research Extension Cntr | 829 County Rd I | Ithaca | NE | 68033 | Saunders | NE11573 | Active | n/a | 1182 | 1956 | Weil-Mcclain | CI - Cast Iron | STHT - Steam-Heat | 12/31/2026
Metro Community College (Elkhorn Campus) | 829 N 204th St | Elkhorn | NE | 68022-1604 | Douglas | NE16847 | Scrapped/Junked | 15223 |  | 1991 | AO SMITH | AHWH - ANSI/Fired Water Htr | HWSD - Hot Water Dom/Potable | 4/30/1999
Metro Community College (Elkhorn Campus) | 829 N 204th St | Elkhorn | NE | 68022-1604 | Douglas | NE20752 | Scrapped/Junked | C31970 | 1124M001090 | 2011 | AO SMITH | WT - Water Tube Boiler | HWSD - Hot Water Dom/Potable | 4/30/2021
Metro Community College (Elkhorn Campus) | 829 N 204th St | Elkhorn | NE | 68022-1604 | Douglas | NE22013 | Exempt 1999 LB-66 |  | E97186287 | 1997 | STATE INDUSTRIES | AHWH - ANSI/Fired Water Htr | HWSD - Hot Water Dom/Potable | 4/30/1999
Metro Community College (Elkhorn Campus) | 829 N 204th St | Elkhorn | NE | 68022-1604 | Douglas | NE24789 | Scrapped/Junked | 15223 | 896L91 | 1991 | A. O. Smith | COBL - Coil Type Boiler | HWSD - Hot Water Dom/Potable | 4/30/2012
Metro Community College (Elkhorn Campus) | 829 N 204th St | Elkhorn | NE | 68022-1604 | Douglas | NE24790 | Scrapped/Junked | 138971 | 9704138917 | 1998 | Raytherm/Raypak | CPFT - Horiz Cpr Fin Boiler | HWHT - Hot Water Heat | 4/30/2024
Metro Community College (Elkhorn Campus) | 829 N 204th St | Elkhorn | NE | 68022-1604 | Douglas | NE32435 | Scrapped/Junked | N/A | 7FDA1187 | 1980 | Peerless | CI - Cast Iron | HWHT - Hot Water Heat | 4/30/2026
Metro Community College (Elkhorn Campus) | 829 N 204th St | Elkhorn | NE | 68022-1604 | Douglas | NE32436 | Scrapped/Junked | N/A | 7FDA1186 | 1980 | Peerless | CI - Cast Iron | HWHT - Hot Water Heat | 4/30/2026
Metro Community College (Elkhorn Campus) | 829 N 204th St | Elkhorn | NE | 68022-1604 | Douglas | NE32437 | Scrapped/Junked | N/A | 7FDA1185 | 1980 | Peerless | CI - Cast Iron | HWHT - Hot Water Heat | 4/30/2026
Metro Community College (Elkhorn Campus) | 829 N 204th St | Elkhorn | NE | 68022-1604 | Douglas | NE33018 | Scrapped/Junked |  | 36095 | 1979 | AO SMITH | AHWH - ANSI/Fired Water Htr | HWSD - Hot Water Dom/Potable | 4/30/1994
Metro Community College (Elkhorn Campus) | 829 N 204th St | Elkhorn | NE | 68022-1604 | Douglas | NE43567 | Active | 495896 | 24.PG1TM.450.00554 | 2024 | Lochinvar | FTVT - Firetube Vertical TB | HWHT - Hot Water Heat | 7/31/2026
Metro Community College (Elkhorn Campus) | 829 N 204th St | Elkhorn | NE | 68022-1604 | Douglas | NE43568 | Active | 494219 | 24.PG1TM.450.00512 | 2024 | Lochinvar | FTVT - Firetube Vertical TB | HWHT - Hot Water Heat | 7/31/2026
Apartment Building - Maranville | 829 S 13th St | Lincoln | NE | 68508-3221 | Lancaster | NE09978 | Scrapped/Junked | N/A | G-211-FG | 1960 | American Standard | CI - Cast Iron | HWHT - Hot Water Heat | 9/30/2017
Apartment Building - Maranville | 829 S 13th St | Lincoln | NE | 68508-3221 | Lancaster | NE27289 | Active | 255271 | 17.PG60.94.0941 | 2017 | Lochinvar | FTVT - Firetube Vertical TB | HWDP - Hotwater Heat & Dom Supply | 11/30/2025
Super Suds | 830 Chicago Ave | Plattsmouth | NE | 68048-2070 | Cass | NE00356 | Scrapped/Junked | 160194 | 9906160194 | 1999 | Raypak | CPFT - Horiz Cpr Fin Boiler | HWSP - Hot Water Non Potable Supply | 1/31/2015
Super Suds | 830 Chicago Ave | Plattsmouth | NE | 68048-2070 | Cass | NE00357 | Scrapped/Junked | 162106 | 9908162106 | 1999 | Raypak | CPFT - Horiz Cpr Fin Boiler | HWHT - Hot Water Heat | 12/31/2025
Crete Manor | 830 E 1st St | Crete | NE | 68333-3108 | Saline | NE05745 | Exempt 1999 LB-66 |  | 6721 | 1991 | Ruud-Rheem |  |  | 11/30/1999
Crete Manor | 830 E 1st St | Crete | NE | 68333-3108 | Saline | NE05746 | Exempt 1999 LB-66 |  | 6720 | 1991 | Ruud-Rheem |  |  | 11/30/1999
Eastridge Pool | 830 Sunrise Rd | Lincoln | NE | 68510-4043 | Lancaster | NE01754 | Scrapped/Junked | 46789 | 8491202 | 1984 | TELEDYNE LAARS | CPFT - Horiz Cpr Fin Boiler | OPHT - Outdoor Pool Heater | 6/30/2005
Eastridge Pool | 830 Sunrise Rd | Lincoln | NE | 68510-4043 | Lancaster | NE02313 | Scrapped/Junked | 165745 | F04H00165745 | 2004 | Lochinvar | CPFH - Copper Fin Water Heater | OPHT - Outdoor Pool Heater | 6/30/2016
Eastridge Pool | 830 Sunrise Rd | Lincoln | NE | 68510-4043 | Lancaster | NE26308 | Active | 293111 | 16293111 | 2016 | Lochinvar | CPFH - Copper Fin Water Heater | OPHT - Outdoor Pool Heater | 6/30/2026
CHILDREN'S HEALTHCARE PAV | 8300 Dodge St | Omaha | NE | 68114-4109 | Douglas | NE05236 | Scrapped/Junked |  | 668-3-3096 | 1968 | CLEAVER BROOKS | WT - Water Tube Boiler | HWHT - Hot Water Heat | 8/31/1999
CHILDREN'S HEALTHCARE PAV | 8300 Dodge St | Omaha | NE | 68114-4109 | Douglas | NE05237 | Scrapped/Junked |  | 668-2-2977 | 1968 | CLEAVER BROOKS | WT - Water Tube Boiler | HWHT - Hot Water Heat | 8/31/1999
CHILDREN'S HEALTHCARE PAV | 8300 Dodge St | Omaha | NE | 68114-4109 | Douglas | NE20677 | Scrapped/Junked |  | 0108917 | 1987 | AO SMITH | AHWH - ANSI/Fired Water Htr | HWSD - Hot Water Dom/Potable | 8/31/1999
CHILDREN'S HEALTHCARE PAV | 8300 Dodge St | Omaha | NE | 68114-4109 | Douglas | NE20678 | Scrapped/Junked |  | 0111010 | 1987 | AO SMITH | AHWH - ANSI/Fired Water Htr | HWSD - Hot Water Dom/Potable | 8/31/1999
CAMPBELL'S NURSERY & | 8301 HOLDREGE | LINCOLN | NE | 68516 | LANCASTER | NE15604 | Scrapped/Junked | 46469 |  | 1994 | TELEDYNE LAARS | CPFT - Horiz Cpr Fin Boiler | HWHT - Hot Water Heat | 11/30/1998
Central Park Pavilion | 8303 Central Park Plaza | La Vista | NE | 68128 | Sarpy | NE42398 | Active | 301984 | 301984 | 2023 | A O Smith | CHWH - ASME/Fired Water Heater | HWSD - Hot Water Dom/Potable | 8/31/2027
Methodist Hospital | 8303 Dodge St | Omaha | NE | 68114-4108 | Douglas | NE04580 | Scrapped/Junked | 5357 | 16561 | 1979 | KEEL | WT - Water Tube Boiler | BSUP - Bldg Heat & Process | 10/31/2024
Methodist Hospital | 8303 Dodge St | Omaha | NE | 68114-4108 | Douglas | NE04581 | Inactive | 94 |  | 1980 | CONSUMAT | WT - Water Tube Boiler | PROC - Process Steam | 9/30/2000
Methodist Hospital | 8303 Dodge St | Omaha | NE | 68114-4108 | Douglas | NE10918 | Scrapped/Junked | 4257 | 14390-2 | 1966 | KEEL | WT - Water Tube Boiler | PROC - Process Steam | 9/30/2024
Methodist Hospital | 8303 Dodge St | Omaha | NE | 68114-4108 | Douglas | NE10919 | Scrapped/Junked | 4256 | 14390-1 | 1966 | KEEL | WT - Water Tube Boiler | BSUP - Bldg Heat & Process | 10/31/2024
Methodist Hospital | 8303 Dodge St | Omaha | NE | 68114-4108 | Douglas | NE42632 | Out of Service | 16538 | 16538 | 2009 | Superior Boiler Works | FTHT - Firetube Horizontal | STHT - Steam-Heat | 4/30/2025
Methodist Hospital | 8303 Dodge St | Omaha | NE | 68114-4108 | Douglas | NE42633 | Out of Service | 22606 | T8943-1-1 | 2022 | Cleaver Brooks | FTHT - Firetube Horizontal | STHT - Steam-Heat | 4/30/2025
Methodist Hospital | 8303 Dodge St | Omaha | NE | 68114-4108 | Douglas | NE42828 | Active | 3104 | A4117 | 2024 | Unilux | WT - Water Tube Boiler | HWHT - Hot Water Heat | 9/30/2026
Methodist Hospital | 8303 Dodge St | Omaha | NE | 68114-4108 | Douglas | NE42829 | Active | 3103 | A4116 | 2024 | Unilux | WT - Water Tube Boiler | HWHT - Hot Water Heat | 9/30/2026
Methodist Hospital | 8303 Dodge St | Omaha | NE | 68114-4108 | Douglas | NE42830 | Active | 3102 | A4115 | 2024 | Unilux | WT - Water Tube Boiler | HWHT - Hot Water Heat | 9/30/2026
Methodist Hospital | 8303 Dodge St | Omaha | NE | 68114-4108 | Douglas | NE43514 | Active | 2235 | F2076812A | 2023 | Fulton | FTSS - Firetube Stainless Steel | HWHT - Hot Water Heat | 9/30/2026
Methodist Hospital | 8303 Dodge St | Omaha | NE | 68114-4108 | Douglas | NE43515 | Active | 2510 | F2077102A | 2023 | Fulton | FTVT - Firetube Vertical TB | HWHT - Hot Water Heat | 9/30/2026
Methodist Hospital | 8303 Dodge St | Omaha | NE | 68114-4108 | Douglas | NE43516 | Active | 2512 | F2077104A | 2023 | Fulton | FTVT - Firetube Vertical TB | HWHT - Hot Water Heat | 9/30/2026
Methodist Hospital | 8303 Dodge St | Omaha | NE | 68114-4108 | Douglas | NE43517 | Active | 2287 | 24091 | 2024 | Fulton | FTHT - Firetube Horizontal | HWHT - Hot Water Heat | 9/30/2026
Methodist Hospital | 8303 Dodge St | Omaha | NE | 68114-4108 | Douglas | NE43518 | Active | 2289 | 24092 | 2024 | Fulton | FTHT - Firetube Horizontal | HWHT - Hot Water Heat | 9/30/2026
Methodist Hospital | 8303 Dodge St | Omaha | NE | 68114-4108 | Douglas | NE43519 | Active | 2285 | 24090 | 2024 | Fulton | FTHT - Firetube Horizontal | HWHT - Hot Water Heat | 9/30/2026
Lifelong Financial Solutions | 8305 Davenport St | Omaha | NE | 68114-3541 | Douglas | NE02391 | Active | 219255 | 0403219255 | 2004 | Raypak | CPFT - Horiz Cpr Fin Boiler | HWHF - Hot Water Heat-Floor | 11/30/2024
Christ The King School | 831 S 88th St | Omaha | NE | 68114-4223 | Douglas | NE23177 | Exempt 1999 LB-66 |  | MC87-90098830 | 1987 | AO SMITH | AHWH - ANSI/Fired Water Htr | HWSD - Hot Water Dom/Potable | 6/30/2000
Christ The King School | 831 S 88th St | Omaha | NE | 68114-4223 | Douglas | NE32103 | Scrapped/Junked |  | 154473 | 1954 | YORK SHIPLEY | FT - Firetube Boiler | STHT - Steam-Heat | 8/31/2006
Christ The King School | 831 S 88th St | Omaha | NE | 68114-4223 | Douglas | NE32104 | Inactive |  | 154478 | 1954 | YORK SHIPLEY | FT - Firetube Boiler | STHT - Steam-Heat | 8/31/2002
Christ The King School | 831 S 88th St | Omaha | NE | 68114-4223 | Douglas | NE37606 | Inactive |  | 627292 | 1976 | DAY & NIGHT | AHWH - ANSI/Fired Water Htr | HWSD - Hot Water Dom/Potable | 6/30/1998
Christ The King School | 831 S 88th St | Omaha | NE | 68114-4223 | Douglas | NE37607 | Inactive |  | 3663661 | 1976 | DAY & NIGHT | AHWH - ANSI/Fired Water Htr | HWSD - Hot Water Dom/Potable | 6/30/1997
Christ The King School | 831 S 88th St | Omaha | NE | 68114-4223 | Douglas | NE37608 | Scrapped/Junked |  | 55113 | 1976 | AO SMITH | AHWH - ANSI/Fired Water Htr | HWSD - Hot Water Dom/Potable | 6/30/1999
Peachtree Apartments | 8310 California St | Omaha | NE | 68114-3522 | Douglas | NE12964 | Exempt 1999 LB-66 |  | 0280403052 | 1980 | Ruud-Rheem | AHWH - ANSI/Fired Water Htr | HWSD - Hot Water Dom/Potable | 2/29/2000
Peachtree Apartments | 8310 California St | Omaha | NE | 68114-3522 | Douglas | NE22924 | Exempt 1999 LB-66 |  | HM9960102 | 1990 | BRADFORD-WHITE | AHWH - ANSI/Fired Water Htr | HWSD - Hot Water Dom/Potable | 2/29/2000
Cornhusker Bank | 8310 O St | Lincoln | NE | 68510-2634 | Lancaster | NE25589 | Active | 191954 | 15.MLK125.59.116 | 2015 | Lochinvar | FTVT - Firetube Vertical TB | GLYC - Glycol Bldg Heat Sys | 11/30/2026
Cornhusker Bank | 8310 O St | Lincoln | NE | 68510-2634 | Lancaster | NE25590 | Active | 197470 | SN15.MLK125.59.126 | 2016 | Lochinvar | FTVT - Firetube Vertical TB | GLYC - Glycol Bldg Heat Sys | 11/30/2026
SOS Heating & Cooling | 8314 Maple St | Omaha | NE | 68134-6346 | Douglas | NE06493 | Active | 459431 | M1.19.05.00055 | 2019 | Sermeta | COBL - Coil Type Boiler | HWHT - Hot Water Heat | 11/30/2026
SOS Heating & Cooling | 8314 Maple St | Omaha | NE | 68134-6346 | Douglas | NE06494 | Inactive | 994 | 2004.50.0130 | 2004 | Giannoni France | COBL - Coil Type Boiler | HWHT - Hot Water Heat | 11/30/2017
SOS Heating & Cooling | 8314 Maple St | Omaha | NE | 68134-6346 | Douglas | NE27168 | Active | 329641 | 1633103316893 | 2018 | Lochinvar AIC Tuchom | FTNF - Firetube Flueless | GLFH - Glycol Floor Heat System | 11/30/2026
Florence Presbyterian | 8314 N 31st St | Omaha | NE | 68112-2136 | Douglas | NE35205 | Active | n/a | G608 | 1971 | American Standard | CI - Cast Iron | HWHT - Hot Water Heat | 2/28/2026
Hornady MFG PVE | 8318 Old Potash Hwy | Alda | NE | 68810 | Hall | NE25390 | Out of Service | 138202 | 0814138202 | 2014 | Riverside | WT - Water Tube Boiler | HWHT - Hot Water Heat | 1/31/2024
Hornady MFG PVE | 8318 Old Potash Hwy | Alda | NE | 68810 | Hall | NE25391 | Scrapped/Junked | 138201 | 0814138201 | 2014 | Riverside | WT - Water Tube Boiler | HWHT - Hot Water Heat | 1/31/2025
Hornady MFG PVE | 8318 Old Potash Hwy | Alda | NE | 68810 | Hall | NE41637 | Active | 14765 | 20-HE133775 | 2020 | Riello | COBL - Coil Type Boiler | GLYC - Glycol Bldg Heat Sys | 1/31/2027
Hornady MFG PVE | 8318 Old Potash Hwy | Alda | NE | 68810 | Hall | NE41638 | Active | 14472 | 20-HE130844620 | 2020 | Riello | COBL - Coil Type Boiler | GLYC - Glycol Bldg Heat Sys | 1/31/2027
Hornady MFG PVE | 8318 Old Potash Hwy | Alda | NE | 68810 | Hall | NE42904 | Active | 405054 | 23.PGT850.430.00076 | 2023 | Lochinvar | WTSS - Watertube SS Steel | HWHT - Hot Water Heat | 1/31/2027
Hornady MFG PVE | 8318 Old Potash Hwy | Alda | NE | 68810 | Hall | NE42905 | Active | 405053 | 23.PGT850.430.00075 | 2023 | Lochinvar | WTSS - Watertube SS Steel | HWHT - Hot Water Heat | 1/31/2027
Rockledge Oak Apts | 8320 Rockledge Rd | Lincoln | NE | 68506-7369 | Lancaster | NE10108 | Out of Service | 266016 | 0705266016 | 2007 | Raypak | CPFH - Copper Fin Water Heater | SPAJ - Spa/Jacuzzi Heater | 5/31/2023
PEACHTREE APARTMENTS | 8324 California St | Omaha | NE | 68114-3581 | Douglas | NE12965 | Exempt 1999 LB-66 |  | HM-9960102 | 1996 | BRADFORD-WHITE | AHWH - ANSI/Fired Water Htr | HWSD - Hot Water Dom/Potable | 2/28/1998
Apartment Building | 833 S 13th St | Lincoln | NE | 68508-3222 | Lancaster | NE02572 | Out of Service | 9194 | 9194 | 2004 | HTPI | COBL - Coil Type Boiler | HWHT - Hot Water Heat | 11/30/3019
CITY POWER HOUSE | 834 H St | Burwell | NE | 68823-4111 | GARFIELD | NE00316 | Scrapped/Junked |  | 211A-06-SI | 1985 | PEERLESS HEATER COMPANY |  | HWHT - Hot Water Heat | 6/30/2007
Hoff Cleaners | 834 W 2nd St | Hastings | NE | 68901-5003 | Adams | NE17875 | Inactive | 43584 | n/a | 1993 | Parker Boiler Company | WT - Water Tube Boiler | PROC - Process Steam | 6/30/2023
Somerset Apartments | 8341 Karl Ridge Rd | Lincoln | NE | 68506-4174 | Lancaster | NE41592 | Active | 538238 | 2203538238 | 2022 | Raypak | CPPH - Ansi Cpr Fin Pool Heater | OPHT - Outdoor Pool Heater | 6/30/2026
Metro Community College | 835 N Broad St | Fremont | NE | 68025-4128 | Dodge | NE26524 | Active | 101017 | F09H10101017 | 2009 | Lochinvar | WTSS - Watertube SS Steel | HWHT - Hot Water Heat | 8/31/2026
Metro Community College | 835 N Broad St | Fremont | NE | 68025-4128 | Dodge | NE26525 | Active | 100977 | E09H10100977 | 2009 | Lochinvar | WTSS - Watertube SS Steel | HWHT - Hot Water Heat | 8/31/2026
Metro Community College | 835 N Broad St | Fremont | NE | 68025-4128 | Dodge | NE32101 | Inactive | 27671 | P-5768 | 1966 | KEWANEE | FTSM - FTS Marine Dry Back | STHT - Steam-Heat | 8/31/2005
Paramount Linen & Uniform Rental | 835 S 27th St | Lincoln | NE | 68510-3107 | Lancaster | NE03301 | Out of Service | 1232 | 2D1232 | 1962 | NEBC | WT - Water Tube Boiler | PROC - Process Steam | 3/31/2021
Tornado Car Wash | 8350 Leighton Ave | Lincoln | NE | 68507-3402 | Lancaster | NE02570 | Scrapped/Junked | 00166086 | G04H00166086 | 2004 | Lochinvar | CPFH - Copper Fin Water Heater | HWSP - Hot Water Non Potable Supply | 12/31/2021
Tornado Car Wash | 8350 Leighton Ave | Lincoln | NE | 68507-3402 | Lancaster | NE02571 | Active | 00167978 | H04H00167978 | 2004 | Lochinvar | CPFT - Horiz Cpr Fin Boiler | HWHF - Hot Water Heat-Floor | 12/31/2025
Hornady West | 8350 Old Potash Hwy | Alda | NE | 68810 | Hall | NE27776 | Active | 70586 | F004228 | 2016 | PVI Industries | CHWH - ASME/Fired Water Heater | HWSD - Hot Water Dom/Potable | 1/31/2027
Hornady West | 8350 Old Potash Hwy | Alda | NE | 68810 | Hall | NE27777 | Active | 74658 | F005297 | 2017 | RIVERSIDE HYDRONICS | WT - Water Tube Boiler | GLYC - Glycol Bldg Heat Sys | 1/31/2027
Hornady West | 8350 Old Potash Hwy | Alda | NE | 68810 | Hall | NE27778 | Active | 74659 | F005299 | 2017 | RIVERSIDE HYDRONICS | WT - Water Tube Boiler | GLYC - Glycol Bldg Heat Sys | 1/31/2027
Hornady West | 8350 Old Potash Hwy | Alda | NE | 68810 | Hall | NE27779 | Active | 74656 | F005298 | 2017 | RIVERSIDE HYDRONICS | WT - Water Tube Boiler | GLYC - Glycol Bldg Heat Sys | 1/31/2027
Hornady West | 8350 Old Potash Hwy | Alda | NE | 68810 | Hall | NE42605 | Active | 2895 | 23-HE029030823 | 2023 | Riello | WT - Water Tube Boiler | HWHT - Hot Water Heat | 1/31/2027
Hornady West | 8350 Old Potash Hwy | Alda | NE | 68810 | Hall | NE42606 | Active | 2908 | 23-HE029160823 | 2023 | Riello | WT - Water Tube Boiler | HWHT - Hot Water Heat | 1/31/2027
Hornady West | 8350 Old Potash Hwy | Alda | NE | 68810 | Hall | NE42607 | Active | 2910 | 23-HE029180823 | 2023 | Riello | WT - Water Tube Boiler | HWHT - Hot Water Heat | 1/31/2027
Hornady West | 8350 Old Potash Hwy | Alda | NE | 68810 | Hall | NE42608 | Active | 2897 | 23-HE029050823 | 2023 | Riello | WT - Water Tube Boiler | HWHT - Hot Water Heat | 1/31/2027
Hornady West | 8350 Old Potash Hwy | Alda | NE | 68810 | Hall | NE42609 | Active | 2901 | 23-HE029090823 | 2023 | Riello | WT - Water Tube Boiler | HWHT - Hot Water Heat | 1/31/2027
Hornady West | 8350 Old Potash Hwy | Alda | NE | 68810 | Hall | NE42610 | Active | 2906 | 238-HE029140823 | 2023 | Riello | WT - Water Tube Boiler | HWHT - Hot Water Heat | 1/31/2027
Keystone Klub Pool | 8354 Templeton Dr | Omaha | NE | 68134-3263 | Douglas | NE17784 | Active | 2343 | H4060316-1 | 2016 | Camus Hydronics | CPFT - Horiz Cpr Fin Boiler | IPHT - Indoor Pool Heater | 6/30/2026
NMPP Energy | 8377 Glynoaks Dr | Lincoln | NE | 68516-6304 | Lancaster | NE22263 | Active | 193466 | 041215445 | 2011 | CAMUS | WTSS - Watertube SS Steel | HHHP - Hotwater Heat & Heat Pump | 8/31/2026
CHASE CTY SENIOR CENTER | 839 Douglas St | Imperial | NE | 69033-3229 | CHASE | NE04393 | Inactive |  | 4089 | 1958 | KEWANEE | FT - Firetube Boiler | HWHT - Hot Water Heat | 3/31/1994
CHASE CTY SENIOR CENTER | 839 Douglas St | Imperial | NE | 69033-3229 | CHASE | NE04394 | Inactive |  | 5306 | 1958 | KEWANEE | FT - Firetube Boiler | HWHT - Hot Water Heat | 3/31/1996
CHASE CTY SENIOR CENTER | 839 Douglas St | Imperial | NE | 69033-3229 | CHASE | NE04395 | Inactive |  |  | 1971 | RHEEM MANUFACTURING CO | AHWH - ANSI/Fired Water Htr | HWSD - Hot Water Dom/Potable | 3/31/1994
Herd Co Feedlot | 83973 489th Ave | Bartlett | NE | 68622-3018 | Wheeler | NE13700 | Scrapped/Junked | 9528 | 9528 | 1986 | Superior Boiler Works | FTSM - FTS Marine Dry Back | PROC - Process Steam | 4/30/2018
Herd Co Feedlot | 83973 489th Ave | Bartlett | NE | 68622-3018 | Wheeler | NE27383 | Active | 10632 | 10632 | 2018 | Williams & Davis | FT - Firetube Boiler | PROC - Process Steam | 9/30/2026
Fremont Surgical Center | 840 E 29th St | Fremont | NE | 68025-4677 | Dodge | NE08184 | Scrapped/Junked | 18454 | K08M15083 | 2006 | MUNCHKIN | WT - Water Tube Boiler | HWHT - Hot Water Heat | 8/31/2019
Fremont Surgical Center | 840 E 29th St | Fremont | NE | 68025-4677 | Dodge | NE08185 | Scrapped/Junked | 18451 | K08M5084 | 2006 | MUNCHKIN | WT - Water Tube Boiler | HWHT - Hot Water Heat | 8/31/2019
Fremont Surgical Center | 840 E 29th St | Fremont | NE | 68025-4677 | Dodge | NE08186 | Scrapped/Junked | 19557 | J27M14524 | 2006 | MUNCHKIN | WT - Water Tube Boiler | HWHT - Hot Water Heat | 8/31/2018
Fremont Surgical Center | 840 E 29th St | Fremont | NE | 68025-4677 | Dodge | NE08187 | Scrapped/Junked | 17925 | K07M85024 | 2006 | MUNCHKIN | WT - Water Tube Boiler | HWHT - Hot Water Heat | 8/31/2019
Fremont Surgical Center | 840 E 29th St | Fremont | NE | 68025-4677 | Dodge | NE26511 | Active | 2997 | 42997 | 2012 | Steris Corp | ELBL - Electric Boiler | STER - Sterilizer | 5/31/2026
Fremont Surgical Center | 840 E 29th St | Fremont | NE | 68025-4677 | Dodge | NE26512 | Active | 2999 | 42999 | 2012 | Steris Corp | ELBL - Electric Boiler | STER - Sterilizer | 5/31/2026
Fremont Surgical Center | 840 E 29th St | Fremont | NE | 68025-4677 | Dodge | NE26513 | Out of Service | 3968 | 32445 | 2007 | Steris Corp | ELBL - Electric Boiler | STER - Sterilizer | 5/31/2025
Fremont Surgical Center | 840 E 29th St | Fremont | NE | 68025-4677 | Dodge | NE27983 | Active | 82100 | G-18-2140 | 2018 | Aerco | FTVT - Firetube Vertical TB | HWHT - Hot Water Heat | 5/31/2026
Fremont Surgical Center | 840 E 29th St | Fremont | NE | 68025-4677 | Dodge | NE27984 | Active | 82065 | G-18-2139 | 2018 | Aerco | FTVT - Firetube Vertical TB | HWHT - Hot Water Heat | 5/31/2026
Fremont Surgical Center | 840 E 29th St | Fremont | NE | 68025-4677 | Dodge | NE43053 | Active | 34376 | 0823253 | 2023 | Steris Corp | ELBL - Electric Boiler | STER - Sterilizer | 5/31/2026
UNL Abel-Sandoz Dining Hall | 840 N 17th St | Lincoln | NE | 68508-1215 | Lancaster | NE17557 | Active | 17759 | F-5667 | 2009 | Aldrich | FTVT - Firetube Vertical TB | HWHT - Hot Water Heat | 1/31/2026
UNL Abel-Sandoz Dining Hall | 840 N 17th St | Lincoln | NE | 68508-1215 | Lancaster | NE17558 | Active | 17760 | F-5668 | 2009 | Aldrich | FTVT - Firetube Vertical TB | HWHT - Hot Water Heat | 1/31/2026
UNL Abel-Sandoz Dining Hall | 840 N 17th St | Lincoln | NE | 68508-1215 | Lancaster | NE17559 | Active | 17761 | F-56679 | 2009 | Aldrich | FTVT - Firetube Vertical TB | HWHT - Hot Water Heat | 1/31/2026
First Presbyterian Church #4396 | 840 S 17th St | Lincoln | NE | 68508-3411 | Lancaster | NE04258 | Scrapped/Junked |  | 211A-1534-1285 | 1985 | PEER | CI - Cast Iron | STHT - Steam-Heat | 6/30/2009
First Presbyterian Church #4396 | 840 S 17th St | Lincoln | NE | 68508-3411 | Lancaster | NE04259 | Scrapped/Junked |  | L3554 | 1966 | KEWA | FTSM - FTS Marine Dry Back | STHT - Steam-Heat | 6/30/2009
First Presbyterian Church #4396 | 840 S 17th St | Lincoln | NE | 68508-3411 | Lancaster | NE17513 | Active | n/a | W-623-09-3964 | 2009 | Patterson Kelley | CALU - Cast Aluminum | HWHT - Hot Water Heat | 6/30/2026
First Presbyterian Church #4396 | 840 S 17th St | Lincoln | NE | 68508-3411 | Lancaster | NE17514 | Active | n/a | W-623-09-3965 | 2009 | Patterson Kelley | CALU - Cast Aluminum | HWHT - Hot Water Heat | 6/30/2025
First Presbyterian Church #4396 | 840 S 17th St | Lincoln | NE | 68508-3411 | Lancaster | NE20120 | Scrapped/Junked | 21824 | LH930021824880 | 1993 | AOSM | CHWH - ASME/Fired Water Heater | HWSD - Hot Water Dom/Potable | 6/30/2013
Super 8 Motel | 840 W Highway 20 | Chadron | NE | 69337-2298 | Dawes | NE40045 | Exempt 1999 LB-66 |  | MB95-0413302930 | 1995 | AO SMITH | AHWH - ANSI/Fired Water Htr | HWSD - Hot Water Dom/Potable | 2/29/2000
Super 8 Motel | 840 W Highway 20 | Chadron | NE | 69337-2298 | Dawes | NE40046 | Exempt 1999 LB-66 |  | MB95-0409125930 | 1995 | A. O. Smith | AHWH - ANSI/Fired Water Htr | HWSD - Hot Water Dom/Potable | 2/29/2000
QWEST COMMUNICATIONS | 8401 Harrison St | Ralston | NE | 68128-2919 | Douglas | NE11468 | Inactive |  | 2275 | 1986 | PEERLESS HEATER COMPANY |  | HWHT - Hot Water Heat | 11/30/1991
Caterpillar Claas | 8401 S 132nd St | Omaha | NE | 68138-5600 | Sarpy | NE08254 | Active | 88263 | SA01-88265 | 2001 | A O Smith | CHWH - ASME/Fired Water Heater | HWSD - Hot Water Dom/Potable | 7/31/2025
Caterpillar Claas | 8401 S 132nd St | Omaha | NE | 68138-5600 | Sarpy | NE08255 | Active | 88415 | SA01-88265 | 2001 | A O Smith | CHWH - ASME/Fired Water Heater | HWSD - Hot Water Dom/Potable | 7/31/2025
Childrens Hospital Medical Center | 8401 W Dodge Rd | Omaha | NE | 68114-3451 | Douglas | NE05251 | Scrapped/Junked | n/a | 6472 | 1958 | Kewanee | FTFB - Firetube-Firebox Boiler | HWHT - Hot Water Heat | 8/31/2022
Childrens Hospital Medical Center | 8401 W Dodge Rd | Omaha | NE | 68114-3451 | Douglas | NE05252 | Scrapped/Junked | n/a | 6748 | 1958 | Kewanee | FTFB - Firetube-Firebox Boiler | HWHT - Hot Water Heat | 8/31/2022
Childrens Hospital Medical Center | 8401 W Dodge Rd | Omaha | NE | 68114-3451 | Douglas | NE05907 | Exempt 1999 LB-66 |  | 0653564 | 1997 | AO SMITH | AHWH - ANSI/Fired Water Htr | HWSD - Hot Water Dom/Potable | 8/31/1999
Childrens Hospital Medical Center | 8401 W Dodge Rd | Omaha | NE | 68114-3451 | Douglas | NE41973 | Active | 8441 | F10614183A | 2022 | Fulton | WT - Water Tube Boiler | HWHT - Hot Water Heat | 12/31/2026
Childrens Hospital Medical Center | 8401 W Dodge Rd | Omaha | NE | 68114-3451 | Douglas | NE41974 | Active | 8427 | F10614183A | 2022 | Fulton | WT - Water Tube Boiler | HWHT - Hot Water Heat | 12/31/2026
Conestoga High School | 8404 42nd St | Murray | NE | 68409-2260 | Cass | NE00058 | Scrapped/Junked | 86457 | 05297906 | 1998 | WBLT | ELBL - Electric Boiler | 0021 - Steam Supp Cooker/Kettle | 12/31/2008
Conestoga High School | 8404 42nd St | Murray | NE | 68409-2260 | Cass | NE14700 | Scrapped/Junked | C20092 | 08-720092 | 2008 | AO SMITH | CPFT - Horiz Cpr Fin Boiler | HWSD - Hot Water Dom/Potable | 12/31/2017
Conestoga High School | 8404 42nd St | Murray | NE | 68409-2260 | Cass | NE19310 | Inactive | 15361 |  | 1979 | CLEVELAND RANGE | FT - Firetube Boiler | 0021 - Steam Supp Cooker/Kettle | 12/31/1999
Conestoga High School | 8404 42nd St | Murray | NE | 68409-2260 | Cass | NE23819 | Active | 10003 | 98E-7451 | 1998 | Aldrich | FTVT - Firetube Vertical TB | HWHT - Hot Water Heat | 12/31/2026
Conestoga High School | 8404 42nd St | Murray | NE | 68409-2260 | Cass | NE23820 | Active | 10002 | 98E-7450 | 1998 | Aldrich | FTVT - Firetube Vertical TB | HWHT - Hot Water Heat | 12/31/2026
Conestoga High School | 8404 42nd St | Murray | NE | 68409-2260 | Cass | NE23821 | Active | 10001 | 98E-7449 | 1998 | Aldrich | FTVT - Firetube Vertical TB | HWHT - Hot Water Heat | 12/31/2026
Conestoga High School | 8404 42nd St | Murray | NE | 68409-2260 | Cass | NE23822 | Scrapped/Junked | 47850 | Z16L9848050 | 1998 | AO SMITH | COBL - Coil Type Boiler | HWSD - Hot Water Dom/Potable | 12/31/2007
Conestoga High School | 8404 42nd St | Murray | NE | 68409-2260 | Cass | NE27426 | Active | 288709 | D1.13.48.00006 | 2013 | Lochinvar | WTSS - Watertube SS Steel | HWSD - Hot Water Dom/Potable | 12/31/2026
Conestoga High School | 8404 42nd St | Murray | NE | 68409-2260 | Cass | NE32776 | Inactive | 6040 |  | 1979 | TRIAD BOILER SYSTEMS INC | FT - Firetube Boiler | HWHT - Hot Water Heat | 6/30/1998
Conestoga High School | 8404 42nd St | Murray | NE | 68409-2260 | Cass | NE32777 | Inactive | 6043 |  | 1979 | TRIAD BOILER SYSTEMS INC | FT - Firetube Boiler | HWHT - Hot Water Heat | 6/30/1998
Conestoga High School | 8404 42nd St | Murray | NE | 68409-2260 | Cass | NE32778 | Inactive | 6004 |  | 1979 | TRIAD BOILER SYSTEMS INC | FT - Firetube Boiler | HWHT - Hot Water Heat | 6/30/1998
Conestoga High School | 8404 42nd St | Murray | NE | 68409-2260 | Cass | NE32779 | Inactive | 6039 |  | 1979 | TRIAD BOILER SYSTEMS INC | FT - Firetube Boiler | HWHT - Hot Water Heat | 6/30/1998
Conestoga High School | 8404 42nd St | Murray | NE | 68409-2260 | Cass | NE32780 | Inactive | 6007 |  | 1979 | TRIAD BOILER SYSTEMS INC | FT - Firetube Boiler | HWHT - Hot Water Heat | 6/30/1998
Conestoga High School | 8404 42nd St | Murray | NE | 68409-2260 | Cass | NE32781 | Inactive |  | NB6008 | 1979 | TRIAD BOILER SYSTEMS INC | FT - Firetube Boiler | HWHT - Hot Water Heat | 6/30/1998
Conestoga High School | 8404 42nd St | Murray | NE | 68409-2260 | Cass | NE32782 | Inactive | 6009 |  | 1979 | TRIAD BOILER SYSTEMS INC | FT - Firetube Boiler | HWHT - Hot Water Heat | 6/30/1998
Conestoga High School | 8404 42nd St | Murray | NE | 68409-2260 | Cass | NE32783 | Inactive |  | NB6011 | 1979 | TRIAD BOILER SYSTEMS INC | FT - Firetube Boiler | HWHT - Hot Water Heat | 6/30/1998
Conestoga High School | 8404 42nd St | Murray | NE | 68409-2260 | Cass | NE32784 | Inactive | 6003 |  | 1979 | TRIAD BOILER SYSTEMS INC | FT - Firetube Boiler | HWHT - Hot Water Heat | 6/30/1998
Conestoga High School | 8404 42nd St | Murray | NE | 68409-2260 | Cass | NE32785 | Inactive |  | NB6041 | 1979 | TRIAD BOILER SYSTEMS INC | FT - Firetube Boiler | HWHT - Hot Water Heat | 6/30/1998
Conestoga High School | 8404 42nd St | Murray | NE | 68409-2260 | Cass | NE32786 | Inactive | 6005 |  | 1979 | TRIAD BOILER SYSTEMS INC | FT - Firetube Boiler | HWHT - Hot Water Heat | 6/30/1998
Conestoga High School | 8404 42nd St | Murray | NE | 68409-2260 | Cass | NE32787 | Inactive | 6002 |  | 1979 | TRIAD BOILER SYSTEMS INC | FT - Firetube Boiler | HWHT - Hot Water Heat | 6/30/1998
Conestoga High School | 8404 42nd St | Murray | NE | 68409-2260 | Cass | NE32788 | Inactive | 6042 |  | 1979 | TRIAD BOILER SYSTEMS INC | FT - Firetube Boiler | HWHT - Hot Water Heat | 6/30/1998
Conestoga High School | 8404 42nd St | Murray | NE | 68409-2260 | Cass | NE32789 | Inactive | 5987 |  | 1979 | TRIAD BOILER SYSTEMS INC | FT - Firetube Boiler | HWHT - Hot Water Heat | 6/30/1998
Conestoga High School | 8404 42nd St | Murray | NE | 68409-2260 | Cass | NE32790 | Inactive | 5985 |  | 1979 | TRIAD BOILER SYSTEMS INC | FT - Firetube Boiler | HWHT - Hot Water Heat | 6/30/1998
Conestoga High School | 8404 42nd St | Murray | NE | 68409-2260 | Cass | NE32791 | Inactive |  | NB5505 | 1979 | TRIAD BOILER SYSTEMS INC | FT - Firetube Boiler | HWHT - Hot Water Heat | 6/30/1998
Conestoga High School | 8404 42nd St | Murray | NE | 68409-2260 | Cass | NE32792 | Inactive | 5986 |  | 1979 | TRIAD BOILER SYSTEMS INC | FT - Firetube Boiler | HWHT - Hot Water Heat | 6/30/1998
Conestoga High School | 8404 42nd St | Murray | NE | 68409-2260 | Cass | NE32793 | Inactive | 5978 |  | 1979 | TRIAD BOILER SYSTEMS INC | FT - Firetube Boiler | HWHT - Hot Water Heat | 6/30/1998
Childrens Hospital & Medical Center Indian Hills | 8404 Indian Hills Dr | Omaha | NE | 68114-4049 | Douglas | NE41285 | Active | 2765 | A3769 | 2021 | Unilux | WT - Water Tube Boiler | HWHT - Hot Water Heat | 4/30/2026
Childrens Hospital & Medical Center Indian Hills | 8404 Indian Hills Dr | Omaha | NE | 68114-4049 | Douglas | NE41286 | Active | 2766 | A3770 | 2021 | Unilux | WT - Water Tube Boiler | HWHT - Hot Water Heat | 4/30/2026
Childrens Hospital & Medical Center Indian Hills | 8404 Indian Hills Dr | Omaha | NE | 68114-4049 | Douglas | NE41287 | Active | 2764 | A3768 | 2021 | Unilux | WT - Water Tube Boiler | HWHT - Hot Water Heat | 4/30/2026
Childrens Hospital & Medical Center Indian Hills | 8404 Indian Hills Dr | Omaha | NE | 68114-4049 | Douglas | NE41288 | Active | 2763 | A3767 | 2021 | Unilux | WT - Water Tube Boiler | HWHT - Hot Water Heat | 4/30/2026
Indian Hills East and West | 8404 Indian Hills Dr | Omaha | NE | 68114-4049 | Douglas | NE14458 | Scrapped/Junked | 49139 |  | 1997 | KEWANEE | FT - Firetube Boiler | HWHT - Hot Water Heat | 9/30/2001
Indian Hills East and West | 8404 Indian Hills Dr | Omaha | NE | 68114-4049 | Douglas | NE14459 | Scrapped/Junked | 49140 |  | 1997 | KEWANEE | FT - Firetube Boiler | HWHT - Hot Water Heat | 9/30/2001
Indian Hills East and West | 8404 Indian Hills Dr | Omaha | NE | 68114-4049 | Douglas | NE25117 | Scrapped/Junked | 51382 | 23726 | 2001 | KEWA | FTFB - Firetube-Firebox Boiler | HWHT - Hot Water Heat | 11/30/2021
Indian Hills East and West | 8404 Indian Hills Dr | Omaha | NE | 68114-4049 | Douglas | NE25118 | Scrapped/Junked | 51380 | 23727 | 2001 | KEWA | FTFB - Firetube-Firebox Boiler | HWHT - Hot Water Heat | 11/30/2021
Indian Hills East and West | 8404 Indian Hills Dr | Omaha | NE | 68114-4049 | Douglas | NE30558 | Scrapped/Junked | n/a | 0-5903 | 1968 | KEWA | FT - Firetube Boiler | HWHT - Hot Water Heat | 11/30/2021
Indian Hills East and West | 8404 Indian Hills Dr | Omaha | NE | 68114-4049 | Douglas | NE30559 | Scrapped/Junked | n/a | O-5906 | 1968 | KEWA | FT - Firetube Boiler | HWHT - Hot Water Heat | 11/30/2021
Swanson Towers Assoc | 8405 Indian Hills Dr | Omaha | NE | 68114-4099 | Douglas | NE13833 | Active | 14764 | LPE-336-100-W1 | 2008 | Hurst | FTFB - Firetube-Firebox Boiler | HWHT - Hot Water Heat | 2/28/2026
Swanson Towers Assoc | 8405 Indian Hills Dr | Omaha | NE | 68114-4099 | Douglas | NE13834 | Active | 14765 | LPE-336-100W2 | 2008 | Hurst | FTFB - Firetube-Firebox Boiler | HWHT - Hot Water Heat | 2/28/2026
Swanson Towers Assoc | 8405 Indian Hills Dr | Omaha | NE | 68114-4099 | Douglas | NE13835 | Active | 14766 | LPE3360100W3 | 2008 | Hurst | FTFB - Firetube-Firebox Boiler | HWHT - Hot Water Heat | 2/28/2026
Swanson Towers Assoc | 8405 Indian Hills Dr | Omaha | NE | 68114-4099 | Douglas | NE13836 | Scrapped/Junked | 118114 | M106520 | 2008 | PRECISION BOILERS | CHWH - ASME/Fired Water Heater | HWDP - Hotwater Heat & Dom Supply | 2/28/2019
Swanson Towers Assoc | 8405 Indian Hills Dr | Omaha | NE | 68114-4099 | Douglas | NE34223 | Scrapped/Junked | 3657 | 8017883 | 1980 | RITE ENGINEERING | WT - Water Tube Boiler | HWHT - Hot Water Heat | 6/30/2008
Swanson Towers Assoc | 8405 Indian Hills Dr | Omaha | NE | 68114-4099 | Douglas | NE34224 | Scrapped/Junked | 3656 | 8017882 | 1980 | RITE ENGINEERING | WT - Water Tube Boiler | HWHT - Hot Water Heat | 6/30/2008
Swanson Towers Assoc | 8405 Indian Hills Dr | Omaha | NE | 68114-4099 | Douglas | NE34225 | Scrapped/Junked | 46582 | 68041406 | 1982 | PVI INDUSTRIES | CHWH - ASME/Fired Water Heater | HWSD - Hot Water Dom/Potable | 6/30/2008
DON & MILLIES | 8405 Q St | Omaha | NE | 68127-2517 | Douglas | NE23301 | Exempt 1999 LB-66 |  | 644820 | 1998 | STATE INDUSTRIES | AHWH - ANSI/Fired Water Htr | HWSD - Hot Water Dom/Potable | 3/31/2000
Citadel Apartments | 8405-8515 Ohearn St | Ralston | NE |  | Douglas | NE24437 | Exempt 1999 LB-66 |  | G0898G02805 | 1998 | Rheem Manufacturing Co | AHWH - ANSI/Fired Water Htr | HWSD - Hot Water Dom/Potable | 10/31/1999
CITADEL APARTMENTS | 8405-8515 OHEARN ST | RALSTON | NE | 68127 | Douglas | NE22635 | Exempt 1999 LB-66 |  | 0281404825 | 1987 | RUUD | AHWH - ANSI/Fired Water Htr | HWSD - Hot Water Dom/Potable | 10/31/1999
CITADEL APARTMENTS | 8405-8515 OHEARN ST | RALSTON | NE | 68127 | Douglas | NE22636 | Exempt 1999 LB-66 |  | 7001255 | 1984 | CRANE | AHWH - ANSI/Fired Water Htr | HWSD - Hot Water Dom/Potable | 10/31/1999
CITADEL APARTMENTS | 8405-8515 OHEARN ST | RALSTON | NE | 68127 | Douglas | NE22637 | Exempt 1999 LB-66 |  | J7001362 | 1984 | CRANE | AHWH - ANSI/Fired Water Htr | HWSD - Hot Water Dom/Potable | 10/31/1999
CITADEL APARTMENTS | 8405-8515 OHEARN ST | RALSTON | NE | 68127 | Douglas | NE22638 | Exempt 1999 LB-66 |  | 0187400106 | 1984 | RHEEM MANUFACTURING CO | AHWH - ANSI/Fired Water Htr | HWSD - Hot Water Dom/Potable | 10/31/1999
CITADEL APARTMENTS | 8405-8515 OHEARN ST | RALSTON | NE | 68127 | Douglas | NE22640 | Exempt 1999 LB-66 |  | 017801566 | 1987 | RUUD | AHWH - ANSI/Fired Water Htr | HWSD - Hot Water Dom/Potable | 10/31/1998
CITADEL APARTMENTS | 8405-8515 OHEARN ST | RALSTON | NE | 68127 | Douglas | NE22641 | Exempt 1999 LB-66 |  | 0481403389 | 1985 | RHEEM MANUFACTURING CO | AHWH - ANSI/Fired Water Htr | HWSD - Hot Water Dom/Potable | 10/31/1999
CITADEL APARTMENTS | 8405-8515 OHEARN ST | RALSTON | NE | 68127 | Douglas | NE22642 | Exempt 1999 LB-66 |  | 7001479 | 1985 | CRANE | AHWH - ANSI/Fired Water Htr | HWSD - Hot Water Dom/Potable | 10/31/1999
CITADEL APARTMENTS | 8405-8515 OHEARN ST | RALSTON | NE | 68127 | Douglas | NE24438 | Exempt 1999 LB-66 |  | A98549800 | 1998 | RHEEM MANUFACTURING CO | AHWH - ANSI/Fired Water Htr | HWSD - Hot Water Dom/Potable | 10/31/1999
CITADEL APARTMENTS | 8405-8515 OHEARN ST | RALSTON | NE | 68127 | Douglas | NE24439 | Exempt 1999 LB-66 |  | H98110805 | 1998 | STATE INDUSTRIES | AHWH - ANSI/Fired Water Htr | HWSD - Hot Water Dom/Potable | 10/31/1999
CITADEL APARTMENTS | 8405-8515 OHEARN ST | RALSTON | NE | 68127 | Douglas | NE24440 | Exempt 1999 LB-66 |  | G0598G03395 | 1998 | RHEEM MANUFACTURING CO | AHWH - ANSI/Fired Water Htr | HWSD - Hot Water Dom/Potable | 10/31/1999
CITADEL APARTMENTS | 8405-8515 OHEARN ST | RALSTON | NE | 68127 | Douglas | NE24734 | Exempt 1999 LB-66 |  | MA990803796 | 1999 | AO SMITH | AHWH - ANSI/Fired Water Htr | HWSD - Hot Water Dom/Potable | 10/31/1999
Lonnie Alberty-108 Clnrs | 8406 Q St | Omaha | NE | 68127-3603 | Douglas | NE03988 | Scrapped/Junked | 22326 |  | 1986 | Bryan | WT - Water Tube Boiler | PROC - Process Steam | 4/30/2003
LIEWER FUNERAL HOME | 841 Court St | Imperial | NE | 69033-3165 | CHASE | NE04915 | Scrapped/Junked | 811021 | 81-1021 | 1981 | PEERLESS HEATER COMPANY |  | STHT - Steam-Heat | 1/31/2002
Max I Walkers | 8410 S 73rd Plz Ste 112 | Papillion | NE | 68046-1514 | Sarpy | NE05813 | Active | 57781 | 49195 | 2007 | Parker | WT - Water Tube Boiler | PROC - Process Steam | 5/31/2026
Casey's General Store | 8411 Windmill Dr | Lincoln | NE | 68507-3208 | Lancaster | NE24078 | Active | 232486 | J12H10232486 | 2012 | Lochinvar/Giannoni | WTSS - Watertube SS Steel | GLFH - Glycol Floor Heat System | 12/31/2025
Boyd Elementary School | 8413 Boyd St | Omaha | NE | 68134-4101 | Douglas | NE05317 | Exempt 1999 LB-66 |  | 116973297 | 1969 | RUUD | AHWH - ANSI/Fired Water Htr | HWSD - Hot Water Dom/Potable | 6/30/2000
Boyd Elementary School | 8413 Boyd St | Omaha | NE | 68134-4101 | Douglas | NE05318 | Exempt 1999 LB-66 |  | 000076711 | 1981 | AO SMITH | AHWH - ANSI/Fired Water Htr | HWSD - Hot Water Dom/Potable | 6/30/2000
Boyd Elementary School | 8413 Boyd St | Omaha | NE | 68134-4101 | Douglas | NE28529 | Active | 328971 | 1832891 | 2018 | Lochinvar | WT - Water Tube Boiler | HWHT - Hot Water Heat | 12/31/2025
Boyd Elementary School | 8413 Boyd St | Omaha | NE | 68134-4101 | Douglas | NE28530 | Active | 74713 | G-16-1251 | 2016 | Aerco | WT - Water Tube Boiler | HWHT - Hot Water Heat | 12/31/2025
Boyd Elementary School | 8413 Boyd St | Omaha | NE | 68134-4101 | Douglas | NE31029 | Scrapped/Junked | n/a | L3605 | 1960 | Kewanee | FTSM - FTS Marine Dry Back | HWHT - Hot Water Heat | 12/31/2016
Boyd Elementary School | 8413 Boyd St | Omaha | NE | 68134-4101 | Douglas | NE31030 | Scrapped/Junked | n/a | L3619 | 1960 | Kewanee | FTSM - FTS Marine Dry Back | HWHT - Hot Water Heat | 12/31/2016
Lovely Leather Cleaning | 8414 Wirt St | Omaha | NE | 68134-4959 | Douglas | NE21950 | Inactive | 47624 |  | 1997 | Lattner Boiler Co | FT - Firetube Boiler | PROC - Process Steam | 11/30/2004
APARTMENT BUILDING | 842 A ST | RUSKIN | NE | 68974 | NUCKOLLS | NE30289 | Inactive |  |  | 1931 | CRANE |  | STHT - Steam-Heat | 2/28/1999
JetSplash Car Wash | 8420 Eiger Dr | Lincoln | NE | 68526 | Lancaster | NE27465 | Active | 401274 | 1726106612272 | 2017 | Lochinvar | WTSS - Watertube SS Steel | HWSP - Hot Water Non Potable Supply | 12/31/2025
JetSplash Car Wash | 8420 Eiger Dr | Lincoln | NE | 68526 | Lancaster | NE27466 | Active | 254343 | 1729106846558 | 2017 | Lochinvar | FTVT - Firetube Vertical TB | HWHF - Hot Water Heat-Floor | 12/31/2026
JetSplash Car Wash | 8420 Eiger Dr | Lincoln | NE | 68526 | Lancaster | NE27467 | Active | 119543 | 19.PGT400.113.0447 | 2019 | Lochinvar | FTVT - Firetube Vertical TB | HWHF - Hot Water Heat-Floor | 12/31/2026
Senior Market Sales | 8420 W Dodge Rd | Omaha | NE | 68114-3443 | Douglas | NE41212 | Active | 514046 | N1.20.50.00041 | 2020 | Giannoni France | WT - Water Tube Boiler | HWHT - Hot Water Heat | 10/31/2026
Senior Market Sales | 8420 W Dodge Rd | Omaha | NE | 68114-3443 | Douglas | NE41213 | Active | 508481 | N1.20.43.00010 | 2020 | Giannoni France | WT - Water Tube Boiler | HWHT - Hot Water Heat | 10/31/2026
Senior Market Sales Inc | 8420 W Dodge Rd Ste 21 | Omaha | NE | 68114-3443 | Douglas | NE03497 | Scrapped/Junked | n/a | 7FD-2447 | 1975 | Peerless | CI - Cast Iron | HWHT - Hot Water Heat | 2/28/2021
Senior Market Sales Inc | 8420 W Dodge Rd Ste 21 | Omaha | NE | 68114-3443 | Douglas | NE04767 | Scrapped/Junked | n/a | 7FD-2448 | 1975 | Peerless | CI - Cast Iron | HWHT - Hot Water Heat | 2/28/2021
HAAS HOP PRODUCTS INC | 844 Greenwood Rd | Sidney | NE | 69162-2700 | CHEYENNE | NE13529 | Inactive | 1239 |  | 1962 | NEBRASKA BOILER | WT - Water Tube Boiler | PROC - Process Steam | 8/31/2002
Saunders County Care Cntr | 844 W 9Th St | Wahoo | NE | 68066-1519 | Saunders | NE17810 | Inactive | N/A | MF87-00956826-830 | 1987 | AOSM | AHWH - ANSI/Fired Water Htr | HWSD - Hot Water Dom/Potable | 10/31/2007
Saunders County Care Cntr | 844 W 9Th St | Wahoo | NE | 68066-1519 | Saunders | NE17811 | Scrapped/Junked | N/A | AL8501799820 | 1985 | AO SMITH | AHWH - ANSI/Fired Water Htr | HWSD - Hot Water Dom/Potable | 10/31/2005
Saunders County Care Cntr | 844 W 9Th St | Wahoo | NE | 68066-1519 | Saunders | NE17812 | Scrapped/Junked |  | MC900162022880 | 1990 | AO SMITH | AHWH - ANSI/Fired Water Htr | HWSD - Hot Water Dom/Potable | 10/31/2005
AW & UNA PETERSON | 845 10th Ave | Sidney | NE | 69162-1607 | CHEYENNE | NE37692 | Inactive |  | G-613 | 1955 | AMERICAN STANDARD |  | STHT - Steam-Heat | 2/29/1992
HARDY APARTMENTS | 845 Jackson St | Sidney | NE | 69162-1651 | CHEYENNE | NE30690 | Exempt 1999 LB-66 |  |  | 1993 | CHAMPION | AHWH - ANSI/Fired Water Htr | HWSD - Hot Water Dom/Potable | 8/31/1999
Genesis Health Club | 845 Tara Plz | Papillion | NE | 68046-2043 | Sarpy | NE07661 | Inactive | 111948 | AO7M008321 | 2007 | STAT | CHWH - ASME/Fired Water Heater | HWSD - Hot Water Dom/Potable | 2/28/2024
Genesis Health Club | 845 Tara Plz | Papillion | NE | 68046-2043 | Sarpy | NE07662 | Scrapped/Junked | 112024 | AOFM009125 | 2007 | STAT | CHWH - ASME/Fired Water Heater | HWSD - Hot Water Dom/Potable | 2/28/2019
Genesis Health Club | 845 Tara Plz | Papillion | NE | 68046-2043 | Sarpy | NE07666 | Scrapped/Junked | 241943 | 0510241943 | 2005 | RAYP | CPFT - Horiz Cpr Fin Boiler | IPHT - Indoor Pool Heater | 2/28/2013
Genesis Health Club | 845 Tara Plz | Papillion | NE | 68046-2043 | Sarpy | NE07667 | Scrapped/Junked | 2111 | 01W573 | 2001 | PENT | CPFT - Horiz Cpr Fin Boiler | HWSP - Hot Water Non Potable Supply | 2/28/2011
Genesis Health Club | 845 Tara Plz | Papillion | NE | 68046-2043 | Sarpy | NE12390 | Scrapped/Junked | 91359 | 91359 | 2001 | AO SMITH | CHWH - ASME/Fired Water Heater | HWSD - Hot Water Dom/Potable | 2/28/2007
Genesis Health Club | 845 Tara Plz | Papillion | NE | 68046-2043 | Sarpy | NE12393 | Scrapped/Junked | 49584 | N17628V2001 | 2001 | RRMS | ELBL - Electric Boiler | SAUN - Sauna Steam Room Heat | 2/28/2016
Genesis Health Club | 845 Tara Plz | Papillion | NE | 68046-2043 | Sarpy | NE19567 | Active | 315416 | 1010315416327 | 2010 | Raypak | CPFT - Horiz Cpr Fin Boiler | IPHT - Indoor Pool Heater | 2/28/2026
Genesis Health Club | 845 Tara Plz | Papillion | NE | 68046-2043 | Sarpy | NE24569 | Active | 350501 | 1301350501 | 2013 | Raypak | CPFT - Horiz Cpr Fin Boiler | IPHT - Indoor Pool Heater | 2/28/2026
Genesis Health Club | 845 Tara Plz | Papillion | NE | 68046-2043 | Sarpy | NE26097 | Active | 101831 | AXD-6141AW15 | 2015 | SUSSMAN | ELBL - Electric Boiler | SAUN - Sauna Steam Room Heat | 2/28/2026
Stone Ridge Estates | 8450 Hollynn Ln | Lincoln | NE | 68512-9546 | Lancaster | NE06422 | Inactive | 217425 | 0402217425 | 2004 | Raypak | CPFH - Copper Fin Water Heater | OPHT - Outdoor Pool Heater | 6/30/2019
Stone Ridge Estates | 8450 Hollynn Ln | Lincoln | NE | 68512-9546 | Lancaster | NE06423 | Scrapped/Junked | 216729 | 0401216729 | 2004 | Raypak | CPFH - Copper Fin Water Heater | SPAJ - Spa/Jacuzzi Heater | 6/30/2019
Kaapa Ethanol Plant | 8450 Kaapa Ln | Minden | NE | 68959-2717 | Kearney | NE12294 | Active | 28778 | 03-21049 | 2003 | AESY | FTSM - FTS Marine Dry Back | PROC - Process Steam | 10/31/2026
Kaapa Ethanol Plant | 8450 Kaapa Ln | Minden | NE | 68959-2717 | Kearney | NE12295 | Active | 28784 | C31-74W | 2003 | AESY | FTSM - FTS Marine Dry Back | PROC - Process Steam | 10/31/2026
Kaapa Ethanol Plant | 8450 Kaapa Ln | Minden | NE | 68959-2717 | Kearney | NE12296 | Active | 28786 | 03-21493 | 2003 | AESY | FTSM - FTS Marine Dry Back | PROC - Process Steam | 10/31/2026
Kaapa Ethanol Plant | 8450 Kaapa Ln | Minden | NE | 68959-2717 | Kearney | NE12297 | Active | 5532 | 20027178-1 | 2003 | KENT | ECON - Boiler Economizer | ECON - Boiler Economizer | 10/31/2026
Kaapa Ethanol Plant | 8450 Kaapa Ln | Minden | NE | 68959-2717 | Kearney | NE12298 | Active | 5533 | 20027178-2 | 2003 | KENT | ECON - Boiler Economizer | ECON - Boiler Economizer | 10/31/2026
Kaapa Ethanol Plant | 8450 Kaapa Ln | Minden | NE | 68959-2717 | Kearney | NE12299 | Active | 5531 | 20027068 | 2003 | KENT | ECON - Boiler Economizer | ECON - Boiler Economizer | 10/31/2026
Fairfield Inn & Suites | 8455 Andermatt Dr | Lincoln | NE | 68526-9672 | Lancaster | NE26247 | Active | 403575 | 1506403575 | 2015 | Raypak | CPPH - Ansi Cpr Fin Pool Heater | HWSD - Hot Water Dom/Potable | 2/28/2027
Fairfield Inn & Suites | 8455 Andermatt Dr | Lincoln | NE | 68526-9672 | Lancaster | NE27447 | Active | 207976 | 207976 | 2015 | A O Smith | CHWH - ASME/Fired Water Heater | HWSD - Hot Water Dom/Potable | 2/28/2027
Fairfield Inn & Suites | 8455 Andermatt Dr | Lincoln | NE | 68526-9672 | Lancaster | NE27448 | Active | 195404 | 195404 | 2014 | A O Smith | CHWH - ASME/Fired Water Heater | HWSD - Hot Water Dom/Potable | 2/28/2027
Fairfield Inn & Suites | 8455 Andermatt Dr | Lincoln | NE | 68526-9672 | Lancaster | NE27449 | Active | 208343 | 208343 | 2015 | A O Smith | CHWH - ASME/Fired Water Heater | HWSD - Hot Water Dom/Potable | 2/28/2027
Apartment Building - Mirada | 8455 Cody Dr | Lincoln | NE | 68512-3743 | Lancaster | NE27497 | Active | 221548 | 1635103397532 | 2016 | Lochinvar | FTVT - Firetube Vertical TB | GLFH - Glycol Floor Heat System | 5/31/2026
Apartment Building - Mirada | 8455 Cody Dr | Lincoln | NE | 68512-3743 | Lancaster | NE27498 | Inactive | 255219 | N18LA0021 | 2017 | Jandy | CPPH - Ansi Cpr Fin Pool Heater | IPHT - Indoor Pool Heater | 5/31/2025
Apartment Building - Mirada | 8455 Cody Dr | Lincoln | NE | 68512-3743 | Lancaster | NE27499 | Out of Service | 255220 | N18LA0022 | 2017 | Jandy | CPPH - Ansi Cpr Fin Pool Heater | IPHT - Indoor Pool Heater | 5/31/2023
MAX I WALKERS | 8458 W Center Rd | Omaha | NE | 68124-3133 | Douglas | NE04577 | Scrapped/Junked | 35787 |  | 1979 | FULTON BOILERWORKS | FT - Firetube Boiler | PROC - Process Steam | 2/28/1990
APARTMENT BUILDING | 846 Park Ave | Omaha | NE | 68105-2153 | Douglas | NE00564 | Inactive |  | LCE-17 | 1999 | PEERLESS HEATER COMPANY |  | STHT - Steam-Heat | 10/31/2004
APARTMENT BUILDING | 846 Park Ave | Omaha | NE | 68105-2153 | Douglas | NE04348 | Scrapped/Junked |  | 1783 | 1948 | KEWANEE | FT - Firetube Boiler | STHT - Steam-Heat | 11/30/2000
APARTMENT BUILDING | 846 Park Ave | Omaha | NE | 68105-2153 | Douglas | NE12921 | Inactive |  | C96545564 | 1996 | STATE INDUSTRIES | AHWH - ANSI/Fired Water Htr | HWSD - Hot Water Dom/Potable | 11/30/1999
APARTMENT BUILDING | 846 Park Ave | Omaha | NE | 68105-2153 | Douglas | NE12922 | Inactive |  | A96269589 | 1996 | STATE INDUSTRIES | AHWH - ANSI/Fired Water Htr | HWSD - Hot Water Dom/Potable | 11/30/1999
APARTMENT BUILDING | 846 Park Ave | Omaha | NE | 68105-2153 | Douglas | NE12923 | Inactive |  | M95782816 | 1995 | STATE INDUSTRIES | AHWH - ANSI/Fired Water Htr | HWSD - Hot Water Dom/Potable | 11/30/1999
APARTMENT BUILDING | 846 Park Ave | Omaha | NE | 68105-2153 | Douglas | NE12924 | Inactive |  | A96269596 | 1996 | STATE INDUSTRIES | AHWH - ANSI/Fired Water Htr | HWSD - Hot Water Dom/Potable | 11/30/1999
Logistics365 | 84640 US Highway 81 | Norfolk | NE | 68701-1013 | Madison | NE26079 | Active | 155491 | 15.PG50.10.033 | 2015 | Heat Transfer Products Inc. | FTVT - Firetube Vertical TB | HWHF - Hot Water Heat-Floor | 11/30/2025
Logistics365 | 84640 US Highway 81 | Norfolk | NE | 68701-1013 | Madison | NE26080 | Active | 155476 | 15.PG50.10.0018 | 2015 | Heat Transfer Products Inc. | FTVT - Firetube Vertical TB | HWHF - Hot Water Heat-Floor | 11/30/2025
United Methodist Church-BMIC#519053 | 847 Shelton St | Chadron | NE | 69337-2741 | Dawes | NE05982 | Active | N/A | CP2041819 | 1992 | Weil-Mcclain | CI - Cast Iron | HWHT - Hot Water Heat | 10/31/2025
United Methodist Church-BMIC#519053 | 847 Shelton St | Chadron | NE | 69337-2741 | Dawes | NE05983 | Active | N/A | CP2041822 | 1992 | Weil-Mcclain | CI - Cast Iron | HWHT - Hot Water Heat | 10/31/2025
United Methodist Church-BMIC#519053 | 847 Shelton St | Chadron | NE | 69337-2741 | Dawes | NE05984 | Active | N/A | CP2033707 | 1992 | Weil-Mcclain | CI - Cast Iron | HWHT - Hot Water Heat | 10/31/2025
United Methodist Church-BMIC#519053 | 847 Shelton St | Chadron | NE | 69337-2741 | Dawes | NE17253 | Active | N/A | CP2041821 | 1992 | Weil-Mcclain | CI - Cast Iron | HWHT - Hot Water Heat | 10/31/2025
Elkhorn Ready Mixed Concrete | 848 N 192nd St | Elkhorn | NE | 68022-3919 | Douglas | NE06794 | Inactive | 10447 | 10515-01 | 2005 | Johnston Boiler Co. | FTSM - FTS Marine Dry Back | PROC - Process Steam | 9/30/2024
One Hour Martinizing | 8481 Park Dr | Lincoln | NE |  | Lancaster | NE04588 | Inactive | 1070 |  | 1981 | Williams & Davis Boilers | FT - Firetube Boiler | PROC - Process Steam | 9/30/1991
Mud Town Border Station | 84Th & Center | Omaha | NE | 68124 | Douglas | NE11622 | Scrapped/Junked |  | 61-23079 | 1985 | Peerless | CI - Cast Iron | STHT - Steam-Heat | 10/31/2009
Union Pacific Hariman Dispatch Center | 850 Jones St | Omaha | NE | 68102-2920 | Douglas | NE12769 | Active | 25385 | 65888 | 1988 | Bryan | WT - Water Tube Boiler | HWHT - Hot Water Heat | 5/31/2026
Union Pacific Hariman Dispatch Center | 850 Jones St | Omaha | NE | 68102-2920 | Douglas | NE12770 | Active | 25386 | 65889 | 1988 | Bryan | WT - Water Tube Boiler | HWHT - Hot Water Heat | 5/31/2026
Brookestone View | 850 Laural Pkwy Dr | Broken Bow | NE | 68822 | Custer | NE26459 | Active | 64771 | 118707A | 2015 | PVI Industries | CHWH - ASME/Fired Water Heater | HWSD - Hot Water Dom/Potable | 9/30/2026
Brookestone View | 850 Laural Pkwy Dr | Broken Bow | NE | 68822 | Custer | NE26460 | Active | 60706 | 118377A | 2015 | PVI Industries | CHWH - ASME/Fired Water Heater | HWSD - Hot Water Dom/Potable | 9/30/2026
Brookestone View | 850 Laural Pkwy Dr | Broken Bow | NE | 68822 | Custer | NE26461 | Active | 141060 | 141060 | 2015 | PVI Industries | CHWH - ASME/Fired Water Heater | HWSD - Hot Water Dom/Potable | 9/30/2026
Brookestone View | 850 Laural Pkwy Dr | Broken Bow | NE | 68822 | Custer | NE26462 | Active | 141176 | 141176 | 2015 | PVI Industries | CHWH - ASME/Fired Water Heater | HWSD - Hot Water Dom/Potable | 9/30/2026
Residence Inn | 850 R St | Lincoln | NE | 68508 | Lancaster | NE43334 | Active | 31181 | 1387957 | 2024 | Intellihot | WTSS - Watertube SS Steel | HWSD - Hot Water Dom/Potable | 4/30/2026
Residence Inn | 850 R St | Lincoln | NE | 68508 | Lancaster | NE43335 | Active | 31187 | 1387963 | 2024 | Intellihot | WTSS - Watertube SS Steel | HWSD - Hot Water Dom/Potable | 4/30/2026
Residence Inn | 850 R St | Lincoln | NE | 68508 | Lancaster | NE43336 | Active | 31188 | 1387964 | 2024 | Intellihot | WTSS - Watertube SS Steel | HWSD - Hot Water Dom/Potable | 4/30/2026
Residence Inn | 850 R St | Lincoln | NE | 68508 | Lancaster | NE43337 | Active | 31076 | 1387083 | 2024 | Intellihot | WTSS - Watertube SS Steel | HWSD - Hot Water Dom/Potable | 4/30/2026
Residence Inn | 850 R St | Lincoln | NE | 68508 | Lancaster | NE43338 | Active | 31071 | 1387078 | 2024 | Intellihot | WTSS - Watertube SS Steel | HWSD - Hot Water Dom/Potable | 4/30/2026
Residence Inn | 850 R St | Lincoln | NE | 68508 | Lancaster | NE43339 | Active | 31078 | 1387085 | 2024 | Intellihot | WTSS - Watertube SS Steel | HWSD - Hot Water Dom/Potable | 4/30/2026
Residence Inn | 850 R St | Lincoln | NE | 68508 | Lancaster | NE43340 | Active | 30952 | 33952 | 2024 | Intellihot | WTSS - Watertube SS Steel | HWSD - Hot Water Dom/Potable | 4/30/2026
Ultra Brite Car Wash | 850 S Colfax St | West Point | NE | 68788-2326 | Cuming | NE06285 | Scrapped/Junked |  | 83193AC | 1993 | HOTSY | COBL - Coil Type Boiler | HWHT - Hot Water Heat | 5/31/2008
Ultra Brite Car Wash | 850 S Colfax St | West Point | NE | 68788-2326 | Cuming | NE12207 | Active | N/A | UNK | 2000 | Weil-Mcclain | CI - Cast Iron | HWFP - Floor Heat & Nonpotable | 4/30/2026
Lawrence/Nelson High Schl | 850 S Nevada St | Nelson | NE | 68961-6104 | Nuckolls | NE20411 | Scrapped/Junked | 29792 | LJ95-0464277920 | 1995 | AOSM | CHWH - ASME/Fired Water Heater | HWSD - Hot Water Dom/Potable | 3/31/2019
Lawrence/Nelson High Schl | 850 S Nevada St | Nelson | NE | 68961-6104 | Nuckolls | NE25400 | Active | 6394 | 091419908 | 2014 | CAMUS | WT - Water Tube Boiler | HWHT - Hot Water Heat | 3/31/2026
Lawrence/Nelson High Schl | 850 S Nevada St | Nelson | NE | 68961-6104 | Nuckolls | NE25801 | Active | 6393 | 091419907 | 2014 | CAMUS | WT - Water Tube Boiler | HWHT - Hot Water Heat | 3/31/2026
Lawrence/Nelson High Schl | 850 S Nevada St | Nelson | NE | 68961-6104 | Nuckolls | NE28123 | Active | 153974 | 153974 | 2018 | RHEEM | CHWH - ASME/Fired Water Heater | HWSD - Hot Water Dom/Potable | 3/31/2026
Lawrence/Nelson High Schl | 850 S Nevada St | Nelson | NE | 68961-6104 | Nuckolls | NE32356 | Scrapped/Junked | N/A | N9090 | 1968 | Kewanee | FTFB - Firetube-Firebox Boiler | HWHT - Hot Water Heat | 3/31/2015
MILES FREMONT GREENHOUSE | 850 W Linden Ave | Fremont | NE | 68025-4052 | DODGE | NE30581 | Inactive |  | 003203M335 | 1964 | KEWANEE | FT - Firetube Boiler | HWHT - Hot Water Heat | 12/31/1995
INVERNESS APARTMENTS | 8501-8519 BIRCH DR | LA VISTA | NE | 68128-2414 | SARPY | NE20873 | Exempt 1999 LB-66 |  | 770J-04183 | 1979 | AO SMITH | AHWH - ANSI/Fired Water Htr | HWSD - Hot Water Dom/Potable | 10/31/1999
INVERNESS APARTMENTS | 8501-8519 BIRCH DR | LA VISTA | NE | 68128-2414 | SARPY | NE20874 | Exempt 1999 LB-66 |  | RUN0583401605 | 1983 | RUUD | AHWH - ANSI/Fired Water Htr | HWSD - Hot Water Dom/Potable | 10/31/1999
INVERNESS APARTMENTS | 8501-8519 BIRCH DR | LA VISTA | NE | 68128-2414 | SARPY | NE20875 | Exempt 1999 LB-66 |  | MD89-0032416 | 1989 | AO SMITH | AHWH - ANSI/Fired Water Htr | HWSD - Hot Water Dom/Potable | 10/31/1999
INVERNESS APARTMENTS | 8501-8519 BIRCH DR | LA VISTA | NE | 68128-2414 | SARPY | NE20876 | Exempt 1999 LB-66 |  | MH94-0364949 | 1994 | AO SMITH | AHWH - ANSI/Fired Water Htr | HWSD - Hot Water Dom/Potable | 10/31/1999
INVERNESS APARTMENTS | 8501-8519 BIRCH DR | LA VISTA | NE | 68128-2414 | SARPY | NE20877 | Exempt 1999 LB-66 |  | ME88-0128390 | 1988 | AO SMITH | AHWH - ANSI/Fired Water Htr | HWSD - Hot Water Dom/Potable | 10/31/1999
INVERNESS APARTMENTS | 8501-8519 BIRCH DR | LA VISTA | NE | 68128-2414 | SARPY | NE20878 | Exempt 1999 LB-66 |  | CS85199 | 1985 | CRANE | AHWH - ANSI/Fired Water Htr | HWSD - Hot Water Dom/Potable | 10/31/1999
INVERNESS APARTMENTS | 8501-8519 BIRCH DR | LA VISTA | NE | 68128-2414 | SARPY | NE20879 | Exempt 1999 LB-66 |  | CS85/G7202074 | 1985 | CRANE | AHWH - ANSI/Fired Water Htr | HWSD - Hot Water Dom/Potable | 10/31/1999
INVERNESS APARTMENTS | 8501-8519 BIRCH DR | LA VISTA | NE | 68128-2414 | SARPY | NE20880 | Exempt 1999 LB-66 |  | CS85/D7202201 | 1985 | CRANE | AHWH - ANSI/Fired Water Htr | HWSD - Hot Water Dom/Potable | 10/31/1999
vacant | 8502 Maple St | Omaha | NE | 68134-6229 | Douglas | NE15035 | Scrapped/Junked | 202996 | 0212202996 | 2002 | Raypak | CPFT - Horiz Cpr Fin Boiler | HWSP - Hot Water Non Potable Supply | 1/31/2016
vacant | 8502 Maple St | Omaha | NE | 68134-6229 | Douglas | NE21745 | Scrapped/Junked | 52101 | 0686102530 | 1986 | RAYPAK INC, CALIFORNIA | WT - Water Tube Boiler | HWSP - Hot Water Non Potable Supply | 1/31/2004
vacant | 8502 Maple St | Omaha | NE | 68134-6229 | Douglas | NE21746 | Scrapped/Junked | 52091 | C686102520TD | 1986 | Raypak | CPFT - Horiz Cpr Fin Boiler | HWSP - Hot Water Non Potable Supply | 1/31/2016
Nova Treatment | 8502 Mormon Bridge Rd | Omaha | NE | 68152-1929 | Douglas | NE18362 | Active | 19735 | AJH97.1171 | 1993 | WEBEN JARCO | COBL - Coil Type Boiler | HWHT - Hot Water Heat | 9/30/2026
Nova Treatment | 8502 Mormon Bridge Rd | Omaha | NE | 68152-1929 | Douglas | NE18363 | Scrapped/Junked | 68705 | 0495G03224 | 1995 | RHEEM | CHWH - ASME/Fired Water Heater | HWSD - Hot Water Dom/Potable | 9/30/2024
Nova Treatment | 8502 Mormon Bridge Rd | Omaha | NE | 68152-1929 | Douglas | NE18364 | Active | 68704 | 0495G03223 | 1995 | RHEEM | CHWH - ASME/Fired Water Heater | HWSD - Hot Water Dom/Potable | 9/30/2026
Ann's Laundry | 8503 N 30Th St | Omaha | NE | 68112-2223 | Douglas | NE21813 | Scrapped/Junked | 138026 | 9702138026 | 1997 | RAYP | CPFT - Horiz Cpr Fin Boiler | HWSD - Hot Water Dom/Potable | 11/30/2005
Stratford Park Clubhouse | 8504 N 170th St | Bennington | NE | 68007-3236 | Douglas | NE14615 | Scrapped/Junked | 296117 | 0905296117 | 2009 | Raypak | CPPH - Ansi Cpr Fin Pool Heater | OPHT - Outdoor Pool Heater | 6/30/2024
Stratford Park Clubhouse | 8504 N 170th St | Bennington | NE | 68007-3236 | Douglas | NE42738 | Active | 576165 | 2417576165 | 2024 | Raypak | CPPH - Ansi Cpr Fin Pool Heater | OPHT - Outdoor Pool Heater | 7/31/2026
CITADEL APARTMENTS | 8505-8525 WIER CT | RALSTON | NE | 68127 | Douglas | NE22639 | Exempt 1999 LB-66 |  | 0981403254 | 1984 | RUUD | AHWH - ANSI/Fired Water Htr | HWSD - Hot Water Dom/Potable | 10/31/1998
Oles Praire Ridge Lodge | 851 I-80 & Paxton Rd | Paxton | NE |  | Keith | NE40074 | Exempt 1999 LB-66 |  | MC95-0419587920 | 1995 | A. O. Smith | AHWH - ANSI/Fired Water Htr | HWSD - Hot Water Dom/Potable | 2/29/2000
Ole's Lodge Inc | 851 I-80 & Paxton/Elsie Rd | Paxton | NE | 69155 | Keith | NE40072 | Inactive | 125462 | 9508125462 | 1995 | Raypak | CPFT - Horiz Cpr Fin Boiler | GLFH - Glycol Floor Heat System | 3/31/2017
OLE'S LODGE INC | 851 I-80 & PAXTON/ELSIE RD | PAXTON | NE | 69155 | KEITH | NE40073 | Exempt 1999 LB-66 |  | MM95-0485662920 | 1995 | AO SMITH | AHWH - ANSI/Fired Water Htr | HWSD - Hot Water Dom/Potable | 2/29/2000
OLE'S LODGE INC | 851 I-80 & PAXTON/ELSIE RD | PAXTON | NE | 69155 | KEITH | NE40293 | Exempt 1999 LB-66 |  | 9503004455 | 1995 | PALOMA | AHWH - ANSI/Fired Water Htr | HWSD - Hot Water Dom/Potable | 2/29/2000
OLE'S LODGE INC | 851 I-80 & PAXTON/ELSIE RD | PAXTON | NE | 69155 | KEITH | NE40294 | Exempt 1999 LB-66 |  | 9503004439 | 1995 | PALOMA | AHWH - ANSI/Fired Water Htr | HWSD - Hot Water Dom/Potable | 2/29/2000
JetSplash Car Wash | 851 W O St | Lincoln | NE | 68528-1318 | Lancaster | NE43125 | Active | 461817 | 24.PGT400.433.00023 | 2024 | Lochinvar | FTVT - Firetube Vertical TB | GLFH - Glycol Floor Heat System | 12/31/2026
JetSplash Car Wash | 851 W O St | Lincoln | NE | 68528-1318 | Lancaster | NE43126 | Active | 468161 | 24.PGT400.433.00100 | 2024 | Lochinvar | FTVT - Firetube Vertical TB | GLFH - Glycol Floor Heat System | 12/31/2026
JetSplash Car Wash | 851 W O St | Lincoln | NE | 68528-1318 | Lancaster | NE43127 | Active | 611585 | N1.24.15.00187 | 2024 | Lochinvar | CPFT - Horiz Cpr Fin Boiler | HWHT - Hot Water Heat | 12/31/2024
Children's Hospital & Medical Center | 8511 W Dodge Rd | Omaha | NE | 68114-3403 | Douglas | NE12612 | Scrapped/Junked | 16920 | 08F-4827 | 2008 | ALDRICH/LES | FTVT - Firetube Vertical TB | HWHT - Hot Water Heat | 9/30/2019
Children's Hospital & Medical Center | 8511 W Dodge Rd | Omaha | NE | 68114-3403 | Douglas | NE12613 | Scrapped/Junked | 16921 | 08F-4828 | 2008 | ALDRICH/LES | FTVT - Firetube Vertical TB | HWHT - Hot Water Heat | 9/30/2022
Children's Hospital & Medical Center | 8511 W Dodge Rd | Omaha | NE | 68114-3403 | Douglas | NE12614 | Scrapped/Junked | 16923 | 08F-4830 | 2008 | ALDRICH/LES | FTVT - Firetube Vertical TB | HWHT - Hot Water Heat | 9/30/2022
Children's Hospital & Medical Center | 8511 W Dodge Rd | Omaha | NE | 68114-3403 | Douglas | NE12627 | Scrapped/Junked | 55788 | 96397 | 2008 | BRYAN STEAM LLC | WT - Water Tube Boiler | PROC - Process Steam | 9/30/2019
Children's Hospital & Medical Center | 8511 W Dodge Rd | Omaha | NE | 68114-3403 | Douglas | NE12644 | Scrapped/Junked | 124181 | 0408124181 | 2008 | PVI INDUSTRIES | CHWH - ASME/Fired Water Heater | HWDP - Hotwater Heat & Dom Supply | 9/30/2019
Children's Hospital & Medical Center | 8511 W Dodge Rd | Omaha | NE | 68114-3403 | Douglas | NE12645 | Scrapped/Junked | 124180 | 0408124180 | 2008 | PVI INDUSTRIES | CHWH - ASME/Fired Water Heater | HWDP - Hotwater Heat & Dom Supply | 9/30/2019
Children's Hospital & Medical Center | 8511 W Dodge Rd | Omaha | NE | 68114-3403 | Douglas | NE12647 | Scrapped/Junked | 16922 | 08F-4829 | 2008 | ALDRICH/LES | FTVT - Firetube Vertical TB | HWHT - Hot Water Heat | 9/30/2022
Children's Hospital & Medical Center | 8511 W Dodge Rd | Omaha | NE | 68114-3403 | Douglas | NE34898 | Scrapped/Junked |  | 6115008 | 1961 | ORR & SEMBOWER | FTSM - FTS Marine Dry Back | STHT - Steam-Heat | 9/30/2008
Children's Hospital & Medical Center | 8511 W Dodge Rd | Omaha | NE | 68114-3403 | Douglas | NE34899 | Scrapped/Junked |  | 6115007 | 1961 | ORR & SEMBOWER | FTSM - FTS Marine Dry Back | STHT - Steam-Heat | 9/30/2008
Calvin Olson | 8520 Arrow Head Cir | Lincoln | NE | 68520-1112 | Lancaster | NE05724 | Exempt | 9372 | 97E-6608 | 1997 | ALDRICH/LES | FTFB - Firetube-Firebox Boiler | HWSD - Hot Water Dom/Potable | 2/28/2006
Genesis Health Club | 8525 Q St | Omaha | NE | 68127-3604 | Douglas | NE23304 | Scrapped/Junked | 84567 | C986599 | 1998 | Lochinvar | CPFT - Horiz Cpr Fin Boiler | HWSD - Hot Water Dom/Potable | 4/30/2021
Genesis Health Club | 8525 Q St | Omaha | NE | 68127-3604 | Douglas | NE23305 | Scrapped/Junked | 84572 | C986600 | 1998 | Lochinvar | CPFT - Horiz Cpr Fin Boiler | HWSD - Hot Water Dom/Potable | 4/30/2021
Genesis Health Club | 8525 Q St | Omaha | NE | 68127-3604 | Douglas | NE23306 | Active | 36386 | N4-16081-297 | 1997 | MRST | ELBL - Electric Boiler | SAUN - Sauna Steam Room Heat | 4/30/2026
Genesis Health Club | 8525 Q St | Omaha | NE | 68127-3604 | Douglas | NE23307 | Scrapped/Junked | 154453 | A98PE0943 | 1998 | TELE | CPFT - Horiz Cpr Fin Boiler | IPHT - Indoor Pool Heater | 4/30/2022
Genesis Health Club | 8525 Q St | Omaha | NE | 68127-3604 | Douglas | NE23308 | Scrapped/Junked | 81448 | C97J07016 | 1998 | TELE | CPFT - Horiz Cpr Fin Boiler | IPHT - Indoor Pool Heater | 4/30/2017
Genesis Health Club | 8525 Q St | Omaha | NE | 68127-3604 | Douglas | NE23309 | Scrapped/Junked | 9543 | 97-E6808 | 1998 | ALES | FTVT - Firetube Vertical TB | HWHT - Hot Water Heat | 4/30/2021
Genesis Health Club | 8525 Q St | Omaha | NE | 68127-3604 | Douglas | NE23310 | Scrapped/Junked | 9542 | 97-E6807 | 1998 | ALES | FTVT - Firetube Vertical TB | HWHT - Hot Water Heat | 4/30/2021
Genesis Health Club | 8525 Q St | Omaha | NE | 68127-3604 | Douglas | NE26933 | Active | 431206 | 1610431206 | 2016 | Raypak | CPPH - Ansi Cpr Fin Pool Heater | IPHT - Indoor Pool Heater | 4/30/2026
State owned property (vacant) | 855 N 1st St | Geneva | NE | 68361-3101 | Fillmore | NE01014 | Inactive | 2898 | 9281 | 1954 | Murray | FHRT - FT Horiz Return Tube | STHT - Steam-Heat | 10/31/2010
State owned property (vacant) | 855 N 1st St | Geneva | NE | 68361-3101 | Fillmore | NE01016 | Scrapped/Junked | 2399 | 9820 | 1954 | Murray | FHRT - FT Horiz Return Tube | STHT - Steam-Heat | 10/31/2011
State owned property (vacant) | 855 N 1st St | Geneva | NE | 68361-3101 | Fillmore | NE10809 | Out of Service | 106524 | 0302106524 | 2002 | Pvi | FT - Firetube Boiler | HWHT - Hot Water Heat | 3/31/2024
State owned property (vacant) | 855 N 1st St | Geneva | NE | 68361-3101 | Fillmore | NE19481 | Out of Service | 16964 | 16964 | 2011 | Superior Boiler Works | FTWB - FTS Marine Wet Back | BSUP - Bldg Heat & Process | 3/31/2025
State owned property (vacant) | 855 N 1st St | Geneva | NE | 68361-3101 | Fillmore | NE19482 | Out of Service | 16965 | 16965 | 2011 | Superior Boiler Works | FTWB - FTS Marine Wet Back | BSUP - Bldg Heat & Process | 3/31/2025
State owned property (vacant) | 855 N 1st St | Geneva | NE | 68361-3101 | Fillmore | NE19483 | Out of Service | 16966 | 16966 | 2011 | Superior Boiler Works | FTWB - FTS Marine Wet Back | BSUP - Bldg Heat & Process | 3/31/2025
State owned property (vacant) | 855 N 1st St | Geneva | NE | 68361-3101 | Fillmore | NE27305 | Out of Service | 121348 | 1363438 | 2017 | Bradford White | CHWH - ASME/Fired Water Heater | HWSD - Hot Water Dom/Potable | 3/31/2024
State owned property (vacant) | 855 N 1st St | Geneva | NE | 68361-3101 | Fillmore | NE30752 | Exempt 1999 LB-66 |  | MC89-0029634R27 | 1989 | AO SMITH | ELWH - Electric Water Heater | HWSD - Hot Water Dom/Potable | 6/30/2000
Park Middle School | 855 S 8th St | Lincoln | NE | 68508-3183 | Lancaster | NE16641 | Scrapped/Junked | 11068 | 11068 | 1990 | Superior Boiler Works | FT - Firetube Boiler | HWHT - Hot Water Heat | 4/30/2022
Park Middle School | 855 S 8th St | Lincoln | NE | 68508-3183 | Lancaster | NE16642 | Scrapped/Junked | 10869 | 10869 | 1990 | Superior Boiler Works | FT - Firetube Boiler | HWHT - Hot Water Heat | 4/30/2022
Park Middle School | 855 S 8th St | Lincoln | NE | 68508-3183 | Lancaster | NE16643 | Scrapped/Junked | 11069 | 11069 | 1990 | Superior Boiler Works | FT - Firetube Boiler | HWHT - Hot Water Heat | 4/30/2022
Park Middle School | 855 S 8th St | Lincoln | NE | 68508-3183 | Lancaster | NE16644 | Scrapped/Junked | 12127 | LB91-0012127 | 1991 | AO SMITH | CHWH - ASME/Fired Water Heater | HWSD - Hot Water Dom/Potable | 6/30/2002
Park Middle School | 855 S 8th St | Lincoln | NE | 68508-3183 | Lancaster | NE16645 | Scrapped/Junked | 10596 | 872J9010596 | 1990 | AO SMITH | COBL - Coil Type Boiler | HWSD - Hot Water Dom/Potable | 4/30/2017
Park Middle School | 855 S 8th St | Lincoln | NE | 68508-3183 | Lancaster | NE16799 | Inactive | 19959 |  | 1989 | AERCO INTERNATIONAL | WT - Water Tube Boiler | HWSD - Hot Water Dom/Potable | 6/30/2001
Alivation Health LLC | 8550 Cuthills Cir Ste 100 | Lincoln | NE | 68526-9523 | Lancaster | NE20570 | Active | N/A | 1060-09-0149 | 2011 | Aerco | CALU - Cast Aluminum | HWHT - Hot Water Heat | 9/30/2026
Behavioral Health and Wellness | 8550 Indian Hills Dr | Omaha | NE | 68114-4070 | Douglas | NE43746 | Active | 479194 | 24.WHTX.188.00016 | 2024 | PVI/AIC | CHWH - ASME/Fired Water Heater | HWSD - Hot Water Dom/Potable | 10/31/2025
Behavioral Health and Wellness | 8550 Indian Hills Dr | Omaha | NE | 68114-4070 | Douglas | NE43747 | Active | 447634 | 23.WHTX.188.00608 | 2023 | PVI/AIC | CHWH - ASME/Fired Water Heater | HWSD - Hot Water Dom/Potable | 10/31/2025
Behavioral Health and Wellness | 8550 Indian Hills Dr | Omaha | NE | 68114-4070 | Douglas | NE43748 | Active | 3198 | F2078510A | 2024 | Fulton | FT - Firetube Boiler | HWHT - Hot Water Heat | 10/31/2025
Behavioral Health and Wellness | 8550 Indian Hills Dr | Omaha | NE | 68114-4070 | Douglas | NE43749 | Active | 3192 | F2078503A | 2024 | Fulton | FT - Firetube Boiler | HWHT - Hot Water Heat | 10/31/2025
Behavioral Health and Wellness | 8550 Indian Hills Dr | Omaha | NE | 68114-4070 | Douglas | NE43750 | Active | 3047 | F2078022A | 2024 | Fulton | FT - Firetube Boiler | HWHT - Hot Water Heat | 10/31/2025
St Marks United Methodist-BMIC#514432 | 8550 Pioneers Blvd | Lincoln | NE | 68520-1306 | Lancaster | NE01401 | Active | 9601 | 98E6930 | 1998 | ALES | FTVT - Firetube Vertical TB | HWHT - Hot Water Heat | 11/30/2026
St Marks United Methodist-BMIC#514432 | 8550 Pioneers Blvd | Lincoln | NE | 68520-1306 | Lancaster | NE01402 | Active | 9600 | 98E-6929 | 1998 | ALES | FTVT - Firetube Vertical TB | HWHT - Hot Water Heat | 11/30/2026
St Marks United Methodist-BMIC#514432 | 8550 Pioneers Blvd | Lincoln | NE | 68520-1306 | Lancaster | NE01403 | Active | 9604 | 98E-6933 | 1998 | ALES | FTVT - Firetube Vertical TB | HWHT - Hot Water Heat | 11/30/2026
St Marks United Methodist-BMIC#514432 | 8550 Pioneers Blvd | Lincoln | NE | 68520-1306 | Lancaster | NE01404 | Active | 72115 | SC98-72115-Y3 | 1998 | AOSM | CHWH - ASME/Fired Water Heater | HWSD - Hot Water Dom/Potable | 11/30/2026
St Marks United Methodist-BMIC#514432 | 8550 Pioneers Blvd | Lincoln | NE | 68520-1306 | Lancaster | NE01405 | Active | 51563 | 51563 | 1997 | Ajax | COBL - Coil Type Boiler | HWHT - Hot Water Heat | 11/30/2026
St Marks United Methodist-BMIC#514432 | 8550 Pioneers Blvd | Lincoln | NE | 68520-1306 | Lancaster | NE01406 | Active | 51311 | 51311 | 1997 | Ajax | COBL - Coil Type Boiler | HWHT - Hot Water Heat | 11/30/2026
Children's Hospital Office Complex | 8552 Cass St | Omaha | NE | 68114-3570 | Douglas | NE06786 | Active | 14761 | 06F-2668 | 2005 | Aldrich Co./L.E.S. Inc. | FTVT - Firetube Vertical TB | HWHT - Hot Water Heat | 10/31/2026
Children's Hospital Office Complex | 8552 Cass St | Omaha | NE | 68114-3570 | Douglas | NE06787 | Active | 14762 | 06F-2669 | 2005 | Aldrich Co./L.E.S. Inc. | FTVT - Firetube Vertical TB | HWHT - Hot Water Heat | 10/31/2026
Children's Hospital Office Complex | 8552 Cass St | Omaha | NE | 68114-3570 | Douglas | NE25914 | Active | 319242 | I14H10319242 | 2014 | Sermeta | WT - Water Tube Boiler | HWHT - Hot Water Heat | 10/31/2026
Bunker Hill Cattle Co | 858 Eagle Rd | St Paul | NE | 68873-6916 | Howard | NE26172 | Out of Service | 17713 | 17713 | 2014 | Superior Boiler Works | FTSM - FTS Marine Dry Back | PROC - Process Steam | 2/28/2024
Lexus of Lincoln | 8585 S 37th St | Lincoln | NE | 68516 | Lancaster | NE27014 | Active | 382491 | D1.16.28.00138 | 2016 | Lochinvar | WTSS - Watertube SS Steel | GLFH - Glycol Floor Heat System | 1/31/2027
Lexus of Lincoln | 8585 S 37th St | Lincoln | NE | 68516 | Lancaster | NE27015 | Active | 382485 | D1.16.28.00132 | 2016 | Lochinvar | WTSS - Watertube SS Steel | GLFH - Glycol Floor Heat System | 1/31/2027
Lexus of Lincoln | 8585 S 37th St | Lincoln | NE | 68516 | Lancaster | NE27016 | Active | 357643 | D1.15.36.00246 | 2016 | Lochinvar | WTSS - Watertube SS Steel | GLFH - Glycol Floor Heat System | 1/31/2027
Candlewood Suites | 859 Allen Dr | Grand Island | NE | 68803-3337 | Hall | NE26448 | Scrapped/Junked | 127 | IGT 3127 | 2016 | Intellihot | WT - Water Tube Boiler | HWSP - Hot Water Non Potable Supply | 1/31/2024
Candlewood Suites | 859 Allen Dr | Grand Island | NE | 68803-3337 | Hall | NE26449 | Scrapped/Junked | 124 | IGT 3124 | 2016 | Intellihot | WT - Water Tube Boiler | HWSP - Hot Water Non Potable Supply | 11/30/2025
Candlewood Suites | 859 Allen Dr | Grand Island | NE | 68803-3337 | Hall | NE26450 | Scrapped/Junked | 121 | IGT 3121 | 2016 | Intellihot | WT - Water Tube Boiler | HWSP - Hot Water Non Potable Supply | 1/31/2024
Candlewood Suites | 859 Allen Dr | Grand Island | NE | 68803-3337 | Hall | NE26751 | Active | 426313 | 1606425313 | 2016 | Raypak | CHWH - ASME/Fired Water Heater | IPHT - Indoor Pool Heater | 11/30/2026
Candlewood Suites | 859 Allen Dr | Grand Island | NE | 68803-3337 | Hall | NE26752 | Active | 168 | IGT 3168 | 2016 | Intellihot | WT - Water Tube Boiler | HWSD - Hot Water Dom/Potable | 11/30/2026
Candlewood Suites | 859 Allen Dr | Grand Island | NE | 68803-3337 | Hall | NE26753 | Scrapped/Junked | 227 | IGT 3227 | 2016 | Intellihot | WT - Water Tube Boiler | HWSD - Hot Water Dom/Potable | 1/31/2024
Candlewood Suites | 859 Allen Dr | Grand Island | NE | 68803-3337 | Hall | NE26754 | Scrapped/Junked | 228 | IGT 3228 | 2016 | Intellihot | WT - Water Tube Boiler | HWSD - Hot Water Dom/Potable | 1/31/2024
Candlewood Suites | 859 Allen Dr | Grand Island | NE | 68803-3337 | Hall | NE26755 | Scrapped/Junked | 221 | IGT 3221 | 2016 | Intellihot | WT - Water Tube Boiler | HWSD - Hot Water Dom/Potable | 1/31/2024
Candlewood Suites | 859 Allen Dr | Grand Island | NE | 68803-3337 | Hall | NE41688 | Active | 25100 | 03082397 G2V2-EB | 2023 | Intellihot | WT - Water Tube Boiler | HWSP - Hot Water Non Potable Supply | 11/30/2026
Candlewood Suites | 859 Allen Dr | Grand Island | NE | 68803-3337 | Hall | NE42961 | Active | 26305 | 29305 | 2023 | Intellihot | WT - Water Tube Boiler | HWSD - Hot Water Dom/Potable | 11/30/2026
Candlewood Suites | 859 Allen Dr | Grand Island | NE | 68803-3337 | Hall | NE42962 | Active | 26588 | 29588 | 2023 | Intellihot | WT - Water Tube Boiler | HWSD - Hot Water Dom/Potable | 11/30/2026
Candlewood Suites | 859 Allen Dr | Grand Island | NE | 68803-3337 | Hall | NE42963 | Active | 26589 | 29589 | 2023 | Intellihot | WT - Water Tube Boiler | HWSD - Hot Water Dom/Potable | 11/30/2026
Candlewood Suites | 859 Allen Dr | Grand Island | NE | 68803-3337 | Hall | NE42964 | Active | 30686 | 33686 | 2024 | Intellihot | WT - Water Tube Boiler | HWSP - Hot Water Non Potable Supply | 11/30/2026
Candlewood Suites | 859 Allen Dr | Grand Island | NE | 68803-3337 | Hall | NE43612 | Active | 34847 | 37847 | 2025 | Intellihot | WT - Water Tube Boiler | HWSP - Hot Water Non Potable Supply | 11/30/2026
Camelot Cleaners | 8590 Frederick St | Omaha | NE | 68124-3055 | Douglas | NE18327 | Inactive | 72065 | 72065 | 1995 | Fulton | FT - Firetube Boiler | PROC - Process Steam | 1/31/2025
Crow Butte Resources Inc | 86 Crow Butte Rd | Crawford | NE | 69339-1718 | Dawes | NE05977 | Active | 94308 | 94308 | 2003 | Fulton | FTNT - FT Vertical Tubeless | 0022 - Oil Heater/HeatXfr | 4/30/2025
Crow Butte Resources Inc | 86 Crow Butte Rd | Crawford | NE | 69339-1718 | Dawes | NE06379 | Exempt | 255335 |  | 1996 | INGERSOL-RAND | UFPV - Unfired Pressure Vessel | RCVR - Receiver: Air or Water | 1/1/1900
Crow Butte Resources Inc | 86 Crow Butte Rd | Crawford | NE | 69339-1718 | Dawes | NE06380 | Exempt | 113635 |  | 2005 | INGERSOL-RAND | UFPV - Unfired Pressure Vessel | RCVR - Receiver: Air or Water | 1/1/1900
Crow Butte Resources Inc | 86 Crow Butte Rd | Crawford | NE | 69339-1718 | Dawes | NE06381 | Exempt | 269493 |  | 2004 | INGERSOL-RAND | UFPV - Unfired Pressure Vessel | RCVR - Receiver: Air or Water | 1/1/1900
Crow Butte Resources Inc | 86 Crow Butte Rd | Crawford | NE | 69339-1718 | Dawes | NE06382 | Exempt |  | U54251215 | 2002 | INGERSOL-RAND | UFPV - Unfired Pressure Vessel | RCVR - Receiver: Air or Water | 1/1/1900
Crow Butte Resources Inc | 86 Crow Butte Rd | Crawford | NE | 69339-1718 | Dawes | NE06383 | Exempt | 1213916 |  | 1997 | INGERSOL-RAND | UFPV - Unfired Pressure Vessel | RCVR - Receiver: Air or Water | 1/1/1900
Crow Butte Resources Inc | 86 Crow Butte Rd | Crawford | NE | 69339-1718 | Dawes | NE25561 | Exempt | 7382 |  | 1985 | MANCHESTER TANK | UFPV - Unfired Pressure Vessel | RCVR - Receiver: Air or Water | 1/1/1900
Crow Butte Resources Inc | 86 Crow Butte Rd | Crawford | NE | 69339-1718 | Dawes | NE25564 | Exempt | 143878 |  | 1990 | LAGRANGE PRODUCTS | UFPV - Unfired Pressure Vessel | RCVR - Receiver: Air or Water | 1/1/1900
Crow Butte Resources Inc | 86 Crow Butte Rd | Crawford | NE | 69339-1718 | Dawes | NE25567 | Scrapped/Junked | 203051 |  | 1994 | LAGRANGE PRODUCTS | UFPV - Unfired Pressure Vessel | RCVR - Receiver: Air or Water | 1/1/1900
Crow Butte Resources Inc | 86 Crow Butte Rd | Crawford | NE | 69339-1718 | Dawes | NE25568 | Scrapped/Junked | 954428 |  | 1981 | BRUNNER ENGINEERING | UFPV - Unfired Pressure Vessel | RCVR - Receiver: Air or Water | 1/1/1900
UNL Abel Residence Hall | 860 N 17th St | Lincoln | NE | 68508-1276 | Lancaster | NE10106 | Scrapped/Junked | 16798 | 07F-4705 | 2007 | ALES | FTVT - Firetube Vertical TB | HWSD - Hot Water Dom/Potable | 8/31/2013
UNL Abel Residence Hall | 860 N 17th St | Lincoln | NE | 68508-1276 | Lancaster | NE10107 | Scrapped/Junked | 16794 | 07F-4701 | 2007 | ALES | FTVT - Firetube Vertical TB | HWSD - Hot Water Dom/Potable | 8/31/2013
UNL Abel Residence Hall | 860 N 17th St | Lincoln | NE | 68508-1276 | Lancaster | NE12687 | Active | 16940 | 08F-4847 | 2008 | ALES | FTVT - Firetube Vertical TB | HWHT - Hot Water Heat | 1/31/2026
UNL Abel Residence Hall | 860 N 17th St | Lincoln | NE | 68508-1276 | Lancaster | NE12688 | Active | 16939 | 08F-4846 | 2008 | ALES | FTVT - Firetube Vertical TB | HWHT - Hot Water Heat | 1/31/2026
UNL Abel Residence Hall | 860 N 17th St | Lincoln | NE | 68508-1276 | Lancaster | NE12689 | Scrapped/Junked | 16942 | 08F-4849 | 2008 | ALES | FTVT - Firetube Vertical TB | GLYC - Glycol Bldg Heat Sys | 8/31/2017
UNL Abel Residence Hall | 860 N 17th St | Lincoln | NE | 68508-1276 | Lancaster | NE12690 | Scrapped/Junked | 16941 | 08F-4848 | 2008 | ALES | FTVT - Firetube Vertical TB | GLYC - Glycol Bldg Heat Sys | 8/31/2017
UNL Abel Residence Hall | 860 N 17th St | Lincoln | NE | 68508-1276 | Lancaster | NE24128 | Active | 64324 | G-13-0315 | 2013 | Aerco | FTFB - Firetube-Firebox Boiler | HWSD - Hot Water Dom/Potable | 1/31/2026
UNL Abel Residence Hall | 860 N 17th St | Lincoln | NE | 68508-1276 | Lancaster | NE24129 | Active | 64334 | G-13-0327 | 2013 | Aerco | FTFB - Firetube-Firebox Boiler | HWSD - Hot Water Dom/Potable | 1/31/2026
UNL Abel Residence Hall | 860 N 17th St | Lincoln | NE | 68508-1276 | Lancaster | NE24130 | Active | 64325 | G-13-0316 | 2013 | Aerco | FTFB - Firetube-Firebox Boiler | HWSD - Hot Water Dom/Potable | 1/31/2026
UNL Abel Residence Hall | 860 N 17th St | Lincoln | NE | 68508-1276 | Lancaster | NE25591 | Active | 384199 | G-16-384199 | 2016 | Laars | WTSS - Watertube SS Steel | HWHT - Hot Water Heat | 1/31/2026
UNL Abel Residence Hall | 860 N 17th St | Lincoln | NE | 68508-1276 | Lancaster | NE25592 | Active | 384198 | G-16-384198 | 2016 | Laars | WTSS - Watertube SS Steel | HWHT - Hot Water Heat | 1/31/2026
UNL Abel Residence Hall | 860 N 17th St | Lincoln | NE | 68508-1276 | Lancaster | NE25593 | Active | 384204 | G-16-384204 | 2016 | Laars | WTSS - Watertube SS Steel | HWHT - Hot Water Heat | 1/31/2026
Prairie Lake Mobil | 8600 Amber Hill Ct | Lincoln | NE | 68526-6027 | Lancaster | NE06913 | Active | 239909 | 0509239909 | 2005 | Raypak | CPFT - Horiz Cpr Fin Boiler | GLFH - Glycol Floor Heat System | 4/30/2024
Leo A Daly Co | 8600 Indian Hills Dr | Omaha | NE | 68114-4039 | Douglas | NE03422 | Scrapped/Junked |  | 5907014 | 1959 | ORR & SEMBOWER | FT - Firetube Boiler | STHT - Steam-Heat | 8/31/2003
Leo A Daly Co | 8600 Indian Hills Dr | Omaha | NE | 68114-4039 | Douglas | NE03424 | Scrapped/Junked |  | 5907015 | 1959 | ORR & SEMBOWER | FT - Firetube Boiler | STHT - Steam-Heat | 8/31/2003
Leo A Daly Co | 8600 Indian Hills Dr | Omaha | NE | 68114-4039 | Douglas | NE12017 | Active | 3106 | 3106/64571066 | 2003 | Thermal Solutions | VCPF - Vert Cpr Fin Blr | HWHT - Hot Water Heat | 10/31/2026
Leo A Daly Co | 8600 Indian Hills Dr | Omaha | NE | 68114-4039 | Douglas | NE12018 | Active | 3109 | 3109/64571065 | 2003 | Thermal Solutions | VCPF - Vert Cpr Fin Blr | HWHT - Hot Water Heat | 10/31/2026
LEXINGTON RIDGE APARTMENT | 8600 Lexington Ave | Lincoln | NE | 68505-3077 | LANCASTER | NE06191 | Exempt |  | 08030267 | 2003 | PENTAIR POOL PRODUCTS | CPPH - Ansi Cpr Fin Pool Heater | OPHT - Outdoor Pool Heater | 1/1/1900
Baxter Toyota South | 8600 S 33rd St | Lincoln | NE | 68516 | Lancaster | NE27011 | Active | 387181 | D1.16.37.00528 | 2016 | Lochinvar | WTSS - Watertube SS Steel | GLFH - Glycol Floor Heat System | 1/31/2027
Baxter Toyota South | 8600 S 33rd St | Lincoln | NE | 68516 | Lancaster | NE27012 | Active | 384391 | D1.16.30.00372 | 2016 | Lochinvar | WTSS - Watertube SS Steel | GLFH - Glycol Floor Heat System | 1/31/2027
Baxter Toyota South | 8600 S 33rd St | Lincoln | NE | 68516 | Lancaster | NE27013 | Active | 384388 | D1.16.30.00369 | 2016 | Lochinvar | WTSS - Watertube SS Steel | GLFH - Glycol Floor Heat System | 1/31/2027
Westside Middle School | 8601 Arbor St | Omaha | NE | 68124-2149 | Douglas | NE07037 | Scrapped/Junked | 56521 | 56521 | 1998 | MKTF | COOK - Fired Cooker | 0021 - Steam Supp Cooker/Kettle | 7/31/2015
Westside Middle School | 8601 Arbor St | Omaha | NE | 68124-2149 | Douglas | NE16031 | Active | 130748 | 0838M000861 | 2008 | AO SMITH | CHWH - ASME/Fired Water Heater | HWSD - Hot Water Dom/Potable | 7/31/2026
Westside Middle School | 8601 Arbor St | Omaha | NE | 68124-2149 | Douglas | NE16032 | Active | 138120 | 0924M000146 | 2009 | AO SMITH | CHWH - ASME/Fired Water Heater | HWSD - Hot Water Dom/Potable | 7/31/2026
Westside Middle School | 8601 Arbor St | Omaha | NE | 68124-2149 | Douglas | NE16033 | Active | 138119 | 0924M000145 | 2009 | AO SMITH | CHWH - ASME/Fired Water Heater | HWSD - Hot Water Dom/Potable | 7/31/2026
Westside Middle School | 8601 Arbor St | Omaha | NE | 68124-2149 | Douglas | NE16167 | Scrapped/Junked | 15171 | AJH97912 | 1990 | WEBJ | COBL - Coil Type Boiler | HWSD - Hot Water Dom/Potable | 7/31/2009
Westside Middle School | 8601 Arbor St | Omaha | NE | 68124-2149 | Douglas | NE16168 | Scrapped/Junked | 15614 | AJH701510 | 1990 | WEBJ | COBL - Coil Type Boiler | HWSD - Hot Water Dom/Potable | 7/31/2009
Westside Middle School | 8601 Arbor St | Omaha | NE | 68124-2149 | Douglas | NE16864 | Scrapped/Junked | 172748 | C06172748 | 1991 | TELE | CPFT - Horiz Cpr Fin Boiler | HWSD - Hot Water Dom/Potable | 7/31/2009
Westside Middle School | 8601 Arbor St | Omaha | NE | 68124-2149 | Douglas | NE19429 | Scrapped/Junked | 151394 | d1102100622 | 2010 | GIANNONI | WT - Water Tube Boiler | HWHT - Hot Water Heat | 7/31/2024
Westside Middle School | 8601 Arbor St | Omaha | NE | 68124-2149 | Douglas | NE20057 | Scrapped/Junked | 50667 |  | 1996 | MARKET FORGE INDUSTRIES | FT - Firetube Boiler | 0021 - Steam Supp Cooker/Kettle | 7/31/2006
Westside Middle School | 8601 Arbor St | Omaha | NE | 68124-2149 | Douglas | NE33361 | Scrapped/Junked | n/a | L9556 | 1962 | Kewanee | FTSM - FTS Marine Dry Back | HWHT - Hot Water Heat | 1/31/2025
Westside Middle School | 8601 Arbor St | Omaha | NE | 68124-2149 | Douglas | NE33362 | Scrapped/Junked | n/a | L-9349 | 1962 | Kewanee | FTSM - FTS Marine Dry Back | HWHT - Hot Water Heat | 1/31/2025
Westside Middle School | 8601 Arbor St | Omaha | NE | 68124-2149 | Douglas | NE34110 | Scrapped/Junked | 56018 | 56018 | 1971 | GROE | COOK - Fired Cooker | COOK - Cooker/Kettle | 7/31/2010
Westside Middle School | 8601 Arbor St | Omaha | NE | 68124-2149 | Douglas | NE43204 | Active | 6743 | 24-HE067510724 | 2024 | Riello | WTSS - Watertube SS Steel | HWHT - Hot Water Heat | 7/31/2026
Westside Middle School | 8601 Arbor St | Omaha | NE | 68124-2149 | Douglas | NE43205 | Active | 6647 | 24-HE066550624 | 2024 | Riello | WTSS - Watertube SS Steel | HWHT - Hot Water Heat | 7/31/2026
Westside Middle School | 8601 Arbor St | Omaha | NE | 68124-2149 | Douglas | NE43206 | Active | 6642 | 24-HE066500624 | 2024 | Riello | WTSS - Watertube SS Steel | HWHT - Hot Water Heat | 7/31/2026
Westside Middle School | 8601 Arbor St | Omaha | NE | 68124-2149 | Douglas | NE43207 | Active | 6519 | 24-HE065270424 | 2024 | Riello | WTSS - Watertube SS Steel | HWHT - Hot Water Heat | 7/31/2026
Westside Middle School | 8601 Arbor St | Omaha | NE | 68124-2149 | Douglas | NE43208 | Active | 6525 | 24-HE065330424 | 2024 | Riello | WTSS - Watertube SS Steel | HWHT - Hot Water Heat | 7/31/2026
Westside Middle School | 8601 Arbor St | Omaha | NE | 68124-2149 | Douglas | NE43209 | Active | 6522 | 24-HE065300424 | 2024 | Riello | WTSS - Watertube SS Steel | HWHT - Hot Water Heat | 7/31/2026
Westside Middle School | 8601 Arbor St | Omaha | NE | 68124-2149 | Douglas | NE43210 | Active | 6518 | 24-HE065260424 | 2024 | Riello | WTSS - Watertube SS Steel | HWHT - Hot Water Heat | 7/31/2026
Westside Middle School | 8601 Arbor St | Omaha | NE | 68124-2149 | Douglas | NE43211 | Active | 6637 | 24-HE066450624 | 2024 | Riello | WTSS - Watertube SS Steel | HWHT - Hot Water Heat | 7/31/2026
Westside Middle School | 8601 Arbor St | Omaha | NE | 68124-2149 | Douglas | NE43212 | Active | 6652 | 24-HE066600624 | 2024 | Riello | WTSS - Watertube SS Steel | HWHT - Hot Water Heat | 7/31/2026
Westside Middle School | 8601 Arbor St | Omaha | NE | 68124-2149 | Douglas | NE43213 | Active | 6649 | 24-HE066570624 | 2024 | Riello | WTSS - Watertube SS Steel | HWHT - Hot Water Heat | 7/31/2026
Westside Middle School | 8601 Arbor St | Omaha | NE | 68124-2149 | Douglas | NE43214 | Active | 6672 | 24-HE066800624 | 2024 | Riello | WTSS - Watertube SS Steel | HWHT - Hot Water Heat | 7/31/2026
Westside Middle School | 8601 Arbor St | Omaha | NE | 68124-2149 | Douglas | NE43215 | Active | 6648 | 24-HE066560624 | 2024 | Riello | WTSS - Watertube SS Steel | HWHT - Hot Water Heat | 7/31/2026
Westside Middle School | 8601 Arbor St | Omaha | NE | 68124-2149 | Douglas | NE43216 | Active | 6675 | 24-HE066830624 | 2024 | Riello | WTSS - Watertube SS Steel | HWHT - Hot Water Heat | 7/31/2026
Westside Middle School | 8601 Arbor St | Omaha | NE | 68124-2149 | Douglas | NE43217 | Active | 6747 | 24-HE067550724 | 2024 | Riello | WTSS - Watertube SS Steel | HWHT - Hot Water Heat | 7/31/2026
Westside Middle School | 8601 Arbor St | Omaha | NE | 68124-2149 | Douglas | NE43218 | Active | 6749 | 24-HE067570724 | 2024 | Riello | WTSS - Watertube SS Steel | HWHT - Hot Water Heat | 7/31/2026
Nebraska Methodist Health System | 8601 W Dodge Rd | Omaha | NE | 68114-3457 | Douglas | NE01462 | Scrapped/Junked | 23262 | 6308003 | 1963 | ORRS | FTSM - FTS Marine Dry Back | HWHT - Hot Water Heat | 9/30/2011
Nebraska Methodist Health System | 8601 W Dodge Rd | Omaha | NE | 68114-3457 | Douglas | NE01463 | Scrapped/Junked | 23263 | 6308004 | 1963 | ORRS | FTSM - FTS Marine Dry Back | HWHT - Hot Water Heat | 9/30/2010
Nebraska Methodist Health System | 8601 W Dodge Rd | Omaha | NE | 68114-3457 | Douglas | NE19457 | Scrapped/Junked | 57795 | 98404 | 2010 | Bryan | WTSS - Watertube SS Steel | HWHT - Hot Water Heat | 10/31/2019
Nebraska Methodist Health System | 8601 W Dodge Rd | Omaha | NE | 68114-3457 | Douglas | NE19458 | Scrapped/Junked | 57794 | 98403 | 2010 | Bryan | WTSS - Watertube SS Steel | HWHT - Hot Water Heat | 10/31/2019
Mesa Labs | 8607 Park Dr | Ralston | NE | 68127-3623 | Douglas | NE18394 | Inactive |  | 000B932915 | 1993 | LOCHINVAR | CPFT - Horiz Cpr Fin Boiler | HWSD - Hot Water Dom/Potable | 10/31/1996
Mesa Labs | 8607 Park Dr | Ralston | NE | 68127-3623 | Douglas | NE24888 | Out of Service | 60173 | N8-18556-X04 | 2004 | SUSSMAN | ELBL - Electric Boiler | STER - Sterilizer | 12/31/2017
BUCKINGHAM MANOR | 8610 Cass St | Omaha | NE | 68114-2842 | Douglas | NE04412 | Scrapped/Junked |  | 23604 | 1973 | BRYANT |  | STHT - Steam-Heat | 1/31/1996
Rocket Wash | 8633 Andermatt Dr | Lincoln | NE | 68526-9701 | Lancaster | NE42827 | Active | 568845 | M1.22.38.00250 | 2022 | Propak | FTSS - Firetube Stainless Steel | GLFH - Glycol Floor Heat System | 9/30/2024
Nebraska Sports | 866 E 23rd St | Fremont | NE | 68025-2445 | Dodge | NE20147 | Out of Service | 9999 | 2B-J3 | 1975 | American Standard | CI - Cast Iron | HWHT - Hot Water Heat | 11/30/2009
Upchurch School | 8688 S 165th St | Omaha | NE | 68136-1355 | Sarpy | NE15776 | Active | 121734 | 121734 | 2007 | A O Smith | CHWH - ASME/Fired Water Heater | HWSD - Hot Water Dom/Potable | 8/31/2026
Elkhorn River Farms, LLC | 86943 498th Ave | O'Neill | NE | 68763-4663 | Holt | NE14444 | Inactive | 27720 | 97-20471 | 1997 | Donlee | FTSM - FTS Marine Dry Back | PROC - Process Steam | 2/28/2020
Fourth Street Laundromat | 87 W 4Th St | Fremont | NE | 68025-4948 | Dodge | NE10164 | Active | 114066 | 114066 | 2007 | AOSM | CHWH - ASME/Fired Water Heater | HWSD - Hot Water Dom/Potable | 2/28/2027
Fourth Street Laundromat | 87 W 4Th St | Fremont | NE | 68025-4948 | Dodge | NE10165 | Inactive | 112087 | 112087 | 2007 | A O Smith | CHWH - ASME/Fired Water Heater | HWSD - Hot Water Dom/Potable | 2/28/2025
Fourth Street Laundromat | 87 W 4Th St | Fremont | NE | 68025-4948 | Dodge | NE40921 | Scrapped/Junked |  | MD89-003095-880 | 1989 | AOSM | AHWH - ANSI/Fired Water Htr | HWSD - Hot Water Dom/Potable | 10/31/2007
Fourth Street Laundromat | 87 W 4Th St | Fremont | NE | 68025-4948 | Dodge | NE40922 | Scrapped/Junked |  | MJ88-0140676-830 | 1988 | AO SMITH | AHWH - ANSI/Fired Water Htr | HWSD - Hot Water Dom/Potable | 10/31/2007
Copple Family YMCA | 8700 Yankee Woods Dr | Lincoln | NE | 68526-6127 | Lancaster | NE25596 | Active | 222662 | 1638103476657 | 2016 | Lochinvar | WTSS - Watertube SS Steel | HWHT - Hot Water Heat | 11/30/2026
Copple Family YMCA | 8700 Yankee Woods Dr | Lincoln | NE | 68526-6127 | Lancaster | NE25597 | Active | 299625 | 1643103774985 | 2016 | Lochinvar | WTSS - Watertube SS Steel | IPHT - Indoor Pool Heater | 11/30/2026
Lincoln Lutheran High School Ass. Inc.-BMIC#427978 | 8701 Adams St | Lincoln | NE | 68507-9735 | Lancaster | NE10325 | Active | 11956 | 02E-9871 | 2002 | ALES | FTVT - Firetube Vertical TB | GLYC - Glycol Bldg Heat Sys | 11/30/2025
Lincoln Lutheran High School Ass. Inc.-BMIC#427978 | 8701 Adams St | Lincoln | NE | 68507-9735 | Lancaster | NE10376 | Active | 11955 | 02E-9870 | 2002 | ALES | FTVT - Firetube Vertical TB | GLYC - Glycol Bldg Heat Sys | 11/30/2025
Lincoln Lutheran High School Ass. Inc.-BMIC#427978 | 8701 Adams St | Lincoln | NE | 68507-9735 | Lancaster | NE10377 | Active | 11957 | 02E-9872 | 2002 | ALES | FTVT - Firetube Vertical TB | GLYC - Glycol Bldg Heat Sys | 11/30/2025
Americinn Of South Lincoln | 8701 Amber Hill Ct | Lincoln | NE | 68526-6028 | Lancaster | NE10101 | Scrapped/Junked | 22613 | 2006-32-0012 | 2006 | GIANNONI | WT - Water Tube Boiler | IPHT - Indoor Pool Heater | 1/31/2019
Americinn Of South Lincoln | 8701 Amber Hill Ct | Lincoln | NE | 68526-6028 | Lancaster | NE27500 | Active | 408264 | 108481 | 2017 | Trinity | WTSS - Watertube SS Steel | IPHT - Indoor Pool Heater | 5/31/2025
Florio's Italian Steakhouse & Lounge | 8701 Andermatt Dr | Lincoln | NE | 68526-9658 | Lancaster | NE06629 | Scrapped/Junked | 97971 | 97971/G05M000221 | 2005 | AOSC | CHWH - ASME/Fired Water Heater | HWSD - Hot Water Dom/Potable | 10/31/2009
Cooperative Benefit Administration | 8701 Firethorn Ln | Lincoln | NE | 68520-1402 | Lancaster | NE13668 | Active | N/A | 1060-07-0051 | 2008 | AERCO INTERNATIONAL | CALU - Cast Aluminum | HWHT - Hot Water Heat | 11/30/2024
KELLEY'S NORTH BOWL INC | 8701 N 30th St | Omaha | NE | 68112-1809 | Douglas | NE37678 | Inactive |  | 2 | 1978 | WEIL MCLAIN |  | HWHT - Hot Water Heat | 1/31/2008
Westside High School | 8701 Pacific St | Omaha | NE | 68114-5200 | Douglas | NE00601 | Active | 42445 | 83001 | 1998 | Bryan | WT - Water Tube Boiler | HWHT - Hot Water Heat | 7/31/2026
Westside High School | 8701 Pacific St | Omaha | NE | 68114-5200 | Douglas | NE00602 | Active | 42453 | 83009 | 1998 | Bryan | WT - Water Tube Boiler | HWHT - Hot Water Heat | 7/31/2026
Westside High School | 8701 Pacific St | Omaha | NE | 68114-5200 | Douglas | NE00603 | Scrapped/Junked | 42435 | 980813 | 1998 | Bryan | WT - Water Tube Boiler | HWHT - Hot Water Heat | 7/31/2020
Westside High School | 8701 Pacific St | Omaha | NE | 68114-5200 | Douglas | NE00604 | Scrapped/Junked | 152784 | GWH1-9809152783 | 1998 | Raypak | CPFT - Horiz Cpr Fin Boiler | HWSD - Hot Water Dom/Potable | 7/31/2011
Westside High School | 8701 Pacific St | Omaha | NE | 68114-5200 | Douglas | NE00605 | Active | 152784 | GWH2-9809152784 | 1998 | Raypak | CPFT - Horiz Cpr Fin Boiler | HWSD - Hot Water Dom/Potable | 7/31/2026
Westside High School | 8701 Pacific St | Omaha | NE | 68114-5200 | Douglas | NE00606 | Scrapped/Junked | 152786 | 9809152786 | 1998 | Raypak | CPFT - Horiz Cpr Fin Boiler | HWSD - Hot Water Dom/Potable | 7/31/2018
Westside High School | 8701 Pacific St | Omaha | NE | 68114-5200 | Douglas | NE00607 | Scrapped/Junked | 152785 | 12-9809152785 | 1998 | Raypak | CPFT - Horiz Cpr Fin Boiler | HWSD - Hot Water Dom/Potable | 7/31/2010
Westside High School | 8701 Pacific St | Omaha | NE | 68114-5200 | Douglas | NE00608 | Scrapped/Junked | 51460 | 9808151460 | 1998 | Raypak | CPFT - Horiz Cpr Fin Boiler | HWSD - Hot Water Dom/Potable | 7/31/2020
Westside High School | 8701 Pacific St | Omaha | NE | 68114-5200 | Douglas | NE00609 | Scrapped/Junked | 151461 | 9808151461 | 1998 | Raypak | CPFT - Horiz Cpr Fin Boiler | HWSD - Hot Water Dom/Potable | 7/31/2011
Westside High School | 8701 Pacific St | Omaha | NE | 68114-5200 | Douglas | NE17788 | Out of Service | 305169 | 1001305169 | 2010 | Raypak | CPFH - Copper Fin Water Heater | IPHT - Indoor Pool Heater | 7/31/2012
Westside High School | 8701 Pacific St | Omaha | NE | 68114-5200 | Douglas | NE18861 | Scrapped/Junked | 313917 | 1009313917 | 2010 | Raypak | WT - Water Tube Boiler | HWSD - Hot Water Dom/Potable | 7/31/2023
Westside High School | 8701 Pacific St | Omaha | NE | 68114-5200 | Douglas | NE24743 | Scrapped/Junked | 56515 | 56515 | 1998 | Market Forge | FT - Firetube Boiler | 0021 - Steam Supp Cooker/Kettle | 7/31/2014
Westside High School | 8701 Pacific St | Omaha | NE | 68114-5200 | Douglas | NE26388 | Active | 344841 | 1208344841 | 2012 | Raypak | CPFH - Copper Fin Water Heater | HWSD - Hot Water Dom/Potable | 7/31/2026
Westside High School | 8701 Pacific St | Omaha | NE | 68114-5200 | Douglas | NE26389 | Scrapped/Junked | 245690 | C12245690 | 2012 | Laars | CPFH - Copper Fin Water Heater | IPHT - Indoor Pool Heater | 7/31/2024
Westside High School | 8701 Pacific St | Omaha | NE | 68114-5200 | Douglas | NE27681 | Scrapped/Junked | 286795 | C 18 286795 | 2018 | Laars | CPPH - Ansi Cpr Fin Pool Heater | IPHT - Indoor Pool Heater | 7/31/2024
Westside High School | 8701 Pacific St | Omaha | NE | 68114-5200 | Douglas | NE28850 | Active | 314808 | 189136 | 2018 | Lochinvar | WT - Water Tube Boiler | HWHT - Hot Water Heat | 7/31/2026
Westside High School | 8701 Pacific St | Omaha | NE | 68114-5200 | Douglas | NE28854 | Scrapped/Junked | 493923 | 19094939223 | 2019 | Raypak | CPPH - Ansi Cpr Fin Pool Heater | HWSD - Hot Water Dom/Potable | 7/31/2023
Westside High School | 8701 Pacific St | Omaha | NE | 68114-5200 | Douglas | NE42473 | Active | 193691 | 20.WHTX.188.0549 | 2020 | PVI Industries | CHWH - ASME/Fired Water Heater | HWSD - Hot Water Dom/Potable | 7/31/2026
Westside High School | 8701 Pacific St | Omaha | NE | 68114-5200 | Douglas | NE42474 | Active | 193690 | 20.WHTX.188.0593 | 2020 | PVI Industries | CHWH - ASME/Fired Water Heater | HWSD - Hot Water Dom/Potable | 7/31/2026
Westside High School | 8701 Pacific St | Omaha | NE | 68114-5200 | Douglas | NE43759 | Active | 429507 | 25429507 | 2025 | Lochinvar | FTVT - Firetube Vertical TB | IPHT - Indoor Pool Heater | 7/31/2026
WESTSIDE HIGH SCHOOL | 8701 Pacific St | Omaha | NE | 68114-5200 | Douglas | NE05174 | Scrapped/Junked | 19168 |  | 1986 | HYDROTHERM/ADV THER HYD | FT - Firetube Boiler | HWHT - Hot Water Heat | 7/31/2000
WESTSIDE HIGH SCHOOL | 8701 Pacific St | Omaha | NE | 68114-5200 | Douglas | NE05176 | Scrapped/Junked | 19179 |  | 1986 | HYDROTHERM/ADV THER HYD | FT - Firetube Boiler | HWHT - Hot Water Heat | 7/31/2000
WESTSIDE HIGH SCHOOL | 8701 Pacific St | Omaha | NE | 68114-5200 | Douglas | NE05177 | Scrapped/Junked | 113267 |  | 1989 | TELEDYNE LAARS | CPFT - Horiz Cpr Fin Boiler | HWSD - Hot Water Dom/Potable | 7/31/1999
WESTSIDE HIGH SCHOOL | 8701 Pacific St | Omaha | NE | 68114-5200 | Douglas | NE05207 | Scrapped/Junked | 32455 |  | 1989 | MARKET FORGE INDUSTRIES | FT - Firetube Boiler | 0021 - Steam Supp Cooker/Kettle | 7/31/1999
WESTSIDE HIGH SCHOOL | 8701 Pacific St | Omaha | NE | 68114-5200 | Douglas | NE16865 | Scrapped/Junked | 119406 |  | 1991 | TELEDYNE LAARS | CPFT - Horiz Cpr Fin Boiler | HWSD - Hot Water Dom/Potable | 7/31/1999
WESTSIDE HIGH SCHOOL | 8701 Pacific St | Omaha | NE | 68114-5200 | Douglas | NE16986 | Scrapped/Junked | 15363 |  | 1978 | CAM INDUSTRIES | ELPV - Electric Press VSL | HWSD - Hot Water Dom/Potable | 7/31/2000
WESTSIDE HIGH SCHOOL | 8701 Pacific St | Omaha | NE | 68114-5200 | Douglas | NE24742 | Scrapped/Junked | 56521 |  | 1998 | MARKET FORGE INDUSTRIES | FT - Firetube Boiler | 0021 - Steam Supp Cooker/Kettle | 7/31/2005
WESTSIDE HIGH SCHOOL | 8701 Pacific St | Omaha | NE | 68114-5200 | Douglas | NE33347 | Scrapped/Junked |  | HSB5391 | 1954 | SUPERIOR BOILERWORKS | FT - Firetube Boiler | STHT - Steam-Heat | 7/31/1999
WESTSIDE HIGH SCHOOL | 8701 Pacific St | Omaha | NE | 68114-5200 | Douglas | NE33348 | Scrapped/Junked |  | HSB4898 | 1958 | SUPERIOR BOILERWORKS | FT - Firetube Boiler | STHT - Steam-Heat | 7/31/2000
WESTSIDE HIGH SCHOOL | 8701 Pacific St | Omaha | NE | 68114-5200 | Douglas | NE33349 | Scrapped/Junked |  | 51375-1492 | 1952 | SUPERIOR BOILERWORKS | FT - Firetube Boiler | STHT - Steam-Heat | 7/31/1999
WESTSIDE HIGH SCHOOL | 8701 Pacific St | Omaha | NE | 68114-5200 | Douglas | NE34026 | Scrapped/Junked | 124095 |  | 1984 | GROEN/DIV OF DOVER IND | COOK - Fired Cooker | 0021 - Steam Supp Cooker/Kettle | 7/31/1999
WESTSIDE HIGH SCHOOL | 8701 Pacific St | Omaha | NE | 68114-5200 | Douglas | NE34027 | Scrapped/Junked | 115218 |  | 1983 | GROEN/DIV OF DOVER IND | COOK - Fired Cooker | 0021 - Steam Supp Cooker/Kettle | 7/31/1999
WESTSIDE HIGH SCHOOL | 8701 Pacific St | Omaha | NE | 68114-5200 | Douglas | NE34099 | Scrapped/Junked | 60176 |  | 1977 | AO SMITH | CHWH - ASME/Fired Water Heater | HWSD - Hot Water Dom/Potable | 7/31/1999
NP Dodge Enterprises | 8701 W Dodge Rd | Omaha | NE | 68114-3409 | Douglas | NE16777 | Scrapped/Junked | 12651 | 52383 | 1980 | Bryan | WT - Water Tube Boiler | HWHT - Hot Water Heat | 4/30/2022
NP Dodge Enterprises | 8701 W Dodge Rd | Omaha | NE | 68114-3409 | Douglas | NE16778 | Active | 12652 | 52388 | 1980 | Bryan | WT - Water Tube Boiler | HWHT - Hot Water Heat | 12/31/2026
NP Dodge Enterprises | 8701 W Dodge Rd | Omaha | NE | 68114-3409 | Douglas | NE42899 | Active | 21735 | 24F-9643 | 2024 | Aldrich | FTVT - Firetube Vertical TB | HWHT - Hot Water Heat | 12/31/2026
FLORENCE BUILDING | 8702 N 30th St | Omaha | NE | 68112-1810 | Douglas | NE37629 | Scrapped/Junked |  |  | 1948 | KEWANEE | FT - Firetube Boiler | STHT - Steam-Heat | 7/31/1999
Inwood Apartments | 8703-8719 Brentwood Plz | La Vista | NE | 68128-4072 | Sarpy | NE20863 | Exempt 1999 LB-66 |  | MC90-0162013 | 1990 | A. O. Smith | AHWH - ANSI/Fired Water Htr | HWSD - Hot Water Dom/Potable | 10/31/1999
Inwood Apartments | 8703-8719 Brentwood Plz | La Vista | NE | 68128-4072 | Sarpy | NE20864 | Exempt 1999 LB-66 |  | MJ93-0292760 | 1993 | A. O. Smith | AHWH - ANSI/Fired Water Htr | HWSD - Hot Water Dom/Potable | 10/31/1999
INWOOD APARTMENTS | 8703-8719 BRENTWOOD PLZ | LA VISTA | NE | 68128-4072 | SARPY | NE20865 | Exempt 1999 LB-66 |  | MB92-0222467 | 1992 | AO SMITH | AHWH - ANSI/Fired Water Htr | HWSD - Hot Water Dom/Potable | 10/31/1999
INWOOD APARTMENTS | 8703-8719 BRENTWOOD PLZ | LA VISTA | NE | 68128-4072 | SARPY | NE20866 | Exempt 1999 LB-66 |  | AB84-17688 | 1984 | AO SMITH | AHWH - ANSI/Fired Water Htr | HWSD - Hot Water Dom/Potable | 10/31/1999
INWOOD APARTMENTS | 8703-8719 BRENTWOOD PLZ | LA VISTA | NE | 68128-4072 | SARPY | NE20867 | Exempt 1999 LB-66 |  | MM92-0249396 | 1992 | AO SMITH | AHWH - ANSI/Fired Water Htr | HWSD - Hot Water Dom/Potable | 10/31/1999
INWOOD APARTMENTS | 8703-8719 BRENTWOOD PLZ | LA VISTA | NE | 68128-4072 | SARPY | NE20868 | Exempt 1999 LB-66 |  | MM92-0249345 | 1992 | AO SMITH | AHWH - ANSI/Fired Water Htr | HWSD - Hot Water Dom/Potable | 10/31/1999
INWOOD APARTMENTS | 8703-8719 BRENTWOOD PLZ | LA VISTA | NE | 68128-4072 | SARPY | NE20869 | Scrapped/Junked |  | 1272-91094 | 1972 | RHEEM MANUFACTURING CO | AHWH - ANSI/Fired Water Htr | HWSD - Hot Water Dom/Potable | 10/31/1998
INWOOD APARTMENTS | 8703-8719 BRENTWOOD PLZ | LA VISTA | NE | 68128-4072 | SARPY | NE20870 | Exempt 1999 LB-66 |  | MC90-0162690 | 1990 | AO SMITH | AHWH - ANSI/Fired Water Htr | HWSD - Hot Water Dom/Potable | 10/31/1999
INWOOD APARTMENTS | 8703-8719 BRENTWOOD PLZ | LA VISTA | NE | 68128-4072 | SARPY | NE20871 | Exempt 1999 LB-66 |  | C94393779 | 1994 | STATE INDUSTRIES | AHWH - ANSI/Fired Water Htr | HWSD - Hot Water Dom/Potable | 10/31/1999
INWOOD APARTMENTS | 8703-8719 BRENTWOOD PLZ | LA VISTA | NE | 68128-4072 | SARPY | NE20872 | Exempt 1999 LB-66 |  | AA85-01555 | 1985 | AO SMITH | AHWH - ANSI/Fired Water Htr | HWSD - Hot Water Dom/Potable | 10/31/1999
INWOOD APARTMENTS | 8703-8719 BRENTWOOD PLZ | LA VISTA | NE | 68128-4072 | SARPY | NE23811 | Exempt 1999 LB-66 |  | 798G03753 | 1998 | RUUD | AHWH - ANSI/Fired Water Htr | HWSD - Hot Water Dom/Potable | 10/31/1999
Chad Springborg Construction | 8710 Irvington Rd | Omaha | NE | 68122 | Douglas | NE27743 | Active | 250855 | 1734107229801 | 2017 | Lochinvar | FT - Firetube Boiler | GLFH - Glycol Floor Heat System | 12/31/2025
Access Bank Building | 8712 W Dodge Rd | Omaha | NE | 68114-3459 | Douglas | NE18099 | Scrapped/Junked | na | N-7645 | 1967 | KEWA | FTSM - FTS Marine Dry Back | HWHT - Hot Water Heat | 9/30/2013
Access Bank Building | 8712 W Dodge Rd | Omaha | NE | 68114-3459 | Douglas | NE25779 | Active | 19242 | 14F-7150 | 2014 | Aldrich | FTVT - Firetube Vertical TB | HWHT - Hot Water Heat | 4/30/2026
Access Bank Building | 8712 W Dodge Rd | Omaha | NE | 68114-3459 | Douglas | NE25780 | Active | 19243 | 14F-7151 | 2014 | Aldrich | FTVT - Firetube Vertical TB | HWHT - Hot Water Heat | 4/30/2026
vacant | 8718 Countryside Plz | Omaha | NE | 68114-5224 | Douglas | NE04578 | Scrapped/Junked | 113547 | E-20102 | 1980 | STMA | ELBL - Electric Boiler | PROC - Process Steam | 5/31/2010
Tidal Wave Auto Spa | 8724 W Dodge Rd | Omaha | NE | 68114-3408 | Douglas | NE41264 | Active | 184936 | SN20.PG80.95.0652 | 2019 | Lochinvar | FT - Firetube Boiler | HWHS - Hotwater Heat Sidewalks | 2/28/2025
Tidal Wave Auto Spa | 8724 W Dodge Rd | Omaha | NE | 68114-3408 | Douglas | NE41265 | Active | 143084 | SN19.PG80.95.3071 | 2019 | Lochinvar | FT - Firetube Boiler | HWHS - Hotwater Heat Sidewalks | 2/28/2025
Max I Walkers | 8728 Pacific St | Omaha | NE | 68114-5232 | Douglas | NE02909 | Active | 3552 | 10781 | 1984 | INDUSTRIAL | FTNF - Firetube Flueless | PROC - Process Steam | 5/31/2026
COMFORT INN | 8736 W Dodge Rd | Omaha | NE | 68114-3408 | Douglas | NE21676 | Exempt 1999 LB-66 |  | C96545562 | 1996 | STATE INDUSTRIES | AHWH - ANSI/Fired Water Htr | HWSD - Hot Water Dom/Potable | 9/30/1999
COMFORT INN | 8736 W Dodge Rd | Omaha | NE | 68114-3408 | Douglas | NE21677 | Exempt 1999 LB-66 |  | A96969831 | 1996 | STATE INDUSTRIES | AHWH - ANSI/Fired Water Htr | HWSD - Hot Water Dom/Potable | 9/30/1999
COMFORT INN | 8736 W Dodge Rd | Omaha | NE | 68114-3408 | Douglas | NE21678 | Exempt 1999 LB-66 |  | A96969830 | 1997 | STATE INDUSTRIES | AHWH - ANSI/Fired Water Htr | HWSD - Hot Water Dom/Potable | 9/30/1999
COMFORT INN | 8736 W Dodge Rd | Omaha | NE | 68114-3408 | Douglas | NE21679 | Exempt 1999 LB-66 |  | C96545587 | 1996 | STATE INDUSTRIES | AHWH - ANSI/Fired Water Htr | HWSD - Hot Water Dom/Potable | 9/30/1999
AZZ Galvanizing NE | 87561 477th Ave | Atkinson | NE | 68713-5006 | Holt | NE18538 | Scrapped/Junked | 11110 | 96-25336 | 1996 | Rite Engineering Corp | WT - Water Tube Boiler | 0031 - Hightemp Water Supply | 7/31/2018
AZZ Galvanizing NE | 87561 477th Ave | Atkinson | NE | 68713-5006 | Holt | NE18539 | Scrapped/Junked | 11111 | 96-25337 | 1996 | Rite Engineering Corp | WT - Water Tube Boiler | 0031 - Hightemp Water Supply | 7/31/2018
AZZ Galvanizing NE | 87561 477th Ave | Atkinson | NE | 68713-5006 | Holt | NE27828 | Active | 63831 | 63831 | 2018 | Parker Boiler Company | WT - Water Tube Boiler | PROW - Process Hot Water | 2/28/2026
AZZ Galvanizing NE | 87561 477th Ave | Atkinson | NE | 68713-5006 | Holt | NE27829 | Active | 63830 | 63830 | 2018 | Parker Boiler Company | WT - Water Tube Boiler | PROW - Process Hot Water | 2/28/2026
Sandhills Renewable Energy LLC | 87590 Hillcrest Rd | Atkinson | NE | 68713-5000 | Holt | NE13630 | Active | 16165 | 16165 | 2007 | SUPERIOR BOILERWORKS | FTSM - FTS Marine Dry Back | PROC - Process Steam | 12/31/2025
Sandhills Renewable Energy LLC | 87590 Hillcrest Rd | Atkinson | NE | 68713-5000 | Holt | NE13631 | Active | 561 | 2911 | 2007 | CAIN INDUSTRIES INC | ECON - Boiler Economizer | ECON - Boiler Economizer | 12/31/2026
Sandhills Renewable Energy LLC | 87590 Hillcrest Rd | Atkinson | NE | 68713-5000 | Holt | NE13632 | Active | 16173 | 16173 | 2007 | SUPERIOR BOILERWORKS | FTSM - FTS Marine Dry Back | PROC - Process Steam | 12/31/2025
Sandhills Renewable Energy LLC | 87590 Hillcrest Rd | Atkinson | NE | 68713-5000 | Holt | NE13633 | Active | 560 | 2910 | 2007 | CAIN INDUSTRIES INC | ECON - Boiler Economizer | ECON - Boiler Economizer | 12/31/2026
Rolling Stone Feed Yard | 87848 430th Ave | Ainsworth | NE | 69210-1874 | Brown | NE03368 | Out of Service | 23060 | N-6531 | 1967 | Kewanee | FTSM - FTS Marine Dry Back | PROC - Process Steam | 7/31/2016
Rolling Stone Feed Yard | 87848 430th Ave | Ainsworth | NE | 69210-1874 | Brown | NE10820 | Out of Service | 10935 | S1000-150-96 | 2003 | Hurst | FTSM - FTS Marine Dry Back | PROC - Process Steam | 7/31/2016
Rolling Stone Feed Yard | 87848 430th Ave | Ainsworth | NE | 69210-1874 | Brown | NE26436 | Active | 12564 | 14987 | 2016 | Sellers Engineering | FT - Firetube Boiler | PROC - Process Steam | 11/30/2025
Rolling Stone Feed Yard | 87848 430th Ave | Ainsworth | NE | 69210-1874 | Brown | NE26437 | Active | 12534 | 14948 | 2016 | Sellers Engineering | FT - Firetube Boiler | PROC - Process Steam | 10/31/2025
Coram Deo Church | 8787 Pacific St | Omaha | NE | 68114-5231 | Douglas | NE17727 | Active | 10223 | 99E-7751 | 1999 | ALES | FTVT - Firetube Vertical TB | HWHT - Hot Water Heat | 10/31/2026
Coram Deo Church | 8787 Pacific St | Omaha | NE | 68114-5231 | Douglas | NE17728 | Active | 10224 | 99E-7752 | 1999 | ALES | FTVT - Firetube Vertical TB | HWHT - Hot Water Heat | 10/31/2026
Vinyl Groove LLC | 8800 F St | Omaha | NE | 68127-1507 | Douglas | NE12901 | Scrapped/Junked | 114842 | 8990244 | 1989 | TELE | WT - Water Tube Boiler | HWHT - Hot Water Heat | 11/30/2022
Vinyl Groove LLC | 8800 F St | Omaha | NE | 68127-1507 | Douglas | NE12902 | Scrapped/Junked | 114269 | 8990192 | 1989 | TELE | WT - Water Tube Boiler | HWHT - Hot Water Heat | 11/30/2022
Firethorn 88 | 8800 Firethorn Ln | Lincoln | NE | 68520 | Lancaster | NE27851 | Active | 3522 | 17-HE022252717 | 2017 | Riello | WT - Water Tube Boiler | HHHP - Hotwater Heat & Heat Pump | 8/31/2026
Firethorn 88 | 8800 Firethorn Ln | Lincoln | NE | 68520 | Lancaster | NE27852 | Active | 3523 | 17-HEO22262717 | 2017 | Riello | WT - Water Tube Boiler | HHHP - Hotwater Heat & Heat Pump | 8/31/2026
Firethorn 88 | 8800 Firethorn Ln | Lincoln | NE | 68520 | Lancaster | NE27853 | Active | 3519 | HE022222717 | 2017 | Riello | WT - Water Tube Boiler | HHHP - Hotwater Heat & Heat Pump | 8/31/2026
Southeast Community College | 8800 O St | Lincoln | NE | 68520-1227 | Lancaster | NE03375 | Inactive | 25115 | 65618 / 880489 | 1988 | Bryan | WT - Water Tube Boiler | HWHT - Hot Water Heat | 1/31/2016
Southeast Community College | 8800 O St | Lincoln | NE | 68520-1227 | Lancaster | NE05913 | Scrapped/Junked | 10828 | 00E-8569 | 1999 | Aldrich/L.E.S. | FTFB - Firetube-Firebox Boiler | HWHT - Hot Water Heat | 1/31/2025
Southeast Community College | 8800 O St | Lincoln | NE | 68520-1227 | Lancaster | NE25582 | Active | 72062 | G-15-1810 | 2015 | Aerco | FTSS - Firetube Stainless Steel | HWHT - Hot Water Heat | 1/31/2025
Southeast Community College | 8800 O St | Lincoln | NE | 68520-1227 | Lancaster | NE25583 | Active | 72063 | G-15-1811 | 2015 | Aerco | FTSS - Firetube Stainless Steel | HWHT - Hot Water Heat | 1/31/2025
Southeast Community College | 8800 O St | Lincoln | NE | 68520-1227 | Lancaster | NE25584 | Active | 72154 | G-15-1982 | 2015 | Aerco | FTSS - Firetube Stainless Steel | HWHT - Hot Water Heat | 1/31/2026
Southeast Community College | 8800 O St | Lincoln | NE | 68520-1227 | Lancaster | NE25585 | Active | 72198 | G-15-2047 | 2015 | Aerco | FTSS - Firetube Stainless Steel | HWHT - Hot Water Heat | 1/31/2026
Southeast Community College | 8800 O St | Lincoln | NE | 68520-1227 | Lancaster | NE29185 | Active | 345262 | 19345262 | 2019 | Lochinvar | FTWB - FTS Marine Wet Back | HWHT - Hot Water Heat | 1/31/2026
Southeast Community College | 8800 O St | Lincoln | NE | 68520-1227 | Lancaster | NE29186 | Active | 345261 | 19345621 | 2019 | Lochinvar | FTWB - FTS Marine Wet Back | HWHT - Hot Water Heat | 1/31/2026
Southeast Community College | 8800 O St | Lincoln | NE | 68520-1227 | Lancaster | NE32392 | Inactive | 2962 | 78-17188 | 1977 | Rite | WT - Water Tube Boiler | HWHT - Hot Water Heat | 7/31/2011
Southeast Community College | 8800 O St | Lincoln | NE | 68520-1227 | Lancaster | NE32393 | Scrapped/Junked | 2961 |  | 1978 | Rite Engineering Corp | WT - Water Tube Boiler | HWHT - Hot Water Heat | 7/31/2001
Southeast Community College | 8800 O St | Lincoln | NE | 68520-1227 | Lancaster | NE42684 | Active | 19495 | 21-HE180172921 | 2023 | Riello | WTSS - Watertube SS Steel | HWHT - Hot Water Heat | 1/31/2026
Southeast Community College | 8800 O St | Lincoln | NE | 68520-1227 | Lancaster | NE42685 | Active | 19496 | 21-HE180182921 | 2023 | Riello | WTSS - Watertube SS Steel | HWHT - Hot Water Heat | 1/31/2026
Southeast Community College | 8800 O St | Lincoln | NE | 68520-1227 | Lancaster | NE42686 | Active | 19504 | 21-HE1801262921 | 2023 | Riello | WTSS - Watertube SS Steel | HWHT - Hot Water Heat | 1/31/2026
Southeast Community College | 8800 O St | Lincoln | NE | 68520-1227 | Lancaster | NE42687 | Active | 19451 | 21-HE179732521 | 2023 | Riello | WTSS - Watertube SS Steel | HWHT - Hot Water Heat | 1/31/2026
Southeast Community College | 8800 O St | Lincoln | NE | 68520-1227 | Lancaster | NE42688 | Active | 19450 | 21-HE179722921 | 2023 | Riello | WTSS - Watertube SS Steel | HWHT - Hot Water Heat | 1/31/2026
Southeast Community College | 8800 O St | Lincoln | NE | 68520-1227 | Lancaster | NE42689 | Active | 19447 | 21-HE179692921 | 2023 | Riello | WTSS - Watertube SS Steel | HWHT - Hot Water Heat | 1/31/2026
Southeast Community College | 8800 O St | Lincoln | NE | 68520-1227 | Lancaster | NE42690 | Active | 303492 | 22.WHTX.118.00008 | 2022 | PVI Industries | CHWH - ASME/Fired Water Heater | HWSD - Hot Water Dom/Potable | 1/31/2026
Southeast Community College | 8800 O St | Lincoln | NE | 68520-1227 | Lancaster | NE42691 | Active | 294083 | 21.WHTX.188.1613 | 2022 | PVI Industries | CHWH - ASME/Fired Water Heater | HWSD - Hot Water Dom/Potable | 1/31/2025
Southeast Community College | 8800 O St | Lincoln | NE | 68520-1227 | Lancaster | NE42692 | Active | 319665 | 22.WHTX.188.00132 | 2022 | PVI Industries | CHWH - ASME/Fired Water Heater | HWSD - Hot Water Dom/Potable | 1/31/2025
Southeast Community College | 8800 O St | Lincoln | NE | 68520-1227 | Lancaster | NE42707 | Active | 90098 | G-21-1258 | 2021 | Aerco | FTVT - Firetube Vertical TB | HWHT - Hot Water Heat | 1/31/2026
Southeast Community College | 8800 O St | Lincoln | NE | 68520-1227 | Lancaster | NE42907 | Active | 9928 | F10616269A | 2023 | Fulton | FTVT - Firetube Vertical TB | HWHT - Hot Water Heat | 1/31/2026
Southeast Community College | 8800 O St | Lincoln | NE | 68520-1227 | Lancaster | NE42908 | Active | 9881 | F10616183A | 2023 | Fulton | FTVT - Firetube Vertical TB | HWHT - Hot Water Heat | 1/31/2026
Southeast Community College | 8800 O St | Lincoln | NE | 68520-1227 | Lancaster | NE43384 | Active | 393102 | 22.PG120.05.01111 | 2022 | Lochinvar | WTSS - Watertube SS Steel | HWHT - Hot Water Heat | 1/31/2026
Southeast Community College | 8800 O St | Lincoln | NE | 68520-1227 | Lancaster | NE43385 | Active | 347251 | 22.PG120.06.00572 | 2022 | Lochinvar | WTSS - Watertube SS Steel | HWHT - Hot Water Heat | 1/31/2026
Southeast Community College | 8800 O St | Lincoln | NE | 68520-1227 | Lancaster | NE43386 | Active | 347250 | 22.PG120.05.00571 | 2022 | Lochinvar | WTSS - Watertube SS Steel | HWHT - Hot Water Heat | 1/31/2026
Southeast Community College | 8800 O St | Lincoln | NE | 68520-1227 | Lancaster | NE43387 | Active | 354874 | 22.PG120.05.00637 | 2022 | Lochinvar | WTSS - Watertube SS Steel | HWHT - Hot Water Heat | 1/31/2026
US Bank - 90th & Center | 8800 W Center Rd | Omaha | NE | 68124-2045 | Douglas | NE00610 | Scrapped/Junked | 175348 | 0010175348 | 2000 | Raypak Inc, California | WT - Water Tube Boiler | HWHT - Hot Water Heat | 1/31/2024
US Bank - 90th & Center | 8800 W Center Rd | Omaha | NE | 68124-2045 | Douglas | NE00623 | Scrapped/Junked | 175182 | 0009175182 | 2000 | Raypak Inc, California | WT - Water Tube Boiler | HWHT - Hot Water Heat | 1/31/2024
US Bank - 90th & Center | 8800 W Center Rd | Omaha | NE | 68124-2045 | Douglas | NE37386 | Scrapped/Junked |  | 28Y27833 | 1971 | Bryant Boiler | CI - Cast Iron | HWHT - Hot Water Heat | 5/31/2001
US Bank - 90th & Center | 8800 W Center Rd | Omaha | NE | 68124-2045 | Douglas | NE37387 | Scrapped/Junked | 29639 |  | 1971 | PM Lattner MFR Company | FTNF - Firetube Flueless | STHT - Steam-Heat | 5/31/2001
US Bank - 90th & Center | 8800 W Center Rd | Omaha | NE | 68124-2045 | Douglas | NE37388 | Scrapped/Junked |  | 40R11352 | 1971 | Bryant Boiler | CI - Cast Iron | HWHT - Hot Water Heat | 5/31/2001
Holiday Inn Express | 8801 Amber Hill Ct | Lincoln | NE | 68526-6029 | Lancaster | NE06859 | Inactive | 244317 | 0512244317 | 2005 | RAYP | CPFH - Copper Fin Water Heater | IPHT - Indoor Pool Heater | 7/31/2011
Holiday Inn Express | 8801 Amber Hill Ct | Lincoln | NE | 68526-6029 | Lancaster | NE06860 | Exempt | 244318 | 0512244318 | 2005 | RAYP | CHWH - ASME/Fired Water Heater | SPAJ - Spa/Jacuzzi Heater | 7/31/2011
Lincoln Financial Group | 8801 Indian Hills Dr | Omaha | NE | 68114-4059 | Douglas | NE18855 | Active | 18064 | 10f-5972 | 2010 | Les Inc/Aldrich Co | FTHT - Firetube Horizontal | STHT - Steam-Heat | 4/30/2026
Lincoln Financial Group | 8801 Indian Hills Dr | Omaha | NE | 68114-4059 | Douglas | NE18856 | Active | 18065 | 10f-5973 | 2010 | Les Inc/Aldrich Co | FTHT - Firetube Horizontal | STHT - Steam-Heat | 4/30/2026
Lincoln Financial Group | 8801 Indian Hills Dr | Omaha | NE | 68114-4059 | Douglas | NE18857 | Active | 18063 | 10f-5971 | 2010 | Les Inc/Aldrich Co | FTHT - Firetube Horizontal | STHT - Steam-Heat | 4/30/2025
Lincoln Financial Group | 8801 Indian Hills Dr | Omaha | NE | 68114-4059 | Douglas | NE21328 | Scrapped/Junked | 23522 | 0 | 1996 | Crown Food Services | ELBL - Electric Boiler | COOK - Cooker/Kettle | 7/31/2012
Lincoln Financial Group | 8801 Indian Hills Dr | Omaha | NE | 68114-4059 | Douglas | NE37438 | Out of Service |  | J7658 | 1957 | Kewannee | FTFB - Firetube-Firebox Boiler | STHT - Steam-Heat | 7/31/2010
Lincoln Financial Group | 8801 Indian Hills Dr | Omaha | NE | 68114-4059 | Douglas | NE37439 | Out of Service |  | J-7657 | 1957 | Kewannee | FTFB - Firetube-Firebox Boiler | STHT - Steam-Heat | 7/31/2010
Lincoln Financial Group | 8801 Indian Hills Dr | Omaha | NE | 68114-4059 | Douglas | NE37446 | Scrapped/Junked | O | LM89-0007900-880 | 1989 | A. O. Smith | AHWH - ANSI/Fired Water Htr | HWSD - Hot Water Dom/Potable | 7/31/2012
Lincoln Financial Group | 8801 Indian Hills Dr | Omaha | NE | 68114-4059 | Douglas | NE37447 | Scrapped/Junked |  | AF83-36036-830 | 1983 | A. O. Smith | AHWH - ANSI/Fired Water Htr | HWSD - Hot Water Dom/Potable | 7/31/2007
Lincoln Financial Group | 8801 Indian Hills Dr | Omaha | NE | 68114-4059 | Douglas | NE37448 | Scrapped/Junked | 0 | LL87-001537-830 | 1987 | A. O. Smith | AHWH - ANSI/Fired Water Htr | HWSD - Hot Water Dom/Potable | 7/31/2012
Lincoln Financial Group | 8801 Indian Hills Dr | Omaha | NE | 68114-4059 | Douglas | NE37466 | Scrapped/Junked |  | 7900880 | 1990 | AO SMITH | AHWH - ANSI/Fired Water Htr | HWSD - Hot Water Dom/Potable | 7/31/2004
Aventine at Wilderness Hills | 8801 S 33rd St | Lincoln | NE | 68516-5088 | Lancaster | NE25494 | Inactive | 377078 | 1404377078 | 2014 | Raypak | CPFH - Copper Fin Water Heater | OPHT - Outdoor Pool Heater | 6/30/2024
Malloy Plumbing | 8802 Military Rd | Omaha | NE | 68134-1857 | Douglas | NE25547 | Out of Service | n/a | 848172 | 1998 | Aqua-Star | WT - Water Tube Boiler | HWHT - Hot Water Heat | 3/31/2017
Lincoln Financial Group | 8805 Indian Hills Dr | Omaha | NE | 68114-6020 | Douglas | NE24848 | Active | 19208 | F-7116 | 2014 | Aldrich | FTVT - Firetube Vertical TB | HWHT - Hot Water Heat | 4/30/2026
Lincoln Financial Group | 8805 Indian Hills Dr | Omaha | NE | 68114-6020 | Douglas | NE24849 | Active | 19209 | F-7117 | 2014 | Aldrich | FTVT - Firetube Vertical TB | HWHT - Hot Water Heat | 4/30/2026
Lincoln Financial Group | 8805 Indian Hills Dr | Omaha | NE | 68114-6020 | Douglas | NE24850 | Active | 19210 | f-7118 | 2014 | Aldrich | FTVT - Firetube Vertical TB | HWHT - Hot Water Heat | 4/30/2026
Lincoln Financial Group | 8805 Indian Hills Dr | Omaha | NE | 68114-6020 | Douglas | NE37441 | Scrapped/Junked | 4484 | 85-8161 | 1986 | Aldrich | FTNF - Firetube Flueless | HWHT - Hot Water Heat | 7/31/2014
Lincoln Financial Group | 8805 Indian Hills Dr | Omaha | NE | 68114-6020 | Douglas | NE37442 | Scrapped/Junked | 4481 | 85-8153 | 1986 | Aldrich | FTNF - Firetube Flueless | HWHT - Hot Water Heat | 7/31/2014
Lincoln Financial Group | 8805 Indian Hills Dr | Omaha | NE | 68114-6020 | Douglas | NE37443 | Scrapped/Junked | 4489 | 85-8162 | 1986 | Aldrich | FTNF - Firetube Flueless | HWHT - Hot Water Heat | 7/31/2014
Lincoln Financial Group | 8805 Indian Hills Dr | Omaha | NE | 68114-6020 | Douglas | NE37444 | Scrapped/Junked | 4485 | 85-8158 | 1986 | Aldrich | FTNF - Firetube Flueless | HWHT - Hot Water Heat | 7/31/2014
Lincoln Financial Group | 8805 Indian Hills Dr | Omaha | NE | 68114-6020 | Douglas | NE37445 | Scrapped/Junked | 4486 | 85-8159 | 1986 | Aldrich | FTNF - Firetube Flueless | HWHT - Hot Water Heat | 7/31/2014
Southwest Gables Apts | 8805 Q St | Omaha | NE | 68127-3697 | Douglas | NE00146 | Scrapped/Junked | 68288 | H00400479 | 2000 | STAT | CHWH - ASME/Fired Water Heater | HWSD - Hot Water Dom/Potable | 4/30/2009
Southwest Gables Apts | 8805 Q St | Omaha | NE | 68127-3697 | Douglas | NE16074 | Scrapped/Junked | 145347 | 1009M000027 | 2010 | AO SMITH | CHWH - ASME/Fired Water Heater | HWSD - Hot Water Dom/Potable | 4/30/2025
Southwest Gables Apts | 8805 Q St | Omaha | NE | 68127-3697 | Douglas | NE18866 | Active | 146252 | 146252 | 2010 | AO SMITH | CHWH - ASME/Fired Water Heater | HWSD - Hot Water Dom/Potable | 4/30/2026
Southwest Gables Apts | 8805 Q St | Omaha | NE | 68127-3697 | Douglas | NE21635 | Scrapped/Junked | 63818 |  | 1993 | RUUD | CHWH - ASME/Fired Water Heater | HWSD - Hot Water Dom/Potable | 5/31/2001
Southwest Gables Apts | 8805 Q St | Omaha | NE | 68127-3697 | Douglas | NE21636 | Scrapped/Junked | 63787 | 0993G00788 | 1993 | Ruud-Rheem | CHWH - ASME/Fired Water Heater | HWSD - Hot Water Dom/Potable | 4/30/2010
Southwest Gables Apts | 8805 Q St | Omaha | NE | 68127-3697 | Douglas | NE21637 | Scrapped/Junked | 63817 | 0993G01875 | 1993 | Ruud-Rheem | CHWH - ASME/Fired Water Heater | HWSD - Hot Water Dom/Potable | 4/30/2011
Lincoln Financial Group | 8807 Indian Hills Dr | Omaha | NE | 68114-4125 | Douglas | NE17916 | Scrapped/Junked | 8264 | 95-E4884 | 1995 | Aldrich | FTVT - Firetube Vertical TB | HWHT - Hot Water Heat | 4/30/2021
Lincoln Financial Group | 8807 Indian Hills Dr | Omaha | NE | 68114-4125 | Douglas | NE17917 | Scrapped/Junked | 8265 | 95-E4885 | 1995 | Aldrich | FTVT - Firetube Vertical TB | HWHT - Hot Water Heat | 4/30/2021
Lincoln Financial Group | 8807 Indian Hills Dr | Omaha | NE | 68114-4125 | Douglas | NE17918 | Scrapped/Junked | 8259 | 95-E4879 | 1995 | Aldrich | FTVT - Firetube Vertical TB | HWHT - Hot Water Heat | 4/30/2021
Lincoln Financial Group | 8807 Indian Hills Dr | Omaha | NE | 68114-4125 | Douglas | NE17919 | Scrapped/Junked | 8263 | 95-E4883 | 1995 | Aldrich | FTVT - Firetube Vertical TB | HWHT - Hot Water Heat | 4/30/2021
Lincoln Financial Group | 8807 Indian Hills Dr | Omaha | NE | 68114-4125 | Douglas | NE17920 | Scrapped/Junked | 8266 | 95-E4886 | 1995 | Aldrich | FTVT - Firetube Vertical TB | HWHT - Hot Water Heat | 4/30/2021
Lincoln Financial Group | 8807 Indian Hills Dr | Omaha | NE | 68114-4125 | Douglas | NE29015 | Active | 88507 | G-20-2370 | 2020 | Aerco | WT - Water Tube Boiler | HWHT - Hot Water Heat | 2/28/2027
Lincoln Financial Group | 8807 Indian Hills Dr | Omaha | NE | 68114-4125 | Douglas | NE29016 | Active | 88454 | G-20-2369 | 2020 | Aerco | WT - Water Tube Boiler | HWHT - Hot Water Heat | 2/28/2027
Southwest Gables Apts | 8807 Q St | Omaha | NE | 68127-3698 | Douglas | NE21641 | Scrapped/Junked | 62689 | 0493G011141 | 1993 | Ruud-Rheem | CHWH - ASME/Fired Water Heater | HWSD - Hot Water Dom/Potable | 4/30/2010
Southwest Gables Apts | 8807 Q St | Omaha | NE | 68127-3698 | Douglas | NE21642 | Inactive | 63767 | 0993600575 | 1993 | RUUD | CHWH - ASME/Fired Water Heater | HWSD - Hot Water Dom/Potable | 5/31/2007
Southwest Gables Apts | 8807 Q St | Omaha | NE | 68127-3698 | Douglas | NE26601 | Scrapped/Junked | 180697 | 180697 | 2013 | AO SMITH | CHWH - ASME/Fired Water Heater | HWSD - Hot Water Dom/Potable | 4/30/2024
Rohan Brothers | 88070 581 Ave | Newcastle | NE | 68757-6032 | Dixon | NE01201 | Inactive |  | 24725 | 1911 | J.I. CASE | HOBB - Hobby/Antique Boiler | 0024 - Antique Steam Tractor | 10/31/1991
Rohan Brothers | 88070 581 Ave | Newcastle | NE | 68757-6032 | Dixon | NE01320 | Inactive |  | 7181 | 1904 | HUBER | HOBB - Hobby/Antique Boiler | 0024 - Antique Steam Tractor | 8/31/1991
Rohan Brothers | 88070 581 Ave | Newcastle | NE | 68757-6032 | Dixon | NE06291 | Inactive | n/a | HSB# 3505/ASME# 1623 | 1920 | Case | HOBB - Hobby/Antique Boiler | 0024 - Antique Steam Tractor | 5/31/2014
Rohan Brothers | 88070 581 Ave | Newcastle | NE | 68757-6032 | Dixon | NE08181 | Inactive | N/A | 8109 | 1918 | Port Huron | HOBB - Hobby/Antique Boiler | 0024 - Antique Steam Tractor | 9/30/2016
Rohan Brothers | 88070 581 Ave | Newcastle | NE | 68757-6032 | Dixon | NE25493 | Inactive | 4 | T10442-13 | 2015 | FRICK COMPANY | HOBB - Hobby/Antique Boiler | 0024 - Antique Steam Tractor | 9/30/2017
COIN LANUNDRY | 8809 Maple St | Omaha | NE | 68134-6125 | Douglas | NE21787 | Exempt 1999 LB-66 | + | C89575700 | 1989 | STATE INDUSTRIES | AHWH - ANSI/Fired Water Htr | HWSD - Hot Water Dom/Potable | 5/31/2000
Great Western Bank | 8820 Arbor St | Omaha | NE | 68124-2030 | Douglas | NE07257 | Scrapped/Junked | 0 | 3B-J2 | 1976 | AMST | CI - Cast Iron | HWHT - Hot Water Heat | 12/31/2010
HUGHES MACHINERY COMPANY | 8820 Bond St | Overland Park | NE | 66214-1706 | Johnson | NE06582 | Inactive | 25315 | 9018068 | 1990 | YORK SHIPLEY | FTSM - FTS Marine Dry Back | PHPS - Portable High PSI Steam | 12/31/2005
HUGHES MACHINERY COMPANY | 8820 Bond St | Overland Park | NE | 66214-1706 | Johnson | NE06583 | Inactive | 25319 | 9018077 | 1990 | YORK SHIPLEY | FTSM - FTS Marine Dry Back | PHPS - Portable High PSI Steam | 12/31/2005
Hartington Gerhold Concrete | 88475 Highway 57 | Hartington | NE | 68739-6027 | Cedar | NE41034 | Active | 945 | 96-945 | 1980 | SIOUX | COBL - Coil Type Boiler | HWSP - Hot Water Non Potable Supply | 5/31/2026
The Resort at Firethorn | 8855 Resort Dr | Lincoln | NE | 68520-9311 | Lancaster | NE25599 | Scrapped/Junked | 421517 | 1604421517 | 2016 | Raypak | CPPH - Ansi Cpr Fin Pool Heater | OPHT - Outdoor Pool Heater | 6/30/2023
The Resort at Firethorn | 8855 Resort Dr | Lincoln | NE | 68520-9311 | Lancaster | NE25600 | Active | 275381 | C 16 275381 | 2016 | PENTAIR | CPPH - Ansi Cpr Fin Pool Heater | OPHT - Outdoor Pool Heater | 6/30/2026
The Resort at Firethorn | 8855 Resort Dr | Lincoln | NE | 68520-9311 | Lancaster | NE42701 | Active | 00042540 | 23600188 | 2023 | PENTAIR | CPPH - Ansi Cpr Fin Pool Heater | OPHT - Outdoor Pool Heater | 6/30/2026
JASON NEWBY | 886 Mohawk St | Syracuse | NE | 68446-9581 | OTOE | NE01281 | Inactive |  | 157 | 1911 | WOOD BROTHERS | FT - Firetube Boiler | 0024 - Antique Steam Tractor | 6/30/2003
BAKER'S SUPERMARKET | 888 S Saddle Creek Rd | Omaha | NE | 68106-1959 | Douglas | NE05652 | Exempt 1999 LB-66 |  | 95377490 | 1995 | STATE INDUSTRIES | AHWH - ANSI/Fired Water Htr | HWSD - Hot Water Dom/Potable | 1/31/2000
BAKER'S SUPERMARKET | 888 S Saddle Creek Rd | Omaha | NE | 68106-1959 | Douglas | NE05653 | Exempt 1999 LB-66 |  | E95377499 | 1995 | STATE INDUSTRIES | AHWH - ANSI/Fired Water Htr | HWSD - Hot Water Dom/Potable | 1/31/2000
SCOTTSBLUFF COUNTY | 89 Woodley Park Rd # A | Gering | NE | 69341-1638 | SCOTTS BLUFF | NE00203 | Scrapped/Junked |  | 545673 | 1991 | SLANT FIN |  | HWHT - Hot Water Heat | 3/31/2005
MGI-MES | 8901 Indian Hills Dr | Omaha | NE | 68114-4029 | Douglas | NE04954 | Scrapped/Junked |  | 30036 | 1968 | BRYAN STEAM LLC | WT - Water Tube Boiler | HWHT - Hot Water Heat | 10/31/2009
MGI-MES | 8901 Indian Hills Dr | Omaha | NE | 68114-4029 | Douglas | NE16034 | Active | 17565 | 09F-5472 | 2009 | Les Inc/Aldrich Co | FTVT - Firetube Vertical TB | HWHT - Hot Water Heat | 1/31/2027
MGI-MES | 8901 Indian Hills Dr | Omaha | NE | 68114-4029 | Douglas | NE16035 | Active | 17563 | 09F-5470 | 2009 | Les Inc/Aldrich Co | FTVT - Firetube Vertical TB | HWHT - Hot Water Heat | 1/31/2027
Papio NRD Chalco Hills | 8901 S 154th Street | Omaha | NE | 68138 | Sarpy | NE27872 | Active | 263752 | 17.PG120.05.0248 | 2017 | Lochinvar | FTVT - Firetube Vertical TB | HWHT - Hot Water Heat | 10/31/2026
Papio NRD Chalco Hills | 8901 S 154th Street | Omaha | NE | 68138 | Sarpy | NE27873 | Active | 300007 | 18.PG120.05.0248 | 2018 | Lochinvar | FTVT - Firetube Vertical TB | HWHT - Hot Water Heat | 10/31/2026
Indian Hills Medical Plz | 8901 W Dodge Rd | Omaha | NE | 68114-3327 | Douglas | NE01436 | Out of Service | 10984 | 00E-8739 | 2000 | ALES | FTVT - Firetube Vertical TB | HWHT - Hot Water Heat | 3/31/2019
Indian Hills Medical Plz | 8901 W Dodge Rd | Omaha | NE | 68114-3327 | Douglas | NE01437 | Scrapped/Junked | 10982 | 00E-8737 | 2000 | ALES | FTVT - Firetube Vertical TB | HWHT - Hot Water Heat | 3/31/2020
Indian Hills Medical Plz | 8901 W Dodge Rd | Omaha | NE | 68114-3327 | Douglas | NE17617 | Inactive | 117652 |  | 1994 | RAYPAK INC, CALIFORNIA | CPFT - Horiz Cpr Fin Boiler | HWHT - Hot Water Heat | 3/31/2005
Indian Hills Medical Plz | 8901 W Dodge Rd | Omaha | NE | 68114-3327 | Douglas | NE17619 | Scrapped/Junked | 52041 | SB94-52041-Y3 | 1994 | AOSM | CHWH - ASME/Fired Water Heater | HWSD - Hot Water Dom/Potable | 3/31/2015
Indian Hills Medical Plz | 8901 W Dodge Rd | Omaha | NE | 68114-3327 | Douglas | NE17642 | Inactive | 126443 | 126443 | 1995 | RAYPAK INC, CALIFORNIA | CPFT - Horiz Cpr Fin Boiler | HWHT - Hot Water Heat | 3/31/2002
Indian Hills Medical Plz | 8901 W Dodge Rd | Omaha | NE | 68114-3327 | Douglas | NE17643 | Scrapped/Junked | 126444 | 9509126444 | 1995 | RAYP | CPFT - Horiz Cpr Fin Boiler | HWHT - Hot Water Heat | 3/31/2015
Indian Hills Medical Plz | 8901 W Dodge Rd | Omaha | NE | 68114-3327 | Douglas | NE22411 | Scrapped/Junked | 29827 | LE95-0432670930 | 1995 | AOSM | CHWH - ASME/Fired Water Heater | HWSD - Hot Water Dom/Potable | 3/31/2018
Indian Hills Medical Plz | 8901 W Dodge Rd | Omaha | NE | 68114-3327 | Douglas | NE25756 | Active | 387652 | 1410387652 | 2014 | Raypak | CPFT - Horiz Cpr Fin Boiler | HWHT - Hot Water Heat | 3/31/2026
Indian Hills Medical Plz | 8901 W Dodge Rd | Omaha | NE | 68114-3327 | Douglas | NE29247 | Active | 5775 | 1918-HE043563618 | 2018 | Riello | WT - Water Tube Boiler | HWHT - Hot Water Heat | 3/31/2026
Indian Hills Medical Plz | 8901 W Dodge Rd | Omaha | NE | 68114-3327 | Douglas | NE29248 | Active | 5697 | 1918-HE042783518 | 2018 | Riello | WT - Water Tube Boiler | HWHT - Hot Water Heat | 3/31/2026
Indian Hills Medical Plz | 8901 W Dodge Rd | Omaha | NE | 68114-3327 | Douglas | NE29249 | Active | 6223 | 18-HE048044718 | 2018 | Riello | WT - Water Tube Boiler | HWHT - Hot Water Heat | 3/31/2026
Indian Hills Medical Plz | 8901 W Dodge Rd | Omaha | NE | 68114-3327 | Douglas | NE29250 | Active | 6291 | 18-HE048724718 | 2018 | Riello | WT - Water Tube Boiler | HWHT - Hot Water Heat | 3/31/2026
Crofton High School | 89048 Hwy 121 | Crofton | NE | 68730-3256 | Knox | NE17263 | Active | 7103 | 91-3036 | 1991 | ALES | FTVT - Firetube Vertical TB | HWHT - Hot Water Heat | 1/31/2027
Crofton High School | 89048 Hwy 121 | Crofton | NE | 68730-3256 | Knox | NE17264 | Active | 7106 | 91-3039 | 1991 | ALES | FTVT - Firetube Vertical TB | HWHT - Hot Water Heat | 1/31/2027
Crofton High School | 89048 Hwy 121 | Crofton | NE | 68730-3256 | Knox | NE17265 | Active | 7104 | 91-3037 | 1991 | ALES | FTVT - Firetube Vertical TB | HWHT - Hot Water Heat | 1/31/2027
Crofton High School | 89048 Hwy 121 | Crofton | NE | 68730-3256 | Knox | NE17266 | Active | 7105 | 91-3038 | 1991 | ALES | FTVT - Firetube Vertical TB | HWHT - Hot Water Heat | 1/31/2027
Crofton High School | 89048 Hwy 121 | Crofton | NE | 68730-3256 | Knox | NE17267 | Active | n/a | n/a | 1989 | AOSM | AHWH - ANSI/Fired Water Htr | HWSD - Hot Water Dom/Potable | 1/31/2027
Crofton High School | 89048 Hwy 121 | Crofton | NE | 68730-3256 | Knox | NE17268 | Active | n/a | 09693 | 1989 | AOSM | AHWH - ANSI/Fired Water Htr | HWSD - Hot Water Dom/Potable | 1/31/2027
Crofton High School | 89048 Hwy 121 | Crofton | NE | 68730-3256 | Knox | NE18532 | Exempt 1999 LB-66 |  | 0MK910209682880 | 1991 | AO SMITH | AHWH - ANSI/Fired Water Htr | HWSD - Hot Water Dom/Potable | 8/31/2000
Crofton High School | 89048 Hwy 121 | Crofton | NE | 68730-3256 | Knox | NE31938 | Inactive |  |  | 1950 | WEIL MCLAIN |  | STHT - Steam-Heat | 8/31/1992
Southwest Gables Apts | 8909 Q St | Omaha | NE | 68127-3694 | Douglas | NE21634 | Scrapped/Junked |  | 9404086227 | 1994 | RAYPAK INC, CALIFORNIA | CPFT - Horiz Cpr Fin Boiler | OPHT - Outdoor Pool Heater | 5/31/2004
Southwest Gables Apts | 8909 Q St | Omaha | NE | 68127-3694 | Douglas | NE21643 | Scrapped/Junked | 63766 | 0993G00574 | 1993 | Ruud-Rheem | CHWH - ASME/Fired Water Heater | HWSD - Hot Water Dom/Potable | 4/30/2009
Cornhusker Car Wash | 8910 Fort St | Omaha | NE | 68134-2843 | Douglas | NE09534 | Scrapped/Junked | 29670 | 1082104654 | 1982 | RAYP | CPFT - Horiz Cpr Fin Boiler | HWHF - Hot Water Heat-Floor | 10/31/2005
GORILLA WASH | 8910 Fort St | Omaha | NE | 68134-2843 | Douglas | NE12912 | Scrapped/Junked | 29669 |  | 1982 | RAYPAK INC, CALIFORNIA | CPFT - Horiz Cpr Fin Boiler | HWSP - Hot Water Non Potable Supply | 9/30/2001
PARKER CAR WASH | 8910 Fort St | Omaha | NE | 68134-2843 | Douglas | NE12913 | Scrapped/Junked | 29670 |  | 1982 | RAYPAK INC, CALIFORNIA | WT - Water Tube Boiler | HWHT - Hot Water Heat | 9/30/2001
Southwest Gables Apts | 8911 Q St | Omaha | NE | 68127-4816 | Douglas | NE14626 | Scrapped/Junked | 137244 | 137244 | 2009 | AO SMITH | CHWH - ASME/Fired Water Heater | HWDP - Hotwater Heat & Dom Supply | 4/30/2024
Southwest Gables Apts | 8911 Q St | Omaha | NE | 68127-4816 | Douglas | NE14627 | Scrapped/Junked | 129936 | 129936 | 2008 | AO SMITH | CHWH - ASME/Fired Water Heater | HWDP - Hotwater Heat & Dom Supply | 4/30/2023
Southwest Gables Apts | 8911 Q St | Omaha | NE | 68127-4816 | Douglas | NE21638 | Scrapped/Junked | 63789 | 0993G00790 | 1993 | Ruud-Rheem | CHWH - ASME/Fired Water Heater | HWSD - Hot Water Dom/Potable | 4/30/2014
Southwest Gables Apts | 8911 Q St | Omaha | NE | 68127-4816 | Douglas | NE21639 | Scrapped/Junked | 63790 | 0993G00791 | 1993 | Ruud-Rheem | CHWH - ASME/Fired Water Heater | HWSD - Hot Water Dom/Potable | 4/30/2014
Southwest Gables Apts | 8911 Q St | Omaha | NE | 68127-4816 | Douglas | NE21640 | Scrapped/Junked | 63788 | 0993G00789 | 1993 | Ruud-Rheem | CHWH - ASME/Fired Water Heater | HWSD - Hot Water Dom/Potable | 4/30/2013
World Mission Society Church of God | 8920 Curtis Cir | Omaha | NE | 68134-1948 | Douglas | NE23997 | Out of Service | n/a | 666453-201109 | 2011 | Peerless | CI - Cast Iron | STHT - Steam-Heat | 3/31/2017
World Mission Society Church of God | 8920 Curtis Cir | Omaha | NE | 68134-1948 | Douglas | NE32960 | Scrapped/Junked | N/A | 007FD-4827 | 1975 | Peerless | CI - Cast Iron | STHT - Steam-Heat | 2/28/2013
Nebraska Humane Society | 8929 Fort St | Omaha | NE | 68134-2842 | Douglas | NE01724 | Active | 223520 | 0406223520 | 2004 | Raypak | CPFH - Copper Fin Water Heater | HWSD - Hot Water Dom/Potable | 10/31/2026
Immaculate Conception Parish | 89481 564 Ave | St Helena | NE | 68774-5030 | Cedar | NE24638 | Active | 42727 | 096111264 | 2009 | Triangle | FTVT - Firetube Vertical TB | HWHT - Hot Water Heat | 3/31/2026
Immaculate Conception Parish | 89481 564 Ave | St Helena | NE | 68774-5030 | Cedar | NE24639 | Active | 24928 | 1013282 | 2010 | Triangle | FTVT - Firetube Vertical TB | HWHT - Hot Water Heat | 3/31/2026
Immaculate Conception Parish | 89481 564 Ave | St Helena | NE | 68774-5030 | Cedar | NE30298 | Scrapped/Junked | n/a | L4475 | 1960 | KEWA | FTFB - Firetube-Firebox Boiler | HWHT - Hot Water Heat | 9/30/2011
IBEW Training Center | 8960 L St | Omaha | NE | 68127-1406 | Douglas | NE09946 | Scrapped/Junked | 12775 | 56895 | 2002 | Triad Boiler | FT - Firetube Boiler | HWHT - Hot Water Heat | 3/31/2013
IBEW Training Center | 8960 L St | Omaha | NE | 68127-1406 | Douglas | NE09947 | Scrapped/Junked | 12751 | 56871 | 2002 | Triad Boiler | FT - Firetube Boiler | HWHT - Hot Water Heat | 3/31/2012
IBEW Training Center | 8960 L St | Omaha | NE | 68127-1406 | Douglas | NE23946 | Scrapped/Junked | 13994 | N/A | 2012 | Triad Boiler | COBL - Coil Type Boiler | HWHT - Hot Water Heat | 5/31/2019
IBEW Training Center | 8960 L St | Omaha | NE | 68127-1406 | Douglas | NE23947 | Scrapped/Junked | 13990 | N/A | 2012 | Triad Boiler | COBL - Coil Type Boiler | HWHT - Hot Water Heat | 5/31/2019
IBEW Training Center | 8960 L St | Omaha | NE | 68127-1406 | Douglas | NE41267 | Active | 164922 | 20.VNT150.186.0032 | 2020 | Laars | FT - Firetube Boiler | HWHT - Hot Water Heat | 2/28/2027
IBEW Training Center | 8960 L St | Omaha | NE | 68127-1406 | Douglas | NE41268 | Active | 153291 | 20.VNT150.186.0005 | 2020 | Laars | FT - Firetube Boiler | HWHT - Hot Water Heat | 2/28/2027
Ralston High School | 8969 Park Dr | Ralston | NE | 68127-3663 | Douglas | NE02525 | Scrapped/Junked | 40574 | G-04-0430 | 2004 | Aerco International | CHWH - ASME/Fired Water Heater | HWSD - Hot Water Dom/Potable | 6/30/2024
Ralston High School | 8969 Park Dr | Ralston | NE | 68127-3663 | Douglas | NE02551 | Scrapped/Junked | 40576 | G-04-0432 | 2004 | Aerco International | CHWH - ASME/Fired Water Heater | HWSD - Hot Water Dom/Potable | 6/30/2024
Ralston High School | 8969 Park Dr | Ralston | NE | 68127-3663 | Douglas | NE02552 | Scrapped/Junked | 40575 | G-04-0431 | 2004 | Aerco International | CHWH - ASME/Fired Water Heater | HWSD - Hot Water Dom/Potable | 6/30/2024
Ralston High School | 8969 Park Dr | Ralston | NE | 68127-3663 | Douglas | NE02553 | Scrapped/Junked | 40540 | G-04-0398 | 2004 | Aerco International | FTVT - Firetube Vertical TB | HWHT - Hot Water Heat | 6/30/2019
Ralston High School | 8969 Park Dr | Ralston | NE | 68127-3663 | Douglas | NE02554 | Scrapped/Junked | 40525 | G-04-0396 | 2004 | Aerco International | FTVT - Firetube Vertical TB | HWHT - Hot Water Heat | 6/30/2019
Ralston High School | 8969 Park Dr | Ralston | NE | 68127-3663 | Douglas | NE02555 | Scrapped/Junked | 40560 | G-04-0400 | 2004 | Aerco International | FTVT - Firetube Vertical TB | HWHT - Hot Water Heat | 6/30/2019
Ralston High School | 8969 Park Dr | Ralston | NE | 68127-3663 | Douglas | NE02556 | Scrapped/Junked | 40570 | G-04-0401 | 2004 | Aerco International | FTVT - Firetube Vertical TB | HWHT - Hot Water Heat | 6/30/2019
Ralston High School | 8969 Park Dr | Ralston | NE | 68127-3663 | Douglas | NE02557 | Scrapped/Junked | 40526 | G-04-0397 | 2004 | Aerco International | FTVT - Firetube Vertical TB | HWHT - Hot Water Heat | 6/30/2019
Ralston High School | 8969 Park Dr | Ralston | NE | 68127-3663 | Douglas | NE02558 | Scrapped/Junked | 40541 | G-04-0399 | 2004 | Aerco International | FTVT - Firetube Vertical TB | HWHT - Hot Water Heat | 6/30/2019
Ralston High School | 8969 Park Dr | Ralston | NE | 68127-3663 | Douglas | NE02559 | Active | 12921 | 57041 | 2003 | Triad Boiler | FTVT - Firetube Vertical TB | AHUH - Hot Water to Air Handler | 6/30/2026
Ralston High School | 8969 Park Dr | Ralston | NE | 68127-3663 | Douglas | NE12126 | Scrapped/Junked | 52732 | G-03-395 | 2008 | Aerco International | FTVT - Firetube Vertical TB | HWHT - Hot Water Heat | 6/30/2019
Ralston High School | 8969 Park Dr | Ralston | NE | 68127-3663 | Douglas | NE12127 | Scrapped/Junked | 38653 | G-03-396 | 2003 | Aerco International | FTVT - Firetube Vertical TB | HWHT - Hot Water Heat | 6/30/2019
Ralston High School | 8969 Park Dr | Ralston | NE | 68127-3663 | Douglas | NE16863 | Scrapped/Junked | 21536 |  | 1974 | AO SMITH | CHWH - ASME/Fired Water Heater | HWSD - Hot Water Dom/Potable | 6/30/2003
Ralston High School | 8969 Park Dr | Ralston | NE | 68127-3663 | Douglas | NE17864 | Scrapped/Junked | 34014 | C93I05859 | 1993 | Teledyne Laars | CPFT - Horiz Cpr Fin Boiler | IPHT - Indoor Pool Heater | 6/30/2025
Ralston High School | 8969 Park Dr | Ralston | NE | 68127-3663 | Douglas | NE27444 | Active | 79462 | G-17-2546 | 2017 | Aerco International | FTVT - Firetube Vertical TB | HWHT - Hot Water Heat | 6/30/2026
Ralston High School | 8969 Park Dr | Ralston | NE | 68127-3663 | Douglas | NE27876 | Active | 81556 | G-18-1686 | 2018 | Aerco International | FTVT - Firetube Vertical TB | HWHT - Hot Water Heat | 6/30/2026
Ralston High School | 8969 Park Dr | Ralston | NE | 68127-3663 | Douglas | NE27877 | Active | 81606 | G-18-1683 | 2018 | Aerco | FTVT - Firetube Vertical TB | HWHT - Hot Water Heat | 6/30/2026
Ralston High School | 8969 Park Dr | Ralston | NE | 68127-3663 | Douglas | NE27878 | Active | 81698 | G-18-1838 | 2018 | Aerco | FTVT - Firetube Vertical TB | HWHT - Hot Water Heat | 6/30/2026
Ralston High School | 8969 Park Dr | Ralston | NE | 68127-3663 | Douglas | NE27879 | Active | 81605 | G-18-1682 | 2018 | Aerco | FTVT - Firetube Vertical TB | HWHT - Hot Water Heat | 6/30/2026
Ralston High School | 8969 Park Dr | Ralston | NE | 68127-3663 | Douglas | NE27880 | Active | 81697 | G-18-1837 | 2018 | Aerco | FTVT - Firetube Vertical TB | HWHT - Hot Water Heat | 6/30/2026
Ralston High School | 8969 Park Dr | Ralston | NE | 68127-3663 | Douglas | NE34361 | Inactive |  | 7FD-2510 | 1974 | PEERLESS HEATER COMPANY |  | HWHT - Hot Water Heat | 6/30/2003
Ralston High School | 8969 Park Dr | Ralston | NE | 68127-3663 | Douglas | NE34362 | Scrapped/Junked |  | 7FD-2509 | 1974 | PEERLESS HEATER COMPANY |  | HWHT - Hot Water Heat | 6/30/2003
Ralston High School | 8969 Park Dr | Ralston | NE | 68127-3663 | Douglas | NE34363 | Scrapped/Junked |  | 7FD-2511 | 1974 | PEERLESS HEATER COMPANY |  | HWHT - Hot Water Heat | 6/30/2004
Ralston High School | 8969 Park Dr | Ralston | NE | 68127-3663 | Douglas | NE34388 | Scrapped/Junked |  | N7644 | 1960 | KEWANEE | FT - Firetube Boiler | STHT - Steam-Heat | 6/30/2004
Ralston High School | 8969 Park Dr | Ralston | NE | 68127-3663 | Douglas | NE34389 | Scrapped/Junked |  | N7582 | 1960 | KEWANEE | FT - Firetube Boiler | STHT - Steam-Heat | 6/30/2004
Ralston High School | 8969 Park Dr | Ralston | NE | 68127-3663 | Douglas | NE34486 | Scrapped/Junked | 5415 |  | 1966 | MARKET FORGE INDUSTRIES | FT - Firetube Boiler | 0021 - Steam Supp Cooker/Kettle | 6/30/2003
Ralston High School | 8969 Park Dr | Ralston | NE | 68127-3663 | Douglas | NE34796 | Scrapped/Junked | 30396 |  | 1988 | MARKET FORGE INDUSTRIES | FT - Firetube Boiler | 0021 - Steam Supp Cooker/Kettle | 6/30/2002
Ralston High School | 8969 Park Dr | Ralston | NE | 68127-3663 | Douglas | NE42876 | Active | 600685 | N1.23.47.00060 | 2023 | Laars | WTSS - Watertube SS Steel | HWSD - Hot Water Dom/Potable | 6/30/2026
Ralston High School | 8969 Park Dr | Ralston | NE | 68127-3663 | Douglas | NE42877 | Active | 610312 | N1.24.13.00121 | 2024 | Laars | WTSS - Watertube SS Steel | HWSD - Hot Water Dom/Potable | 6/30/2026
Ralston High School | 8969 Park Dr | Ralston | NE | 68127-3663 | Douglas | NE43727 | Active | 330419 | C25 330419 | 2025 | Teledyne Laars | CPFT - Horiz Cpr Fin Boiler | IPHT - Indoor Pool Heater | 6/30/2026
GRANDMOTHER'S RESTAURANT | 8989 W Dodge Rd | Omaha | NE | 68114-3301 | Douglas | NE20657 | Inactive | 74071 | 0296G94319 | 1997 | RHEEM MANUFACTURING CO | CHWH - ASME/Fired Water Heater | HWSD - Hot Water Dom/Potable | 3/31/2003
GOLDEN CORRAL RESTAURANT | 8990 Boyd St | Omaha | NE | 68134-4199 | Douglas | NE08451 | Inactive | 86468 | C98J04002 | 1998 | TELEDYNE LAARS | CPFT - Horiz Cpr Fin Boiler | HWSD - Hot Water Dom/Potable | 4/30/2008
American National Bank | 8990 W Dodge Rd | Omaha | NE | 68114-3329 | Douglas | NE18089 | Active | 7949 | 94-E4232 | 1994 | Aldrich | FTFB - Firetube-Firebox Boiler | STHT - Steam-Heat | 3/31/2026
American National Bank | 8990 W Dodge Rd | Omaha | NE | 68114-3329 | Douglas | NE18090 | Active | 7947 | 94-E4230 | 1994 | Aldrich | FTFB - Firetube-Firebox Boiler | STHT - Steam-Heat | 3/31/2026
Activities Bldg | 8Th & D St | Broken Bow | NE | 68822 | Custer | NE20227 | Exempt 1999 LB-66 |  |  | 1981 | Ruud-Rheem |  |  | 7/31/1999
INDUSTRIAL ARTS BUILDING | 8TH & MAIN | FREMONT | NE | 68025 | DODGE | NE14546 | Inactive | 69323 |  | 1988 | RAYPAK INC, CALIFORNIA | CHWH - ASME/Fired Water Heater | HWSD - Hot Water Dom/Potable | 8/31/2001
out of business | 8TH & Q ST | LINCOLN | NE | 68501 | LANCASTER | NE40763 | Scrapped/Junked |  | MD99-0835182-966 | 1999 | AO SMITH | AHWH - ANSI/Fired Water Htr | HWSD - Hot Water Dom/Potable | 1/1/1900
out of business | 8TH & Q ST | LINCOLN | NE | 68501 | LANCASTER | NE40764 | Exempt 1999 LB-66 |  | ME99-0841748-966 | 1999 | AO SMITH | AHWH - ANSI/Fired Water Htr | HWSD - Hot Water Dom/Potable | 1/1/1900
Technology System | 8Th & S St | Lincoln | NE |  | Lancaster | NE30856 | Exempt 1999 LB-66 |  | MF94-0346305930 | 1994 | A. O. Smith | AHWH - ANSI/Fired Water Htr | HWSD - Hot Water Dom/Potable | 12/31/1999
TECHNOLOGY SYSTEM | 8TH & S ST | LINCOLN | NE | 68508 | LANCASTER | NE30855 | Exempt 1999 LB-66 |  | MF94-0346428930 | 1994 | AO SMITH | AHWH - ANSI/Fired Water Htr | HWSD - Hot Water Dom/Potable | 12/31/1999
ConAgra Brands | 9 Conagra Dr | Omaha | NE | 68102-5007 | Douglas | NE15343 | Scrapped/Junked | 8417 | 89-41979 | 1989 | Ajax | WT - Water Tube Boiler | HWHT - Hot Water Heat | 10/31/2015
Olive Garden #1432 | 90 Gateway | Lincoln | NE | 68505 | Lancaster | NE02309 | Exempt | 121307 | CC1V00F391 | 2000 | MVE/CHART IND | UTNK - Unfired Vertical Tank | 0041 - CO2 Dispensing | 8/30/2006
Olive Garden #1432 | 90 Gateway | Lincoln | NE | 68505 | Lancaster | NE02310 | Scrapped/Junked | 56596 | 56596 | 1999 | GROEN/DIV OF DOVER IND | FPV - Fired Pressure Vessel | COOK - Cooker/Kettle | 12/31/2006
Olive Garden #1432 | 90 Gateway | Lincoln | NE | 68505 | Lancaster | NE02311 | Scrapped/Junked | 56489 | 56489 | 1999 | GROEN/DIV OF DOVER IND | FPV - Fired Pressure Vessel | COOK - Cooker/Kettle | 9/30/2005
Olive Garden #1432 | 90 Gateway | Lincoln | NE | 68505 | Lancaster | NE06536 | Scrapped/Junked | 92891 | M04M003900 | 2004 | AOSM | CHWH - ASME/Fired Water Heater | HWSD - Hot Water Dom/Potable | 9/30/2010
Olive Garden #1432 | 90 Gateway | Lincoln | NE | 68505 | Lancaster | NE06537 | Scrapped/Junked | 91474 | M04M008034 | 2004 | AOSM | CHWH - ASME/Fired Water Heater | HWSD - Hot Water Dom/Potable | 9/30/2011
Olive Garden #1432 | 90 Gateway | Lincoln | NE | 68505 | Lancaster | NE06733 | Scrapped/Junked | 78188 | WT1599-051-01 | 2005 | Cleveland Range | FPV - Fired Pressure Vessel | COOK - Cooker/Kettle | 9/30/2022
Olive Garden #1432 | 90 Gateway | Lincoln | NE | 68505 | Lancaster | NE06814 | Scrapped/Junked | 79093 | WT2207-05K-02 | 2005 | Cleveland Range | FPV - Fired Pressure Vessel | COOK - Cooker/Kettle | 9/30/2018
Olive Garden #1432 | 90 Gateway | Lincoln | NE | 68505 | Lancaster | NE18650 | Scrapped/Junked | 131661 | 131661 | 2008 | AO SMITH | CHWH - ASME/Fired Water Heater | HWSD - Hot Water Dom/Potable | 9/30/2018
Olive Garden #1432 | 90 Gateway | Lincoln | NE | 68505 | Lancaster | NE18651 | Scrapped/Junked | 149504 | 149504 | 2010 | AO SMITH | CHWH - ASME/Fired Water Heater | HWSD - Hot Water Dom/Potable | 9/30/2018
Olive Garden #1432 | 90 Gateway | Lincoln | NE | 68505 | Lancaster | NE27969 | Inactive | 128307 | 180123059289 | 2018 | Cleveland | COOK - Fired Cooker | COOK - Cooker/Kettle | 9/30/2024
Olive Garden #1432 | 90 Gateway | Lincoln | NE | 68505 | Lancaster | NE27970 | Scrapped/Junked | 245500 | 1835111755239 | 2018 | AO SMITH | CHWH - ASME/Fired Water Heater | HWSD - Hot Water Dom/Potable | 9/30/2024
Olive Garden #1432 | 90 Gateway | Lincoln | NE | 68505 | Lancaster | NE27971 | Scrapped/Junked | 245499 | 1835111755238 | 2018 | AO SMITH | CHWH - ASME/Fired Water Heater | HWSD - Hot Water Dom/Potable | 9/30/2024
Olive Garden #1432 | 90 Gateway | Lincoln | NE | 68505 | Lancaster | NE40794 | Scrapped/Junked | 44115 | LD980731201970 | 1998 | AO SMITH | CHWH - ASME/Fired Water Heater | HWSD - Hot Water Dom/Potable | 9/30/2005
Olive Garden #1432 | 90 Gateway | Lincoln | NE | 68505 | Lancaster | NE40795 | Scrapped/Junked | 44928 | LF980744652970 | 1998 | AO SMITH | CHWH - ASME/Fired Water Heater | HWSD - Hot Water Dom/Potable | 9/30/2005
Olive Garden #1432 | 90 Gateway | Lincoln | NE | 68505 | Lancaster | NE43149 | Active | 318001 | 318001 | 2024 | A O Smith | AHWH - ANSI/Fired Water Htr | HWSD - Hot Water Dom/Potable | 9/30/2026
Olive Garden #1432 | 90 Gateway | Lincoln | NE | 68505 | Lancaster | NE43150 | Active | 314642 | 314642 | 2023 | AOSM | CHWH - ASME/Fired Water Heater | HWSD - Hot Water Dom/Potable | 9/30/2026
Olive Garden #1432 | 90 Gateway | Lincoln | NE | 68505 | Lancaster | NEW | Exempt 1999 LB-66 | 142324 | 1 | 2022 | Cleveland | KETT - Fired Kettle | COOK - Cooker/Kettle | 8/25/2022
Dundy County Elementary School | 900 A St | Benkelman | NE | 69021-3058 | Dundy | NE22441 | Scrapped/Junked | 82353 | 0599G01344 | 1999 | Ruud-Rheem | CHWH - ASME/Fired Water Heater | HWSD - Hot Water Dom/Potable | 3/31/2022
Dundy County Elementary School | 900 A St | Benkelman | NE | 69021-3058 | Dundy | NE22442 | Scrapped/Junked | 81997 | 0599G01342 | 1999 | Ruud-Rheem | CHWH - ASME/Fired Water Heater | HWSD - Hot Water Dom/Potable | 3/31/2012
Dundy County Elementary School | 900 A St | Benkelman | NE | 69021-3058 | Dundy | NE23626 | Active | 126832 | UNRG0211G00243 | 2011 | RHEEM | CHWH - ASME/Fired Water Heater | HWSD - Hot Water Dom/Potable | 3/31/2026
Dundy County Elementary School | 900 A St | Benkelman | NE | 69021-3058 | Dundy | NE26195 | Active | 174312 | 3115101830529 | 2015 | Lochinvar/AIC Tuchcom | COND - Condenser | HWHT - Hot Water Heat | 3/31/2026
Dundy County Elementary School | 900 A St | Benkelman | NE | 69021-3058 | Dundy | NE26196 | Active | 150398 | 3115101830525 | 2015 | Lochinvar/AIC Tuchcom | COND - Condenser | HWHT - Hot Water Heat | 3/31/2026
Dundy County Elementary School | 900 A St | Benkelman | NE | 69021-3058 | Dundy | NE31744 | Scrapped/Junked | 35086 | R3535 | 1981 | Kewanee | FT - Firetube Boiler | HWHT - Hot Water Heat | 3/31/2016
Dundy County Elementary School | 900 A St | Benkelman | NE | 69021-3058 | Dundy | NE31771 | Scrapped/Junked | 3508 | R3534 | 1981 | Kewanee | FT - Firetube Boiler | HWHT - Hot Water Heat | 3/31/2016
Dundy County Elementary School | 900 A St | Benkelman | NE | 69021-3058 | Dundy | NE31818 | Active | 109751 | N/A | 1982 | Groen-Dover | ELBL - Electric Boiler | HWHT - Hot Water Heat | 3/31/2026
Dundy County Elementary School | 900 A St | Benkelman | NE | 69021-3058 | Dundy | NE41343 | Active | 164755 | 164755 | 2021 | RHEEM | CHWH - ASME/Fired Water Heater | HWSD - Hot Water Dom/Potable | 3/31/2026
BENKELMEN ELEMENTARY | 900 A St | Benkelman | NE | 69021-3058 | DUNDY | NE31815 | Scrapped/Junked | 44575 |  | 1981 | PVI INDUSTRIES | CHWH - ASME/Fired Water Heater | HWSD - Hot Water Dom/Potable | 6/30/2000
BENKELMEN ELEMENTARY | 900 A St | Benkelman | NE | 69021-3058 | DUNDY | NE31816 | Inactive | 44574 |  | 1981 | PVI INDUSTRIES | CHWH - ASME/Fired Water Heater | HWSD - Hot Water Dom/Potable | 6/30/1999
Memorial Park Pool | 900 Blaine St | Norfolk | NE | 68701-6017 | Madison | NE05552 | Exempt 1999 LB-66 |  | 000000088274363 | 1988 | STATE INDUSTRIES | AHWH - ANSI/Fired Water Htr | HWSD - Hot Water Dom/Potable | 6/30/1999
Memorial Park Pool | 900 Blaine St | Norfolk | NE | 68701-6017 | Madison | NE07758 | Scrapped/Junked | 145271 | 9712145271 | 1997 | Raytherm/Raypak | CPFT - Horiz Cpr Fin Boiler | OPHT - Outdoor Pool Heater | 6/30/2009
Memorial Park Pool | 900 Blaine St | Norfolk | NE | 68701-6017 | Madison | NE18797 | Out of Service | 220629 | C10220629 | 2010 | Laars | CPFT - Horiz Cpr Fin Boiler | OPHT - Outdoor Pool Heater | 7/31/2012
PROFESSIONAL RESOURCES | 900 Central Ave | Nebraska City | NE | 68410-2335 | OTOE | NE11487 | Scrapped/Junked |  | G-405 | 1988 | AMERICAN STANDARD |  | HWHT - Hot Water Heat | 4/30/2006
Iron Horse Golf Course | 900 Club House Dr | Ashland | NE | 68003-6226 | Cass | NE06990 | Scrapped/Junked | 103383 | B06M008077 | 2006 | AOSC | CHWH - ASME/Fired Water Heater | HWSD - Hot Water Dom/Potable | 7/31/2017
Southwest Public School | 900 Coke Street | Bartley | NE | 69020 | Red Willow | NE16095 | Active | 17160 | 08F-5067 | 2008 | Les Inc/Aldrich Co | FTVT - Firetube Vertical TB | HWHT - Hot Water Heat | 3/31/2026
Southwest Public School | 900 Coke Street | Bartley | NE | 69020 | Red Willow | NE16096 | Active | 17161 | 08F-5068 | 2008 | Les Inc/Aldrich Co | FTVT - Firetube Vertical TB | HWHT - Hot Water Heat | 3/31/2026
Senior Center | 900 E 10th St | North Platte | NE | 69101-3231 | Lincoln | NE35419 | Scrapped/Junked |  | 2119261098 | 1984 | PEER | CI - Cast Iron | STHT - Steam-Heat | 3/31/2006
Hastings Good Sam Village | 900 E B St | Hastings | NE | 68901-6480 | Adams | NE22358 | Active | 136069 | 9612-136069 | 1996 | Raypak | COBL - Coil Type Boiler | HWSD - Hot Water Dom/Potable | 4/30/2026
Hastings Good Sam Village | 900 E B St | Hastings | NE | 68901-6480 | Adams | NE22359 | Active | 135607 | 9611-1335607 | 1996 | Raypak | COBL - Coil Type Boiler | HWHT - Hot Water Heat | 4/30/2026
FX Technology & Products LLC | 900 E Factory St | Fremont | NE | 68025-6226 | DODGE | NE05517 | Inactive | 6435 | 9999 | 1956 | Leffel | FTSM - FTS Marine Dry Back | PROC - Process Steam | 4/30/2010
FX Technology & Products LLC | 900 E Factory St | Fremont | NE | 68025-6226 | DODGE | NE13092 | Inactive | 6678 |  | 1960 | Leffel | FT - Firetube Boiler | PROC - Process Steam | 4/30/1994
FX Technology & Products LLC | 900 E Factory St | Fremont | NE | 68025-6226 | DODGE | NE14058 | Inactive | 17112 | 45156 | 1968 | Cleaver & Brooks | FTSM - FTS Marine Dry Back | PROC - Process Steam | 6/30/2008
FX Technology & Products LLC | 900 E Factory St | Fremont | NE | 68025-6226 | DODGE | NE14123 | Inactive | 2272 | 040908441 | 2009 | CAMUS HYDRONICS LIMITED | CPFT - Horiz Cpr Fin Boiler | HWSP - Hot Water Non Potable Supply | 5/31/2014
BPOE NORFOLK LODGE #653 | 900 E Norfolk Ave | Norfolk | NE | 68701-5502 | MADISON | NE03997 | Inactive |  | 0000010983 | 1963 | CLIFF BOILER WORKS | FT - Firetube Boiler | HWHT - Hot Water Heat | 4/30/2000
Fillmore Cnty Courthouse | 900 G St | Geneva | NE | 68361-2035 | Fillmore | NE22380 | Scrapped/Junked | n/a | 211A-12685 | 1998 | Peerless | CI - Cast Iron | HWHT - Hot Water Heat | 1/31/2018
Fillmore Cnty Courthouse | 900 G St | Geneva | NE | 68361-2035 | Fillmore | NE27306 | Active | 238860 | 16.PGT850.111.0754 | 2016 | Lochinvar | FTSS - Firetube Stainless Steel | HWHT - Hot Water Heat | 11/30/2026
Fillmore Cnty Courthouse | 900 G St | Geneva | NE | 68361-2035 | Fillmore | NE27307 | Active | 277525 | 17PGT850.142.0197 | 2017 | Lochinvar | FTSS - Firetube Stainless Steel | HWHT - Hot Water Heat | 11/30/2026
Perkins County Hospital | 900 Lincoln Ave | Grant | NE | 69140-3095 | Perkins | NE04249 | Scrapped/Junked | N/A | 9485 | 1965 | Kewanee | FTFB - Firetube-Firebox Boiler | GLYC - Glycol Bldg Heat Sys | 4/30/2025
Perkins County Hospital | 900 Lincoln Ave | Grant | NE | 69140-3095 | Perkins | NE04250 | Out of Service | N/A | 9487 | 1965 | Kewanee | FTFB - Firetube-Firebox Boiler | GLYC - Glycol Bldg Heat Sys | 4/30/2024
Perkins County Hospital | 900 Lincoln Ave | Grant | NE | 69140-3095 | Perkins | NE06592 | Active | 44622 | SS86089 | 2000 | CAST | ELBL - Electric Boiler | AUCL - Autoclave | 4/30/2026
Perkins County Hospital | 900 Lincoln Ave | Grant | NE | 69140-3095 | Perkins | NE29156 | Active | 330418 | 1843112253455 | 2018 | Lochinvar | COND - Condenser | HWHS - Hotwater Heat Sidewalks | 4/30/2026
Perkins County Hospital | 900 Lincoln Ave | Grant | NE | 69140-3095 | Perkins | NE42998 | Active | 423433 | 24423433 | 2024 | Lochinvar | FTVT - Firetube Vertical TB | HWHT - Hot Water Heat | 4/30/2026
Perkins County Hospital | 900 Lincoln Ave | Grant | NE | 69140-3095 | Perkins | NE42999 | Active | 423077 | 24423077 | 2024 | Lochinvar | FTVT - Firetube Vertical TB | HWHT - Hot Water Heat | 4/30/2026
UNL OFFICE STORAGE BLDG | 900 N 21st St | Lincoln | NE | 68503-2403 | LANCASTER | NE35521 | Scrapped/Junked |  | 44840020 | 1983 | DUNKIRK |  | 0042 - Steam to Water Storage Tank | 5/31/2007
New Cassel Retirement | 900 N 90th St | Omaha | NE | 68114-8800 | Douglas | NE06462 | Active | N/A | CP4965761 | 2005 | Weil-Mcclain | CALU - Cast Aluminum | HWHT - Hot Water Heat | 7/31/2026
New Cassel Retirement | 900 N 90th St | Omaha | NE | 68114-8800 | Douglas | NE06463 | Active | N/A | CP4965763 | 2005 | Weil-Mcclain | CALU - Cast Aluminum | HWHT - Hot Water Heat | 7/31/2026
New Cassel Retirement | 900 N 90th St | Omaha | NE | 68114-8800 | Douglas | NE09106 | Scrapped/Junked | 50976 | L-55556 | 1972 | CLEA | FT - Firetube Boiler | STHT - Steam-Heat | 7/31/2009
New Cassel Retirement | 900 N 90th St | Omaha | NE | 68114-8800 | Douglas | NE16043 | Scrapped/Junked | 127111 | 0609127111 | 2009 | PVI Industries | FT - Firetube Boiler | HWHT - Hot Water Heat | 7/31/2016
New Cassel Retirement | 900 N 90th St | Omaha | NE | 68114-8800 | Douglas | NE16044 | Scrapped/Junked | 127112 | 0609127112 | 2009 | PVI Industries | FT - Firetube Boiler | HWHT - Hot Water Heat | 7/31/2016
New Cassel Retirement | 900 N 90th St | Omaha | NE | 68114-8800 | Douglas | NE16045 | Scrapped/Junked | 127114 | 0609127114 | 2009 | PVI Industries | FT - Firetube Boiler | HWHT - Hot Water Heat | 7/31/2022
New Cassel Retirement | 900 N 90th St | Omaha | NE | 68114-8800 | Douglas | NE16046 | Scrapped/Junked | 127113 | 0609127113 | 2009 | PVI Industries | FT - Firetube Boiler | HWHT - Hot Water Heat | 7/31/2022
New Cassel Retirement | 900 N 90th St | Omaha | NE | 68114-8800 | Douglas | NE17772 | Scrapped/Junked | C14362 | K-06-14362 | 2006 | AO SMITH | CPFT - Horiz Cpr Fin Boiler | HWSD - Hot Water Dom/Potable | 7/31/2020
New Cassel Retirement | 900 N 90th St | Omaha | NE | 68114-8800 | Douglas | NE17773 | Scrapped/Junked | c21285 | 0822m002701 | 2008 | AO SMITH | CPFT - Horiz Cpr Fin Boiler | HWSD - Hot Water Dom/Potable | 7/31/2019
New Cassel Retirement | 900 N 90th St | Omaha | NE | 68114-8800 | Douglas | NE27704 | Scrapped/Junked | 71192 | F001863 | 2016 | Riverside | COND - Condenser | HWHT - Hot Water Heat | 7/31/2022
New Cassel Retirement | 900 N 90th St | Omaha | NE | 68114-8800 | Douglas | NE27705 | Scrapped/Junked | 71190 | F001864 | 2016 | Riverside | COND - Condenser | HWHT - Hot Water Heat | 7/31/2022
New Cassel Retirement | 900 N 90th St | Omaha | NE | 68114-8800 | Douglas | NE39193 | Scrapped/Junked | 28885 | L-37429 | 1965 | CLEA | FT - Firetube Boiler | STHT - Steam-Heat | 7/31/2009
New Cassel Retirement | 900 N 90th St | Omaha | NE | 68114-8800 | Douglas | NE43456 | Active | 81031 | 17.WHTX.1130.366 | 2017 | PVI Industries | CHWH - ASME/Fired Water Heater | HWSD - Hot Water Dom/Potable | 7/31/2026
New Cassel Retirement | 900 N 90th St | Omaha | NE | 68114-8800 | Douglas | NE43457 | Active | 152217 | F015908 | 2021 | PVI Industries | CHWH - ASME/Fired Water Heater | HWSD - Hot Water Dom/Potable | 7/31/2026
Midland University | 900 N Clarkson St | Fremont | NE | 68025-4254 | Dodge | NE05015 | Inactive | 28123 | G929265 | 1992 | Loch | CPFT - Horiz Cpr Fin Boiler | HWSD - Hot Water Dom/Potable | 9/30/2025
Midland University | 900 N Clarkson St | Fremont | NE | 68025-4254 | Dodge | NE05090 | Active | 51226 | B954568 | 1995 | Loch | CPFT - Horiz Cpr Fin Boiler | HWSD - Hot Water Dom/Potable | 9/30/2026
Midland University | 900 N Clarkson St | Fremont | NE | 68025-4254 | Dodge | NE05173 | Inactive |  | G-29 | 1988 | AMERICAN STANDARD |  | STHT - Steam-Heat | 9/30/1999
Midland University | 900 N Clarkson St | Fremont | NE | 68025-4254 | Dodge | NE05489 | Scrapped/Junked | 62139 | C963651 | 1996 | Loch | CPFT - Horiz Cpr Fin Boiler | HWSD - Hot Water Dom/Potable | 9/30/2024
Midland University | 900 N Clarkson St | Fremont | NE | 68025-4254 | Dodge | NE28306 | Active | 347164 | 19.PG120.05.0001 | 2019 | Lochinvar | FTVT - Firetube Vertical TB | HWHT - Hot Water Heat | 9/30/2026
Midland University | 900 N Clarkson St | Fremont | NE | 68025-4254 | Dodge | NE28307 | Active | 347165 | 19.PG120.05.0002 | 2019 | Lochinvar | FTVT - Firetube Vertical TB | HWHT - Hot Water Heat | 9/30/2025
Midland University | 900 N Clarkson St | Fremont | NE | 68025-4254 | Dodge | NE28914 | Active | 264160 | 264160 | 2020 | A O Smith | CHWH - ASME/Fired Water Heater | HWSD - Hot Water Dom/Potable | 9/30/2026
Midland University | 900 N Clarkson St | Fremont | NE | 68025-4254 | Dodge | NE28915 | Active | 263243 | 263243 | 2019 | A O Smith | CHWH - ASME/Fired Water Heater | HWSD - Hot Water Dom/Potable | 9/30/2026
Midland University | 900 N Clarkson St | Fremont | NE | 68025-4254 | Dodge | NE32557 | Inactive | Unk | H840 | 1949 | KEWA | FTFB - Firetube-Firebox Boiler | STHT - Steam-Heat | 9/30/2021
Midland University | 900 N Clarkson St | Fremont | NE | 68025-4254 | Dodge | NE32558 | Out of Service | Unk | D1002 | 1950 | KEWA | FTFB - Firetube-Firebox Boiler | STHT - Steam-Heat | 9/30/2012
Midland University | 900 N Clarkson St | Fremont | NE | 68025-4254 | Dodge | NE32673 | Scrapped/Junked | 1404 | N1404 | 1965 | KEWA | FTFB - Firetube-Firebox Boiler | HWHT - Hot Water Heat | 9/30/2021
Midland University | 900 N Clarkson St | Fremont | NE | 68025-4254 | Dodge | NE32678 | Scrapped/Junked | Unk | N5749 | 1967 | KEWA | FTFB - Firetube-Firebox Boiler | HWDP - Hotwater Heat & Dom Supply | 9/30/2019
Midland University | 900 N Clarkson St | Fremont | NE | 68025-4254 | Dodge | NE32680 | Active | 8685 | N8695 | 1968 | KEWA | FTFB - Firetube-Firebox Boiler | STHT - Steam-Heat | 9/30/2025
Midland University | 900 N Clarkson St | Fremont | NE | 68025-4254 | Dodge | NE32681 | Active | 8698 | N8698 | 1968 | KEWA | FTWB - FTS Marine Wet Back | STHT - Steam-Heat | 9/30/2026
Midland University | 900 N Clarkson St | Fremont | NE | 68025-4254 | Dodge | NE32682 | Active | 8699 | N8699 | 1968 | Kewanee | FTWB - FTS Marine Wet Back | STHT - Steam-Heat | 9/30/2026
Midland University | 900 N Clarkson St | Fremont | NE | 68025-4254 | Dodge | NE32709 | Inactive |  | 4318 | 1960 | KEWANEE | FT - Firetube Boiler | HWHT - Hot Water Heat | 7/31/1991
Midland University | 900 N Clarkson St | Fremont | NE | 68025-4254 | Dodge | NE41416 | Active | 494068 | G21494068 | 2021 | Laars | WTSS - Watertube SS Steel | HWHT - Hot Water Heat | 9/30/2026
Midland University | 900 N Clarkson St | Fremont | NE | 68025-4254 | Dodge | NE41417 | Active | 494065 | G21494065 | 2021 | Laars | WTSS - Watertube SS Steel | HWHT - Hot Water Heat | 9/30/2026
Midland University | 900 N Clarkson St | Fremont | NE | 68025-4254 | Dodge | NE42893 | Active | 407493 | 23407493 | 2023 | Lochinvar | CPFH - Copper Fin Water Heater | HWSD - Hot Water Dom/Potable | 9/30/2026
Midland University | 900 N Clarkson St | Fremont | NE | 68025-4254 | Dodge | NE43475 | Active | 437785 | 25437785 | 2025 | Lochinvar | CPFH - Copper Fin Water Heater | HWSD - Hot Water Dom/Potable | 9/30/2026
Apartment Building | 900 N Hastings Ave | Hastings | NE | 68901-3800 | Adams | NE10240 | Active | 39801 | 2007-17-0235 | 2007 | Peerless | COWH - Coil Type Water Heater | HWHT - Hot Water Heat | 3/31/2026
First United Methodist Church | 900 O St | Gering | NE | 69341-2958 | Scotts Bluff | NE08600 | Active | n/a | 211A-08-N | 2002 | Peerless | CI - Cast Iron | HWHT - Hot Water Heat | 11/30/2026
First United Methodist Church | 900 O St | Gering | NE | 69341-2958 | Scotts Bluff | NE31448 | Active | n/a | 5W443 | 1960 | Bryant | CI - Cast Iron | HWHT - Hot Water Heat | 11/30/2026
First United Methodist Church | 900 O St | Gering | NE | 69341-2958 | Scotts Bluff | NE31472 | Scrapped/Junked |  | 12W630 | 1960 | BRYANT |  | HWHT - Hot Water Heat | 3/31/2003
Drury Development Corporation | 900 Q St | Lincoln | NE | 68508-1432 | Lancaster | NE02319 | Scrapped/Junked | 13397 | 04F-1313 | 2004 | ALES | FTFB - Firetube-Firebox Boiler | HUMI - Humidifier/Humidity Contr | 1/31/2020
Drury Development Corporation | 900 Q St | Lincoln | NE | 68508-1432 | Lancaster | NE02320 | Scrapped/Junked | 13400 | 04F-1316 | 2004 | ALES | FTFB - Firetube-Firebox Boiler | HUMI - Humidifier/Humidity Contr | 1/31/2020
Drury Development Corporation | 900 Q St | Lincoln | NE | 68508-1432 | Lancaster | NE06055 | Scrapped/Junked | 13770 | 04F-1681 | 2004 | ALES | FTVT - Firetube Vertical TB | GLYC - Glycol Bldg Heat Sys | 1/31/2021
Drury Development Corporation | 900 Q St | Lincoln | NE | 68508-1432 | Lancaster | NE06056 | Scrapped/Junked | 13769 | 04F-1680 | 2004 | ALES | FTVT - Firetube Vertical TB | GLYC - Glycol Bldg Heat Sys | 1/31/2021
Drury Development Corporation | 900 Q St | Lincoln | NE | 68508-1432 | Lancaster | NE06897 | Scrapped/Junked | 13876 | 05F-1786 | 2005 | ALES | FTVT - Firetube Vertical TB | HWHT - Hot Water Heat | 1/31/2021
Drury Development Corporation | 900 Q St | Lincoln | NE | 68508-1432 | Lancaster | NE06898 | Scrapped/Junked | 13878 | 05F-1788 | 2005 | ALES | FTVT - Firetube Vertical TB | HWHT - Hot Water Heat | 1/31/2021
Drury Development Corporation | 900 Q St | Lincoln | NE | 68508-1432 | Lancaster | NE24326 | Scrapped/Junked | 10200 | 99E-7723 | 1999 | Aldrich/LES | FTVT - Firetube Vertical TB | HWHT - Hot Water Heat | 4/30/2005
Drury Development Corporation | 900 Q St | Lincoln | NE | 68508-1432 | Lancaster | NE24327 | Scrapped/Junked | 10197 | 99E-7720 | 1999 | Aldrich/LES | FTVT - Firetube Vertical TB | HWHT - Hot Water Heat | 4/30/2006
Drury Development Corporation | 900 Q St | Lincoln | NE | 68508-1432 | Lancaster | NE24328 | Scrapped/Junked | 10195 | 99E-7718 | 1999 | Aldrich/LES | FTVT - Firetube Vertical TB | HWHT - Hot Water Heat | 4/30/2005
Drury Development Corporation | 900 Q St | Lincoln | NE | 68508-1432 | Lancaster | NE24329 | Scrapped/Junked | 10202 | 99E-7725 | 1999 | Aldrich/LES | FTVT - Firetube Vertical TB | HWHT - Hot Water Heat | 4/30/2005
Drury Development Corporation | 900 Q St | Lincoln | NE | 68508-1432 | Lancaster | NE24330 | Scrapped/Junked | 10198 | 99E-7721 | 1999 | Aldrich/LES | FTVT - Firetube Vertical TB | HWHT - Hot Water Heat | 4/30/2005
Drury Development Corporation | 900 Q St | Lincoln | NE | 68508-1432 | Lancaster | NE24396 | Scrapped/Junked | 97769 | 059997769 | 1999 | Pvi | CHWH - ASME/Fired Water Heater | HWSP - Hot Water Non Potable Supply | 6/30/2021
Drury Development Corporation | 900 Q St | Lincoln | NE | 68508-1432 | Lancaster | NE24397 | Scrapped/Junked | 97771 | 059997771 | 1999 | Pvi | CHWH - ASME/Fired Water Heater | HWSP - Hot Water Non Potable Supply | 6/30/2021
Drury Development Corporation | 900 Q St | Lincoln | NE | 68508-1432 | Lancaster | NE24398 | Scrapped/Junked | 97770 | 059997770 | 1999 | Pvi | CHWH - ASME/Fired Water Heater | HWSP - Hot Water Non Potable Supply | 6/30/2021
EASTERN NE HUMAN SERVICE | 900 S 74th Plz 7400 BLDG | Omaha | NE | 68114-4667 | Douglas | NE11601 | Inactive |  | G6010 | 1965 | AMERICAN STANDARD |  | HWHT - Hot Water Heat | 3/31/1996
Wilber High School | 900 S Franklin St | Wilber | NE | 68465-4000 | Gage | NE06417 | Scrapped/Junked | 149567 | H04K08535 | 2004 | WATER PIK TECH | COBL - Coil Type Boiler | HWHT - Hot Water Heat | 3/31/2023
Wilber High School | 900 S Franklin St | Wilber | NE | 68465-4000 | Gage | NE06418 | Scrapped/Junked | 149247 | H04J08215 | 2004 | WATER PIK TECH | COBL - Coil Type Boiler | HWHT - Hot Water Heat | 3/31/2021
Wilber High School | 900 S Franklin St | Wilber | NE | 68465-4000 | Gage | NE06419 | Active | 78227 | 78227 | 1976 | DOVE | KETT - Fired Kettle | COOK - Cooker/Kettle | 3/31/2026
Wilber High School | 900 S Franklin St | Wilber | NE | 68465-4000 | Gage | NE18666 | Active | 17958 | 10F-5866 | 2010 | Les Inc/Aldrich Co | FTVT - Firetube Vertical TB | HWHT - Hot Water Heat | 3/31/2026
Wilber High School | 900 S Franklin St | Wilber | NE | 68465-4000 | Gage | NE18667 | Active | 17959 | 10F-5867 | 2010 | Les Inc/Aldrich Co | FTVT - Firetube Vertical TB | HWHT - Hot Water Heat | 3/31/2026
Wilber High School | 900 S Franklin St | Wilber | NE | 68465-4000 | Gage | NE34576 | Scrapped/Junked |  | 0-867 | 1967 | KEWA | FTFB - Firetube-Firebox Boiler | HWHT - Hot Water Heat | 7/31/2010
Wilber High School | 900 S Franklin St | Wilber | NE | 68465-4000 | Gage | NE34577 | Scrapped/Junked | n/a | 0-72 | 1968 | Kewanee | FTFB - Firetube-Firebox Boiler | HWHT - Hot Water Heat | 7/31/2013
Wilber High School | 900 S Franklin St | Wilber | NE | 68465-4000 | Gage | NE42575 | Active | 242923 | 21.PG60.94.0842 | 2021 | Lochinvar | FTVT - Firetube Vertical TB | HWHT - Hot Water Heat | 2/28/2026
Wilber High School | 900 S Franklin St | Wilber | NE | 68465-4000 | Gage | NE42576 | Active | 345429 | 22.PG60.94.01874 | 2021 | Lochinvar | FTVT - Firetube Vertical TB | HWHT - Hot Water Heat | 2/28/2026
Wholestone Farms Cooperative | 900 S Platte Ave | Fremont | NE | 68025-6232 | Dodge | NE00329 | Exempt | NB113307 | #8 Frick Oil Separator | 1993 | Frick | UFPV - Unfired Pressure Vessel | 0033 - Oil Seperator | 7/31/2018
Wholestone Farms Cooperative | 900 S Platte Ave | Fremont | NE | 68025-6232 | Dodge | NE00330 | Exempt | NB113308 | #9 Frick Oil separator | 1993 | Frick | UFPV - Unfired Pressure Vessel | SEPR - Separator | 7/31/2018
Wholestone Farms Cooperative | 900 S Platte Ave | Fremont | NE | 68025-6232 | Dodge | NE00331 | Exempt | NB1714 | #4 Howden Oil Sep. | 1974 | Simco | UTNK - Unfired Vertical Tank | SEPR - Separator | 7/31/2018
Wholestone Farms Cooperative | 900 S Platte Ave | Fremont | NE | 68025-6232 | Dodge | NE00332 | Exempt | NB1490 | #3 Oil Separator | 1972 | Simco | UTNK - Unfired Vertical Tank | SEPR - Separator | 7/31/2018
Wholestone Farms Cooperative | 900 S Platte Ave | Fremont | NE | 68025-6232 | Dodge | NE00333 | Exempt | NB1315 | #2 Howden Oil Sep | 1975 | Simco | UTNK - Unfired Vertical Tank | SEPR - Separator | 7/13/2014
Wholestone Farms Cooperative | 900 S Platte Ave | Fremont | NE | 68025-6232 | Dodge | NE00334 | Inactive | NB46274 |  | 2004 | Vilter Mfg Corp | Ammonia Storage Tank | STOR - Storage Vessel | 7/13/2007
Wholestone Farms Cooperative | 900 S Platte Ave | Fremont | NE | 68025-6232 | Dodge | NE00335 | Scrapped/Junked | NB1696 | #1 Howden oil sep | 1973 | Simco | UTNK - Unfired Vertical Tank | SEPR - Separator | 7/31/2016
Wholestone Farms Cooperative | 900 S Platte Ave | Fremont | NE | 68025-6232 | Dodge | NE05865 | Scrapped/Junked | 1137 |  | 1949 | Brothers Inc |  | PROC - Process Steam | 5/31/1999
Wholestone Farms Cooperative | 900 S Platte Ave | Fremont | NE | 68025-6232 | Dodge | NE05866 | Scrapped/Junked | 1137 |  | 1949 | Brothers Inc |  | PROC - Process Steam | 5/31/1999
Wholestone Farms Cooperative | 900 S Platte Ave | Fremont | NE | 68025-6232 | Dodge | NE14062 | Out of Service | 3697 | 10126 | 1968 | Murray Iron Works | WT - Water Tube Boiler | PROC - Process Steam | 5/31/2025
Wholestone Farms Cooperative | 900 S Platte Ave | Fremont | NE | 68025-6232 | Dodge | NE19596 | Scrapped/Junked | 22729 | 45757 | 2011 | Refridgeration Valves and Systems Corp. | HTNK - Horizontal UFPV | REFR - Refrigerant Storage/Supp | 7/31/2021
Wholestone Farms Cooperative | 900 S Platte Ave | Fremont | NE | 68025-6232 | Dodge | NE22083 | Out of Service | 308 | 05285B | 2005 | E Tech | ECON - Boiler Economizer | HTEX - Heat Exchanger | 5/31/2016
Wholestone Farms Cooperative | 900 S Platte Ave | Fremont | NE | 68025-6232 | Dodge | NE22084 | Scrapped/Junked | 307 | 05285A | 2005 | Economaster | ECON - Boiler Economizer | ECON - Boiler Economizer | 5/31/2016
Wholestone Farms Cooperative | 900 S Platte Ave | Fremont | NE | 68025-6232 | Dodge | NE22085 | Inactive | 608 | PP-99-1099 | 1999 | Precision | ECON - Boiler Economizer | ECON - Boiler Economizer | 5/31/2020
Wholestone Farms Cooperative | 900 S Platte Ave | Fremont | NE | 68025-6232 | Dodge | NE22086 | Exempt | 16166 | 2 | 2003 | HENRY | UFPV - Unfired Pressure Vessel | 0017 - Ammonia Receiver | 7/31/2018
Wholestone Farms Cooperative | 900 S Platte Ave | Fremont | NE | 68025-6232 | Dodge | NE22087 | Exempt | 18821 | 1 | 2006 | HENRY | UFPV - Unfired Pressure Vessel | 0017 - Ammonia Receiver | 7/31/2018
Wholestone Farms Cooperative | 900 S Platte Ave | Fremont | NE | 68025-6232 | Dodge | NE22088 | Scrapped/Junked | 103 | 100372 | 2007 | Avure | UFPV - Unfired Pressure Vessel | 0052 - Process Cooler | 7/31/2014
Wholestone Farms Cooperative | 900 S Platte Ave | Fremont | NE | 68025-6232 | Dodge | NE24155 | Active | 12779 | 1102-1 | 2011 | H A Phillips | HTNK - Horizontal UFPV | 0019 - Sub-Cooler | 7/31/2027
Wholestone Farms Cooperative | 900 S Platte Ave | Fremont | NE | 68025-6232 | Dodge | NE25205 | Scrapped/Junked | 340 | 101706-C | 2012 | Avure | UFPV - Unfired Pressure Vessel | PROD - Product Testing | 7/31/2020
Wholestone Farms Cooperative | 900 S Platte Ave | Fremont | NE | 68025-6232 | Dodge | NE29096 | Out of Service | 11067 | 24697 | 2020 | Vapor Corp | COBL - Coil Type Boiler | PROC - Process Steam | 7/31/2024
Wholestone Farms Cooperative | 900 S Platte Ave | Fremont | NE | 68025-6232 | Dodge | NE29097 | Out of Service | 11068 | 24698 | 2020 | Vapor Corp | COBL - Coil Type Boiler | PROC - Process Steam | 7/31/2023
Wholestone Farms Cooperative | 900 S Platte Ave | Fremont | NE | 68025-6232 | Dodge | NE29098 | Active | 498888 | N1.20.22.00054 | 2020 | Lochinvar | WTSS - Watertube SS Steel | HWSD - Hot Water Dom/Potable | 7/31/2026
Wholestone Farms Cooperative | 900 S Platte Ave | Fremont | NE | 68025-6232 | Dodge | NE40910 | Active | 9653 | 9809-02 | 1999 | Johnston Boiler Co. | FTSM - FTS Marine Dry Back | PROC - Process Steam | 5/31/2026
Wholestone Farms Cooperative | 900 S Platte Ave | Fremont | NE | 68025-6232 | Dodge | NE40911 | Active | 9614 | 9809-01 | 1999 | Johnston Boiler Co. | FTSM - FTS Marine Dry Back | PROC - Process Steam | 5/31/2026
Wholestone Farms Cooperative | 900 S Platte Ave | Fremont | NE | 68025-6232 | Dodge | NE42072 | Active | 11878 | 11615-01 | 2022 | Johnston Boiler Co. | FTSM - FTS Marine Dry Back | PROC - Process Steam | 7/31/2026
Wholestone Farms Cooperative | 900 S Platte Ave | Fremont | NE | 68025-6232 | Dodge | NE42179 | Active | 11879 | 11615-02 | 2022 | Johnston Boiler Co. | FTSM - FTS Marine Dry Back | PROC - Process Steam | 7/31/2026
Wholestone Farms Cooperative | 900 S Platte Ave | Fremont | NE | 68025-6232 | Dodge | NE42396 | Out of Service | 541757 | N1.21.47.00102 | 2021 | Lochinvar | WT - Water Tube Boiler | HWCA - Hotwater to Coil Htexchgr | 7/31/2024
Wholestone Farms Cooperative | 900 S Platte Ave | Fremont | NE | 68025-6232 | Dodge | NE42397 | Out of Service | 541758 | N1.21.47.00103 | 2021 | Lochinvar | WT - Water Tube Boiler | HWCA - Hotwater to Coil Htexchgr | 7/31/2024
Wholestone Farms Cooperative | 900 S Platte Ave | Fremont | NE | 68025-6232 | Dodge | NE42799 | Active | 12015 | 11763-01 | 2024 | Johnston Boiler Co. | FT - Firetube Boiler | PROC - Process Steam | 7/31/2026
HASTINGS COLLEGE | 900 TURNER AVE | HASTINGS | NE | 68901 | ADAMS | NE19168 | Inactive | 200811 |  | 1992 | VALLIANT |  | STHT - Steam-Heat | 7/30/2001
City Of Lincoln, "Meadow Heights Pool" | 900 W Avon Ln | Lincoln | NE | 68505-2100 | Lancaster | NE17316 | Inactive | 4130 | 7690108 | 1976 | Teledyne & Laars | CPFT - Horiz Cpr Fin Boiler | OPHT - Outdoor Pool Heater | 5/31/2010
MEADOW HEIGHT POOL | 900 W Avon Ln | Lincoln | NE | 68505-2100 | LANCASTER | NE07779 | Exempt 1999 LB-66 |  | 779053 | 1998 | AO SMITH | AHWH - ANSI/Fired Water Htr | HWSD - Hot Water Dom/Potable | 2/29/2000
Behavioral Health Specialists | 900 W Norfolk Ave | Norfolk | NE | 68701-5006 | Madison | NE15448 | Active | 21718 | 62188 | 1986 | Bryan | WT - Water Tube Boiler | HWHT - Hot Water Heat | 9/30/2026
Apartment Building | 900 W Prospect Ave | Norfolk | NE | 68701-3951 | Madison | NE20785 | Scrapped/Junked | n/a | 61-63399-1091 | 1989 | Peerless | CI - Cast Iron | STHT - Steam-Heat | 3/31/2023
Apartment Building | 900 W Prospect Ave | Norfolk | NE | 68701-3951 | Madison | NE41900 | Active | N/A | 799603-202106 | 2021 | Peerless | CI - Cast Iron | STHT - Steam-Heat | 10/31/2026
SWANSON MEMORIAL LIBRARY | 9001 W DODGE RD | OMAHA | NE | 68114 | Douglas | NE37331 | Scrapped/Junked | 8371 | SNM8371 | 1964 | KEWANEE | FT - Firetube Boiler | HWHT - Hot Water Heat | 7/31/2000
SWANSON MEMORIAL LIBRARY | 9001 W DODGE RD | OMAHA | NE | 68114 | Douglas | NE37332 | Scrapped/Junked |  | 8368 | 1964 | KEWANEE | FT - Firetube Boiler | STHT - Steam-Heat | 9/30/2001
Fantasy's | 9004 Fort St | Omaha | NE | 68134-1749 | Douglas | NE00145 | Scrapped/Junked | 164868 | A99CC0154 | 1999 | Teledyne Laars | WT - Water Tube Boiler | HWSP - Hot Water Non Potable Supply | 2/28/2017
Extended Stay America, Inc. | 9006 Burt St | Omaha | NE | 68114-2428 | Douglas | NE14482 | Exempt 1999 LB-66 |  | 0663786970 | 1998 | A. O. Smith |  |  | 11/30/1999
Extended Stay America, Inc. | 9006 Burt St | Omaha | NE | 68114-2428 | Douglas | NE14483 | Exempt 1999 LB-66 |  | 663788970 | 1998 | A. O. Smith |  |  | 11/30/1999
Extended Stay America, Inc. | 9006 Burt St | Omaha | NE | 68114-2428 | Douglas | NE14484 | Exempt 1999 LB-66 |  | 663774970 | 1998 | A. O. Smith |  |  | 11/30/1999
A-1 DISCOUNT CLEANER | 9006 Maple St | Omaha | NE | 68134-5773 | Douglas | NE17859 | Inactive | 1653 |  | 1987 | WILLIAMS & DAVIS BOILERS | FT - Firetube Boiler | PROC - Process Steam | 6/30/2000
Beatrice Concrete Co | 901 Arcade St | Fairbury | NE | 68352-2322 | Jefferson | NE01413 | Active | 59315 | K0059315 | 2000 | AOSM | CPFT - Horiz Cpr Fin Boiler | HWSD - Hot Water Dom/Potable | 4/30/2026
Heartland Baptist Church | 901 Box Butte Ave | Alliance | NE | 69301-2941 | Box Butte | NE03898 | Active | 3271 | 7917497 | 1979 | Rite Engineering Corp | WT - Water Tube Boiler | HWHT - Hot Water Heat | 2/28/2027
Heartland Baptist Church | 901 Box Butte Ave | Alliance | NE | 69301-2941 | Box Butte | NE07456 | Scrapped/Junked | 4471 | EAJF-4848 | 2006 | Allied Engineering | ELBL - Electric Boiler | HWHT - Hot Water Heat | 2/28/2024
Chadron High School | 901 Cedar St | Chadron | NE | 69337-2772 | Dawes | NE13407 | Active | 64372 | H28038427 | 2008 | GIANNONI FRANCE SAS | SSCO - SS Coil Boiler | HWHT - Hot Water Heat | 10/31/2026
Chadron High School | 901 Cedar St | Chadron | NE | 69337-2772 | Dawes | NE13408 | Active | 75178 | J28054667 | 2008 | GIANNONI FRANCE SAS | SSCO - SS Coil Boiler | HWHT - Hot Water Heat | 10/31/2026
Chadron High School | 901 Cedar St | Chadron | NE | 69337-2772 | Dawes | NE13409 | Active | 75230 | J28054670 | 2008 | GIANNONI FRANCE SAS | SSCO - SS Coil Boiler | HWHT - Hot Water Heat | 10/31/2026
Chadron High School | 901 Cedar St | Chadron | NE | 69337-2772 | Dawes | NE13410 | Active | 72810 | J01046872 | 2008 | GIANNONI FRANCE SAS | SSCO - SS Coil Boiler | HWHT - Hot Water Heat | 10/31/2026
Chadron High School | 901 Cedar St | Chadron | NE | 69337-2772 | Dawes | NE21140 | Exempt 1999 LB-66 |  | 4214 | 1995 | AO SMITH | AHWH - ANSI/Fired Water Htr | HWSD - Hot Water Dom/Potable | 7/31/2000
Chadron High School | 901 Cedar St | Chadron | NE | 69337-2772 | Dawes | NE34423 | Scrapped/Junked |  | N6470 | 1968 | KEWA | FTFB - Firetube-Firebox Boiler | HWHT - Hot Water Heat | 10/31/2008
Apartment Building - Meader | 901 D St | Lincoln | NE | 68502-1167 | Lancaster | NE04887 | Active | NA | 4G-6 | 1960 | American Standard | CI - Cast Iron | HWHT - Hot Water Heat | 12/31/2023
Nebraska Agriculture College | 901 Howard Ave | Curtis | NE | 69025-3015 | Frontier | NE04397 | Inactive |  | 680 | 1962 | BURN | CI - Cast Iron | HWHT - Hot Water Heat | 6/30/2008
Nebraska Agriculture College | 901 Howard Ave | Curtis | NE | 69025-3015 | Frontier | NE05805 | Exempt 1999 LB-66 |  | 333334 | 1994 | AO SMITH | AHWH - ANSI/Fired Water Htr | HWSD - Hot Water Dom/Potable | 4/30/2000
Nebraska Agriculture College | 901 Howard Ave | Curtis | NE | 69025-3015 | Frontier | NE05806 | Exempt 1999 LB-66 |  | 4835256 | 1986 | BRADFORD-WHITE | AHWH - ANSI/Fired Water Htr | HWSD - Hot Water Dom/Potable | 4/30/2000
Nebraska Agriculture College | 901 Howard Ave | Curtis | NE | 69025-3015 | Frontier | NE05807 | Exempt 1999 LB-66 |  | 01835 | 1996 | RHEEM MANUFACTURING CO | AHWH - ANSI/Fired Water Htr | HWSD - Hot Water Dom/Potable | 4/30/2000
Community Pride Care Center | 901 S 4th St | Battle Creek | NE | 68715-3035 | Madison | NE11494 | Scrapped/Junked | 67989 | 04589 | 1988 | Raypak | CPFT - Horiz Cpr Fin Boiler | HWHT - Hot Water Heat | 3/31/2022
Community Pride Care Center | 901 S 4th St | Battle Creek | NE | 68715-3035 | Madison | NE11495 | Scrapped/Junked | 67991 | 04591 | 1988 | Raypak | CPFT - Horiz Cpr Fin Boiler | HWHT - Hot Water Heat | 3/31/2022
Community Pride Care Center | 901 S 4th St | Battle Creek | NE | 68715-3035 | Madison | NE11496 | Out of Service | 67990 | 04590 | 1988 | Raypak | CPFT - Horiz Cpr Fin Boiler | HWHT - Hot Water Heat | 3/31/2021
Community Pride Care Center | 901 S 4th St | Battle Creek | NE | 68715-3035 | Madison | NE11497 | Active | 2627 | 02627 | 1988 | AOSM | CHWH - ASME/Fired Water Heater | HWSD - Hot Water Dom/Potable | 3/31/2026
Community Pride Care Center | 901 S 4th St | Battle Creek | NE | 68715-3035 | Madison | NE11498 | Active | 2171 | 02174 | 1988 | AOSM | CHWH - ASME/Fired Water Heater | HWSD - Hot Water Dom/Potable | 3/31/2026
Community Pride Care Center | 901 S 4th St | Battle Creek | NE | 68715-3035 | Madison | NE11499 | Active | n/a | 02623 | 1988 | AOSM | CHWH - ASME/Fired Water Heater | HWSD - Hot Water Dom/Potable | 3/31/2026
Community Pride Care Center | 901 S 4th St | Battle Creek | NE | 68715-3035 | Madison | NE41420 | Active | 184521 | 20.PGT400.152.0684 | 2020 | Lochinvar | FTVT - Firetube Vertical TB | HWHT - Hot Water Heat | 3/31/2026
Community Pride Care Center | 901 S 4th St | Battle Creek | NE | 68715-3035 | Madison | NE41421 | Active | 141053 | 19.PG80.95.2821 | 2019 | Lochinvar | FTVT - Firetube Vertical TB | HWHT - Hot Water Heat | 3/31/2026
Community Pride Care Center | 901 S 4th St | Battle Creek | NE | 68715-3035 | Madison | NE41422 | Active | 193803 | 20.PG80.95.0905 | 2020 | Lochinvar | FTVT - Firetube Vertical TB | HWHT - Hot Water Heat | 3/31/2026
Vavrina | 901 S Linden St | Clarkson | NE | 68629 | Colfax | NE26984 | Active | 18639 | 0422165A900405 | 2016 | Heat Transfer Products Inc. | FTVT - Firetube Vertical TB | GLFH - Glycol Floor Heat System | 5/31/2026
Kimball Jr/Sr High School | 901 S Nadine St | Kimball | NE | 69145-1632 | Kimball | NE06426 | Active | C06298 | A0506298 | 2005 | AOSM | COBL - Coil Type Boiler | HWSD - Hot Water Dom/Potable | 6/30/2026
Kimball Jr/Sr High School | 901 S Nadine St | Kimball | NE | 69145-1632 | Kimball | NE15748 | Active | 128704 | 128704 | 2008 | A O Smith | CHWH - ASME/Fired Water Heater | HWSD - Hot Water Dom/Potable | 6/30/2026
Kimball Jr/Sr High School | 901 S Nadine St | Kimball | NE | 69145-1632 | Kimball | NE15749 | Active | 128703 | 128703 | 2008 | A O Smith | FTVT - Firetube Vertical TB | HWSD - Hot Water Dom/Potable | 6/30/2026
Kimball Jr/Sr High School | 901 S Nadine St | Kimball | NE | 69145-1632 | Kimball | NE20246 | Exempt 1999 LB-66 | 325 |  | 1988 | AO SMITH | AHWH - ANSI/Fired Water Htr | HWSD - Hot Water Dom/Potable | 6/30/2000
Kimball Jr/Sr High School | 901 S Nadine St | Kimball | NE | 69145-1632 | Kimball | NE31301 | Inactive |  | 6025 | 1963 | AMERICAN STANDARD |  | STHT - Steam-Heat | 6/30/2003
Kimball Jr/Sr High School | 901 S Nadine St | Kimball | NE | 69145-1632 | Kimball | NE31347 | Out of Service | n/a | M5141 | 1963 | Kewanee | FTSM - FTS Marine Dry Back | HWHT - Hot Water Heat | 6/30/2022
Kimball Jr/Sr High School | 901 S Nadine St | Kimball | NE | 69145-1632 | Kimball | NE31348 | Out of Service | n/a | M5140 | 1963 | Kewanee | FTSM - FTS Marine Dry Back | HWHT - Hot Water Heat | 6/30/2022
Kimball Jr/Sr High School | 901 S Nadine St | Kimball | NE | 69145-1632 | Kimball | NE31915 | Scrapped/Junked | 38609 |  | 1976 | A. O. Smith | COBL - Coil Type Boiler | HWSD - Hot Water Dom/Potable | 6/30/2005
Kimball Jr/Sr High School | 901 S Nadine St | Kimball | NE | 69145-1632 | Kimball | NE31916 | Active | 31720 | 31720 | 1975 | AOSM | COBL - Coil Type Boiler | HWSD - Hot Water Dom/Potable | 6/30/2026
Kimball Jr/Sr High School | 901 S Nadine St | Kimball | NE | 69145-1632 | Kimball | NE33030 | Inactive |  |  | 1967 | KEWANEE | FT - Firetube Boiler | STHT - Steam-Heat | 6/30/1996
Wayne Activity Center | 901 W 7th St | Wayne | NE | 68787-1661 | Wayne | NE10276 | Scrapped/Junked | 123472 | E02D03221 | 2002 | WTRP | COBL - Coil Type Boiler | HWHT - Hot Water Heat | 10/31/2010
Wayne Activity Center | 901 W 7th St | Wayne | NE | 68787-1661 | Wayne | NE10277 | Scrapped/Junked | 122492 | H02C02241 | 2002 | WTRP | COBL - Coil Type Boiler | HWHT - Hot Water Heat | 10/31/2010
Wayne Activity Center | 901 W 7th St | Wayne | NE | 68787-1661 | Wayne | NE10278 | Inactive | 73780 | C02-55/E02135661 | 2001 | STAT | CHWH - ASME/Fired Water Heater | HWSD - Hot Water Dom/Potable | 10/31/2024
Wayne Activity Center | 901 W 7th St | Wayne | NE | 68787-1661 | Wayne | NE10279 | Inactive | 74244 | D02285/E02307830 | 2002 | STATE INDUSTRIES | CHWH - ASME/Fired Water Heater | HWSD - Hot Water Dom/Potable | 10/31/2005
Wayne Activity Center | 901 W 7th St | Wayne | NE | 68787-1661 | Wayne | NE10280 | Inactive | 73777 | C02-52/E02135660 | 2001 | STAT | CHWH - ASME/Fired Water Heater | HWSD - Hot Water Dom/Potable | 10/31/2022
Wayne Activity Center | 901 W 7th St | Wayne | NE | 68787-1661 | Wayne | NE10281 | Active | 73930 | C02205/D02334786 | 2001 | STATE INDUSTRIES | CHWH - ASME/Fired Water Heater | HWSD - Hot Water Dom/Potable | 10/31/2026
Wayne Activity Center | 901 W 7th St | Wayne | NE | 68787-1661 | Wayne | NE10282 | Inactive | 73537 | B02101/C02117487 | 2001 | STATE INDUSTRIES | CHWH - ASME/Fired Water Heater | HWSD - Hot Water Dom/Potable | 10/31/2003
Wayne Activity Center | 901 W 7th St | Wayne | NE | 68787-1661 | Wayne | NE20577 | Scrapped/Junked | 130860 | G11 163424 | 2010 | Laars | WTSS - Watertube SS Steel | HWHT - Hot Water Heat | 10/31/2011
Wayne Activity Center | 901 W 7th St | Wayne | NE | 68787-1661 | Wayne | NE20578 | Scrapped/Junked | 163424 | G11 163424 | 2010 | Laars | WTSS - Watertube SS Steel | HWHT - Hot Water Heat | 10/31/2011
Wayne Activity Center | 901 W 7th St | Wayne | NE | 68787-1661 | Wayne | NE22562 | Active | 130860 | G11-130860 | 2009 | Laars | WTSS - Watertube SS Steel | GLYC - Glycol Bldg Heat Sys | 10/31/2026
Wayne Activity Center | 901 W 7th St | Wayne | NE | 68787-1661 | Wayne | NE22563 | Active | 163424 | G-11-163424 | 2010 | Laars | WTSS - Watertube SS Steel | GLYC - Glycol Bldg Heat Sys | 10/31/2026
YMCA | 901 W E St | McCook | NE | 69001-3598 | Red Willow | NE00218 | Scrapped/Junked | 17228 | 0007172228 | 2000 | Raypak | CPFT - Horiz Cpr Fin Boiler | IPHT - Indoor Pool Heater | 3/31/2025
YMCA | 901 W E St | McCook | NE | 69001-3598 | Red Willow | NE40036 | Exempt 1999 LB-66 |  | RN0188400901 | 1988 | RHEEM MANUFACTURING CO | AHWH - ANSI/Fired Water Htr | HWSD - Hot Water Dom/Potable | 8/31/1999
YMCA | 901 W E St | McCook | NE | 69001-3598 | Red Willow | NE40181 | Exempt 1999 LB-66 |  | URNG0798G04456 | 1998 | RHEEM MANUFACTURING CO | AHWH - ANSI/Fired Water Htr | HWSD - Hot Water Dom/Potable | 8/31/1999
EMBASSY PARK APARTMENTS | 9011-9045 BURT ST | OMAHA | NE | 68114-2477 | Douglas | NE20801 | Exempt 1999 LB-66 |  | ML87-0110852 | 1987 | AO SMITH | AHWH - ANSI/Fired Water Htr | HWSD - Hot Water Dom/Potable | 10/31/1999
EMBASSY PARK APARTMENTS | 9011-9045 BURT ST | OMAHA | NE | 68114-2477 | Douglas | NE20802 | Exempt 1999 LB-66 |  | MJ88-0138946 | 1988 | AO SMITH | AHWH - ANSI/Fired Water Htr | HWSD - Hot Water Dom/Potable | 10/31/1999
EMBASSY PARK APARTMENTS | 9011-9045 BURT ST | OMAHA | NE | 68114-2477 | Douglas | NE20803 | Exempt 1999 LB-66 |  | MK87-0106686 | 1987 | AO SMITH | AHWH - ANSI/Fired Water Htr | HWSD - Hot Water Dom/Potable | 10/31/1999
EMBASSY PARK APARTMENTS | 9011-9045 BURT ST | OMAHA | NE | 68114-2477 | Douglas | NE20804 | Exempt 1999 LB-66 |  | MH87-010356 | 1987 | AO SMITH | AHWH - ANSI/Fired Water Htr | HWSD - Hot Water Dom/Potable | 10/31/1999
EMBASSY PARK APARTMENTS | 9011-9045 BURT ST | OMAHA | NE | 68114-2477 | Douglas | NE20805 | Exempt 1999 LB-66 |  | MC89-0029719 | 1989 | AO SMITH | AHWH - ANSI/Fired Water Htr | HWSD - Hot Water Dom/Potable | 10/31/1999
EMBASSY PARK APARTMENTS | 9011-9045 BURT ST | OMAHA | NE | 68114-2477 | Douglas | NE20806 | Exempt 1999 LB-66 |  | MD88-0123408 | 1988 | AO SMITH | AHWH - ANSI/Fired Water Htr | HWSD - Hot Water Dom/Potable | 10/31/1999
EMBASSY PARK APARTMENTS | 9011-9045 BURT ST | OMAHA | NE | 68114-2477 | Douglas | NE20807 | Exempt 1999 LB-66 |  | VGN0595G02746 | 1995 | VANGUARD | AHWH - ANSI/Fired Water Htr | HWSD - Hot Water Dom/Potable | 10/31/1999
EMBASSY PARK APARTMENTS | 9011-9045 BURT ST | OMAHA | NE | 68114-2477 | Douglas | NE20808 | Exempt 1999 LB-66 |  | VGN0396G01494 | 1991 | VANGUARD | AHWH - ANSI/Fired Water Htr | HWSD - Hot Water Dom/Potable | 10/31/1999
EMBASSY PARK APARTMENTS | 9011-9045 BURT ST | OMAHA | NE | 68114-2477 | Douglas | NE20810 | Exempt 1999 LB-66 |  | ME88-0033941 | 1989 | AO SMITH | AHWH - ANSI/Fired Water Htr | HWSD - Hot Water Dom/Potable | 10/31/1999
EMBASSY PARK APARTMENTS | 9011-9045 BURT ST | OMAHA | NE | 68114-2477 | Douglas | NE20812 | Exempt 1999 LB-66 |  | AJ86-01101 | 1986 | AO SMITH | AHWH - ANSI/Fired Water Htr | HWSD - Hot Water Dom/Potable | 10/31/1999
EMBASSY PARK APARTMENTS | 9011-9045 BURT ST | OMAHA | NE | 68114-2477 | Douglas | NE20813 | Exempt 1999 LB-66 |  | MK92-025236 | 1992 | AO SMITH | AHWH - ANSI/Fired Water Htr | HWSD - Hot Water Dom/Potable | 10/31/1999
EMBASSY PARK APARTMENTS | 9011-9045 BURT ST | OMAHA | NE | 68114-2477 | Douglas | NE20814 | Exempt 1999 LB-66 |  | MK90-0179730 | 1990 | AO SMITH | AHWH - ANSI/Fired Water Htr | HWSD - Hot Water Dom/Potable | 10/31/1999
EMBASSY PARK APARTMENTS | 9011-9045 BURT ST | OMAHA | NE | 68114-2477 | Douglas | NE20815 | Exempt 1999 LB-66 |  | AK86-02592 | 1986 | AO SMITH | AHWH - ANSI/Fired Water Htr | HWSD - Hot Water Dom/Potable | 10/31/1999
EMBASSY PARK APARTMENTS | 9011-9045 BURT ST | OMAHA | NE | 68114-2477 | Douglas | NE20816 | Exempt 1999 LB-66 |  | AK86-02559 | 1986 | AO SMITH | AHWH - ANSI/Fired Water Htr | HWSD - Hot Water Dom/Potable | 10/31/1999
EMBASSY PARK APARTMENTS | 9011-9045 BURT ST | OMAHA | NE | 68114-2477 | Douglas | NE22646 | Exempt 1999 LB-66 |  | 1096G01876 | 1996 | VANGUARD | AHWH - ANSI/Fired Water Htr | HWSD - Hot Water Dom/Potable | 10/31/1999
EMBASSY PARK APARTMENTS | 9011-9045 BURT ST | OMAHA | NE | 68114-2477 | Douglas | NE24725 | Exempt 1999 LB-66 |  | 1297G02706 | 1998 | RUUD | AHWH - ANSI/Fired Water Htr | HWSD - Hot Water Dom/Potable | 10/31/1999
Autism Center of NE | 9012 Q St | Omaha | NE | 68127-3549 | Douglas | NE08565 | Active | 12400 | 56520 | 2000 | Triad Boiler | FT - Firetube Boiler | HWHT - Hot Water Heat | 12/31/2025
Autism Center of NE | 9012 Q St | Omaha | NE | 68127-3549 | Douglas | NE14517 | Scrapped/Junked | 22514 | 63007 | 1986 | Bryan | WT - Water Tube Boiler | HWHT - Hot Water Heat | 12/31/2016
ARBOR PLAZA | 9015 Arbor St | Omaha | NE | 68124-2056 | Douglas | NE18401 | Inactive |  | 0000011G52 | 1963 | THERMO PAK | WT - Water Tube Boiler | HWHT - Hot Water Heat | 6/30/2001
Yutan Elementary School | 902 2nd St | Yutan | NE | 68073-3073 | Saunders | NE18432 | Active | 122765 | 9503122765 | 1995 | Raytherm/Raypak | WT - Water Tube Boiler | HWSD - Hot Water Dom/Potable | 10/31/2025
Yutan Elementary School | 902 2nd St | Yutan | NE | 68073-3073 | Saunders | NE18433 | Active | 8247 | 95-E4837 | 1995 | Aldrich | FT - Firetube Boiler | HWHT - Hot Water Heat | 10/31/2025
Yutan Elementary School | 902 2nd St | Yutan | NE | 68073-3073 | Saunders | NE18434 | Active | 8248 | 95-E4838 | 1995 | Aldrich | FT - Firetube Boiler | HWHT - Hot Water Heat | 10/31/2025
Yutan Elementary School | 902 2nd St | Yutan | NE | 68073-3073 | Saunders | NE18435 | Active | 8249 | 95-E4839 | 1995 | Aldrich | FT - Firetube Boiler | HWHT - Hot Water Heat | 10/31/2025
Yutan Elementary School | 902 2nd St | Yutan | NE | 68073-3073 | Saunders | NE18436 | Active | 8246 | 95-E4836 | 1995 | Aldrich | FT - Firetube Boiler | HWHT - Hot Water Heat | 10/31/2025
UNIVERSAL TECH INSTITUTE | 902 CAPITOL AVE | OMAHA | NE | 68102 | Douglas | NE21907 | Scrapped/Junked |  | 21H1865-0796 | 1996 | PEERLESS HEATER COMPANY |  | STHT - Steam-Heat | 1/31/2001
Perkins County Healthcare Center | 902 Central Ave | Grant | NE | 69140-3099 | Perkins | NE05274 | Scrapped/Junked | 8205 |  | 1990 | ASP CORP | ELBL - Electric Boiler | 0020 - Supp to Sterlizer/Autoclave | 4/30/2006
Perkins County Healthcare Center | 902 Central Ave | Grant | NE | 69140-3099 | Perkins | NE05767 | Active | N/A | 7218/7274/7217/7279* | 1997 | Slant Fin | CIMD - Cast Iron/Modular Ins | HWHT - Hot Water Heat | 4/30/2026
Perkins County Healthcare Center | 902 Central Ave | Grant | NE | 69140-3099 | Perkins | NE05768 | Exempt |  | 7274 | 1997 | SLANT FIN | CIMD - Cast Iron/Modular Ins | HWHT - Hot Water Heat | 4/30/2004
Perkins County Healthcare Center | 902 Central Ave | Grant | NE | 69140-3099 | Perkins | NE05769 | Exempt |  | 7217 | 1997 | SLANT FIN | CIMD - Cast Iron/Modular Ins | HWHT - Hot Water Heat | 4/30/2004
Perkins County Healthcare Center | 902 Central Ave | Grant | NE | 69140-3099 | Perkins | NE05771 | Exempt |  | 7279 | 1997 | SLANT FIN | CIMD - Cast Iron/Modular Ins | HWHT - Hot Water Heat | 4/30/2004
Perkins County Healthcare Center | 902 Central Ave | Grant | NE | 69140-3099 | Perkins | NE05772 | Exempt |  | 7275 | 1997 | SLANT FIN | CIMD - Cast Iron/Modular Ins | HWHT - Hot Water Heat | 4/30/2004
Perkins County Healthcare Center | 902 Central Ave | Grant | NE | 69140-3099 | Perkins | NE05773 | Exempt |  | 7277 | 1997 | SLANT FIN | CIMD - Cast Iron/Modular Ins | HWHT - Hot Water Heat | 4/30/2004
Perkins County Healthcare Center | 902 Central Ave | Grant | NE | 69140-3099 | Perkins | NE05774 | Active | N/A | 7280/7216 | 1997 | Slant Fin | CIMD - Cast Iron/Modular Ins | HWSD - Hot Water Dom/Potable | 4/30/2026
Perkins County Healthcare Center | 902 Central Ave | Grant | NE | 69140-3099 | Perkins | NE05775 | Exempt |  | 7216 | 1997 | SLANT FIN | CIMD - Cast Iron/Modular Ins | HWSD - Hot Water Dom/Potable | 4/30/2004
Creighton University - MECO #16 University Storage | 902 N 20TH ST | OMAHA | NE | 68102 | Douglas | NE14068 | Inactive | 42763 |  | 1981 | ECLIPSE | WT - Water Tube Boiler | PROC - Process Steam | 12/31/1986
St James-Seton Church/School | 9025 Larimore Ave | Omaha | NE | 68134-2741 | Douglas | NE14737 | Scrapped/Junked | 101657 | 8792375 | 1988 | TELE | CPFT - Horiz Cpr Fin Boiler | HWHT - Hot Water Heat | 11/30/2013
St James-Seton Church/School | 9025 Larimore Ave | Omaha | NE | 68134-2741 | Douglas | NE18887 | Inactive | 114840 | 114840 | 2010 | Cleveland | FT - Firetube Boiler | COOK - Cooker/Kettle | 11/30/2025
St James-Seton Church/School | 9025 Larimore Ave | Omaha | NE | 68134-2741 | Douglas | NE23986 | Active | 97372 | PG80.18.0623 | 2013 | Lochinvar | FTVT - Firetube Vertical TB | HWHT - Hot Water Heat | 11/30/2026
St James-Seton Church/School | 9025 Larimore Ave | Omaha | NE | 68134-2741 | Douglas | NE23987 | Active | 66671 | PG80.18.0030 | 2013 | Lochinvar | FTVT - Firetube Vertical TB | HWHT - Hot Water Heat | 11/30/2026
St James-Seton Church/School | 9025 Larimore Ave | Omaha | NE | 68134-2741 | Douglas | NE23988 | Active | 88024 | PG80.180405 | 2013 | Lochinvar | FTVT - Firetube Vertical TB | HWHT - Hot Water Heat | 11/30/2026
St James-Seton Church/School | 9025 Larimore Ave | Omaha | NE | 68134-2741 | Douglas | NE32968 | Scrapped/Junked |  | 170-5962 | 1960 | PEERLESS HEATER COMPANY |  | HWHT - Hot Water Heat | 7/31/2003
St James-Seton Church/School | 9025 Larimore Ave | Omaha | NE | 68134-2741 | Douglas | NE32969 | Scrapped/Junked |  | 170-5961 | 1960 | PEERLESS HEATER COMPANY |  | HWHT - Hot Water Heat | 7/31/2003
St James-Seton Church/School | 9025 Larimore Ave | Omaha | NE | 68134-2741 | Douglas | NE32970 | Scrapped/Junked |  | 170-5960 | 1960 | PEERLESS HEATER COMPANY |  | HWHT - Hot Water Heat | 7/31/2003
St James-Seton Church/School | 9025 Larimore Ave | Omaha | NE | 68134-2741 | Douglas | NE37566 | Scrapped/Junked | 44340 |  | 1988 | CLEVELAND RANGE | FT - Firetube Boiler | 0021 - Steam Supp Cooker/Kettle | 7/31/2003
St James-Seton Church/School | 9025 Larimore Ave | Omaha | NE | 68134-2741 | Douglas | NE37694 | Scrapped/Junked | 50340 |  | 1988 | RHEEM MANUFACTURING CO | CHWH - ASME/Fired Water Heater | HWSD - Hot Water Dom/Potable | 7/31/2003
St James Church | 9025 Larimore Ave | Omaha | NE | 68134-2741 | Douglas | NE09948 | Active | 12405 | B-010571 | 2001 | PREC | ELBL - Electric Boiler | HWHT - Hot Water Heat | 11/30/2026
St James School | 9025 Larimore Ave | Omaha | NE | 68134-2741 | Douglas | NE10671 | Scrapped/Junked | 101962 | 101962 | 2003 | CLVR | FT - Firetube Boiler | 0021 - Steam Supp Cooker/Kettle | 11/30/2010
St James School | 9025 Larimore Ave | Omaha | NE | 68134-2741 | Douglas | NE12392 | Scrapped/Junked | 39291 | G-03-894 | 2003 | Aerco International | FTVT - Firetube Vertical TB | HWHT - Hot Water Heat | 11/30/2024
St James School | 9025 Larimore Ave | Omaha | NE | 68134-2741 | Douglas | NE12394 | Active | 39290 | G-03-893 | 2003 | Aerco International | FTVT - Firetube Vertical TB | HWHT - Hot Water Heat | 11/30/2026
St James School | 9025 Larimore Ave | Omaha | NE | 68134-2741 | Douglas | NE12395 | Active | 96318 | URNG0203G03326/96318 | 2003 | RHEEM | CHWH - ASME/Fired Water Heater | HWSD - Hot Water Dom/Potable | 11/30/2026
COMFORT INN | 903 2nd Ave | Kearney | NE | 68847-7303 | BUFFALO | NE05895 | Exempt 1999 LB-66 |  | 2110 | 1997 | STATE INDUSTRIES | ELWH - Electric Water Heater | HWSD - Hot Water Dom/Potable | 3/31/2000
COMFORT INN | 903 2nd Ave | Kearney | NE | 68847-7303 | BUFFALO | NE05896 | Exempt 1999 LB-66 |  | 6825 | 1996 | BRADFORD-WHITE | ELWH - Electric Water Heater | HWSD - Hot Water Dom/Potable | 3/31/2000
Wayne Early Learning Center | 903 W 7th St | Wayne | NE | 68787-1661 | Wayne | NE43560 | Active | 423389 | 24423389 | 2024 | Lochinvar | FTVT - Firetube Vertical TB | GLYC - Glycol Bldg Heat Sys | 7/31/2026
Wayne Early Learning Center | 903 W 7th St | Wayne | NE | 68787-1661 | Wayne | NE43561 | Active | 424344 | 24424344 | 2024 | Lochinvar | FTVT - Firetube Vertical TB | GLYC - Glycol Bldg Heat Sys | 7/31/2026
St Mary's School | 903 W Mission Ave | Bellevue | NE | 68005-3944 | Sarpy | NE37687 | Scrapped/Junked | n/a | 211A-4350-1288 | 1988 | Peerless | CI - Cast Iron | HWHT - Hot Water Heat | 9/30/2019
Underwood Hills Elem | 9030 Western Ave | Omaha | NE | 68114-2265 | Douglas | NE33358 | Active | n/a | A40297 | 1961 | TITUSVILLE | FTSM - FTS Marine Dry Back | STHT - Steam-Heat | 1/31/2026
Underwood Hills Elem | 9030 Western Ave | Omaha | NE | 68114-2265 | Douglas | NE34141 | Scrapped/Junked | 5231 |  | 1988 | AMERICAN APPLIANCE | CHWH - ASME/Fired Water Heater | HWSD - Hot Water Dom/Potable | 7/31/2003
EMBASSY APARTMENTS | 9032 Ohio St | Omaha | NE | 68134-6141 | Douglas | NE21831 | Exempt 1999 LB-66 |  | NJ0803701 | 1996 | BRADFORD-WHITE | AHWH - ANSI/Fired Water Htr | HWSD - Hot Water Dom/Potable | 2/29/2000
Apartment Building - Maranville | 904 S 17th St | Lincoln | NE | 68508-3402 | Lancaster | NE09786 | Active | N/A | 211-8820 | 1976 | Peerless | CI - Cast Iron | STHT - Steam-Heat | 1/31/2026
Hampton Inn | 904 S 20th St | Norfolk | NE | 68701-4553 | Madison | NE01645 | Scrapped/Junked | 82462 | MM030003636/82462 | 2003 | AOSM | CHWH - ASME/Fired Water Heater | HWSD - Hot Water Dom/Potable | 5/31/2017
Hampton Inn | 904 S 20th St | Norfolk | NE | 68701-4553 | Madison | NE26058 | Scrapped/Junked | 199782 | 199782 | 2014 | AOSM | CHWH - ASME/Fired Water Heater | HWSD - Hot Water Dom/Potable | 11/30/2019
Hampton Inn | 904 S 20th St | Norfolk | NE | 68701-4553 | Madison | NE28474 | Active | 231369 | 231369 | 2017 | AOSM | CHWH - ASME/Fired Water Heater | HWSD - Hot Water Dom/Potable | 11/30/2023
KOA | 904 S B Rd | Doniphan | NE | 68832-2108 | Hamilton | NE17942 | Scrapped/Junked | n/a | N6 2785 8 | 1977 | Ruud | AHWH - ANSI/Fired Water Htr | HWSD - Hot Water Dom/Potable | 6/30/2015
Prairie West Christian ELCA/UMC-BMIC 516316 | 904 Sheridan St | Potter | NE | 69156 | Cheyenne | NE10176 | Active | 19798 | 100747597 | 2007 | Rbi | CPFT - Horiz Cpr Fin Boiler | HWHT - Hot Water Heat | 2/28/2026
Prairie West Christian ELCA/UMC-BMIC 516316 | 904 Sheridan St | Potter | NE | 69156 | Cheyenne | NE16601 | Scrapped/Junked |  | 3105 | 1954 | Crane Co. | CI - Cast Iron | HWHT - Hot Water Heat | 2/28/2008
Prairie West Christian ELCA/UMC-BMIC 516316 | 904 Sheridan St | Potter | NE | 69156 | Cheyenne | NE25558 | Exempt |  | 1 | 1989 | CRAN | CI - Cast Iron | HWHT - Hot Water Heat | 2/28/2006
Aurora City Hall | 905 13th St | Aurora | NE | 68818-2409 | Hamilton | NE08883 | Scrapped/Junked | 113806 | 701-0496 | 2001 | Teledyne Laars | COBL - Coil Type Boiler | HWHT - Hot Water Heat | 3/31/2021
Aurora City Hall | 905 13th St | Aurora | NE | 68818-2409 | Hamilton | NE08884 | Scrapped/Junked | 113795 | 701-0484 | 2001 | Teledyne | COBL - Coil Type Boiler | HWHT - Hot Water Heat | 3/31/2020
Aurora City Hall | 905 13th St | Aurora | NE | 68818-2409 | Hamilton | NE29092 | Active | 498211 | G20498211 | 2020 | Laars | WTSS - Watertube SS Steel | HWHT - Hot Water Heat | 1/31/2026
Aurora City Hall | 905 13th St | Aurora | NE | 68818-2409 | Hamilton | NE29093 | Active | 498193 | G20498193 | 2020 | Laars | WTSS - Watertube SS Steel | HWHT - Hot Water Heat | 1/31/2026
Gering Municipal Pool | 905 13th St | Gering | NE | 69341 | Scotts Bluff | NE01674 | Scrapped/Junked | 13320 | C03D02415 | 2003 | Teledyne Laars | CPFT - Horiz Cpr Fin Boiler | OPHT - Outdoor Pool Heater | 6/30/2024
Gering Municipal Pool | 905 13th St | Gering | NE | 69341 | Scotts Bluff | NE42845 | Active | 419872 | 2423 139316081 | 2024 | Lochinvar | CPPH - Ansi Cpr Fin Pool Heater | OPHT - Outdoor Pool Heater | 6/30/2026
Warren Memorial Hospital | 905 2nd St | Friend | NE | 68359-1133 | SALINE | NE01771 | Active | 141561 | A04A00529 | 2004 | Laars | COBL - Coil Type Boiler | HWHT - Hot Water Heat | 5/31/2026
Warren Memorial Hospital | 905 2nd St | Friend | NE | 68359-1133 | SALINE | NE01772 | Active | 141560 | A04A00528 | 2004 | Laars | COBL - Coil Type Boiler | HWHT - Hot Water Heat | 5/31/2026
Warren Memorial Hospital | 905 2nd St | Friend | NE | 68359-1133 | SALINE | NE04457 | Inactive | n/a | G-411 | 1962 | American Std | CI - Cast Iron | HWHT - Hot Water Heat | 5/31/2014
Warren Memorial Hospital | 905 2nd St | Friend | NE | 68359-1133 | SALINE | NE04917 | Scrapped/Junked |  | 370-71873 | 1970 | RUUD | AHWH - ANSI/Fired Water Htr | HWSD - Hot Water Dom/Potable | 8/31/2001
Warren Memorial Hospital | 905 2nd St | Friend | NE | 68359-1133 | SALINE | NE04918 | Scrapped/Junked |  | 1829-9953 | 1982 | STATE INDUSTRIES | AHWH - ANSI/Fired Water Htr | HWSD - Hot Water Dom/Potable | 8/31/2000
Warren Memorial Hospital | 905 2nd St | Friend | NE | 68359-1133 | SALINE | NE04919 | Scrapped/Junked |  | 016299-575729 | 1962 | DAY & NIGHT | AHWH - ANSI/Fired Water Htr | HWSD - Hot Water Dom/Potable | 8/31/2001
Warren Memorial Hospital | 905 2nd St | Friend | NE | 68359-1133 | SALINE | NE18448 | Inactive | 17378 | 27378 | 1987 | AMSCO | ELBL - Electric Boiler | 0020 - Supp to Sterlizer/Autoclave | 8/31/2006
Warren Memorial Hospital | 905 2nd St | Friend | NE | 68359-1133 | SALINE | NE22138 | Active | 83763 | SS-88402-X11 | 2011 | TDC Manufacturing Co | ELBL - Electric Boiler | STER - Sterilizer | 5/31/2026
Mid-Plains East Campus | 905 E 7th St | McCook | NE | 69001-2719 | Red Willow | NE43110 | Active | 261904 | 21.PG32.95.1660 | 2021 | Lochinvar | FTSS - Firetube Stainless Steel | HWHT - Hot Water Heat | 11/30/2026
Beaver City Manor | 905 Floyd St | Beaver City | NE | 68926-9600 | Furnas | NE04481 | Scrapped/Junked |  | 9416 | 1984 | PEERLESS HEATER COMPANY |  | HWHT - Hot Water Heat | 3/31/2007
Beaver City Manor | 905 Floyd St | Beaver City | NE | 68926-9600 | Furnas | NE04482 | Scrapped/Junked |  | 85153 | 1968 | RUUD | AHWH - ANSI/Fired Water Htr | HWSD - Hot Water Dom/Potable | 3/31/1999
Beaver City Manor | 905 Floyd St | Beaver City | NE | 68926-9600 | Furnas | NE08583 | Scrapped/Junked | 89636 | URNG0301G04450 | 2001 | RHEEM | CHWH - ASME/Fired Water Heater | HWSD - Hot Water Dom/Potable | 3/31/2020
Beaver City Manor | 905 Floyd St | Beaver City | NE | 68926-9600 | Furnas | NE16620 | Scrapped/Junked |  | 189150 | 1991 | AO SMITH | AHWH - ANSI/Fired Water Htr | HWSD - Hot Water Dom/Potable | 2/28/2002
Beaver City Manor | 905 Floyd St | Beaver City | NE | 68926-9600 | Furnas | NE40139 | Scrapped/Junked | 77509 | 1686 | 1998 | Ruud-Rheem | CHWH - ASME/Fired Water Heater | HWSD - Hot Water Dom/Potable | 3/31/2020
Imperial Heights | 905 Grant St | Imperial | NE | 69033-3140 | Chase | NE18484 | Scrapped/Junked | 25794 | LD95-0425706 | 1995 | AO SMITH | CHWH - ASME/Fired Water Heater | HWSD - Hot Water Dom/Potable | 3/31/2025
UNL Utility Plant City Campus | 905 N 14th St | Lincoln | NE | 68588-0014 | Lancaster | NE00432 | Inactive |  |  | 1925 | MURRAY | WT - Water Tube Boiler | BSUP - Bldg Heat & Process | 5/31/1992
UNL Utility Plant City Campus | 905 N 14th St | Lincoln | NE | 68588-0014 | Lancaster | NE01096 | Inactive | 3170 | 9602 | 1959 | MURRAY | WT - Water Tube Boiler | BSUP - Bldg Heat & Process | 5/31/1999
UNL Utility Plant City Campus | 905 N 14th St | Lincoln | NE | 68588-0014 | Lancaster | NE01280 | Out of Service | 23133 | 1 | 1969 | Babcock & Wilcox | WT - Water Tube Boiler | BSUP - Bldg Heat & Process | 5/31/2016
UNL Utility Plant City Campus | 905 N 14th St | Lincoln | NE | 68588-0014 | Lancaster | NE06405 | Out of Service | 5468 | 20027095 | 2002 | Kentube Engineered Products | ECON - Boiler Economizer | ECON - Boiler Economizer | 5/31/2017
UNL Utility Plant City Campus | 905 N 14th St | Lincoln | NE | 68588-0014 | Lancaster | NE14455 | Active | 696 | W-1444 | 1998 | Volcano | WT - Water Tube Boiler | BSUP - Bldg Heat & Process | 5/31/2026
UNL Utility Plant City Campus | 905 N 14th St | Lincoln | NE | 68588-0014 | Lancaster | NE15845 | Active | 2591 | D 2717 | 1990 | Nebraska Boiler | WT - Water Tube Boiler | POWR - Power Generation | 5/31/2026
UNL Utility Plant City Campus | 905 N 14th St | Lincoln | NE | 68588-0014 | Lancaster | NE18806 | Active | 3350 | D-3588 | 1996 | Nebraska Boiler | WT - Water Tube Boiler | BSUP - Bldg Heat & Process | 5/31/2025
UNL Utility Plant City Campus | 905 N 14th St | Lincoln | NE | 68588-0014 | Lancaster | NE23667 | Active | 18338 | 18338 | 2011 | Precision | ELBL - Electric Boiler | STHT - Steam-Heat | 5/31/2026
UNL Utility Plant City Campus | 905 N 14th St | Lincoln | NE | 68588-0014 | Lancaster | NE25069 | Active | 428 | PP-97-845 | 1997 | Precision | ECON - Boiler Economizer | ECON - Boiler Economizer | 5/31/2026
UNL Utility Plant City Campus | 905 N 14th St | Lincoln | NE | 68588-0014 | Lancaster | NE25071 | Active | 3348 | E-3589 | 1996 | national dynamics | ECON - Boiler Economizer | ECON - Boiler Economizer | 5/31/2026
UNL Utility Plant City Campus | 905 N 14th St | Lincoln | NE | 68588-0014 | Lancaster | NE25073 | Active | 2595 | E-2718 | 1990 | National Dynamics | ECON - Boiler Economizer | ECON - Boiler Economizer | 5/31/2026
UNL Utility Plant City Campus | 905 N 14th St | Lincoln | NE | 68588-0014 | Lancaster | NE42104 | Active | 5087 | CP-4672 | 2021 | Cleaver Brooks | WT - Water Tube Boiler | STHT - Steam-Heat | 5/31/2025
UNL Utility Plant City Campus | 905 N 14th St | Lincoln | NE | 68588-0014 | Lancaster | NE42105 | Active | 2248 | 1012021 | 2021 | Applied Heat Recovery | ECON - Boiler Economizer | ECON - Boiler Economizer | 5/31/2026
Grace Inn | 905 Road B | Henderson | NE | 68371-8874 | York | NE30959 | Scrapped/Junked | 54165 | H96575324 | 1996 | STAT | CHWH - ASME/Fired Water Heater | HWSD - Hot Water Dom/Potable | 5/31/2009
GRACE INN | 905 Road B I-80 EXIT 342 | Henderson | NE | 68371-8874 | YORK | NE30960 | Inactive |  | A97PB0413 | 1997 | TELEDYNE LAARS | CPFT - Horiz Cpr Fin Boiler | OPHT - Outdoor Pool Heater | 6/30/1998
Bubbles Car Wash | 905 S Locust St | Grand Island | NE | 68801-6776 | Hall | NE30878 | Scrapped/Junked |  | K4-1088 | 1965 | Weben-Jarco | CPFH - Copper Fin Water Heater | GLFH - Glycol Floor Heat System | 10/31/2007
Bubbles Car Wash | 905 S Locust St | Grand Island | NE | 68801-6776 | Hall | NE30882 | Scrapped/Junked | 68670 | 0595G00403 | 1995 | Ruud-Rheem | CHWH - ASME/Fired Water Heater | HWSP - Hot Water Non Potable Supply | 10/31/2007
UN of Kearney/Founders Hall | 905 W 25th St | Kearney | NE | 68849-0002 | BUFFALO | NE25044 | Inactive | 41797 |  | 1975 | DUNHAM BUSH | SHTB - Shell/Tube Htexchngr | COND - Condenser | 8/31/2004
UN of Kearney/Central Heating Plant | 906 W 27th St | Kearney | NE | 68845-4231 | Buffalo | NE11869 | Inactive | 39888 | 2825 | 1986 | KEWA | FTSM - FTS Marine Dry Back | BSUP - Bldg Heat & Process | 8/31/2009
Mccook Elks #1434 | 907 E 7th St | McCook | NE | 69001-2717 | Red Willow | NE40464 | Exempt 1999 LB-66 |  | MD88-0124892830 | 1988 | A. O. Smith | AHWH - ANSI/Fired Water Htr | HWSD - Hot Water Dom/Potable | 4/30/2000
Newman House | 907 Main St | Chadron | NE | 69337-2659 | Dawes | NE14708 | Scrapped/Junked | N/A | 34W05146 | 1985 | Bryant | CI - Cast Iron | STHT - Steam-Heat | 10/31/2018
HoChunk Renaissance | 907 N Mission Dr | Winnebago | NE | 68071 | Thurston | NE23060 | Active | n/a | 61-96148-0799 | 1999 | Peerless | CI - Cast Iron | HWHT - Hot Water Heat | 2/28/2026
York Operations Ctr | 907 W 25th St | York | NE | 68467-1240 | York | NE18582 | Active | 45781 | 81556 | 1995 | Lattner Boiler Co | ELBL - Electric Boiler | STMG - Steam Generator | 4/30/2026
York Operations Ctr | 907 W 25th St | York | NE | 68467-1240 | York | NE18585 | Active | N/A | 11205 | 1974 | STAT | ELBL - Electric Boiler | HWSD - Hot Water Dom/Potable | 4/30/2026
Norfolk Masonic Temple | 907 W Norfolk Ave | Norfolk | NE | 68701-5055 | Madison | NE04653 | Active | n/a | 211-10096-0185 | 1985 | Peerless | CI - Cast Iron | STHT - Steam-Heat | 11/30/2026
K & G CLEANERS | 908 Avenue E | Wisner | NE | 68791-2249 | CUMING | NE00952 | Inactive | 2546 |  | 1952 | BRYAN STEAM LLC | WT - Water Tube Boiler | PROC - Process Steam | 6/30/1995
Vacant Building | 908 Conagra Dr | Omaha | NE | 68102-5003 | Douglas | NE22749 | Inactive | n/a | H627-12-8449 | 2012 | Hasco/Patterson-Kelly | CALU - Cast Aluminum | HWHT - Hot Water Heat | 2/28/2020
Vacant Building | 908 Conagra Dr | Omaha | NE | 68102-5003 | Douglas | NE22750 | Inactive | n/a | H628-12-9489 | 2012 | Hasco/Patterson-Kelly | CALU - Cast Aluminum | HWHT - Hot Water Heat | 2/28/2020
Top Golf | 908 N 102nd St | Omaha | NE | 68114-2154 | Douglas | NE28568 | Active | 261170 | 261170 | 2019 | AO SMITH | CHWH - ASME/Fired Water Heater | HWSP - Hot Water Non Potable Supply | 1/31/2028
Top Golf | 908 N 102nd St | Omaha | NE | 68114-2154 | Douglas | NE28569 | Active | 261162 | 261162 | 2019 | AO SMITH | CHWH - ASME/Fired Water Heater | HWSP - Hot Water Non Potable Supply | 1/31/2028
Heritage Care Center | 909 17th St | Fairbury | NE | 68352-1215 | Jefferson | NE07664 | Scrapped/Junked | 71787 | 71787 | 2005 | WEBJ | COBL - Coil Type Boiler | HWSD - Hot Water Dom/Potable | 4/30/2019
Heritage Care Center | 909 17th St | Fairbury | NE | 68352-1215 | Jefferson | NE11478 | Scrapped/Junked | 11393 |  | 1989 | WEBEN JARCO | COBL - Coil Type Boiler | HWSD - Hot Water Dom/Potable | 6/30/2006
Heritage Care Center | 909 17th St | Fairbury | NE | 68352-1215 | Jefferson | NE13369 | Scrapped/Junked | 72834 | 72834 | 2007 | WEBJ | SSCO - SS Coil Boiler | HWHP - Hot Water Heat & Nonpotable | 4/30/2015
Heritage Care Center | 909 17th St | Fairbury | NE | 68352-1215 | Jefferson | NE25654 | Active | 287956 | 031418856 | 2013 | CAMUS | WTSS - Watertube SS Steel | HWSD - Hot Water Dom/Potable | 4/30/2026
Heritage Care Center | 909 17th St | Fairbury | NE | 68352-1215 | Jefferson | NE27514 | Active | 329998 | 051520927 | 2014 | CAMUS | WTSS - Watertube SS Steel | HWSD - Hot Water Dom/Potable | 4/30/2026
Heritage Care Center | 909 17th St | Fairbury | NE | 68352-1215 | Jefferson | NE34520 | Scrapped/Junked | na | N9471 | 1968 | Kewanee | FTFB - Firetube-Firebox Boiler | HWHT - Hot Water Heat | 6/30/2011
Heritage Care Center | 909 17th St | Fairbury | NE | 68352-1215 | Jefferson | NE34521 | Scrapped/Junked | na | N9472 | 1968 | KEWA | FTFB - Firetube-Firebox Boiler | HWHT - Hot Water Heat | 6/30/2011
Heritage Care Center | 909 17th St | Fairbury | NE | 68352-1215 | Jefferson | NE39190 | Scrapped/Junked | 345209897 |  | 1978 | WEBEN JARCO | COBL - Coil Type Boiler | HWSD - Hot Water Dom/Potable | 6/30/2007
Nebraska City Middle Schl | 909 1st Corso | Nebraska City | NE | 68410-2357 | Otoe | NE17171 | Scrapped/Junked | 115071 | 9405115071 | 1994 | Raypak | CPFT - Horiz Cpr Fin Boiler | HWHT - Hot Water Heat | 6/30/2023
Nebraska City Middle Schl | 909 1st Corso | Nebraska City | NE | 68410-2357 | Otoe | NE17172 | Scrapped/Junked | 116316 | 9407116316 | 1994 | Raypak | CPFT - Horiz Cpr Fin Boiler | HWHT - Hot Water Heat | 6/30/2023
Nebraska City Middle Schl | 909 1st Corso | Nebraska City | NE | 68410-2357 | Otoe | NE19763 | Exempt 1999 LB-66 |  | 0005 | 1994 | STATE INDUSTRIES | AHWH - ANSI/Fired Water Htr | HWSD - Hot Water Dom/Potable | 6/30/2000
Nebraska City Middle Schl | 909 1st Corso | Nebraska City | NE | 68410-2357 | Otoe | NE19764 | Exempt 1999 LB-66 |  | 7944 | 1994 | STATE INDUSTRIES | AHWH - ANSI/Fired Water Htr | HWSD - Hot Water Dom/Potable | 6/30/2000
Nebraska City Middle Schl | 909 1st Corso | Nebraska City | NE | 68410-2357 | Otoe | NE19765 | Exempt 1999 LB-66 |  | 1703 | 1994 | STATE INDUSTRIES | AHWH - ANSI/Fired Water Htr | HWSD - Hot Water Dom/Potable | 6/30/2000
Nebraska City Middle Schl | 909 1st Corso | Nebraska City | NE | 68410-2357 | Otoe | NE42136 | Active | 19467 | 21-HE179892921 | 2021 | Riello | WT - Water Tube Boiler | HWHT - Hot Water Heat | 6/30/2026
Nebraska City Middle Schl | 909 1st Corso | Nebraska City | NE | 68410-2357 | Otoe | NE42137 | Active | 19452 | 21-HE179742921 | 2021 | Riello | WT - Water Tube Boiler | HWHT - Hot Water Heat | 6/30/2026
Nebraska City Middle Schl | 909 1st Corso | Nebraska City | NE | 68410-2357 | Otoe | NE42138 | Active | 19448 | 21-HE179702921 | 2021 | Riello | WT - Water Tube Boiler | HWHT - Hot Water Heat | 6/30/2026
Nebraska City Middle Schl | 909 1st Corso | Nebraska City | NE | 68410-2357 | Otoe | NE42139 | Active | 19460 | 21-HE179822921 | 2021 | Riello | WT - Water Tube Boiler | HWHT - Hot Water Heat | 6/30/2026
Nebraska City Middle Schl | 909 1st Corso | Nebraska City | NE | 68410-2357 | Otoe | NE42140 | Active | 19462 | 21-HE179842921 | 2021 | Riello | WT - Water Tube Boiler | HWHT - Hot Water Heat | 6/30/2026
Nebraska City Middle Schl | 909 1st Corso | Nebraska City | NE | 68410-2357 | Otoe | NE42141 | Active | 19482 | 21-HE180042921 | 2021 | Riello | WT - Water Tube Boiler | HWHT - Hot Water Heat | 6/30/2026
MEMORIAL HEALTH CENTER | 909 5th Ave | Sidney | NE | 69162-1716 | CHEYENNE | NE31766 | Inactive |  | 643187 | 1969 | BRYANT |  | STHT - Steam-Heat | 7/31/2000
MEMORIAL HEALTH CENTER | 909 5th Ave | Sidney | NE | 69162-1716 | CHEYENNE | NE31767 | Inactive |  | 643188 | 1969 | BRYANT |  | STHT - Steam-Heat | 7/31/1992
CENTURY APARTMENTS | 909 N 48th Ave | Omaha | NE | 68132-4307 | Douglas | NE21846 | Exempt 1999 LB-66 |  | 1182403672 | 1988 | RUUD | AHWH - ANSI/Fired Water Htr | HWSD - Hot Water Dom/Potable | 9/30/1999
CENTURY APARTMENTS | 909 N 48th Ave | Omaha | NE | 68132-4307 | Douglas | NE21847 | Exempt 1999 LB-66 |  | L88710544 | 1987 | STATE INDUSTRIES | AHWH - ANSI/Fired Water Htr | HWSD - Hot Water Dom/Potable | 9/30/1999
Regency Lodge | 909 S 107th Ave | Omaha | NE | 68114-4705 | Douglas | NE07471 | Scrapped/Junked | 15142 | M 06 15142 | 2006 | A O Smith | COBL - Coil Type Boiler | HWSD - Hot Water Dom/Potable | 4/30/2018
Regency Lodge | 909 S 107th Ave | Omaha | NE | 68114-4705 | Douglas | NE11336 | Inactive |  | 11020002 | 2002 | Pentair | WT - Water Tube Boiler | IPHT - Indoor Pool Heater | 4/30/2012
Regency Lodge | 909 S 107th Ave | Omaha | NE | 68114-4705 | Douglas | NE12988 | Scrapped/Junked | 27550 | 932-095 | 1995 | A. O. Smith | COBL - Coil Type Boiler | HWSD - Hot Water Dom/Potable | 4/30/2018
Regency Lodge | 909 S 107th Ave | Omaha | NE | 68114-4705 | Douglas | NE12989 | Scrapped/Junked | 3242 |  | 1980 | A. O. Smith | COBL - Coil Type Boiler | HWSD - Hot Water Dom/Potable | 4/30/2008
Regency Lodge | 909 S 107th Ave | Omaha | NE | 68114-4705 | Douglas | NE12995 | Scrapped/Junked | 351 | 56882993 | 1988 | TROPIC ISLE | WT - Water Tube Boiler | HWSP - Hot Water Non Potable Supply | 4/30/2003
Regency Lodge | 909 S 107th Ave | Omaha | NE | 68114-4705 | Douglas | NE12997 | Scrapped/Junked | 5016 | 760-H80-05016 | 1980 | A. O. Smith | COBL - Coil Type Boiler | HWSD - Hot Water Dom/Potable | 4/30/2007
Regency Lodge | 909 S 107th Ave | Omaha | NE | 68114-4705 | Douglas | NE19472 | Scrapped/Junked | 232513 | 1123215 | 2011 | Lochinvar | WT - Water Tube Boiler | IPHT - Indoor Pool Heater | 4/30/2015
Regency Lodge | 909 S 107th Ave | Omaha | NE | 68114-4705 | Douglas | NE25918 | Scrapped/Junked | 267263 | H14H00267263 | 2014 | Lochinvar | WT - Water Tube Boiler | IPHT - Indoor Pool Heater | 4/30/2018
CROSSWINDS APARTMENTS | 909 S 70th Plz | Omaha | NE | 68106-1077 | Douglas | NE21765 | Exempt 1999 LB-66 |  | J93442613 | 1979 | STATE INDUSTRIES | AHWH - ANSI/Fired Water Htr | HWSD - Hot Water Dom/Potable | 4/30/2000
CROSSWINDS APARTMENTS | 909 S 70th Plz | Omaha | NE | 68106-1077 | Douglas | NE21766 | Exempt 1999 LB-66 |  | RUN-0781401119 | 1981 | RUUD | AHWH - ANSI/Fired Water Htr | HWSD - Hot Water Dom/Potable | 4/30/2000
Administration-Abc Bldg | 909 S 76th St | Omaha | NE | 68114-4519 | Douglas | NE05175 | Scrapped/Junked | 17710 |  | 1986 | HYDROTHERM/ADV THER HYD | FT - Firetube Boiler | HWHT - Hot Water Heat | 7/31/2005
Administration-Abc Bldg | 909 S 76th St | Omaha | NE | 68114-4519 | Douglas | NE06490 | Scrapped/Junked | 56843 | 0546202J | 2005 | Hydrotherm | FTVT - Firetube Vertical TB | HWHT - Hot Water Heat | 7/31/2020
Administration-Abc Bldg | 909 S 76th St | Omaha | NE | 68114-4519 | Douglas | NE06491 | Scrapped/Junked | 56910 | 0546269J | 2005 | Hydrotherm | FTVT - Firetube Vertical TB | HWHT - Hot Water Heat | 7/31/2020
Administration-Abc Bldg | 909 S 76th St | Omaha | NE | 68114-4519 | Douglas | NE20018 | Scrapped/Junked |  | 95-3397K | 1995 | HYDROTHERM/ADV THER HYD | FT - Firetube Boiler | HWHT - Hot Water Heat | 7/31/2005
Administration-Abc Bldg | 909 S 76th St | Omaha | NE | 68114-4519 | Douglas | NE26387 | Active | 254217 | D1.13.04.00428 | 2013 | Lochinvar | WT - Water Tube Boiler | HWHT - Hot Water Heat | 7/31/2026
Administration-Abc Bldg | 909 S 76th St | Omaha | NE | 68114-4519 | Douglas | NE28851 | Active | 120900 | 189136 | 2019 | Lochinvar | WT - Water Tube Boiler | HWHT - Hot Water Heat | 7/31/2026
Administration-Abc Bldg | 909 S 76th St | Omaha | NE | 68114-4519 | Douglas | NE34028 | Scrapped/Junked | 8357 |  | 1984 | HYDROTHERM/ADV THER HYD | WT - Water Tube Boiler | HWHT - Hot Water Heat | 7/31/2000
Administration-Abc Bldg | 909 S 76th St | Omaha | NE | 68114-4519 | Douglas | NE34030 | Scrapped/Junked | 8327 | 8450669 | 1984 | Hydrotherm | FT - Firetube Boiler | HWHT - Hot Water Heat | 7/31/2013
Kearney Cancer Center | 909 W 22nd St | Kearney | NE | 68845-5048 | Buffalo | NE43617 | Active | 152139 | 152139 | 2021 | PVI Industries | CHWH - ASME/Fired Water Heater | HWHT - Hot Water Heat | 6/30/2026
Kearney Cancer Center | 909 W 22nd St | Kearney | NE | 68845-5048 | Buffalo | NE43618 | Active | 152142 | 152142 | 2021 | PVI Industries | CHWH - ASME/Fired Water Heater | HWHT - Hot Water Heat | 6/30/2026
Kearney Cancer Center | 909 W 22nd St | Kearney | NE | 68845-5048 | Buffalo | NE43619 | Active | 11534 | 10618119A | 2024 | Fulton | FTVT - Firetube Vertical TB | HWHT - Hot Water Heat | 6/30/2026
Wald Family Foods | 9097 F St | Omaha | NE | 68127-1305 | Douglas | NE09277 | Active | 13337 | S750-150-132 | 2007 | Hurst | FTSM - FTS Marine Dry Back | PROC - Process Steam | 7/31/2026
Wald Family Foods | 9097 F St | Omaha | NE | 68127-1305 | Douglas | NE13704 | Scrapped/Junked | 10581 |  | 1970 | ORR & SEMBOWER | FTSM - FTS Marine Dry Back | PROC - Process Steam | 7/31/2007
Memorial Hospital | 910 20th St | Gothenburg | NE | 69138-1237 | Dawson | NE03916 | Scrapped/Junked | 8872 | N8872 | 1969 | Kewannee | FT - Firetube Boiler | STHT - Steam-Heat | 8/31/2009
Memorial Hospital | 910 20th St | Gothenburg | NE | 69138-1237 | Dawson | NE03917 | Scrapped/Junked | 9647 | N9647 | 1969 | Kewannee | FT - Firetube Boiler | STHT - Steam-Heat | 8/31/2009
Memorial Hospital | 910 20th St | Gothenburg | NE | 69138-1237 | Dawson | NE11346 | Scrapped/Junked | 738 | SS 87447-X06 | 2006 | Sussman | ELBL - Electric Boiler | 0020 - Supp to Sterlizer/Autoclave | 8/31/2014
Memorial Hospital | 910 20th St | Gothenburg | NE | 69138-1237 | Dawson | NE14663 | Inactive | 17430 | 09F-5337 | 2008 | ALDRICH/LES | FTVT - Firetube Vertical TB | HWHT - Hot Water Heat | 8/31/2015
Memorial Hospital | 910 20th St | Gothenburg | NE | 69138-1237 | Dawson | NE14664 | Inactive | 17171 | 08F-5078 | 2008 | ALDRICH/LES | FTVT - Firetube Vertical TB | HWHT - Hot Water Heat | 8/31/2016
Memorial Hospital | 910 20th St | Gothenburg | NE | 69138-1237 | Dawson | NE14665 | Inactive | 17167 | 08F-5074 | 2008 | ALDRICH/LES | FTVT - Firetube Vertical TB | HWHT - Hot Water Heat | 8/31/2016
Memorial Hospital | 910 20th St | Gothenburg | NE | 69138-1237 | Dawson | NE14666 | Scrapped/Junked | 17169 | 08F-5076 | 2008 | ALDRICH/LES | FTVT - Firetube Vertical TB | HWHT - Hot Water Heat | 8/31/2014
Memorial Hospital | 910 20th St | Gothenburg | NE | 69138-1237 | Dawson | NE14667 | Scrapped/Junked | 65865 | 67765 | 2008 | REIMERS ELECTRA STEAM | ELBL - Electric Boiler | HUMI - Humidifier/Humidity Contr | 8/31/2016
Memorial Hospital | 910 20th St | Gothenburg | NE | 69138-1237 | Dawson | NE18040 | Scrapped/Junked | 8496 | 18081 | 1994 | Amsco |  |  | 8/31/2006
Memorial Hospital | 910 20th St | Gothenburg | NE | 69138-1237 | Dawson | NE18462 | Scrapped/Junked | 56820 |  | 1995 | A. O. Smith | CHWH - ASME/Fired Water Heater | HWSD - Hot Water Dom/Potable | 8/31/2000
Memorial Hospital | 910 20th St | Gothenburg | NE | 69138-1237 | Dawson | NE21125 | Scrapped/Junked | 67320 | SE9767320 | 1997 | A. O. Smith | CHWH - ASME/Fired Water Heater | HWSD - Hot Water Dom/Potable | 8/31/2013
Memorial Hospital | 910 20th St | Gothenburg | NE | 69138-1237 | Dawson | NE22846 | Active | 194914 | G11 194914 | 2011 | Laars | WTSS - Watertube SS Steel | HWHT - Hot Water Heat | 11/30/2026
Memorial Hospital | 910 20th St | Gothenburg | NE | 69138-1237 | Dawson | NE22847 | Active | 194891 | G11 194891 | 2011 | Laars | WTSS - Watertube SS Steel | HWHT - Hot Water Heat | 11/30/2026
Memorial Hospital | 910 20th St | Gothenburg | NE | 69138-1237 | Dawson | NE22848 | Active | 162527 | 162527 | 2011 | State Industries | CHWH - ASME/Fired Water Heater | HWSD - Hot Water Dom/Potable | 11/30/2026
Memorial Hospital | 910 20th St | Gothenburg | NE | 69138-1237 | Dawson | NE25028 | Exempt | 24765 | 24769 | 1994 | Trane Co | UFPV - Unfired Pressure Vessel |  | 8/31/2006
Memorial Hospital | 910 20th St | Gothenburg | NE | 69138-1237 | Dawson | NE25176 | Active | 96117 | GC33689-514 | 2014 | TDC | ELBL - Electric Boiler | STER - Sterilizer | 11/30/2026
Memorial Hospital | 910 20th St | Gothenburg | NE | 69138-1237 | Dawson | NE25826 | Active | 98212 | GC-33835-Z14 | 2014 | TDC | ELBL - Electric Boiler | 0020 - Supp to Sterlizer/Autoclave | 11/30/2026
Memorial Hospital | 910 20th St | Gothenburg | NE | 69138-1237 | Dawson | NE25899 | Active | 9201 | 8007C | 2015 | Fulton | WT - Water Tube Boiler | GLYC - Glycol Bldg Heat Sys | 11/30/2026
Memorial Hospital | 910 20th St | Gothenburg | NE | 69138-1237 | Dawson | NE26170 | Active | 9256 | 8069C | 2015 | Fulton | WT - Water Tube Boiler | GLYC - Glycol Bldg Heat Sys | 11/30/2026
Memorial Hospital | 910 20th St | Gothenburg | NE | 69138-1237 | Dawson | NE26171 | Active | 9245 | 8068C | 2015 | Fulton | WT - Water Tube Boiler | GLYC - Glycol Bldg Heat Sys | 11/30/2026
Memorial Hospital | 910 20th St | Gothenburg | NE | 69138-1237 | Dawson | NE27382 | Active | 320853 | C 17 285456 | 2017 | Pentair Pool Products | COBL - Coil Type Boiler | IPHT - Indoor Pool Heater | 11/30/2026
Memorial Hospital | 910 20th St | Gothenburg | NE | 69138-1237 | Dawson | NE28113 | Active | 119703 | 571-NN | 2015 | Fulton | VTNT - Vertical Tubeless | HUMI - Humidifier/Humidity Contr | 11/30/2026
Northeast Elementary School | 910 E 34th St | Kearney | NE | 68847-3201 | BUFFALO | NE00685 | Scrapped/Junked | 9740 | 98-E7144 | 1998 | ALES | FTVT - Firetube Vertical TB | HWHT - Hot Water Heat | 12/31/2018
Northeast Elementary School | 910 E 34th St | Kearney | NE | 68847-3201 | BUFFALO | NE19795 | Exempt 1999 LB-66 |  | 000000000004727 | 1981 | RHEEM MANUFACTURING CO | AHWH - ANSI/Fired Water Htr | HWSD - Hot Water Dom/Potable | 6/30/1999
Northeast Elementary School | 910 E 34th St | Kearney | NE | 68847-3201 | BUFFALO | NE24594 | Scrapped/Junked | n/a | B000530937 | 2012 | Crown | CI - Cast Iron | HWHT - Hot Water Heat | 12/31/2018
Northeast Elementary School | 910 E 34th St | Kearney | NE | 68847-3201 | BUFFALO | NE27539 | Active | 00013331 | 17602488 | 2017 | Rbi | WT - Water Tube Boiler | HWHT - Hot Water Heat | 12/31/2026
Northeast Elementary School | 910 E 34th St | Kearney | NE | 68847-3201 | BUFFALO | NE27540 | Active | 00013330 | 17602487 | 2017 | Rbi | WT - Water Tube Boiler | HWHT - Hot Water Heat | 12/31/2026
Northeast Elementary School | 910 E 34th St | Kearney | NE | 68847-3201 | BUFFALO | NE27541 | Active | 00013332 | 17602481 | 2017 | Rbi | WT - Water Tube Boiler | HWHT - Hot Water Heat | 12/31/2026
Northeast Elementary School | 910 E 34th St | Kearney | NE | 68847-3201 | BUFFALO | NE27542 | Active | 00013334 | 17602491 | 2017 | Rbi | WT - Water Tube Boiler | HWHT - Hot Water Heat | 12/31/2026
Northeast Elementary School | 910 E 34th St | Kearney | NE | 68847-3201 | BUFFALO | NE27543 | Active | 00013333 | 17602490 | 2017 | Rbi | WT - Water Tube Boiler | HWHT - Hot Water Heat | 12/31/2026
Northeast Elementary School | 910 E 34th St | Kearney | NE | 68847-3201 | BUFFALO | NE27544 | Active | 00013336 | 17602493 | 2017 | Rbi | WT - Water Tube Boiler | HWHT - Hot Water Heat | 12/31/2026
Northeast Elementary School | 910 E 34th St | Kearney | NE | 68847-3201 | BUFFALO | NE32587 | Scrapped/Junked |  | 50B-3123 | 1956 | PEERLESS HEATER COMPANY |  | HWHT - Hot Water Heat | 6/30/1999
Northeast Elementary School | 910 E 34th St | Kearney | NE | 68847-3201 | BUFFALO | NE34691 | Scrapped/Junked | n/a | 211-6841 | 1983 | Peerless | CI - Cast Iron | HWHT - Hot Water Heat | 12/31/2012
Kad's Car Wash | 910 G St | Central City | NE | 68826-9523 | Merrick | NE17535 | Scrapped/Junked | 2762 | 011010219 | 2010 | Camus Hydronics | CPFT - Horiz Cpr Fin Boiler | HWSP - Hot Water Non Potable Supply | 3/31/2017
Kad's Car Wash | 910 G St | Central City | NE | 68826-9523 | Merrick | NE24309 | Scrapped/Junked | 16623 | F90745 | 1990 | Loch | CPFT - Horiz Cpr Fin Boiler | HWSP - Hot Water Non Potable Supply | 9/30/2009
St Lawrence Church | 910 Grant St | Scribner | NE | 68057-3125 | Dodge | NE37543 | Active | n/a | n/a | 1960 | USRA | CI - Cast Iron | HWHT - Hot Water Heat | 10/31/2026
Lumen | 910 N 43rd Ave | Omaha | NE | 68131-1175 | Douglas | NE07056 | Active | 15153 | 06F-3060 | 2006 | Aldrich | FTVT - Firetube Vertical TB | HWHT - Hot Water Heat | 10/31/2026
Lumen | 910 N 43rd Ave | Omaha | NE | 68131-1175 | Douglas | NE07057 | Active | 15157 | O6F3064 | 2006 | Aldrich | FTVT - Firetube Vertical TB | HWHT - Hot Water Heat | 10/31/2026
Lumen | 910 N 43rd Ave | Omaha | NE | 68131-1175 | Douglas | NE07058 | Active | 15158 | O6F3065 | 2006 | Aldrich | FTVT - Firetube Vertical TB | HWHT - Hot Water Heat | 10/31/2026
Lumen | 910 N 43rd Ave | Omaha | NE | 68131-1175 | Douglas | NE11467 | Scrapped/Junked | 4407 | 0000M-4407 | 1963 | KEWANEE | FT - Firetube Boiler | HWHT - Hot Water Heat | 10/31/2006
American National Corporation | 910 N 96th St | Omaha | NE | 68114-2573 | Douglas | NE14612 | Active | 126156 | 0819M001447 | 2008 | AO SMITH | CHWH - ASME/Fired Water Heater | HWSD - Hot Water Dom/Potable | 4/30/2026
American National Corporation | 910 N 96th St | Omaha | NE | 68114-2573 | Douglas | NE33779 | Active | 32383 | R0736 | 1981 | Kewanee | FTFB - Firetube-Firebox Boiler | HWHT - Hot Water Heat | 4/30/2026
American National Corporation | 910 N 96th St | Omaha | NE | 68114-2573 | Douglas | NE33780 | Active | 32020 | R0439 | 1981 | Kewanee | FTFB - Firetube-Firebox Boiler | HWHT - Hot Water Heat | 4/30/2026
American National Corporation | 910 N 96th St | Omaha | NE | 68114-2573 | Douglas | NE34115 | Scrapped/Junked | 6798 | E1858029 | 1981 | CRAN | CHWH - ASME/Fired Water Heater | HWSD - Hot Water Dom/Potable | 4/30/2009
Centennial Towers | 910 N Boggs Ave | Grand Island | NE | 68803-4420 | Hall | NE21074 | Active | n/a | W824-11-6900 | 2011 | Patterson Kelley | CALU - Cast Aluminum | HWHT - Hot Water Heat | 12/31/2025
Centennial Towers | 910 N Boggs Ave | Grand Island | NE | 68803-4420 | Hall | NE21075 | Scrapped/Junked | n/a | W824-11-6899 | 2011 | Patterson Kelley | CALU - Cast Aluminum | HWHT - Hot Water Heat | 12/31/2025
Centennial Towers | 910 N Boggs Ave | Grand Island | NE | 68803-4420 | Hall | NE21076 | Out of Service | 92900 | FY24-11-35519 | 2011 | Patterson Kelley | FTNT - FT Vertical Tubeless | HWHT - Hot Water Heat | 12/31/2025
Centennial Towers | 910 N Boggs Ave | Grand Island | NE | 68803-4420 | Hall | NE30866 | Scrapped/Junked | N/A | 418258-1027 | 1968 | Kewanee | FTFB - Firetube-Firebox Boiler | HWHT - Hot Water Heat | 7/31/2012
Centennial Towers | 910 N Boggs Ave | Grand Island | NE | 68803-4420 | Hall | NE30867 | Scrapped/Junked | N/A | 418258-1026 | 1968 | Kewanee | FTFB - Firetube-Firebox Boiler | HWHT - Hot Water Heat | 7/31/2012
Centennial Towers | 910 N Boggs Ave | Grand Island | NE | 68803-4420 | Hall | NE43613 | Active | 628801 | N1.24.48.00026 | 2024 | Lochinvar | WTSS - Watertube SS Steel | HWHT - Hot Water Heat | 12/31/2025
Southmost Drywall | 910 N Lincoln Ave | Fremont | NE | 68025-4487 | Dodge | NE30174 | Out of Service | N/A | 211A-42471188 | 1989 | Peerless | CI - Cast Iron | STHT - Steam-Heat | 2/28/2017
Winnebago Youth Shelter | 910 N Mission Dr | Winnebago | NE | 68071 | Thurston | NE17030 | Scrapped/Junked | 65883 | G08H10065883 | 2008 | Giannoni France | COWH - Coil Type Water Heater | HWHT - Hot Water Heat | 2/28/2023
Winnebago Youth Shelter | 910 N Mission Dr | Winnebago | NE | 68071 | Thurston | NE17031 | Inactive | 65888 | G08H10065888 | 2008 | Giannoni France | COWH - Coil Type Water Heater | HWHT - Hot Water Heat | 2/28/2023
Winnebago Youth Shelter | 910 N Mission Dr | Winnebago | NE | 68071 | Thurston | NE42142 | Scrapped/Junked | 536913 | N1.21.3800032 | 2021 | Lochinvar | WT - Water Tube Boiler | HWHT - Hot Water Heat | 2/28/2024
The Cypress at Midtown | 910 S 40th St | Omaha | NE | 68105-1827 | Douglas | NE00575 | Scrapped/Junked | 69735 | A01100929 | 2000 | STAT | CHWH - ASME/Fired Water Heater | HWSD - Hot Water Dom/Potable | 5/31/2016
The Cypress at Midtown | 910 S 40th St | Omaha | NE | 68105-1827 | Douglas | NE05689 | Scrapped/Junked | 53306 | E96869767 | 1996 | State Industries | CHWH - ASME/Fired Water Heater | HWSD - Hot Water Dom/Potable | 5/31/2015
The Cypress at Midtown | 910 S 40th St | Omaha | NE | 68105-1827 | Douglas | NE20762 | Scrapped/Junked | 17924 | 11F-5832 | 2010 | Aldrich Co./L.E.S. Inc. | FT - Firetube Boiler | HWHT - Hot Water Heat | 1/31/2023
The Cypress at Midtown | 910 S 40th St | Omaha | NE | 68105-1827 | Douglas | NE26353 | Active | 2011119 | SN1505M002303 | 2015 | State Industries | CHWH - ASME/Fired Water Heater | HWDP - Hotwater Heat & Dom Supply | 2/28/2026
The Cypress at Midtown | 910 S 40th St | Omaha | NE | 68105-1827 | Douglas | NE26354 | Active | 211364 | SN1549M000418 | 2015 | State Industries | CHWH - ASME/Fired Water Heater | HWDP - Hotwater Heat & Dom Supply | 2/28/2026
The Cypress at Midtown | 910 S 40th St | Omaha | NE | 68105-1827 | Douglas | NE34868 | Scrapped/Junked | n/a | M8968 | 1964 | Kewanee | FTFB - Firetube-Firebox Boiler | HWHT - Hot Water Heat | 5/31/2011
The Cypress at Midtown | 910 S 40th St | Omaha | NE | 68105-1827 | Douglas | NE34870 | Scrapped/Junked |  | K87266297 | 1987 | STATE INDUSTRIES | AHWH - ANSI/Fired Water Htr | HWSD - Hot Water Dom/Potable | 5/31/2001
The Cypress at Midtown | 910 S 40th St | Omaha | NE | 68105-1827 | Douglas | NE42308 | Active | 151050 | G10H10151050 | 2010 | Lochinvar | WTSS - Watertube SS Steel | HWHT - Hot Water Heat | 2/28/2026
The Cypress at Midtown | 910 S 40th St | Omaha | NE | 68105-1827 | Douglas | NE42309 | Active | 151018 | G10H10151018 | 2010 | Lochinvar | WTSS - Watertube SS Steel | HWHT - Hot Water Heat | 2/28/2026
Midlands Lodge | 910 W J St | Hastings | NE | 68901-6810 | ADAMS | NE00677 | Scrapped/Junked | 58298 | H0058298 | 2000 | AOSM | COBL - Coil Type Boiler | HWSD - Hot Water Dom/Potable | 3/31/2013
Midlands Lodge | 910 W J St | Hastings | NE | 68901-6810 | ADAMS | NE15640 | Scrapped/Junked | 49053 | 740PA77 | 1977 | AO SMITH | WT - Water Tube Boiler | HWHT - Hot Water Heat | 3/31/2001
Midlands Lodge | 910 W J St | Hastings | NE | 68901-6810 | ADAMS | NE24143 | Scrapped/Junked | 131059 | URNG0512G00672 | 2012 | RHEEM | CHWH - ASME/Fired Water Heater | HWSD - Hot Water Dom/Potable | 6/30/2020
Midlands Lodge | 910 W J St | Hastings | NE | 68901-6810 | ADAMS | NE35463 | Scrapped/Junked | N/A | 8061 | 1963 | Peerless | CI - Cast Iron | HWHT - Hot Water Heat | 3/31/2011
Womens Empowering Life Line | 910 W Park Ave | Norfolk | NE | 68701-5044 | Madison | NE25103 | Active | n/a | 3591VO1930 | 1991 | Bryant | CI - Cast Iron | HWHT - Hot Water Heat | 11/30/2026
Womens Empowering Life Line | 910 W Park Ave | Norfolk | NE | 68701-5044 | Madison | NE25104 | Active | n/a | 3591VO1931 | 1991 | Bryant | CI - Cast Iron | HWHT - Hot Water Heat | 11/30/2026
Womens Empowering Life Line | 910 W Park Ave | Norfolk | NE | 68701-5044 | Madison | NE25105 | Active | n/a | 3591VO1933 | 1991 | Bryant | CI - Cast Iron | HWHT - Hot Water Heat | 11/30/2026
Florence Wtr Trtmt Plant | 9100 John J Pershing Dr | Omaha | NE | 68112-5803 | Douglas | NE11579 | Scrapped/Junked | 1766 | 566-4 | 1956 | York-Shipley | FTSM - FTS Marine Dry Back | STHT - Steam-Heat | 10/31/2018
Florence Wtr Trtmt Plant | 9100 John J Pershing Dr | Omaha | NE | 68112-5803 | Douglas | NE11580 | Scrapped/Junked | 1768 | 2 | 1956 | York-Shipley | FTSM - FTS Marine Dry Back | STHT - Steam-Heat | 10/31/2018
Florence Wtr Trtmt Plant | 9100 John J Pershing Dr | Omaha | NE | 68112-5803 | Douglas | NE11581 | Scrapped/Junked | 38464 | R-6759 | 1984 | Kewannee | FT - Firetube Boiler | STHT - Steam-Heat | 6/30/2009
Florence Wtr Trtmt Plant | 9100 John J Pershing Dr | Omaha | NE | 68112-5803 | Douglas | NE11582 | Scrapped/Junked | 1 | M8255 | 1964 | Kewanee | FTFB - Firetube-Firebox Boiler | STHT - Steam-Heat | 10/31/2017
Florence Wtr Trtmt Plant | 9100 John J Pershing Dr | Omaha | NE | 68112-5803 | Douglas | NE11876 | Inactive | 12963 |  | 1983 | Chromalox |  | HWDP - Hotwater Heat & Dom Supply | 6/30/2005
MUD Florence Water Treatment Plant | 9100 John Pershing Dr | Omaha | NE | 68112 | Douglas | NE14851 | Active | 30404 | 75623-1 | 2009 | Burnham | FTSM - FTS Marine Dry Back | STHT - Steam-Heat | 10/31/2025
MUD Florence Water Treatment Plant | 9100 John Pershing Dr | Omaha | NE | 68112 | Douglas | NE28560 | Active | 238977 | 238977 | 2018 | AO SMITH | CHWH - ASME/Fired Water Heater | HWSD - Hot Water Dom/Potable | 1/31/2028
MUD Florence Water Treatment Plant | 9100 John Pershing Dr | Omaha | NE | 68112 | Douglas | NE28561 | Active | 239704 | 239704 | 2018 | AO SMITH | CHWH - ASME/Fired Water Heater | HWSD - Hot Water Dom/Potable | 1/31/2028
MUD Florence Water Treatment Plant | 9100 John Pershing Dr | Omaha | NE | 68112 | Douglas | NE28562 | Active | 243016 | 243016 | 2018 | AO SMITH | CHWH - ASME/Fired Water Heater | HWSD - Hot Water Dom/Potable | 1/31/2028
MUD Florence Water Treatment Plant | 9100 John Pershing Dr | Omaha | NE | 68112 | Douglas | NE28563 | Active | 239194 | 239194 | 2018 | AO SMITH | CHWH - ASME/Fired Water Heater | HWSD - Hot Water Dom/Potable | 1/31/2028
MUD Florence Water Treatment Plant | 9100 John Pershing Dr | Omaha | NE | 68112 | Douglas | NE28564 | Active | 239728 | 239728 | 2018 | AO SMITH | CHWH - ASME/Fired Water Heater | HWSD - Hot Water Dom/Potable | 1/31/2028
MUD Florence Water Treatment Plant | 9100 John Pershing Dr | Omaha | NE | 68112 | Douglas | NE28565 | Active | 243017 | 243017 | 2018 | AO SMITH | CHWH - ASME/Fired Water Heater | HWSD - Hot Water Dom/Potable | 1/31/2028
City of Omaha-Swanson Memorial Library | 9101 W Dodge Rd | Omaha | NE | 68114-3305 | Douglas | NE08478 | Active | 11605 | 01E-9483 | 2001 | Aldrich | FTFB - Firetube-Firebox Boiler | STHT - Steam-Heat | 9/30/2026
City of Omaha-Swanson Memorial Library | 9101 W Dodge Rd | Omaha | NE | 68114-3305 | Douglas | NE08479 | Active | 11607 | 01E-9485 | 2001 | Aldrich | FTFB - Firetube-Firebox Boiler | STHT - Steam-Heat | 9/30/2026
Otoe County National Bank | 911 Central Ave | Nebraska City | NE | 68410-2334 | Otoe | NE04618 | Scrapped/Junked |  | 3305 | 1969 | Peerless | CI - Cast Iron | STHT - Steam-Heat | 1/31/2005
Arbor Bank | 911 Central Ave | Nebraska City | NE | 68410-2334 | Otoe | NE05975 | Scrapped/Junked | 146355 | H04H05323 | 2004 | Laars | COBL - Coil Type Boiler | HWBS - HWHT Building & Sidewalks | 1/31/2017
Arbor Bank | 911 Central Ave | Nebraska City | NE | 68410-2334 | Otoe | NE06012 | Scrapped/Junked | 146689 | H04H05657 | 2004 | Laars | COBL - Coil Type Boiler | HWBS - HWHT Building & Sidewalks | 1/31/2020
Arbor Bank | 911 Central Ave | Nebraska City | NE | 68410-2334 | Otoe | NE06013 | Scrapped/Junked | 146693 | H04H05661 | 2004 | Laars | COBL - Coil Type Boiler | HWBS - HWHT Building & Sidewalks | 1/31/2023
Arbor Bank | 911 Central Ave | Nebraska City | NE | 68410-2334 | Otoe | NE06014 | Scrapped/Junked | 146356 | H04H05324 | 2004 | Laars | COBL - Coil Type Boiler | HWBS - HWHT Building & Sidewalks | 1/31/2023
Arbor Bank | 911 Central Ave | Nebraska City | NE | 68410-2334 | Otoe | NE28796 | Active | 6188 | 18-HE047694618 | 2018 | Riello | WT - Water Tube Boiler | HWHT - Hot Water Heat | 1/31/2026
Arbor Bank | 911 Central Ave | Nebraska City | NE | 68410-2334 | Otoe | NE41861 | Active | 13935 | 20-HE125164520 | 2020 | Riello | WT - Water Tube Boiler | HWHT - Hot Water Heat | 1/31/2026
Brown Transfer | 911 E 11th St | Kearney | NE | 68847-7508 | Buffalo | NE41304 | Active | 189858 | 20PG60941124 | 2020 | Lochinvar | COBL - Coil Type Boiler | HWHF - Hot Water Heat-Floor | 12/31/2025
Hemingford Public School | 911 Niobrara Ave | Hemingford | NE | 69348-3102 | Box Butte | NE00782 | Active | N/A | 319847-200008 | 2000 | Peerless | CI - Cast Iron | HWHT - Hot Water Heat | 10/31/2026
Hemingford Public School | 911 Niobrara Ave | Hemingford | NE | 69348-3102 | Box Butte | NE00783 | Active | N/A | 211-14577-1199 | 1999 | Peerless | CI - Cast Iron | HWHT - Hot Water Heat | 10/31/2026
Hemingford Public School | 911 Niobrara Ave | Hemingford | NE | 69348-3102 | Box Butte | NE03925 | Scrapped/Junked |  |  | 1975 | RHEEM MANUFACTURING CO | AHWH - ANSI/Fired Water Htr | HWSD - Hot Water Dom/Potable | 3/31/2001
Hemingford Public School | 911 Niobrara Ave | Hemingford | NE | 69348-3102 | Box Butte | NE31647 | Scrapped/Junked |  |  | 1926 | US RADIATOR |  | STHT - Steam-Heat | 3/31/2001
Hemingford Public School | 911 Niobrara Ave | Hemingford | NE | 69348-3102 | Box Butte | NE35161 | Inactive |  | SN5931 | 1978 | VULCRAFT | AHWH - ANSI/Fired Water Htr | HWSD - Hot Water Dom/Potable | 3/31/2000
Apartment Building - Maranville/NS | 911 S 11th St | Lincoln | NE | 68508-3500 | Lancaster | NE09726 | Scrapped/Junked | 39861 | 740-D76-39861 | 1976 | AOSM | COBL - Coil Type Boiler | HWSD - Hot Water Dom/Potable | 9/30/2010
Apartment Building - Maranville/NS | 911 S 11th St | Lincoln | NE | 68508-3500 | Lancaster | NE16082 | Active | C27129 | 1003M000585 | 2010 | A O Smith | COWH - Coil Type Water Heater | HWSD - Hot Water Dom/Potable | 1/30/2026
Saline County Jail | 911 S Main St | Wilber | NE | 68465 | Saline | NE09849 | Active | 135584 | K016003 | 2001 | Lochinvar | CPFT - Horiz Cpr Fin Boiler | HWHT - Hot Water Heat | 7/31/2026
Saline County Jail | 911 S Main St | Wilber | NE | 68465 | Saline | NE09850 | Scrapped/Junked | 104848 | 0801104848 | 2001 | Pvi | CHWH - ASME/Fired Water Heater | HWSD - Hot Water Dom/Potable | 7/31/2014
Saline County Jail | 911 S Main St | Wilber | NE | 68465 | Saline | NE09876 | Scrapped/Junked | 104847 | 0801104847 | 2002 | Pvi | CHWH - ASME/Fired Water Heater | HWSD - Hot Water Dom/Potable | 7/31/2017
Saline County Jail | 911 S Main St | Wilber | NE | 68465 | Saline | NE09877 | Active | 104846 | 0801104846 | 2001 | Pvi | CHWH - ASME/Fired Water Heater | HWSD - Hot Water Dom/Potable | 7/31/2026
Saline County Jail | 911 S Main St | Wilber | NE | 68465 | Saline | NE09878 | Active | 104845 | 0801104845 | 2001 | Pvi | CHWH - ASME/Fired Water Heater | HWSD - Hot Water Dom/Potable | 7/31/2026
Saline County Jail | 911 S Main St | Wilber | NE | 68465 | Saline | NE25162 | Scrapped/Junked | 188548 | 188548 | 2014 | AO SMITH | CHWH - ASME/Fired Water Heater | HWSD - Hot Water Dom/Potable | 7/31/2022
Saline County Jail | 911 S Main St | Wilber | NE | 68465 | Saline | NE26745 | Scrapped/Junked | 220684 | 220684 | 2016 | A O Smith | CHWH - ASME/Fired Water Heater | HWSD - Hot Water Dom/Potable | 7/31/2024
Saline County Jail | 911 S Main St | Wilber | NE | 68465 | Saline | NE41542 | Out of Service | 264194 | 264194 | 2020 | AO SMITH | CHWH - ASME/Fired Water Heater | HWSD - Hot Water Dom/Potable | 7/31/2025
Sarpy Center/La Vista Public Library | 9110 Giles Rd | La Vista | NE | 68128-3081 | Sarpy | NE19549 | Active | 9752 | 98-E7176 | 1998 | Aldrich | FTVT - Firetube Vertical TB | HWHT - Hot Water Heat | 3/31/2026
Sarpy Center/La Vista Public Library | 9110 Giles Rd | La Vista | NE | 68128-3081 | Sarpy | NE19550 | Active | 9754 | 98-E7178 | 1998 | Aldrich | FT - Firetube Boiler | HWHT - Hot Water Heat | 3/31/2026
BEACON HEIGHTS | 9110 Maplewood Blvd | Omaha | NE | 68134-4792 | Douglas | NE22014 | Exempt 1999 LB-66 |  |  | 1997 | AO SMITH | AHWH - ANSI/Fired Water Htr | HWSD - Hot Water Dom/Potable | 4/30/2000
Embassy Plaza | 9110 W Dodge Rd | Omaha | NE | 68114-3346 | Douglas | NE25915 | Active | 235872 | I11H00235872 | 2011 | Lochinvar | FTVT - Firetube Vertical TB | HWHT - Hot Water Heat | 7/31/2025
Embassy Plaza | 9110 W Dodge Rd | Omaha | NE | 68114-3346 | Douglas | NE25916 | Active | 235871 | I11H00235871 | 2011 | Lochinvar | FTVT - Firetube Vertical TB | HWHT - Hot Water Heat | 7/31/2025
Embassy Plaza | 9110 W Dodge Rd | Omaha | NE | 68114-3346 | Douglas | NE34200 | Scrapped/Junked | 28322 | P-5906 | 1977 | Kewanee | FTFB - Firetube-Firebox Boiler | HWHT - Hot Water Heat | 3/31/2012
Embassy Plaza | 9110 W Dodge Rd | Omaha | NE | 68114-3346 | Douglas | NE42438 | Active | 406313 | 23406313 | 2023 | Lochinvar | FTVT - Firetube Vertical TB | HWHT - Hot Water Heat | 7/31/2026
First Christian Church parsonage | 912 Box Butte Ave | Alliance | NE | 69301-2942 | Box Butte | NE28216 | Active | Na | 5114515-201409 | 2017 | Peerless | CI - Cast Iron | HWHT - Hot Water Heat | 2/28/2026
Furnas County Courthouse | 912 R St | Beaver City | NE | 68926-2636 | Furnas | NE14336 | Inactive | n/a | 78136 | 1949 | Fitzgibbons | FTFB - Firetube-Firebox Boiler | STHT - Steam-Heat | 1/31/2014
Mid Plains Behavior Center | 914 Baumann Dr | Grand Island | NE | 68803-4401 | Hall | NE12123 | Active | 875 | LPE132.5-30-6M | 2003 | Hurst | FT - Firetube Boiler | HWHT - Hot Water Heat | 11/30/2026
Mid Plains Behavior Center | 914 Baumann Dr | Grand Island | NE | 68803-4401 | Hall | NE23702 | Scrapped/Junked |  | G-106 | 1975 | American Standard | CI - Cast Iron | HWHT - Hot Water Heat | 10/31/2003
Superior Wash | 914 W Benjamin Ave | Norfolk | NE | 68701-2803 | Madison | NE08351 | Active | 101644 | 9203101644 | 1992 | Raypak | CPFT - Horiz Cpr Fin Boiler | HWSP - Hot Water Non Potable Supply | 4/30/2026
Superior Wash | 914 W Benjamin Ave | Norfolk | NE | 68701-2803 | Madison | NE08352 | Active | 99664 | 9204099664 | 1992 | Raypak | CPFT - Horiz Cpr Fin Boiler | HWHT - Hot Water Heat | 4/30/2026
9140 W Dodge, LLC | 9140 W Dodge Rd | Omaha | NE | 68114-3322 | Douglas | NE28072 | Active | 334758 | 19334758 | 2019 | Lochinvar | WT - Water Tube Boiler | HWHT - Hot Water Heat | 10/31/2026
9140 W Dodge, LLC | 9140 W Dodge Rd | Omaha | NE | 68114-3322 | Douglas | NE28073 | Active | 334759 | 19334759 | 2019 | Lochinvar | WT - Water Tube Boiler | HWHT - Hot Water Heat | 10/31/2026
9140 W Dodge, LLC | 9140 W Dodge Rd | Omaha | NE | 68114-3322 | Douglas | NE34198 | Scrapped/Junked | 33438 | Boiler #1 | 1979 | Kewanee | FTFB - Firetube-Firebox Boiler | HWHT - Hot Water Heat | 3/31/2019
9140 W Dodge, LLC | 9140 W Dodge Rd | Omaha | NE | 68114-3322 | Douglas | NE34199 | Scrapped/Junked | 33432 | Boiler #2 | 1979 | Kewanee | FTFB - Firetube-Firebox Boiler | HWHT - Hot Water Heat | 3/31/2019
Heimes Corp | 9144 S 147th St | Omaha | NE | 68138-3671 | Sarpy | NE00706 | Scrapped/Junked | n/a | 61-94670-0399 | 1999 | Peerless | CI - Cast Iron | HWHT - Hot Water Heat | 2/28/2018
Heimes Corp | 9144 S 147th St | Omaha | NE | 68138-3671 | Sarpy | NE27874 | Active | 228039 | 1644103757153 | 2016 | Lochinvar | FTVT - Firetube Vertical TB | HWHF - Hot Water Heat-Floor | 10/31/2026
Kenwood Elementary | 915 16th Avenue | Kearney | NE | 68845-6503 | Buffalo | NE19587 | Active | 130989 | 1210130989 | 2010 | PVI Industries | ELWH - Electric Water Heater | HWSD - Hot Water Dom/Potable | 12/31/2026
Kenwood Elementary | 915 16th Avenue | Kearney | NE | 68845-6503 | Buffalo | NE19588 | Scrapped/Junked | 130990 | 1210130990 | 2010 | PVI Industries | ELWH - Electric Water Heater | HWSD - Hot Water Dom/Potable | 12/31/2023
Kenwood Elementary | 915 16th Avenue | Kearney | NE | 68845-6503 | Buffalo | NE21479 | Active | 59790 | 1OFF-3316 | 2010 | Blodgett | COOK - Fired Cooker | COOK - Cooker/Kettle | 12/31/2026
Kenwood Elementary | 915 16th Avenue | Kearney | NE | 68845-6503 | Buffalo | NE43148 | Active | N/A | 134699306 | 2023 | AO SMITH | ELBL - Electric Boiler | HWSD - Hot Water Dom/Potable | 12/31/2026
Corvina Apartments | 915 Jones St | Omaha | NE | 68102-2935 | Douglas | NE26609 | Active | 253981 | N16LE002 | 2016 | Zodiac/Jandy | WT - Water Tube Boiler | OPHT - Outdoor Pool Heater | 8/31/2026
MAIL WELL ENVELOPE | 915 N 43rd Ave | Omaha | NE | 68131-1180 | Douglas | NE18820 | Exempt 1999 LB-66 |  | MD950424516920 | 1995 | AO SMITH | AHWH - ANSI/Fired Water Htr | HWSD - Hot Water Dom/Potable | 9/30/2000
JoJo's Carwash | 915 N Adams St | Papillion | NE | 68046-3020 | Sarpy | NE15777 | Scrapped/Junked | 95620 | 95620 | 2005 | A O Smith | CHWH - ASME/Fired Water Heater | HWSP - Hot Water Non Potable Supply | 12/31/2020
JoJo's Carwash | 915 N Adams St | Papillion | NE | 68046-3020 | Sarpy | NE19050 | Active | 155400 | 9999 | 2010 | Lochinvar | COBL - Coil Type Boiler | HWHF - Hot Water Heat-Floor | 12/31/2026
JoJo's Carwash | 915 N Adams St | Papillion | NE | 68046-3020 | Sarpy | NE24383 | Scrapped/Junked | 10973 | AJH35.1755 | 1989 | WEBJ | COBL - Coil Type Boiler | HWSP - Hot Water Non Potable Supply | 2/28/2003
JoJo's Carwash | 915 N Adams St | Papillion | NE | 68046-3020 | Sarpy | NE24384 | Scrapped/Junked | 10982 | AJH50-1355 | 1989 | Weben-Jarco | COBL - Coil Type Boiler | HWHF - Hot Water Heat-Floor | 12/31/2010
Herbert Nolda | 915 Verona Ave | Ravenna | NE | 68869-1033 | Buffalo | NE30715 | Inactive |  | 0XKASX3529 | 1920 | Unknown | FT - Firetube Boiler | 0024 - Antique Steam Tractor | 12/31/1996
Horizon Middle School | 915 W 35th St | Kearney | NE | 68845-8017 | Buffalo | NE00154 | Scrapped/Junked | 52084 | G9952084 | 1999 | AOSM | COBL - Coil Type Boiler | HWSD - Hot Water Dom/Potable | 12/31/2015
Horizon Middle School | 915 W 35th St | Kearney | NE | 68845-8017 | Buffalo | NE00155 | Scrapped/Junked | 52093 | G9952093 | 1999 | AOSM | COBL - Coil Type Boiler | HWSD - Hot Water Dom/Potable | 12/31/2015
Horizon Middle School | 915 W 35th St | Kearney | NE | 68845-8017 | Buffalo | NE00683 | Scrapped/Junked | 10585 | 98E8244 | 1999 | ALES | FTVT - Firetube Vertical TB | HWHT - Hot Water Heat | 12/31/2018
Horizon Middle School | 915 W 35th St | Kearney | NE | 68845-8017 | Buffalo | NE00684 | Scrapped/Junked | 10583 | 9938242 | 1999 | ALES | FTVT - Firetube Vertical TB | HWHT - Hot Water Heat | 12/31/2018
Horizon Middle School | 915 W 35th St | Kearney | NE | 68845-8017 | Buffalo | NE26457 | Active | 150405 | 3015101823413 | 2015 | Lochinvar | FT - Firetube Boiler | HWHT - Hot Water Heat | 12/31/2026
Horizon Middle School | 915 W 35th St | Kearney | NE | 68845-8017 | Buffalo | NE26458 | Active | 56759 | 118112A | 2014 | PVI Industries | CHWH - ASME/Fired Water Heater | HWSD - Hot Water Dom/Potable | 12/31/2026
Horizon Middle School | 915 W 35th St | Kearney | NE | 68845-8017 | Buffalo | NE27523 | Active | 320943 | 18320943 | 2018 | Lochinvar | FT - Firetube Boiler | HWHT - Hot Water Heat | 12/31/2026
Horizon Middle School | 915 W 35th St | Kearney | NE | 68845-8017 | Buffalo | NE27524 | Active | 320936 | 18320926 | 2018 | Lochinvar | FT - Firetube Boiler | HWHT - Hot Water Heat | 12/31/2026
Horizon Middle School | 915 W 35th St | Kearney | NE | 68845-8017 | Buffalo | NE34546 | Inactive |  | 78902 | 1970 | RITE ENGINEERING | WT - Water Tube Boiler | STHT - Steam-Heat | 7/31/1986
Horizon Middle School | 915 W 35th St | Kearney | NE | 68845-8017 | Buffalo | NE34547 | Scrapped/Junked | 1986 |  | 1968 | SELLERS | FT - Firetube Boiler | HWSD - Hot Water Dom/Potable | 6/30/2000
Holy Rosary Church | 916 Cheyenne Ave | Alliance | NE | 69301-2948 | Box Butte | NE06584 | Active | n/a | 64644376 | 2004 | Burnham | CI - Cast Iron | HWHT - Hot Water Heat | 10/31/2026
Holy Rosary Church | 916 Cheyenne Ave | Alliance | NE | 69301-2948 | Box Butte | NE37592 | Scrapped/Junked |  | 3-7 | 1960 | CRANE |  | HWHT - Hot Water Heat | 10/31/2004
Ainsworth Car Wash | 916 E 4th St | Ainsworth | NE | 69210-1219 | Brown | NE24357 | Scrapped/Junked | n/a | K-1-347 | 1980 | Weben-Jarco | CI - Cast Iron | GLFH - Glycol Floor Heat System | 6/30/2014
Doctors Center | 916 W 10th St | Alliance | NE | 69301-2858 | Box Butte | NE16608 | Scrapped/Junked |  | 1BJ1 | 1960 | AMST | CI - Cast Iron | HWHT - Hot Water Heat | 10/31/2009
M FRANK/GROUP DAYCARE | 916 W 9th St | Hastings | NE | 68901-3801 | ADAMS | NE10335 | Inactive | N/A | 350529-200102 | 2001 | PEERLESS HEATER COMPANY |  | STHT - Steam-Heat | 2/28/2005
M FRANK/GROUP DAYCARE | 916 W 9th St | Hastings | NE | 68901-3801 | ADAMS | NE30489 | Scrapped/Junked |  | G1-67326-1292 | 1992 | PEERLESS HEATER COMPANY |  | STHT - Steam-Heat | 1/31/2003
St John Lutheran School-BMIC#440995 | 919 N Columbia Ave | Seward | NE | 68434-1557 | Seward | NE33436 | Active | N/A | 11439 | 1940 | Nrc/Us | FTFB - Firetube-Firebox Boiler | STHT - Steam-Heat | 10/31/2026
St John Lutheran School-BMIC#440995 | 919 N Columbia Ave | Seward | NE | 68434-1557 | Seward | NE33483 | Active | N/A | M7588 | 1964 | Kewanee | FTFB - Firetube-Firebox Boiler | HWHT - Hot Water Heat | 10/31/2026
St John Lutheran School-BMIC#440995 | 919 N Columbia Ave | Seward | NE | 68434-1557 | Seward | NE40515 | Exempt 1999 LB-66 |  | URNG0798G03445 | 1998 | RHEEM MANUFACTURING CO | AHWH - ANSI/Fired Water Htr | HWSD - Hot Water Dom/Potable | 5/31/2000
PRESTON MILLING | 920 Circle Dr | Fairbury | NE | 68352-1226 | JEFFERSON | NE05559 | Inactive | 5858 |  | 1971 | SUPERIOR BOILERWORKS | FT - Firetube Boiler | PROC - Process Steam | 9/30/1988
Becton-Dickinson | 920 E 19th St | Columbus | NE | 68601-3797 | Platte | NE08888 | Active | 14696 | 14696 | 2001 | Superior Boiler Works | FT - Firetube Boiler | PROC - Process Steam | 7/31/2026
Becton-Dickinson | 920 E 19th St | Columbus | NE | 68601-3797 | Platte | NE08889 | Active | 14695 | 14695 | 2001 | Superior Boiler Works | FT - Firetube Boiler | PROC - Process Steam | 5/31/2026
Kid Academy | 920 Jackson St St 1 | St Paul | NE | 68873-1413 | Howard | NE05468 | Exempt 1999 LB-66 |  | 00000000108156 | 1987 | AO SMITH | AHWH - ANSI/Fired Water Htr | HWSD - Hot Water Dom/Potable | 8/31/1999
Kid Academy | 920 Jackson St St 1 | St Paul | NE | 68873-1413 | Howard | NE15135 | Scrapped/Junked | 107553 | 8891497 | 1988 | Teledyne Laars | CPFT - Horiz Cpr Fin Boiler | HWSD - Hot Water Dom/Potable | 8/31/2018
HOLLYWOOD BOWL | 920 N 48th St | Lincoln | NE | 68504-3303 | LANCASTER | NE05634 | Inactive |  | A-712-WP | 1965 | AMERICAN STANDARD |  | HWHT - Hot Water Heat | 1/31/2001
HOLLYWOOD BOWL | 920 N 48th St | Lincoln | NE | 68504-3303 | LANCASTER | NE05635 | Exempt 1999 LB-66 |  | 5402972 | 1985 | RHEEM MANUFACTURING CO | AHWH - ANSI/Fired Water Htr | HWSD - Hot Water Dom/Potable | 1/31/2000
Old City Hall | 920 O St | Lincoln | NE | 68508-3624 | Lancaster | NE10406 | Active | 12360 | 02F-0276 | 2002 | Aldrich | FT - Firetube Boiler | STHT - Steam-Heat | 3/31/2026
Drury Inn | 920 Q St | Lincoln | NE | 68508-1432 | Lancaster | NE43684 | Active | 617127 | N1.24.27.00078 | 2024 | Lochinvar | HCWH - Helical FT-Water Heater | HWHP - Hot Water Heat & Nonpotable | 9/30/2026
Drury Inn | 920 Q St | Lincoln | NE | 68508-1432 | Lancaster | NE43685 | Active | 619160 | N1.24.29.00006 | 2024 | Lochinvar | HCWH - Helical FT-Water Heater | HWHP - Hot Water Heat & Nonpotable | 9/30/2026
Holiday Inn Express | 920 S 20th St | Norfolk | NE | 68701-4553 | Madison | NE06899 | Scrapped/Junked | 76016 | 0797G03991 | 1997 | RHEEM | CHWH - ASME/Fired Water Heater | HWSD - Hot Water Dom/Potable | 3/31/2013
Holiday Inn Express | 920 S 20th St | Norfolk | NE | 68701-4553 | Madison | NE40090 | Exempt 1999 LB-66 |  | URNG1297G00662 | 1997 | RHEEM MANUFACTURING CO | AHWH - ANSI/Fired Water Htr | HWSD - Hot Water Dom/Potable | 4/30/2000
Holiday Inn Express | 920 S 20th St | Norfolk | NE | 68701-4553 | Madison | NE40091 | Exempt 1999 LB-66 |  | URNG1297G00663 | 1997 | RHEEM MANUFACTURING CO | AHWH - ANSI/Fired Water Htr | HWSD - Hot Water Dom/Potable | 4/30/2000
Holiday Inn Express | 920 S 20th St | Norfolk | NE | 68701-4553 | Madison | NE40092 | Exempt 1999 LB-66 |  | URNG1297G00667 | 1997 | RHEEM MANUFACTURING CO | AHWH - ANSI/Fired Water Htr | HWSD - Hot Water Dom/Potable | 4/30/2000
Holiday Inn Express | 920 S 20th St | Norfolk | NE | 68701-4553 | Madison | NE40093 | Exempt 1999 LB-66 |  | URNG1297G00664 | 1997 | RHEEM MANUFACTURING CO | AHWH - ANSI/Fired Water Htr | HWSD - Hot Water Dom/Potable | 4/30/2000
Omaha Auto Auction | 9201 S 144th St | Omaha | NE | 68138-3634 | Sarpy | NE16888 | Scrapped/Junked |  | G88-369507 | 1988 | STATE INDUSTRIES | AHWH - ANSI/Fired Water Htr | HWSD - Hot Water Dom/Potable | 3/31/2008
Omaha Auto Auction | 9201 S 144th St | Omaha | NE | 68138-3634 | Sarpy | NE16889 | Inactive | 65397 | 0388101797 | 1988 | Raytherm/Raypak | CPFT - Horiz Cpr Fin Boiler | HWSP - Hot Water Non Potable Supply | 3/31/2007
Embassy Square | 9202 W Dodge Rd | Omaha | NE | 68114-3343 | Douglas | NE03690 | Active | 32404 | R0755 | 1979 | Kewanee | FTFB - Firetube-Firebox Boiler | HWHT - Hot Water Heat | 3/31/2026
Embassy Square | 9202 W Dodge Rd | Omaha | NE | 68114-3343 | Douglas | NE03691 | Active | 32888 | R1343 | 1979 | Kewanee | FTFB - Firetube-Firebox Boiler | HWHT - Hot Water Heat | 3/31/2026
Omaha Steaks Int | 9203 F St | Omaha | NE | 68127-1228 | Douglas | NE03448 | Scrapped/Junked | 1947 | 1851320 | 1986 | TELEDYNE LAARS | CPFT - Horiz Cpr Fin Boiler | HWSP - Hot Water Non Potable Supply | 3/31/2000
Omaha Steaks Int | 9203 F St | Omaha | NE | 68127-1228 | Douglas | NE08111 | Active | 18267 | 20745385 | 2007 | Ruscio Brothers Ltd | CPFT - Horiz Cpr Fin Boiler | HWSP - Hot Water Non Potable Supply | 1/31/2027
Omaha Steaks Int | 9203 F St | Omaha | NE | 68127-1228 | Douglas | NE08112 | Active | 18268 | 2745386 | 2007 | Ruscio Brothers Ltd | CPFT - Horiz Cpr Fin Boiler | HWSP - Hot Water Non Potable Supply | 1/31/2027
Omaha Steaks Int | 9203 F St | Omaha | NE | 68127-1228 | Douglas | NE18414 | Scrapped/Junked | 37683 |  | 1983 | Rheem Manufacturing Co | AHWH - ANSI/Fired Water Htr | HWSD - Hot Water Dom/Potable | 3/31/2000
Omaha Steaks Int | 9203 F St | Omaha | NE | 68127-1228 | Douglas | NE24916 | Active | 1917 | 030020544 | 2000 | Rbi | WT - Water Tube Boiler | HWSP - Hot Water Non Potable Supply | 1/31/2027
Omaha Steaks Int | 9203 F St | Omaha | NE | 68127-1228 | Douglas | NE24917 | Active | 1918 | 030020545 | 2000 | Rbi | WT - Water Tube Boiler | HWSP - Hot Water Non Potable Supply | 1/31/2027
Splash & Dash | 921 14th St | Fairbury | NE | 68352-1603 | Jefferson | NE13158 | Inactive | 114912 | UNRG1107G01505 | 2007 | Ruud-Rheem | CHWH - ASME/Fired Water Heater | HWHP - Hot Water Heat & Nonpotable | 3/31/2024
Splash & Dash | 921 14th St | Fairbury | NE | 68352-1603 | Jefferson | NE15079 | Scrapped/Junked |  | VGN-1094G01924 | 1994 | VANGUARD | AHWH - ANSI/Fired Water Htr | HWSP - Hot Water Non Potable Supply | 3/31/2008
Splash & Dash | 921 14th St | Fairbury | NE | 68352-1603 | Jefferson | NE15080 | Scrapped/Junked |  | VGN1094G00916 | 1994 | VANGUARD | AHWH - ANSI/Fired Water Htr | HWSP - Hot Water Non Potable Supply | 2/28/2008
Splash & Dash | 921 14th St | Fairbury | NE | 68352-1603 | Jefferson | NE15081 | Active | 852-80 | 85-17903-1292 | 1992 | Peerless | CI - Cast Iron | HWFG - Hotwater Heat Floor-Glycl | 3/31/2026
CHASE COUNTY CLERK | 921 Broadway | Imperial | NE | 69033-3012 | CHASE | NE35147 | Scrapped/Junked |  | 76593 | 1912 | KEWANEE | FTFB - Firetube-Firebox Boiler | STHT - Steam-Heat | 5/31/2002
Liv Red | 921 M St | Lincoln | NE | 68508-2278 | Lancaster | NE42322 | Active | 352235 | 22600559 | 2022 | PENTAIR | WT - Water Tube Boiler | SPAJ - Spa/Jacuzzi Heater | 5/31/2026
Liv Red | 921 M St | Lincoln | NE | 68508-2278 | Lancaster | NE42323 | Active | 35236 | 22600560 | 2022 | PENTAIR | WT - Water Tube Boiler | SPAJ - Spa/Jacuzzi Heater | 5/31/2026
Liv Red | 921 M St | Lincoln | NE | 68508-2278 | Lancaster | NE42324 | Active | 35234 | 22600558 | 2022 | PENTAIR | WT - Water Tube Boiler | SPAJ - Spa/Jacuzzi Heater | 5/31/2026
Liv Red | 921 M St | Lincoln | NE | 68508-2278 | Lancaster | NE42325 | Active | 35592 | 22600916 | 2022 | PENTAIR | WT - Water Tube Boiler | SPAJ - Spa/Jacuzzi Heater | 5/31/2026
Max I Walkers | 9211 Maple St | Omaha | NE | 68134-5733 | Douglas | NE03339 | Inactive | 16950 | 16950 | 1969 | Parker Ind | WT - Water Tube Boiler | PROC - Process Steam | 5/31/2014
BEACON HILL APTS | 9217 Maplewood Blvd | Omaha | NE | 68134-4755 | Douglas | NE21603 | Exempt 1999 LB-66 |  | 1085401004 | 1985 | RHEEM MANUFACTURING CO | AHWH - ANSI/Fired Water Htr | HWSD - Hot Water Dom/Potable | 5/31/1999
BEACON HILL APTS | 9217 Maplewood Blvd | Omaha | NE | 68134-4755 | Douglas | NE21604 | Exempt 1999 LB-66 |  | MC95-0421121 | 1995 | AO SMITH | AHWH - ANSI/Fired Water Htr | HWSD - Hot Water Dom/Potable | 5/31/1999
BEACON HILL APTS | 9219 Maplewood Blvd | Omaha | NE | 68134-4754 | Douglas | NE21605 | Exempt 1999 LB-66 |  | 86876643 | 1968 | RUUD | AHWH - ANSI/Fired Water Htr | HWSD - Hot Water Dom/Potable | 5/31/1999
William Marshalek | 922 E 14th St | Grand Island | NE | 68801-2632 | Hall | NE30457 | Inactive | 01 | FX2196 | 1970 | ROBE | HOBB - Hobby/Antique Boiler | 0024 - Antique Steam Tractor | 7/31/2022
GL Huyett | 922 Illinois St # 271 | Sidney | NE | 69162-1644 | Cheyenne | NE28271 | Active | 342577 | SN18.PG80.95.2081 | 2018 | Lochinvar | COBL - Coil Type Boiler | HWHT - Hot Water Heat | 2/28/2027
GL Huyett | 922 Illinois St # 271 | Sidney | NE | 69162-1644 | Cheyenne | NE28272 | Active | 345569 | SN18.PG80.95.2347 | 2018 | Lochinvar | COBL - Coil Type Boiler | HWHT - Hot Water Heat | 2/28/2027
Mac's Tavern/Apartments | 922 N 16th St | Omaha | NE | 68102-4404 | Douglas | NE12820 | Inactive |  |  | 1972 | American Standard | CI - Cast Iron | STHT - Steam-Heat | 1/31/2001
THE BRIDGE | 922 N Denver Ave | Hastings | NE | 68901-3922 | ADAMS | NE30293 | Exempt |  | W23-09 | 1940 | AMERICAN RADIATOR |  | HWHT - Hot Water Heat | 10/31/2007
Astoria | 9220 Western Ave | Omaha | NE | 68114-2297 | Douglas | NE07350 | Scrapped/Junked | 119945 | 1006119945 | 2006 | Pvi | FTVT - Firetube Vertical TB | HWSP - Hot Water Non Potable Supply | 4/30/2010
Astoria | 9220 Western Ave | Omaha | NE | 68114-2297 | Douglas | NE07637 | Active | 16164 | 06F-4071 | 2006 | ALES | FTVT - Firetube Vertical TB | HWHT - Hot Water Heat | 4/30/2026
Astoria | 9220 Western Ave | Omaha | NE | 68114-2297 | Douglas | NE18884 | Scrapped/Junked | 130717 | 1010130717 | 2010 | PVI Industries | CHWH - ASME/Fired Water Heater | HWSD - Hot Water Dom/Potable | 4/30/2018
Astoria | 9220 Western Ave | Omaha | NE | 68114-2297 | Douglas | NE25022 | Scrapped/Junked | 9757 | 98E-7181 | 1998 | ALDRICH/LES | FTVT - Firetube Vertical TB | HWHT - Hot Water Heat | 5/31/2007
Astoria | 9220 Western Ave | Omaha | NE | 68114-2297 | Douglas | NE25023 | Scrapped/Junked | 95359 | 089895359 | 1998 | Pvi | CHWH - ASME/Fired Water Heater | HWSD - Hot Water Dom/Potable | 4/30/2016
Astoria | 9220 Western Ave | Omaha | NE | 68114-2297 | Douglas | NE25024 | Scrapped/Junked | 95360 | 089895360 | 1998 | Pvi | CHWH - ASME/Fired Water Heater | HWSD - Hot Water Dom/Potable | 4/30/2016
Astoria | 9220 Western Ave | Omaha | NE | 68114-2297 | Douglas | NE25025 | Scrapped/Junked | 95361 | 089895361 | 1998 | PVI INDUSTRIES | CHWH - ASME/Fired Water Heater | HWSD - Hot Water Dom/Potable | 5/31/2007
Astoria | 9220 Western Ave | Omaha | NE | 68114-2297 | Douglas | NE26266 | Active | 62433 | 118621A | 2015 | PVI Industries | CHWH - ASME/Fired Water Heater | HWSD - Hot Water Dom/Potable | 4/30/2026
Astoria | 9220 Western Ave | Omaha | NE | 68114-2297 | Douglas | NE26267 | Active | 63556 | 118642A | 2015 | PVI Industries | CHWH - ASME/Fired Water Heater | HWSD - Hot Water Dom/Potable | 4/30/2026
Astoria | 9220 Western Ave | Omaha | NE | 68114-2297 | Douglas | NE27131 | Active | 74632 | F005175 | 2016 | PVI Industries | AHWH - ANSI/Fired Water Htr | HWSD - Hot Water Dom/Potable | 4/30/2026
BEACON HILL APTS | 9221 Maplewood Blvd | Omaha | NE | 68134-4734 | Douglas | NE21606 | Exempt 1999 LB-66 |  | 1168-77090 | 1990 | RUUD | AHWH - ANSI/Fired Water Htr | HWSD - Hot Water Dom/Potable | 5/31/1999
BEACON HILL APTS | 9223 Maplewood Blvd | Omaha | NE | 68134-4733 | Douglas | NE21607 | Exempt 1999 LB-66 |  | MC0161980880 | 1988 | AO SMITH | AHWH - ANSI/Fired Water Htr | HWSD - Hot Water Dom/Potable | 5/31/1999
Morton James Library | 923 1st Corso | Nebraska City | NE | 68410-2357 | Otoe | NE06264 | Scrapped/Junked | 1030 | 030704949 | 2007 | CAMU | WT - Water Tube Boiler | HWHT - Hot Water Heat | 4/30/2019
Morton James Library | 923 1st Corso | Nebraska City | NE | 68410-2357 | Otoe | NE11572 | Scrapped/Junked |  | 211-7235 | 1982 | PEERLESS HEATER COMPANY |  | HWHT - Hot Water Heat | 4/30/2007
MAYTAG LAUNDRY & CARWASH | 923 Court St | Beatrice | NE | 68310-4008 | GAGE | NE40550 | Scrapped/Junked | 29892 | LF950441846930 | 1995 | AO SMITH | CHWH - ASME/Fired Water Heater | HWSP - Hot Water Non Potable Supply | 6/30/2006
MAYTAG LAUNDRY & CARWASH | 923 Court St | Beatrice | NE | 68310-4008 | GAGE | NE40551 | Scrapped/Junked |  | AE83-02741830 | 1983 | AO SMITH | AHWH - ANSI/Fired Water Htr | HWSD - Hot Water Dom/Potable | 6/30/2005
MAYTAG LAUNDRY & CARWASH | 923 Court St | Beatrice | NE | 68310-4008 | GAGE | NE40552 | Inactive |  | J4A-167 | 1975 | ARCO | COBL - Coil Type Boiler | HWSD - Hot Water Dom/Potable | 6/30/2005
Durham Booth Manor | 923 N 38th St | Omaha | NE | 68131-1228 | Douglas | NE00124 | Scrapped/Junked | 64181 |  | 2000 | WEBEN JARCO | COBL - Coil Type Boiler | HWHT - Hot Water Heat | 5/31/2006
Durham Booth Manor | 923 N 38th St | Omaha | NE | 68131-1228 | Douglas | NE05778 | Scrapped/Junked | 26070 |  | 1996 | WEBEN JARCO | COBL - Coil Type Boiler | HWHT - Hot Water Heat | 2/29/2000
Durham Booth Manor | 923 N 38th St | Omaha | NE | 68131-1228 | Douglas | NE05779 | Scrapped/Junked | 26071 | unk | 1996 | WEBJ | COBL - Coil Type Boiler | HWHT - Hot Water Heat | 5/31/2017
Durham Booth Manor | 923 N 38th St | Omaha | NE | 68131-1228 | Douglas | NE05780 | Scrapped/Junked | 23209 |  | 1996 | WEBEN JARCO | COBL - Coil Type Boiler | HWHT - Hot Water Heat | 5/31/2005
Durham Booth Manor | 923 N 38th St | Omaha | NE | 68131-1228 | Douglas | NE06481 | Out of Service | 71593 | 71593 | 2005 | WEBJ | COBL - Coil Type Boiler | HWSD - Hot Water Dom/Potable | 5/31/2016
Durham Booth Manor | 923 N 38th St | Omaha | NE | 68131-1228 | Douglas | NE07070 | Scrapped/Junked | 71853 | 72853 | 2005 | WEBJ | WT - Water Tube Boiler | HWHT - Hot Water Heat | 5/31/2017
Durham Booth Manor | 923 N 38th St | Omaha | NE | 68131-1228 | Douglas | NE26673 | Active | 75641 | G-16-2070 | 2016 | Aerco | FT - Firetube Boiler | HWHT - Hot Water Heat | 5/31/2026
Durham Booth Manor | 923 N 38th St | Omaha | NE | 68131-1228 | Douglas | NE26674 | Active | 75640 | G-16-2069 | 2016 | Aerco | FT - Firetube Boiler | HWHT - Hot Water Heat | 5/31/2026
Durham Booth Manor | 923 N 38th St | Omaha | NE | 68131-1228 | Douglas | NE26675 | Active | 6464 | 15600722 | 2015 | Aerco | COND - Condenser | HWSD - Hot Water Dom/Potable | 5/31/2026
Durham Booth Manor | 923 N 38th St | Omaha | NE | 68131-1228 | Douglas | NE26698 | Active | 5990 | 15600248 | 2015 | Aerco | COND - Condenser | HWSD - Hot Water Dom/Potable | 5/31/2026
Durham Booth Manor | 923 N 38th St | Omaha | NE | 68131-1228 | Douglas | NE26699 | Active | 6465 | 15600723 | 2015 | Aerco | COND - Condenser | HWSD - Hot Water Dom/Potable | 5/31/2026
Durham Booth Manor | 923 N 38th St | Omaha | NE | 68131-1228 | Douglas | NE26700 | Active | 6466 | 15600724 | 2015 | Aerco | COND - Condenser | HWSD - Hot Water Dom/Potable | 5/31/2026
NORTHEAST ELEMENTARY | 923 S BROADWAY | DECATUR | NE | 68020-2225 | BURT | NE34556 | Inactive | 2928 |  | 1968 | SUPERIOR BOILERWORKS | FTFB - Firetube-Firebox Boiler | STHT - Steam-Heat | 8/31/2006
West Pharmaceutical Services | 923 W Railroad St | Kearney | NE | 68845-5128 | Buffalo | NE08988 | Scrapped/Junked | 11797 | 02E-9682 | 2001 | Aldrich |  |  | 7/31/2005
West Pharmaceutical Services | 923 W Railroad St | Kearney | NE | 68845-5128 | Buffalo | NE12698 | Scrapped/Junked | 16982 | 08F-4889 | 2008 | LES Aldrich | FTVT - Firetube Vertical TB | HWSP - Hot Water Non Potable Supply | 8/31/2015
West Pharmaceutical Services | 923 W Railroad St | Kearney | NE | 68845-5128 | Buffalo | NE14096 | Out of Service | 33868 | L-58941 | 1974 | Cleaver & Brooks | FTSM - FTS Marine Dry Back | PROC - Process Steam | 7/31/2017
West Pharmaceutical Services | 923 W Railroad St | Kearney | NE | 68845-5128 | Buffalo | NE14097 | Out of Service | 33871 | L58942 | 1974 | Cleaver & Brooks | FTSM - FTS Marine Dry Back | PROC - Process Steam | 7/31/2017
West Pharmaceutical Services | 923 W Railroad St | Kearney | NE | 68845-5128 | Buffalo | NE14244 | Out of Service | 53944 | L-75673 | 1982 | Cleaver & Brooks | FTSM - FTS Marine Dry Back | PROC - Process Steam | 7/31/2017
West Pharmaceutical Services | 923 W Railroad St | Kearney | NE | 68845-5128 | Buffalo | NE19336 | Scrapped/Junked |  |  | 1999 | Aldr |  |  | 8/31/2000
West Pharmaceutical Services | 923 W Railroad St | Kearney | NE | 68845-5128 | Buffalo | NE25113 | Inactive | 10857 |  | 2000 | Aldrich |  |  | 7/31/2005
West Pharmaceutical Services | 923 W Railroad St | Kearney | NE | 68845-5128 | Buffalo | NE25124 | Scrapped/Junked | 12556 | 03-F0472 | 2003 | Aldrich | AHWH - ANSI/Fired Water Htr | HWSP - Hot Water Non Potable Supply | 7/31/2008
West Pharmaceutical Services | 923 W Railroad St | Kearney | NE | 68845-5128 | Buffalo | NE26215 | Active | 18081 | 18081 | 2015 | Superior Boiler Works | FTWB - FTS Marine Wet Back | PROC - Process Steam | 7/31/2026
West Pharmaceutical Services | 923 W Railroad St | Kearney | NE | 68845-5128 | Buffalo | NE26910 | Active | 18385 | 18385 | 2017 | Superior Boiler Works | FTWB - FTS Marine Wet Back | PROC - Process Steam | 7/31/2026
West Pharmaceutical Services | 923 W Railroad St | Kearney | NE | 68845-5128 | Buffalo | NE35549 | Scrapped/Junked | 3724 |  | 1984 | Aldrich | FTVT - Firetube Vertical TB | HWSP - Hot Water Non Potable Supply | 8/31/2002
West Pharmaceutical Services | 923 W Railroad St | Kearney | NE | 68845-5128 | Buffalo | NE35550 | Scrapped/Junked |  | 6117766 | 1961 | Peerless | CI - Cast Iron |  | 7/31/2003
Center Pointe Building | 9239 W Center Rd | Omaha | NE | 68124-1933 | Douglas | NE12960 | Scrapped/Junked | 41060 | 94253 | 1988 | Kewanee | FTFB - Firetube-Firebox Boiler | HWHT - Hot Water Heat | 5/31/2025
Center Pointe Building | 9239 W Center Rd | Omaha | NE | 68124-1933 | Douglas | NE43794 | Active | 417327 | 24417327 | 2024 | Lochinvar | WT - Water Tube Boiler | HWHT - Hot Water Heat | 10/31/2026
Mitcheltree Apartments | 924 Goodhue Blvd | Lincoln | NE | 68508-4338 | Lancaster | NE40554 | Scrapped/Junked | n/a | 61-922740898 | 1998 | Peerless | CI - Cast Iron | HWHT - Hot Water Heat | 10/31/2023
Jefferson Intermediate | 924 K St | Fairbury | NE | 68352-1735 | Jefferson | NE01509 | Scrapped/Junked | 66279 | 66279 | 2000 | Weben-Jarco | COBL - Coil Type Boiler | HWHT - Hot Water Heat | 2/28/2017
Jefferson Intermediate | 924 K St | Fairbury | NE | 68352-1735 | Jefferson | NE01510 | Scrapped/Junked | 66280 | 66280 | 2000 | Weben-Jarco | COBL - Coil Type Boiler | HWHT - Hot Water Heat | 2/28/2017
Jefferson Intermediate | 924 K St | Fairbury | NE | 68352-1735 | Jefferson | NE33905 | Scrapped/Junked |  | N2510 | 1965 | KEWANEE | FTFB - Firetube-Firebox Boiler | HWHT - Hot Water Heat | 6/30/2000
TABITHA HEALTHCARE SERVICES | 924 K St | Fairbury | NE | 68352-1735 | JEFFERSON | NE33922 | Inactive | 1757 |  | 1969 | MARKET FORGE INDUSTRIES | FT - Firetube Boiler | 0021 - Steam Supp Cooker/Kettle | 8/31/1988
Phil & Shanna Grabowski | 924-928 10th Avenue | Sidney | NE | 69162-1615 | Cheyenne | NE37691 | Inactive |  | 12022593 | 1985 | Burnham Commericial/Indust | CI - Cast Iron | STHT - Steam-Heat | 2/28/2004
Beck's Seeds Research Center | 925 County Road 378 | Beaver Crossing | NE | 68313 | Seward | NE24968 | Scrapped/Junked | 94692 | N8-20891-P14 | 2013 | SUSSMAN | ELBL - Electric Boiler | STER - Sterilizer | 11/30/2025
Beck's Seeds Research Center | 925 County Road 378 | Beaver Crossing | NE | 68313 | Seward | NE24969 | Active | 144656 | 144656 | 2014 | AO SMITH | ELWH - Electric Water Heater | HWSD - Hot Water Dom/Potable | 11/30/2025
Beck's Seeds Research Center | 925 County Road 378 | Beaver Crossing | NE | 68313 | Seward | NE24970 | Active | 144626 | 144626 | 2014 | AO SMITH | ELWH - Electric Water Heater | HWSD - Hot Water Dom/Potable | 11/30/2025
Beck's Seeds Research Center | 925 County Road 378 | Beaver Crossing | NE | 68313 | Seward | NE24971 | Active | 20553 | 20553 | 2014 | Precision/Lochinvar | ELBL - Electric Boiler | GLYC - Glycol Bldg Heat Sys | 11/30/2025
St Andrew's Episcopal | 925 S 84th St | Omaha | NE | 68114-5207 | Douglas | NE09105 | Scrapped/Junked | n/a | 211-1922-G | 1976 | Peerless | CI - Cast Iron | HWHT - Hot Water Heat | 1/31/2018
St Andrew's Episcopal | 925 S 84th St | Omaha | NE | 68114-5207 | Douglas | NE21960 | Exempt 1999 LB-66 |  | 0789403414 | 1997 | RHEEM MANUFACTURING CO | AHWH - ANSI/Fired Water Htr | HWSD - Hot Water Dom/Potable | 4/30/2000
St Andrew's Episcopal | 925 S 84th St | Omaha | NE | 68114-5207 | Douglas | NE27124 | Active | 3517 | 17-HE022202717 | 2017 | Riello | COND - Condenser | HWHT - Hot Water Heat | 10/31/2026
St Andrew's Episcopal | 925 S 84th St | Omaha | NE | 68114-5207 | Douglas | NE27125 | Active | 3515 | 17-HE022182717 | 2017 | Riello | COND - Condenser | HWHT - Hot Water Heat | 10/31/2026
St Andrew's Episcopal | 925 S 84th St | Omaha | NE | 68114-5207 | Douglas | NE27126 | Active | 3486 | 17-HE021892517 | 2017 | Riello | COND - Condenser | HWHT - Hot Water Heat | 10/31/2026
SCHWEITZER APARTMENTS | 925-7 C ST | LINCOLN | NE | 68502-1144 | LANCASTER | NE10488 | Inactive | N/A | 301878 | 1980 | WEIL MCLAIN |  | HWHT - Hot Water Heat | 2/28/2008
Oak Park Motel | 926 Oak St | Lincoln | NE | 68521-2318 | Lancaster | NE01529 | Inactive | 173857 | 0008173857 | 2000 | RAYP | CPFT - Horiz Cpr Fin Boiler | HWHT - Hot Water Heat | 12/31/2021
Oak Park Motel | 926 Oak St | Lincoln | NE | 68521-2318 | Lancaster | NE14732 | Scrapped/Junked |  |  | 1975 | BURNHAM COMM/INDUST |  | HWHT - Hot Water Heat | 5/31/2001
Drury Development Corp | 926 P St | Lincoln | NE | 68508-3615 | Lancaster | NE08315 | Scrapped/Junked | 67048 | C00134347 | 1999 | STAT | CHWH - ASME/Fired Water Heater | HWSD - Hot Water Dom/Potable | 1/31/2022
Drury Development Corp | 926 P St | Lincoln | NE | 68508-3615 | Lancaster | NE14756 | Scrapped/Junked | n/a | O-9562 | 1973 | Kewanee | FTFB - Firetube-Firebox Boiler | STHT - Steam-Heat | 1/31/2022
Drury Development Corp | 926 P St | Lincoln | NE | 68508-3615 | Lancaster | NE14757 | Scrapped/Junked | n/a | 09564 | 1973 | Kewanee | FTFB - Firetube-Firebox Boiler | STHT - Steam-Heat | 1/31/2021
Drury Development Corp | 926 P St | Lincoln | NE | 68508-3615 | Lancaster | NE14758 | Scrapped/Junked | n/a | P-7526 | 1978 | Kewanee | FTFB - Firetube-Firebox Boiler | STHT - Steam-Heat | 1/31/2021
Drury Development Corp | 926 P St | Lincoln | NE | 68508-3615 | Lancaster | NE19903 | Scrapped/Junked | 47224 | LL980789035970 | 1998 | AOSM | CHWH - ASME/Fired Water Heater | HWSD - Hot Water Dom/Potable | 1/31/2022
Drury Development Corp | 926 P St | Lincoln | NE | 68508-3615 | Lancaster | NE29052 | Scrapped/Junked | 24471 | FB250-15/30U-9 | 2020 | Hurst | FTFB - Firetube-Firebox Boiler | STHT - Steam-Heat | 1/31/2022
St Joseph Villa Home | 927 N 7th St | David City | NE | 68632-1313 | Butler | NE05905 | Scrapped/Junked | 113548 | D005184 | 2000 | Lochinvar | CPFT - Horiz Cpr Fin Boiler | HWSD - Hot Water Dom/Potable | 10/31/2012
St Joseph Villa Home | 927 N 7th St | David City | NE | 68632-1313 | Butler | NE05911 | Scrapped/Junked | 10529 | 99E8182 | 1999 | ALES | FTVT - Firetube Vertical TB | HWHT - Hot Water Heat | 10/31/2025
St Joseph Villa Home | 927 N 7th St | David City | NE | 68632-1313 | Butler | NE10344 | Scrapped/Junked | 66651 | LB02-1465458-110 | 2002 | AOSM | CHWH - ASME/Fired Water Heater | HWSD - Hot Water Dom/Potable | 10/31/2014
St Joseph Villa Home | 927 N 7th St | David City | NE | 68632-1313 | Butler | NE16272 | Scrapped/Junked | n/a | N1426 | 1965 | Kewanee | FTFB - Firetube-Firebox Boiler | HWHT - Hot Water Heat | 10/31/2014
St Joseph Villa Home | 927 N 7th St | David City | NE | 68632-1313 | Butler | NE16273 | Scrapped/Junked | 880 |  | 1991 | AO SMITH | CHWH - ASME/Fired Water Heater | HWSD - Hot Water Dom/Potable | 8/31/2003
St Joseph Villa Home | 927 N 7th St | David City | NE | 68632-1313 | Butler | NE17802 | Scrapped/Junked | 32474 |  | 1990 | LOCHINVAR | CPFT - Horiz Cpr Fin Boiler | HWSD - Hot Water Dom/Potable | 8/31/2000
St Joseph Villa Home | 927 N 7th St | David City | NE | 68632-1313 | Butler | NE22839 | Active | 215513 | E12H20 215513 | 2012 | Lochinvar | WTSS - Watertube SS Steel | HWSD - Hot Water Dom/Potable | 10/31/2026
St Joseph Villa Home | 927 N 7th St | David City | NE | 68632-1313 | Butler | NE22840 | Active | 215515 | E12H20 215515 | 2012 | Lochinvar | WTSS - Watertube SS Steel | HWSD - Hot Water Dom/Potable | 10/31/2026
St Joseph Villa Home | 927 N 7th St | David City | NE | 68632-1313 | Butler | NE25338 | Active | 281997 | K13H10281997 | 2013 | Lochinvar/Giannoni | WTSS - Watertube SS Steel | HWHT - Hot Water Heat | 10/31/2026
St Joseph Villa Home | 927 N 7th St | David City | NE | 68632-1313 | Butler | NE42972 | Active | 21705 | 24F-9613 | 2024 | Aldrich | CPFH - Copper Fin Water Heater | HWHT - Hot Water Heat | 10/31/2026
Apartment Building | 928 E St | Lincoln | NE | 68508-3124 | Lancaster | NE08732 | Active | n/a | 7-102 | 1965 | Crane | CI - Cast Iron | HWHT - Hot Water Heat | 9/30/2026
CROSSWINDS APARTMENTS | 929 S 70th Plz | Omaha | NE | 68106-1076 | Douglas | NE21761 | Exempt 1999 LB-66 |  | MH960572861-962 | 1996 | AO SMITH | AHWH - ANSI/Fired Water Htr | HWSD - Hot Water Dom/Potable | 4/30/2000
CROSSWINDS APARTMENTS | 929 S 70th Plz | Omaha | NE | 68106-1076 | Douglas | NE21762 | Exempt 1999 LB-66 |  | MM950484105-920 | 1996 | AO SMITH | AHWH - ANSI/Fired Water Htr | HWSD - Hot Water Dom/Potable | 4/30/2000
The Mark Office Bldg | 9290 W Dodge Rd | Omaha | NE | 68114-3338 | Douglas | NE21920 | Active | 3755 | 9085 | 1986 | PREC | ELBL - Electric Boiler | HWHT - Hot Water Heat | 4/30/2026
Bethesda Mennonite Church | 930 16th St | Henderson | NE | 68371 | York | NE09516 | Active | n/a | 211A-10-W/S1 | 2003 | Peerless | CI - Cast Iron | HWHT - Hot Water Heat | 1/31/2027
Bethesda Mennonite Church | 930 16th St | Henderson | NE | 68371 | York | NE19683 | Active | 92592 | 8790769 | 1990 | Teledyne Laars | CPFT - Horiz Cpr Fin Boiler | HWHT - Hot Water Heat | 1/31/2027
BETHESDA MENNONITE CHURCH | 930 16TH ST | HENDERSON | NE | 68371 | YORK | NE19681 | Exempt 1999 LB-66 |  | 0000000001 | 1995 | AO SMITH | AHWH - ANSI/Fired Water Htr | HWSD - Hot Water Dom/Potable | 5/31/1999
BETHESDA MENNONITE CHURCH | 930 16TH ST | HENDERSON | NE | 68371 | YORK | NE19682 | Inactive |  | 0000004620 | 1958 | AMERICAN STANDARD |  | HWHT - Hot Water Heat | 5/31/2001
Kearney Pain Treatment Center | 930 E 56th St Ste D | Kearney | NE | 68847-8622 | Buffalo | NE42944 | Active | 37236 | 366080-595 | 2024 | Steris Corp | STER - Sterilizer | AUCL - Autoclave | 10/31/2026
Thayer Central High School | 930 Eads Ave | Hebron | NE | 68370-1420 | Thayer | NE18664 | Inactive | 18003 | 10F-5911 | 2010 | Les Inc/Aldrich Co | FTFB - Firetube-Firebox Boiler | STHT - Steam-Heat | 1/31/2025
Thayer Central High School | 930 Eads Ave | Hebron | NE | 68370-1420 | Thayer | NE18665 | Inactive | 18004 | 10F-5912 | 2010 | Les Inc/Aldrich Co | FTFB - Firetube-Firebox Boiler | STHT - Steam-Heat | 1/31/2025
Thayer Central High School | 930 Eads Ave | Hebron | NE | 68370-1420 | Thayer | NE20412 | Exempt 1999 LB-66 |  | 000000978401265 | 1978 | RHEEM MANUFACTURING CO | AHWH - ANSI/Fired Water Htr | HWSD - Hot Water Dom/Potable | 8/31/1999
Thayer Central High School | 930 Eads Ave | Hebron | NE | 68370-1420 | Thayer | NE20413 | Exempt 1999 LB-66 |  | 000000978401270 | 1978 | RHEEM MANUFACTURING CO | AHWH - ANSI/Fired Water Htr | HWSD - Hot Water Dom/Potable | 8/31/1999
Thayer Central High School | 930 Eads Ave | Hebron | NE | 68370-1420 | Thayer | NE22440 | Scrapped/Junked | 49008 | LC99-0819088 | 1999 | A. O. Smith | CHWH - ASME/Fired Water Heater | HWSD - Hot Water Dom/Potable | 1/31/2014
Thayer Central High School | 930 Eads Ave | Hebron | NE | 68370-1420 | Thayer | NE24573 | Active | C12860 | F-06-12860 | 2006 | AO SMITH | COBL - Coil Type Boiler | HWSP - Hot Water Non Potable Supply | 1/31/2026
Thayer Central High School | 930 Eads Ave | Hebron | NE | 68370-1420 | Thayer | NE31562 | Scrapped/Junked | NA | 7L78 | 1956 | Kewannee | FT - Firetube Boiler | STHT - Steam-Heat | 1/31/2011
Thayer Central High School | 930 Eads Ave | Hebron | NE | 68370-1420 | Thayer | NE31563 | Scrapped/Junked | NA | 7L80 | 1956 | Kewannee | FT - Firetube Boiler | STHT - Steam-Heat | 1/31/2011
St Paul Lutheran School | 930 Prairie Lane St | Beatrice | NE | 68310 | Gage | NE32231 | Scrapped/Junked | 38725 | 03825 | 1970 | Kewanee | FTFB - Firetube-Firebox Boiler | HWHT - Hot Water Heat | 2/28/2020
Nebraska Machinery Co | 930 W O St | Lincoln | NE | 68528-1319 | Lancaster | NE30631 | Scrapped/Junked | 0 | RA-3955 | 1955 | National U.S. Radiator | FTFB - Firetube-Firebox Boiler | STHT - Steam-Heat | 2/28/2012
Nebraska Machinery Co | 930 W O St | Lincoln | NE | 68528-1319 | Lancaster | NE30632 | Inactive |  |  | 1942 | Kewannee | FT - Firetube Boiler | HWHT - Hot Water Heat | 6/30/1996
Tews Financial Group | 9300 Underwood Ave | Omaha | NE | 68114-2400 | Douglas | NE16488 | Inactive | 32362 | U9021990 | 1990 | Hydrotherm | FT - Firetube Boiler | HWHT - Hot Water Heat | 1/31/2020
Tews Financial Group | 9300 Underwood Ave | Omaha | NE | 68114-2400 | Douglas | NE16489 | Inactive | 32701 | U9022059 | 1990 | Hydrotherm | FT - Firetube Boiler | HWHT - Hot Water Heat | 1/31/2020
Tews Financial Group | 9300 Underwood Ave | Omaha | NE | 68114-2400 | Douglas | NE16490 | Inactive | 32702 | U9022060 | 1990 | Hydrotherm | FT - Firetube Boiler | HWHT - Hot Water Heat | 1/31/2020
Tews Financial Group | 9300 Underwood Ave | Omaha | NE | 68114-2400 | Douglas | NE28543 | Active | 111396 | 19.PGT550.112.0837 | 2019 | Lochinvar | FT - Firetube Boiler | HWHT - Hot Water Heat | 1/31/2027
Tews Financial Group | 9300 Underwood Ave | Omaha | NE | 68114-2400 | Douglas | NE28544 | Active | 111399 | 19.PGT550.112.0840 | 2019 | Lochinvar | FT - Firetube Boiler | HWHT - Hot Water Heat | 1/31/2027
Carmel of Jesus, Mary & Joseph | 9300 W Agnew Rd | Valparaiso | NE | 68065-8724 | Lancaster | NE08183 | Active | 368984 | C06H10010622 | 2006 | Lochinvar | COBL - Coil Type Boiler | HWHT - Hot Water Heat | 9/30/2025
Carmel of Jesus, Mary & Joseph | 9300 W Agnew Rd | Valparaiso | NE | 68065-8724 | Lancaster | NE08734 | Inactive | 99954 | E00D04184 | 2000 | TELE | COBL - Coil Type Boiler | HWHT - Hot Water Heat | 9/30/2009
Carmel of Jesus, Mary & Joseph | 9300 W Agnew Rd | Valparaiso | NE | 68065-8724 | Lancaster | NE08735 | Scrapped/Junked | 105723 | E00109953 | 2000 | TELE | COBL - Coil Type Boiler | HWHT - Hot Water Heat | 9/30/2010
Carmel of Jesus, Mary & Joseph | 9300 W Agnew Rd | Valparaiso | NE | 68065-8724 | Lancaster | NE08736 | Scrapped/Junked | 99863 | E00D04093 | 2000 | TELEDYNE LAARS | COBL - Coil Type Boiler | HWHT - Hot Water Heat | 9/30/2007
Carmel of Jesus, Mary & Joseph | 9300 W Agnew Rd | Valparaiso | NE | 68065-8724 | Lancaster | NE08737 | Scrapped/Junked | 92224 | E99J04935 | 1999 | TELE | COBL - Coil Type Boiler | HWHT - Hot Water Heat | 9/30/2010
Carmel of Jesus, Mary & Joseph | 9300 W Agnew Rd | Valparaiso | NE | 68065-8724 | Lancaster | NE08738 | Scrapped/Junked | 99950 | E00D04180 | 2000 | TELE | COBL - Coil Type Boiler | HWHT - Hot Water Heat | 9/30/2010
Carmel of Jesus, Mary & Joseph | 9300 W Agnew Rd | Valparaiso | NE | 68065-8724 | Lancaster | NE08739 | Inactive |  | E00D04190 | 2000 | TELEDYNE LAARS | COBL - Coil Type Boiler | HWHT - Hot Water Heat | 9/30/2008
Carmel of Jesus, Mary & Joseph | 9300 W Agnew Rd | Valparaiso | NE | 68065-8724 | Lancaster | NE08740 | Scrapped/Junked | 99944 | E00D04174 | 2001 | TELE | COBL - Coil Type Boiler | HWHT - Hot Water Heat | 9/30/2010
Carmel of Jesus, Mary & Joseph | 9300 W Agnew Rd | Valparaiso | NE | 68065-8724 | Lancaster | NE08741 | Scrapped/Junked | 99772 | E00D04002 | 2000 | TELE | COBL - Coil Type Boiler | HWHT - Hot Water Heat | 9/30/2011
Carmel of Jesus, Mary & Joseph | 9300 W Agnew Rd | Valparaiso | NE | 68065-8724 | Lancaster | NE09527 | Scrapped/Junked | 99864 | E00D04094 | 2000 | TELE | COBL - Coil Type Boiler | HWHT - Hot Water Heat | 9/30/2011
Carmel of Jesus, Mary & Joseph | 9300 W Agnew Rd | Valparaiso | NE | 68065-8724 | Lancaster | NE09528 | Inactive | 99774 | E00D04004 | 2000 | TELE | COBL - Coil Type Boiler | HWHT - Hot Water Heat | 9/30/2011
Carmel of Jesus, Mary & Joseph | 9300 W Agnew Rd | Valparaiso | NE | 68065-8724 | Lancaster | NE09529 | Out of Service | 107735 | E00J11965 | 2000 | TELE | COBL - Coil Type Boiler | HWHT - Hot Water Heat | 9/30/2011
Carmel of Jesus, Mary & Joseph | 9300 W Agnew Rd | Valparaiso | NE | 68065-8724 | Lancaster | NE09530 | Scrapped/Junked | 96499 | E00A00729 | 2000 | TELE | COBL - Coil Type Boiler | HWHT - Hot Water Heat | 9/30/2010
Carmel of Jesus, Mary & Joseph | 9300 W Agnew Rd | Valparaiso | NE | 68065-8724 | Lancaster | NE09531 | Scrapped/Junked | 99959 | E00D04189 | 2000 | TELE | COBL - Coil Type Boiler | HWHT - Hot Water Heat | 9/30/2011
Carmel of Jesus, Mary & Joseph | 9300 W Agnew Rd | Valparaiso | NE | 68065-8724 | Lancaster | NE15762 | Active | 368934 | M1.15.49.00036 | 2015 | Lochinvar | SSCO - SS Coil Boiler | HWHT - Hot Water Heat | 9/30/2025
Carmel of Jesus, Mary & Joseph | 9300 W Agnew Rd | Valparaiso | NE | 68065-8724 | Lancaster | NE19248 | Active | 371277 | M1.16.01.00113 | 2016 | Lochinvar | WTSS - Watertube SS Steel | HWHT - Hot Water Heat | 9/30/2025
Carmel of Jesus, Mary & Joseph | 9300 W Agnew Rd | Valparaiso | NE | 68065-8724 | Lancaster | NE19249 | Active | 3689149 | J10H10193554 | 2019 | Lochinvar | WTSS - Watertube SS Steel | HWHT - Hot Water Heat | 9/30/2025
Carmel of Jesus, Mary & Joseph | 9300 W Agnew Rd | Valparaiso | NE | 68065-8724 | Lancaster | NE19250 | Active | 371279 | M1.16.01.00115 | 2016 | Lochinvar | WTSS - Watertube SS Steel | HWHT - Hot Water Heat | 9/30/2025
Carmel of Jesus, Mary & Joseph | 9300 W Agnew Rd | Valparaiso | NE | 68065-8724 | Lancaster | NE19559 | Active | 166508 | A11H10166508 | 2010 | Lochinvar | WTSS - Watertube SS Steel | HWHT - Hot Water Heat | 9/30/2025
Carmel of Jesus, Mary & Joseph | 9300 W Agnew Rd | Valparaiso | NE | 68065-8724 | Lancaster | NE19560 | Active | 166542 | A11H10166542 | 2010 | Lochinvar | WTSS - Watertube SS Steel | HWHT - Hot Water Heat | 9/30/2025
Carmel of Jesus, Mary & Joseph | 9300 W Agnew Rd | Valparaiso | NE | 68065-8724 | Lancaster | NE19561 | Active | 371325 | M1.16.01.00161 | 2016 | Lochinvar | WTSS - Watertube SS Steel | HWHT - Hot Water Heat | 9/30/2025
Carmel of Jesus, Mary & Joseph | 9300 W Agnew Rd | Valparaiso | NE | 68065-8724 | Lancaster | NE19562 | Active | 368912 | M1.15.619.00014 | 2010 | Lochinvar | WTSS - Watertube SS Steel | HWHT - Hot Water Heat | 9/30/2025
Carmel of Jesus, Mary & Joseph | 9300 W Agnew Rd | Valparaiso | NE | 68065-8724 | Lancaster | NE19826 | Active | 153375 | J10H10153375 | 2010 | Lochinvar | WTSS - Watertube SS Steel | HWHT - Hot Water Heat | 9/30/2025
Carmel of Jesus, Mary & Joseph | 9300 W Agnew Rd | Valparaiso | NE | 68065-8724 | Lancaster | NE19827 | Active | 371221 | M1.16.01.00033 | 2016 | Lochinvar | WTSS - Watertube SS Steel | HWHT - Hot Water Heat | 9/30/2025
Carmel of Jesus, Mary & Joseph | 9300 W Agnew Rd | Valparaiso | NE | 68065-8724 | Lancaster | NE26095 | Scrapped/Junked | 269072 | J13H10269072 | 2013 | Lochinvar | WTSS - Watertube SS Steel | HWHT - Hot Water Heat | 9/30/2021
Carmel of Jesus, Mary & Joseph | 9300 W Agnew Rd | Valparaiso | NE | 68065-8724 | Lancaster | NE41543 | Active | 264992 | 21.PG32.92.0830 | 2021 | Lochinvar | FTVT - Firetube Vertical TB | HWHT - Hot Water Heat | 9/30/2025
All Saints Episcopal | 9302 Blondo St | Omaha | NE | 68134-6036 | Douglas | NE09108 | Scrapped/Junked | 34387 | R2795 | 1975 | Kewanee | FT - Firetube Boiler | HWHT - Hot Water Heat | 9/30/2012
All Saints Episcopal | 9302 Blondo St | Omaha | NE | 68134-6036 | Douglas | NE21980 | Exempt 1999 LB-66 |  | 1H | 1995 | RHEEM MANUFACTURING CO | AHWH - ANSI/Fired Water Htr | HWSD - Hot Water Dom/Potable | 6/30/2000
All Saints Episcopal | 9302 Blondo St | Omaha | NE | 68134-6036 | Douglas | NE23941 | Active | 62750 | G-12-1538 | 2012 | Aerco | FT - Firetube Boiler | HWHT - Hot Water Heat | 10/31/2026
All Saints Episcopal | 9302 Blondo St | Omaha | NE | 68134-6036 | Douglas | NE23942 | Active | 62749 | G-12-1537 | 2012 | Aerco | FT - Firetube Boiler | HWHT - Hot Water Heat | 10/31/2026
Stratford Elementary School | 9303 N 171st St | Bennington | NE | 68007 | Douglas | NE41933 | Active | 207537 | 20 WHT1 206 0154 | 2020 | PVI Industries | WT - Water Tube Boiler | HWSD - Hot Water Dom/Potable | 10/31/2026
Stratford Elementary School | 9303 N 171st St | Bennington | NE | 68007 | Douglas | NE41934 | Active | 186763 | 20 WHT1 206 0058 | 2020 | PVI Industries | WT - Water Tube Boiler | HWSD - Hot Water Dom/Potable | 10/31/2026
Papillion Ready Mixed | 9305 S 97th St | Ralston | NE | 68128-3103 | Sarpy | NE04847 | Scrapped/Junked | 1 | 54709 | 1978 | Hotsy | COWH - Coil Type Water Heater | HWDP - Hotwater Heat & Dom Supply | 9/30/2018
Hastings Good Sam Village | 931 E F St | Hastings | NE | 68901-6660 | Adams | NE05028 | Scrapped/Junked | 11327 | LL90-001327 | 1990 | AO SMITH | CHWH - ASME/Fired Water Heater | HWSD - Hot Water Dom/Potable | 4/30/2004
Hastings Good Sam Village | 931 E F St | Hastings | NE | 68901-6660 | Adams | NE09363 | Active | 47578 | G07-0875 | 2007 | Aerco International | FTVT - Firetube Vertical TB | GLYC - Glycol Bldg Heat Sys | 4/30/2026
Hastings Good Sam Village | 931 E F St | Hastings | NE | 68901-6660 | Adams | NE09364 | Active | 47579 | G07-0874 | 2007 | Aerco International | FTVT - Firetube Vertical TB | HWHT - Hot Water Heat | 4/30/2026
Hastings Good Sam Village | 931 E F St | Hastings | NE | 68901-6660 | Adams | NE15998 | Inactive |  | 9114604 | 1980 | BRYANT |  | HWHT - Hot Water Heat | 4/30/2007
Hastings Good Sam Village | 931 E F St | Hastings | NE | 68901-6660 | Adams | NE16006 | Scrapped/Junked |  | 09900079 | 1990 | RHEEM MANUFACTURING CO | CHWH - ASME/Fired Water Heater | HWSD - Hot Water Dom/Potable | 4/30/2006
Hastings Good Sam Village | 931 E F St | Hastings | NE | 68901-6660 | Adams | NE17190 | Scrapped/Junked | 11327 |  | 1993 | AO SMITH | CHWH - ASME/Fired Water Heater | HWSD - Hot Water Dom/Potable | 4/30/1999
Hastings Good Sam Village | 931 E F St | Hastings | NE | 68901-6660 | Adams | NE17191 | Inactive | 23435 | G-92-405 | 1992 | Aerco International | WT - Water Tube Boiler | HWHT - Hot Water Heat | 4/30/2019
Hastings Good Sam Village | 931 E F St | Hastings | NE | 68901-6660 | Adams | NE17199 | Exempt 1999 LB-66 |  | 0930774936 | 1993 | AO SMITH | AHWH - ANSI/Fired Water Htr | HWSD - Hot Water Dom/Potable | 4/30/1999
Hastings Good Sam Village | 931 E F St | Hastings | NE | 68901-6660 | Adams | NE25555 | Scrapped/Junked | n/a | URNG1198G01481 | 1998 | RHEEM | CHWH - ASME/Fired Water Heater | HWSD - Hot Water Dom/Potable | 4/30/2015
Hastings Good Sam Village | 931 E F St | Hastings | NE | 68901-6660 | Adams | NE43313 | Active | 485955 | 24.PGT1M.450.00347 | 2024 | Lochinvar | FTVT - Firetube Vertical TB | GLFH - Glycol Floor Heat System | 4/30/2026
First Baptist Church | 931 Yellowstone Ave | Alliance | NE | 69301-3025 | Box Butte | NE30774 | Active | N/A | 7600782 | 1995 | Burnham | CI - Cast Iron | HWHT - Hot Water Heat | 10/31/2025
GALE'S APPLIANCE | 932942 10th Ave | Sidney | NE | 69162-1615 | CHEYENNE | NE04388 | Inactive |  | 61-1068 | 1976 | PEERLESS HEATER COMPANY |  | STHT - Steam-Heat | 2/29/1992
GALE'S APPLIANCE | 932942 10th Ave | Sidney | NE | 69162-1615 | CHEYENNE | NE30493 | Inactive |  | 00006BN-JS | 1965 | American Standard | CI - Cast Iron | STHT - Steam-Heat | 3/31/1995
Imperial Manor | 933 Grant St | Imperial | NE | 69033-3140 | CHASE | NE00819 | Active | 187055 | B00CL0170 | 2000 | Teledyne Laars | CPFT - Horiz Cpr Fin Boiler | HWHT - Hot Water Heat | 3/31/2026
Imperial Manor | 933 Grant St | Imperial | NE | 69033-3140 | CHASE | NE17494 | Scrapped/Junked | 15694 |  | 1992 | AO SMITH | CHWH - ASME/Fired Water Heater | HWSD - Hot Water Dom/Potable | 3/31/2002
Imperial Manor | 933 Grant St | Imperial | NE | 69033-3140 | CHASE | NE35441 | Scrapped/Junked | n/a | 94121 | 1987 | AO SMITH | AHWH - ANSI/Fired Water Htr | HWSD - Hot Water Dom/Potable | 3/31/2013
Imperial Manor | 933 Grant St | Imperial | NE | 69033-3140 | CHASE | NE35442 | Scrapped/Junked |  | 39431 | 1968 | BRYANT |  | HWHT - Hot Water Heat | 3/31/2003
NORTHWEST HILLS UCC | 9334 Fort St | Omaha | NE | 68134-1743 | Douglas | NE37182 | Inactive |  |  | 1965 | CRANE |  | HWHT - Hot Water Heat | 10/31/2002
Midtown Arms Apartments | 934 1/2 Jackson St | Sidney | NE | 69162-1676 | Cheyenne | NE23247 | Active | N/A | CP2187367 | 1989 | Weil-Mcclain | CI - Cast Iron | HWHT - Hot Water Heat | 3/31/2026
Beck's Seed Co. | 934 364th | Seward | NE | 68434-7607 | Seward | NE42384 | Active | 568408 | M1.22.36.00208 | 2022 | NTI Trinity | WTSS - Watertube SS Steel | HWFS - HW Heat - Floor & Sidewalk | 8/31/2026
Beck's Seed Co. | 934 364th | Seward | NE | 68434-7607 | Seward | NE42385 | Active | 546141 | D1.22.03.00210 | 2022 | NTI Trinity | WTSS - Watertube SS Steel | HWFS - HW Heat - Floor & Sidewalk | 8/31/2026
Beck's Seed Co. | 934 364th | Seward | NE | 68434-7607 | Seward | NE42386 | Active | 568496 | D1.22.36.00149 | 2022 | NTI Trinity | WTSS - Watertube SS Steel | HWFS - HW Heat - Floor & Sidewalk | 8/31/2026
Beck's Seed Co. | 934 364th | Seward | NE | 68434-7607 | Seward | NE42387 | Active | 568429 | M1.22.36.00229 | 2022 | NTI Trinity | WTSS - Watertube SS Steel | HWFS - HW Heat - Floor & Sidewalk | 8/31/2026
Beck's Seed Co. | 934 364th | Seward | NE | 68434-7607 | Seward | NE42388 | Active | 568434 | M1.22.36.00234 | 2022 | NTI Trinity | WTSS - Watertube SS Steel | HWFS - HW Heat - Floor & Sidewalk | 8/31/2026
Beck's Seed Co. | 934 364th | Seward | NE | 68434-7607 | Seward | NE42389 | Active | 568411 | M1.22.36.00211 | 2022 | NTI Trinity | WTSS - Watertube SS Steel | HWFS - HW Heat - Floor & Sidewalk | 8/31/2026
Beck's Seed Co. | 934 364th | Seward | NE | 68434-7607 | Seward | NE42390 | Active | 568430 | M1.22.36.00230 | 2022 | NTI Trinity | WTSS - Watertube SS Steel | HWFS - HW Heat - Floor & Sidewalk | 8/31/2026
OPPD Syracuse Service Center | 935 11th St | Syracuse | NE | 68446-9695 | Otoe | NE16636 | Active | 5638 | 11413 | 1991 | PREC | ELBL - Electric Boiler | HWHT - Hot Water Heat | 12/31/2026
OPPD Syracuse Service Center | 935 11th St | Syracuse | NE | 68446-9695 | Otoe | NE16637 | Active | 5639 | 11414 | 1991 | PREC | ELBL - Electric Boiler | HWHT - Hot Water Heat | 12/31/2026
TRAVEL LODGE MOTEL | 935 9th Ave | Sidney | NE | 69162-1603 | CHEYENNE | NE14320 | Inactive |  | 51W25607 | 1976 | BRYANT |  | HWHT - Hot Water Heat | 2/28/1999
TRAVEL LODGE MOTEL | 935 9th Ave | Sidney | NE | 69162-1603 | CHEYENNE | NE30691 | Inactive |  | 0005706088 | 1957 | POWERMASTER | FT - Firetube Boiler | HWHT - Hot Water Heat | 2/28/1995
Lund Company | 9394 W Dodge Rd | Omaha | NE | 68114-3345 | Douglas | NE14266 | Active | 38744 | R-7238 | 1985 | Kewanee | FTFB - Firetube-Firebox Boiler | HWHT - Hot Water Heat | 4/30/2026
Lund Company | 9394 W Dodge Rd | Omaha | NE | 68114-3345 | Douglas | NE14267 | Scrapped/Junked | 16696 | F853007820 | 1985 | STATE INDUSTRIES | CHWH - ASME/Fired Water Heater | HWSD - Hot Water Dom/Potable | 10/31/2005
UNL - ARDC | 940 Cty Rd I | Ithaca | NE | 68033 | Saunders | NE08259 | Inactive | 14876 | K10172 | 1992 | SUSSMAN | ELBL - Electric Boiler | PROC - Process Steam | 6/30/2011
Springfield Elementary | 940 Main St | Springfield | NE | 68059-5750 | Sarpy | NE41813 | Active | 152904 | F017142 | 2021 | PVI Industries | CHWH - ASME/Fired Water Heater | HWSD - Hot Water Dom/Potable | 9/30/2026
Davenport Elementary School | 940 Michael St | Fremont | NE | 68025-3884 | DODGE | NE01489 | Active | 10951 | 00E-8705 | 2000 | Aldrich | FTFB - Firetube-Firebox Boiler | STHT - Steam-Heat | 2/28/2026
Davenport Elementary School | 940 Michael St | Fremont | NE | 68025-3884 | DODGE | NE33525 | Inactive |  | N1558 | 1965 | KEWANEE | FT - Firetube Boiler | STHT - Steam-Heat | 8/31/2000
DUDS N SUDS | 940 N 26th St | Lincoln | NE | 68503-2520 | LANCASTER | NE16335 | Scrapped/Junked |  |  | 1987 | AO SMITH | AHWH - ANSI/Fired Water Htr | HWSD - Hot Water Dom/Potable | 4/30/1992
DISTRICT 3 FIRE STATION | 9400 S 36th St | Bellevue | NE | 68147-2210 | SARPY | NE09122 | Inactive |  | 7275 | 1956 | KEWANEE | FT - Firetube Boiler | HWHT - Hot Water Heat | 6/30/2005
Southlake Village | 9401 Andermatt Dr | Lincoln | NE | 68526-9507 | Lancaster | NE19859 | Active | 182469 | 03112741 | 2011 | CAMUS | WTSS - Watertube SS Steel | HWHT - Hot Water Heat | 3/31/2026
Southlake Village | 9401 Andermatt Dr | Lincoln | NE | 68526-9507 | Lancaster | NE19860 | Active | 182456 | 031112740 | 2011 | CAMUS | WTSS - Watertube SS Steel | HWHT - Hot Water Heat | 3/31/2026
CAPITOL RENT-A-TRUCK | 9401 J St | Omaha | NE | 68127-1218 | Douglas | NE05111 | Scrapped/Junked | 550 |  | 1977 | KELTON | WT - Water Tube Boiler | HWSP - Hot Water Non Potable Supply | 1/31/1999
CAPITOL RENT-A-TRUCK | 9401 J St | Omaha | NE | 68127-1218 | Douglas | NE05112 | Exempt 1999 LB-66 |  | 87183164 | 1972 | RUDD | AHWH - ANSI/Fired Water Htr | HWSD - Hot Water Dom/Potable | 1/31/1999
Hillcrest Country Club | 9401 O St | Lincoln | NE | 68520-1240 | Lancaster | NE10345 | Scrapped/Junked | 67060 | LB021313476 | 2002 | AOSM | CHWH - ASME/Fired Water Heater | HWSD - Hot Water Dom/Potable | 3/31/2011
Hillcrest Country Club | 9401 O St | Lincoln | NE | 68520-1240 | Lancaster | NE14565 | Active | n/a | 135605 | 1930 | US Radiator | CI - Cast Iron | HWHT - Hot Water Heat | 1/31/2026
Hillcrest Country Club | 9401 O St | Lincoln | NE | 68520-1240 | Lancaster | NE16132 | Out of Service | n/a | N-7725 | 1967 | Kewanee | FTFB - Firetube-Firebox Boiler | STHT - Steam-Heat | 1/31/2015
Hillcrest Country Club | 9401 O St | Lincoln | NE | 68520-1240 | Lancaster | NE18440 | Active | n/a | 8519081-1193 | 1994 | Peerless | CI - Cast Iron | HWHT - Hot Water Heat | 1/31/2026
Hillcrest Country Club | 9401 O St | Lincoln | NE | 68520-1240 | Lancaster | NE25681 | Active | 19328 | 14F-7236 | 2014 | Aldrich | FTFB - Firetube-Firebox Boiler | STHT - Steam-Heat | 1/31/2026
Hillcrest Country Club | 9401 O St | Lincoln | NE | 68520-1240 | Lancaster | NE30497 | Scrapped/Junked |  | MD92022813 | 1990 | AO SMITH | AHWH - ANSI/Fired Water Htr | HWSD - Hot Water Dom/Potable | 12/31/2002
Magellan Pipeline Company | 9405 Bennington Rd | Omaha | NE | 68122-2017 | Douglas | NE04956 | Scrapped/Junked | 0 | 4292-1085 | 1985 | Peerless Heater Company | CI - Cast Iron | STHT - Steam-Heat | 3/31/2012
Magellan Pipeline Company | 9405 Bennington Rd | Omaha | NE | 68122-2017 | Douglas | NE22217 | Active | NA | 670413-201111 | 2011 | Peerless | CI - Cast Iron | STHT - Steam-Heat | 2/28/2026
EDEN WEST APARTMENTS | 9405 Western Plz | Omaha | NE | 68114-2519 | Douglas | NE23915 | Exempt 1999 LB-66 |  | 17135 | 1998 | BRADFORD-WHITE | AHWH - ANSI/Fired Water Htr | HWSD - Hot Water Dom/Potable | 8/31/1999
EDEN WEST APARTMENTS | 9405 Western Plz | Omaha | NE | 68114-2519 | Douglas | NE23916 | Exempt 1999 LB-66 |  | 17132 | 1998 | BRADFORD-WHITE | AHWH - ANSI/Fired Water Htr | HWSD - Hot Water Dom/Potable | 8/31/1999
Plastilite Corporation | 9409 N 45th St | Omaha | NE | 68152-1305 | Douglas | NE25766 | Active | 11366 | 11366 | 1991 | Superior Boiler Works | FTSM - FTS Marine Dry Back | PROC - Process Steam | 8/31/2026
Plastilite Corporation | 9409 N 45th St | Omaha | NE | 68152-1305 | Douglas | NE28099 | Active | 19151 | 19151 | 2019 | Superior Boiler Works | FTSM - FTS Marine Dry Back | PREH - Preheater | 10/31/2026
Cracker Barrel #296 | 9409 S 142nd St | Omaha | NE | 68138-3640 | Sarpy | NE24349 | Scrapped/Junked | 61452 | H98674406 | 1998 | STAT | CHWH - ASME/Fired Water Heater | HWSD - Hot Water Dom/Potable | 1/31/2012
Cracker Barrel #296 | 9409 S 142nd St | Omaha | NE | 68138-3640 | Sarpy | NE24350 | Scrapped/Junked | 61449 | H98674405 | 1998 | state | CHWH - ASME/Fired Water Heater | HWSD - Hot Water Dom/Potable | 1/31/2014
Terminal Building | 941 O St | Lincoln | NE | 68508-3608 | Lancaster | NE06527 | Scrapped/Junked | 15163 | B040776 | 2005 | Precision | ELBL - Electric Boiler | STHT - Steam-Heat | 10/31/2020
Terminal Building | 941 O St | Lincoln | NE | 68508-3608 | Lancaster | NE16339 | Inactive | 26025 | 56351 | 1975 | HYDRO STEAM IND INC | ELBL - Electric Boiler | STHT - Steam-Heat | 8/31/2005
UNL Bldg Systems Maint | 942 N 22nd St | Lincoln | NE | 68503-2409 | Lancaster | NE05960 | Active | 143703 | C04D02671 | 2004 | WTRP | CPFT - Horiz Cpr Fin Boiler | GLYC - Glycol Bldg Heat Sys | 3/31/2026
Demolished Vacant Lot | 9420 Underwood Ave | Omaha | NE | 68114-6607 | Douglas | NE00611 | Scrapped/Junked | 1970 | 030020603 | 2000 | Ruscio | WT - Water Tube Boiler | HWHT - Hot Water Heat | 12/31/2025
Demolished Vacant Lot | 9420 Underwood Ave | Omaha | NE | 68114-6607 | Douglas | NE00612 | Scrapped/Junked | 1972 | 030020605 | 2000 | Ruscio | WT - Water Tube Boiler | HWHT - Hot Water Heat | 12/31/2025
Aviva Woodlands | 9421 Gable Pines Rd | Lincoln | NE | 68520-1475 | Lancaster | NE27480 | Active | 235569 | 1707104917845 | 2016 | Lochinvar | FTVT - Firetube Vertical TB | HWHT - Hot Water Heat | 3/31/2026
Aviva Woodlands | 9421 Gable Pines Rd | Lincoln | NE | 68520-1475 | Lancaster | NE27481 | Active | 235575 | 1707104917843 | 2016 | Lochinvar | FTVT - Firetube Vertical TB | HWHT - Hot Water Heat | 3/31/2026
HARRISBURG SQUARE APTS | 9424 Holmes Plz | Omaha | NE | 68127-2309 | Douglas | NE19720 | Exempt 1999 LB-66 |  | 0000002621 | 1993 | AO SMITH | AHWH - ANSI/Fired Water Htr | HWSD - Hot Water Dom/Potable | 3/31/2000
HARRISBURG SQUARE APTS | 9424 Holmes Plz | Omaha | NE | 68127-2309 | Douglas | NE19721 | Exempt 1999 LB-66 |  | 0000004914 | 1994 | AO SMITH | AHWH - ANSI/Fired Water Htr | HWSD - Hot Water Dom/Potable | 3/31/2000
HARRISBURG SQUARE APTS | 9424 Holmes Plz | Omaha | NE | 68127-2309 | Douglas | NE19722 | Exempt 1999 LB-66 |  | 0000002854 | 1986 | RUUD | AHWH - ANSI/Fired Water Htr | HWSD - Hot Water Dom/Potable | 3/31/2000
HARRISBURG SQUARE APTS | 9424 Holmes Plz | Omaha | NE | 68127-2309 | Douglas | NE19727 | Exempt 1999 LB-66 |  | 0000005801 | 1990 | AO SMITH | AHWH - ANSI/Fired Water Htr | HWSD - Hot Water Dom/Potable | 3/31/2000
HARRISBURG SQUARE APTS | 9424 Holmes Plz | Omaha | NE | 68127-2309 | Douglas | NE19728 | Exempt 1999 LB-66 |  | 0000002647 | 1990 | AO SMITH | AHWH - ANSI/Fired Water Htr | HWSD - Hot Water Dom/Potable | 3/31/2000
HARRISBURG SQUARE APTS | 9424 Holmes Plz | Omaha | NE | 68127-2309 | Douglas | NE19730 | Exempt 1999 LB-66 |  | 0000001650 | 1986 | AO SMITH | AHWH - ANSI/Fired Water Htr | HWSD - Hot Water Dom/Potable | 3/31/1999
HARRISBURG SQUARE APTS | 9424 Holmes Plz | Omaha | NE | 68127-2309 | Douglas | NE19731 | Exempt 1999 LB-66 |  | 0000001375 | 1986 | AO SMITH | AHWH - ANSI/Fired Water Htr | HWSD - Hot Water Dom/Potable | 3/31/2000
HARRISBURG SQUARE APTS | 9424 Holmes Plz | Omaha | NE | 68127-2309 | Douglas | NE19732 | Exempt 1999 LB-66 |  | 0000009124 | 1994 | AO SMITH | AHWH - ANSI/Fired Water Htr | HWSD - Hot Water Dom/Potable | 3/31/2000
HARRISBURG SQUARE APTS | 9424 Holmes Plz | Omaha | NE | 68127-2309 | Douglas | NE19733 | Exempt 1999 LB-66 |  | 0000006023 | 1987 | STATE INDUSTRIES | AHWH - ANSI/Fired Water Htr | HWSD - Hot Water Dom/Potable | 3/31/2000
HARRISBURG SQUARE APTS | 9424 Holmes Plz | Omaha | NE | 68127-2309 | Douglas | NE19734 | Exempt 1999 LB-66 |  | 0000006079 | 1988 | AO SMITH | AHWH - ANSI/Fired Water Htr | HWSD - Hot Water Dom/Potable | 3/31/2000
HARRISBURG SQUARE APTS | 9424 Holmes Plz | Omaha | NE | 68127-2309 | Douglas | NE19735 | Exempt 1999 LB-66 |  | 0000001141 | 1990 | RHEEM MANUFACTURING CO | AHWH - ANSI/Fired Water Htr | HWSD - Hot Water Dom/Potable | 3/31/2000
HARRISBURG SQUARE APTS | 9424 Holmes Plz | Omaha | NE | 68127-2309 | Douglas | NE19736 | Exempt 1999 LB-66 |  | 0000007709 | 1989 | AO SMITH | AHWH - ANSI/Fired Water Htr | HWSD - Hot Water Dom/Potable | 3/31/2000
HARRISBURG SQUARE APTS | 9424 Holmes Plz | Omaha | NE | 68127-2309 | Douglas | NE21954 | Exempt 1999 LB-66 |  | ME96-0530939960 | 1996 | AO SMITH | AHWH - ANSI/Fired Water Htr | HWSD - Hot Water Dom/Potable | 3/31/2000
HARRISBURG SQUARE APTS | 9424 Holmes Plz | Omaha | NE | 68127-2309 | Douglas | NE22936 | Exempt 1999 LB-66 |  | 0496G01952 | 1997 | RUUD | AHWH - ANSI/Fired Water Htr | HWSD - Hot Water Dom/Potable | 3/31/2000
HARRISBURG SQUARE APTS | 9424 Holmes Plz | Omaha | NE | 68127-2309 | Douglas | NE22937 | Exempt 1999 LB-66 |  | 0196G0381 | 1997 | RUUD | AHWH - ANSI/Fired Water Htr | HWSD - Hot Water Dom/Potable | 3/31/2000
HARRISBURG SQUARE APTS | 9424 Holmes Plz | Omaha | NE | 68127-2309 | Douglas | NE24755 | Exempt 1999 LB-66 |  | A99253020 | 1998 | STATE INDUSTRIES | AHWH - ANSI/Fired Water Htr | HWSD - Hot Water Dom/Potable | 3/31/2000
HARRISBURG SQUARE APTS | 9424 Holmes Plz | Omaha | NE | 68127-2309 | Douglas | NE24756 | Exempt 1999 LB-66 |  | K9206066 | 1998 | STATE INDUSTRIES | AHWH - ANSI/Fired Water Htr | HWSD - Hot Water Dom/Potable | 3/31/2000
HARRISBURG SQUARE APTS | 9424 Holmes Plz | Omaha | NE | 68127-2309 | Douglas | NE24757 | Exempt 1999 LB-66 |  | J98389781 | 1998 | STATE INDUSTRIES | AHWH - ANSI/Fired Water Htr | HWSD - Hot Water Dom/Potable | 3/31/2000
D & D Foods | 9425 N 48th St | Omaha | NE | 68152-1557 | Douglas | NE35545 | Scrapped/Junked |  | 21843 | 1945 | Fitzgibbons | FT - Firetube Boiler | STHT - Steam-Heat | 10/31/1998
D & D Foods Inc | 9425 N 48th St | Omaha | NE | 68152-1557 | Douglas | NE00558 | Scrapped/Junked | 50781 | 21258 | 2000 | Kewannee | FTFB - Firetube-Firebox Boiler | PROC - Process Steam | 1/31/2023
D & D Foods Inc | 9425 N 48th St | Omaha | NE | 68152-1557 | Douglas | NE00559 | Scrapped/Junked | 53426 | 906993 | 2000 | A. O. Smith | CHWH - ASME/Fired Water Heater | HWSD - Hot Water Dom/Potable | 2/28/2007
D & D Foods Inc | 9425 N 48th St | Omaha | NE | 68152-1557 | Douglas | NE05754 | Exempt 1999 LB-66 |  | 1857 | 1986 | AO SMITH | AHWH - ANSI/Fired Water Htr | HWSD - Hot Water Dom/Potable | 2/29/2000
D & D Foods Inc | 9425 N 48th St | Omaha | NE | 68152-1557 | Douglas | NE17844 | Scrapped/Junked | 40479 | N/A | 1985 | Kewannee | FTFB - Firetube-Firebox Boiler | STHT - Steam-Heat | 1/31/2013
D & D Foods Inc | 9425 N 48th St | Omaha | NE | 68152-1557 | Douglas | NE28578 | Active | 22918 | VIX138-15-4 | 2018 | Hurst | FTFB - Firetube-Firebox Boiler | PROC - Process Steam | 1/31/2025
D & D Foods Inc | 9425 N 48th St | Omaha | NE | 68152-1557 | Douglas | NE35546 | Scrapped/Junked | 38211 | R-6333 | 1984 | Kewanee | FT - Firetube Boiler | PROC - Process Steam | 9/30/2019
D & D Foods Inc | 9425 N 48th St | Omaha | NE | 68152-1557 | Douglas | NE41975 | Active | 25296 | FB625-15/30W-17 | 2022 | Hurst | FT - Firetube Boiler | PROC - Process Steam | 1/31/2025
Provimi North American (Cargill) | 943 Schneider St | Fremont | NE | 68025-6133 | Dodge | NE13354 | Active | 12144 | 12144 | 1993 | Superior Boiler Works | FTSM - FTS Marine Dry Back | PROC - Process Steam | 6/30/2026
The Bookkeepers | 944 10th Ave | Sidney | NE | 69162-1610 | Cheyenne | NE35154 | Inactive |  | 20BJ23 | 1960 | AMST | CI - Cast Iron | STHT - Steam-Heat | 2/28/2004
Apartment Building - Concorde | 944 E St | Lincoln | NE | 68508-3178 | Lancaster | NE08733 | Active | N/A | 9-102 | 1966 | Crane | CI - Cast Iron | HWHT - Hot Water Heat | 9/30/2026
Brown County Hospital | 945 E Zero St | Ainsworth | NE | 69210-1556 | Brown | NE03370 | Scrapped/Junked |  |  | 1976 | CHROMALOX PRECISION HEAT | ELBL - Electric Boiler | PROC - Process Steam | 9/30/2002
Brown County Hospital | 945 E Zero St | Ainsworth | NE | 69210-1556 | Brown | NE03918 | Scrapped/Junked |  | 02132 | 1969 | KEWANEE | FTFB - Firetube-Firebox Boiler | STHT - Steam-Heat | 9/30/2007
Brown County Hospital | 945 E Zero St | Ainsworth | NE | 69210-1556 | Brown | NE03919 | Scrapped/Junked |  | 01967 | 1969 | KEWANEE | FTFB - Firetube-Firebox Boiler | STHT - Steam-Heat | 9/30/2007
Brown County Hospital | 945 E Zero St | Ainsworth | NE | 69210-1556 | Brown | NE07272 | Active | 16643 | 07F-4550 | 2007 | ALES | FTFB - Firetube-Firebox Boiler | GLYC - Glycol Bldg Heat Sys | 9/30/2026
Brown County Hospital | 945 E Zero St | Ainsworth | NE | 69210-1556 | Brown | NE07273 | Active | 16647 | 07F-4554 | 2007 | ALES | FTFB - Firetube-Firebox Boiler | GLYC - Glycol Bldg Heat Sys | 9/30/2026
Brown County Hospital | 945 E Zero St | Ainsworth | NE | 69210-1556 | Brown | NE07274 | Active | 16649 | 07F-4556 | 2007 | ALES | FTFB - Firetube-Firebox Boiler | GLYC - Glycol Bldg Heat Sys | 9/30/2026
Brown County Hospital | 945 E Zero St | Ainsworth | NE | 69210-1556 | Brown | NE08597 | Active | 50666 | GC-31316-PZ002 | 2002 | CAST | ELBL - Electric Boiler | 0020 - Supp to Sterlizer/Autoclave | 9/30/2026
Brown County Hospital | 945 E Zero St | Ainsworth | NE | 69210-1556 | Brown | NE08598 | Scrapped/Junked | 75059 | 1375059 | 2001 | AO SMITH | CHWH - ASME/Fired Water Heater | HWSD - Hot Water Dom/Potable | 9/30/2003
Brown County Hospital | 945 E Zero St | Ainsworth | NE | 69210-1556 | Brown | NE08599 | Out of Service | 49618 | SC0294618Y3 | 2002 | AOSM | CHWH - ASME/Fired Water Heater | HWSD - Hot Water Dom/Potable | 9/30/2024
Brown County Hospital | 945 E Zero St | Ainsworth | NE | 69210-1556 | Brown | NE10443 | Scrapped/Junked | 76182 | LC032294291970 | 2003 | AOSM | CHWH - ASME/Fired Water Heater | HWSD - Hot Water Dom/Potable | 9/30/2017
Brown County Hospital | 945 E Zero St | Ainsworth | NE | 69210-1556 | Brown | NE17575 | Scrapped/Junked | 119082 | H07R000424 | 2007 | A O Smith | FTVT - Firetube Vertical TB | HWSD - Hot Water Dom/Potable | 9/30/2016
Brown County Hospital | 945 E Zero St | Ainsworth | NE | 69210-1556 | Brown | NE26884 | Active | 155603 | 155603 | 2017 | A O Smith | CHWH - ASME/Fired Water Heater | HWSD - Hot Water Dom/Potable | 9/30/2026
Brown County Hospital | 945 E Zero St | Ainsworth | NE | 69210-1556 | Brown | NE26885 | Active | 200029 | 200029 | 2014 | A O Smith | CHWH - ASME/Fired Water Heater | HWSD - Hot Water Dom/Potable | 9/30/2026
Brown County Hospital | 945 E Zero St | Ainsworth | NE | 69210-1556 | Brown | NE41342 | Active | 127329 | GET1230586-021 | 2020 | Getinge | STER - Sterilizer | 0020 - Supp to Sterlizer/Autoclave | 9/30/2026
CROSSWINDS APARTMENTS | 949 S 70th Plz | Omaha | NE | 68106-1075 | Douglas | NE21763 | Exempt 1999 LB-66 |  | MA970612041-964 | 1997 | AO SMITH | AHWH - ANSI/Fired Water Htr | HWSD - Hot Water Dom/Potable | 4/30/2000
CROSSWINDS APARTMENTS | 949 S 70th Plz | Omaha | NE | 68106-1075 | Douglas | NE21764 | Exempt 1999 LB-66 |  | 730AM7852377 | 1997 | AO SMITH | AHWH - ANSI/Fired Water Htr | HWSD - Hot Water Dom/Potable | 4/30/2000
City of Lincoln Municipal Service Center | 949 W Bond St | Lincoln | NE | 68521-3628 | Lancaster | NE14974 | Scrapped/Junked | 5728 | 88-1078 | 1988 | Aldrich | FT - Firetube Boiler | HWHT - Hot Water Heat | 3/31/2016
City of Lincoln Municipal Service Center | 949 W Bond St | Lincoln | NE | 68521-3628 | Lancaster | NE14975 | Scrapped/Junked | 5726 | 88-1076 | 1988 | Aldrich | FT - Firetube Boiler | HWHT - Hot Water Heat | 3/31/2018
City of Lincoln Municipal Service Center | 949 W Bond St | Lincoln | NE | 68521-3628 | Lancaster | NE14976 | Scrapped/Junked | 5725 | 88-1075 | 1988 | Aldrich | FT - Firetube Boiler | HWHT - Hot Water Heat | 3/31/2018
City of Lincoln Municipal Service Center | 949 W Bond St | Lincoln | NE | 68521-3628 | Lancaster | NE14977 | Scrapped/Junked | 5727 | 88-1077 | 1988 | Aldrich | FT - Firetube Boiler | HWHT - Hot Water Heat | 3/31/2018
City of Lincoln Municipal Service Center | 949 W Bond St | Lincoln | NE | 68521-3628 | Lancaster | NE27657 | Active | 421323 | G18421323 | 2018 | Laars | WTSS - Watertube SS Steel | HWHT - Hot Water Heat | 3/31/2026
City of Lincoln Municipal Service Center | 949 W Bond St | Lincoln | NE | 68521-3628 | Lancaster | NE27658 | Active | 421294 | G18421294 | 2018 | Laars | WTSS - Watertube SS Steel | HWHT - Hot Water Heat | 3/31/2026
City of Lincoln Municipal Service Center | 949 W Bond St | Lincoln | NE | 68521-3628 | Lancaster | NE27659 | Active | 421300 | G18421300 | 2018 | Laars | WTSS - Watertube SS Steel | HWHT - Hot Water Heat | 3/31/2026
White Water Wash | 95 Market Pl | Norfolk | NE | 68701-6904 | Stanton | NE00307 | Scrapped/Junked | NA | 345000 | 1999 | Weil-Mcclain | CI - Cast Iron | HWSP - Hot Water Non Potable Supply | 1/31/2022
White Water Wash | 95 Market Pl | Norfolk | NE | 68701-6904 | Stanton | NE41560 | Active | 12250 | C41A21E420029006170015 | 2015 | Heat Transfer Products Inc. | FTVT - Firetube Vertical TB | HWFP - Floor Heat & Nonpotable | 4/30/2026
Fillmore Central Middle School | 950 F St | Fairmont | NE | 68354-4066 | FILLMORE | NE04921 | Scrapped/Junked | n/a | RN0880405614 | 1988 | RHEEM | AHWH - ANSI/Fired Water Htr | HWSD - Hot Water Dom/Potable | 9/30/2016
Fillmore Central Middle School | 950 F St | Fairmont | NE | 68354-4066 | FILLMORE | NE04922 | Scrapped/Junked |  | RN0880405614 | 1980 | RHEEM GLASS | AHWH - ANSI/Fired Water Htr | HWSD - Hot Water Dom/Potable | 6/30/2000
Fillmore Central Middle School | 950 F St | Fairmont | NE | 68354-4066 | FILLMORE | NE04923 | Out of Service | n/a | RN098040124Q | 1980 | RHEEM GLASS | AHWH - ANSI/Fired Water Htr | HWSD - Hot Water Dom/Potable | 9/30/2005
Fillmore Central Middle School | 950 F St | Fairmont | NE | 68354-4066 | FILLMORE | NE04924 | Inactive |  |  | 1965 | DAY & NIGHT | AHWH - ANSI/Fired Water Htr | HWSD - Hot Water Dom/Potable | 6/30/1996
Fillmore Central Middle School | 950 F St | Fairmont | NE | 68354-4066 | FILLMORE | NE14105 | Active | 26577 | K06H10026577 | 2006 | LOCHINVAR | WTSS - Watertube SS Steel | HWHT - Hot Water Heat | 9/30/2026
Fillmore Central Middle School | 950 F St | Fairmont | NE | 68354-4066 | FILLMORE | NE14106 | Active | 26641 | K06H10026641 | 2006 | LOCHINVAR | WTSS - Watertube SS Steel | HWHT - Hot Water Heat | 9/30/2026
Fillmore Central Middle School | 950 F St | Fairmont | NE | 68354-4066 | FILLMORE | NE14107 | Active | 29705 | D07H0029705 | 2006 | LOCHINVAR | WTSS - Watertube SS Steel | HWHT - Hot Water Heat | 9/30/2026
Fillmore Central Middle School | 950 F St | Fairmont | NE | 68354-4066 | FILLMORE | NE14108 | Active | 29317 | D07H10029317 | 2006 | LOCHINVAR | WTSS - Watertube SS Steel | HWHT - Hot Water Heat | 9/30/2026
Fillmore Central Middle School | 950 F St | Fairmont | NE | 68354-4066 | FILLMORE | NE19167 | Exempt 1999 LB-66 |  | 000000G776-5479 | 1976 | STATE INDUSTRIES | AHWH - ANSI/Fired Water Htr | HWSD - Hot Water Dom/Potable | 6/30/1999
Fillmore Central Middle School | 950 F St | Fairmont | NE | 68354-4066 | FILLMORE | NE23575 | Scrapped/Junked | 79239 | URNG0798G94462 | 1998 | RHEEM | CHWH - ASME/Fired Water Heater | HWSD - Hot Water Dom/Potable | 9/30/2016
Fillmore Central Middle School | 950 F St | Fairmont | NE | 68354-4066 | FILLMORE | NE30290 | Inactive |  | M6757 | 1963 | KEWANEE | FTFB - Firetube-Firebox Boiler | STHT - Steam-Heat | 9/30/2007
Fillmore Central Middle School | 950 F St | Fairmont | NE | 68354-4066 | FILLMORE | NE32846 | Inactive | 33695 | R2145 | 1980 | KEWANEE | FTFB - Firetube-Firebox Boiler | HWHT - Hot Water Heat | 9/30/2007
Wahoo Heritage Inn | 950 N Chestnut St | Wahoo | NE | 68066-1665 | SAUNDERS | NE30888 | Exempt 1999 LB-66 |  | MA96-0496242960 | 1996 | AO SMITH | AHWH - ANSI/Fired Water Htr | HWSD - Hot Water Dom/Potable | 6/30/2000
Wahoo Heritage Inn | 950 N Chestnut St | Wahoo | NE | 68066-1665 | SAUNDERS | NE30889 | Exempt 1999 LB-66 |  | MB960501411960 | 1996 | AO SMITH | AHWH - ANSI/Fired Water Htr | HWSD - Hot Water Dom/Potable | 6/30/2000
Commerce Village | 950 S 10th St | Omaha | NE | 68108 | Douglas | NE26680 | Active | 219974 | 16MLK12559054 | 2016 | Lochinvar | WT - Water Tube Boiler | GLYC - Glycol Bldg Heat Sys | 6/30/2026
Commerce Village | 950 S 10th St | Omaha | NE | 68108 | Douglas | NE26681 | Active | 219973 | 16M:L12559053 | 2016 | Lochinvar | WT - Water Tube Boiler | GLYC - Glycol Bldg Heat Sys | 6/30/2026
Horizon Bio Fuels Inc | 950 S Union St | Fremont | NE | 68025-6124 | Dodge | NE14085 | Inactive | 29764 | L-55347 | 1973 | CLEA | FTSM - FTS Marine Dry Back | PROC - Process Steam | 10/31/2000
Broadmoor Development Co | 9500 W Dodge Rd | Omaha | NE | 68114-3331 | Douglas | NE25519 | Active | 10253 | B980962 | 1999 | Precision Boilers, Inc. | ELBL - Electric Boiler | HWHT - Hot Water Heat | 12/31/2026
CORPORATE EXPRESS | 9503 F St | Omaha | NE | 68127-1216 | Douglas | NE34142 | Inactive |  | 02785 | 1970 | KEWANEE | FTFB - Firetube-Firebox Boiler | STHT - Steam-Heat | 8/31/1993
Sunset Hills Elementary | 9503 Walnut St | Omaha | NE | 68124-1155 | Douglas | NE24740 | Scrapped/Junked | 9889 | 98E-7315 | 1998 | ALES | FTVT - Firetube Vertical TB | HWHT - Hot Water Heat | 7/31/2018
Sunset Hills Elementary | 9503 Walnut St | Omaha | NE | 68124-1155 | Douglas | NE24741 | Scrapped/Junked | 9888 | 98E-7314 | 1998 | ALES | FTVT - Firetube Vertical TB | HWHT - Hot Water Heat | 7/31/2018
Sunset Hills Elementary | 9503 Walnut St | Omaha | NE | 68124-1155 | Douglas | NE27688 | Active | 399473 | 98048 | 2017 | Lochinvar | WT - Water Tube Boiler | HWHT - Hot Water Heat | 7/31/2026
Sunset Hills Elementary | 9503 Walnut St | Omaha | NE | 68124-1155 | Douglas | NE27692 | Active | 397197 | 1722106282768 | 2017 | Lochinvar | WT - Water Tube Boiler | HWHT - Hot Water Heat | 7/31/2026
Sunset Hills Elementary | 9503 Walnut St | Omaha | NE | 68124-1155 | Douglas | NE33345 | Scrapped/Junked |  | G613 1B-J1 | 1951 | AMERICAN STANDARD |  | HWHT - Hot Water Heat | 7/31/1999
Sunset Hills Elementary | 9503 Walnut St | Omaha | NE | 68124-1155 | Douglas | NE33346 | Scrapped/Junked |  |  | 1951 | AMERICAN STANDARD |  | HWHT - Hot Water Heat | 7/31/1999
Sunset Hills Elementary | 9503 Walnut St | Omaha | NE | 68124-1155 | Douglas | NE34111 | Scrapped/Junked | 3768 |  | 1980 | AMERICAN APPLIANCE | CHWH - ASME/Fired Water Heater | HWSD - Hot Water Dom/Potable | 7/31/2003
Faith Family Church | 9515 Blondo St | Omaha | NE | 68134-6039 | Douglas | NE09922 | Scrapped/Junked | 11411 | 01E-9263 | 2001 | ALES | FTVT - Firetube Vertical TB | HWHT - Hot Water Heat | 4/30/2022
Faith Family Church | 9515 Blondo St | Omaha | NE | 68134-6039 | Douglas | NE25615 | Scrapped/Junked |  |  | 1965 | IRON FIREMAN | FT - Firetube Boiler | HWHT - Hot Water Heat | 1/31/2003
Florence Car Wash | 9516 Calhoun Rd | Omaha | NE | 68112-1372 | Douglas | NE16783 | Scrapped/Junked | n/a | RD-4348 | 1988 | HYDR | CI - Cast Iron | HWFS - HW Heat - Floor & Sidewalk | 12/31/2020
Water Treatment Plant | 954 Virginia Ln | Sidney | NE |  | CHEYENNE | NE14350 | Scrapped/Junked | 17292 | 17292 | 1987 | BURN | FTFB - Firetube-Firebox Boiler | HWHT - Hot Water Heat | 10/31/2009
Water Treatment Plant | 954 Virginia Ln | Sidney | NE |  | CHEYENNE | NE14351 | Inactive | 17361 | 17361 | 1987 | BURN | FTFB - Firetube-Firebox Boiler | HWHT - Hot Water Heat | 10/31/2009
CENTRAL OFFICE BUILDING | 957 N Pierce St | Fremont | NE | 68025-3949 | DODGE | NE20122 | Exempt 1999 LB-66 |  | ME-87-0694842 | 1987 | AO SMITH | AHWH - ANSI/Fired Water Htr | HWSD - Hot Water Dom/Potable | 8/31/1999
CENTRAL OFFICE BUILDING | 957 N Pierce St | Fremont | NE | 68025-3949 | DODGE | NE20123 | Exempt 1999 LB-66 |  | MA88-0115971830 | 1988 | AO SMITH | AHWH - ANSI/Fired Water Htr | HWSD - Hot Water Dom/Potable | 8/31/1999
Baymont by Windham | 9595 S 145th St | Omaha | NE | 68138-3626 | Sarpy | NE24600 | Out of Service | 18390 | 13 W 0361 | 2013 | PENTAIR | CPFT - Horiz Cpr Fin Boiler | IPHT - Indoor Pool Heater | 2/28/2023
UNL Sandoz Residence Hall | 960 N 17th St | Lincoln | NE | 68508-1271 | Lancaster | NE13635 | Scrapped/Junked | 17127 | 08F-5034 | 2008 | ALDRICH/LES | CHWH - ASME/Fired Water Heater | HWSD - Hot Water Dom/Potable | 8/31/2010
UNL Sandoz Residence Hall | 960 N 17th St | Lincoln | NE | 68508-1271 | Lancaster | NE13636 | Scrapped/Junked | 17128 | 08F-5035 | 2008 | ALDRICH/LES | CHWH - ASME/Fired Water Heater | HWSD - Hot Water Dom/Potable | 8/31/2013
UNL Sandoz Residence Hall | 960 N 17th St | Lincoln | NE | 68508-1271 | Lancaster | NE13641 | Scrapped/Junked | 17136 | 08F-5043 | 2008 | ALDRICH/LES | FTVT - Firetube Vertical TB | HWHT - Hot Water Heat | 8/31/2021
UNL Sandoz Residence Hall | 960 N 17th St | Lincoln | NE | 68508-1271 | Lancaster | NE13642 | Scrapped/Junked | 17140 | 08F-5047 | 2008 | ALDRICH/LES | FTVT - Firetube Vertical TB | HWHT - Hot Water Heat | 8/31/2021
UNL Sandoz Residence Hall | 960 N 17th St | Lincoln | NE | 68508-1271 | Lancaster | NE13643 | Out of Service | 17141 | 08F-5048 | 2008 | ALDRICH/LES | FTVT - Firetube Vertical TB | HWHT - Hot Water Heat | 8/31/2021
UNL Sandoz Residence Hall | 960 N 17th St | Lincoln | NE | 68508-1271 | Lancaster | NE13644 | Scrapped/Junked | 17139 | 08F-5046 | 2008 | ALDRICH/LES | FTVT - Firetube Vertical TB | HWHT - Hot Water Heat | 8/31/2022
UNL Sandoz Residence Hall | 960 N 17th St | Lincoln | NE | 68508-1271 | Lancaster | NE17560 | Scrapped/Junked | 17838 | 10F5746 | 2010 | aldrich/les | FTVT - Firetube Vertical TB | HWSD - Hot Water Dom/Potable | 8/31/2013
UNL Sandoz Residence Hall | 960 N 17th St | Lincoln | NE | 68508-1271 | Lancaster | NE24126 | Active | 61872 | G12-0884 | 2012 | Aerco | FTFB - Firetube-Firebox Boiler | HWSD - Hot Water Dom/Potable | 1/31/2026
UNL Sandoz Residence Hall | 960 N 17th St | Lincoln | NE | 68508-1271 | Lancaster | NE24127 | Active | 61868 | G-12-0880 | 2012 | Aerco | FTFB - Firetube-Firebox Boiler | HWSD - Hot Water Dom/Potable | 1/31/2026
UNL Sandoz Residence Hall | 960 N 17th St | Lincoln | NE | 68508-1271 | Lancaster | NE41446 | Active | 486704 | G20486704 | 2019 | Laars | WTSS - Watertube SS Steel | HHHP - Hotwater Heat & Heat Pump | 1/31/2026
UNL Sandoz Residence Hall | 960 N 17th St | Lincoln | NE | 68508-1271 | Lancaster | NE41447 | Active | 486708 | G20486708 | 2019 | Laars | WTSS - Watertube SS Steel | HHHP - Hotwater Heat & Heat Pump | 1/31/2026
UNL Sandoz Residence Hall | 960 N 17th St | Lincoln | NE | 68508-1271 | Lancaster | NE41847 | Active | 525168 | T21.16.0016 | 2021 | Laars | WTSS - Watertube SS Steel | GLYC - Glycol Bldg Heat Sys | 1/31/2026
UNL Sandoz Residence Hall | 960 N 17th St | Lincoln | NE | 68508-1271 | Lancaster | NE41848 | Active | 525167 | G21.525167 | 2021 | Laars | WTSS - Watertube SS Steel | GLYC - Glycol Bldg Heat Sys | 1/31/2026
Premier Estates of West Point | 960 Prospect Rd | West Point | NE | 68788-2500 | Cuming | NE11655 | Scrapped/Junked | 5852 | 832G895852 | 1989 | AOSM | COBL - Coil Type Boiler | HWSD - Hot Water Dom/Potable | 9/30/2015
Premier Estates of West Point | 960 Prospect Rd | West Point | NE | 68788-2500 | Cuming | NE26708 | Out of Service | C44142 | 1517003093 | 2015 | A O Smith | COBL - Coil Type Boiler | HWSD - Hot Water Dom/Potable | 1/31/2020
Fremont Beef Company | 960 Schneider St | Fremont | NE | 68025-6134 | Dodge | NE04835 | Inactive | 27751 | 68258 | 1989 | BRYAN STEAM LLC | WT - Water Tube Boiler | PROC - Process Steam | 10/31/2003
Fremont Beef Company | 960 Schneider St | Fremont | NE | 68025-6134 | Dodge | NE15336 | Out of Service | 68243 | L86154 | 1989 | CLEA | FTSM - FTS Marine Dry Back | BSUP - Bldg Heat & Process | 10/31/2022
Fremont Beef Company | 960 Schneider St | Fremont | NE | 68025-6134 | Dodge | NE18373 | Out of Service | 2562 | S1000-150-14 | 1995 | HURST | FTSM - FTS Marine Dry Back | PROC - Process Steam | 5/31/2022
Fremont Beef Company | 960 Schneider St | Fremont | NE | 68025-6134 | Dodge | NE41516 | Active | 19776 | 19776 | 2021 | Superior Boiler Works | FTSM - FTS Marine Dry Back | PROC - Process Steam | 2/28/2026
St Gerald Church | 9600 Q St | Omaha | NE | 68127-3319 | Douglas | NE25647 | Active | 8707 | 96-E5645 | 1996 | ALES | FTVT - Firetube Vertical TB | HWHT - Hot Water Heat | 4/30/2026
St Gerald Church | 9600 Q St | Omaha | NE | 68127-3319 | Douglas | NE25648 | Active | 8706 | 96-E5644 | 1996 | ALES | FTVT - Firetube Vertical TB | HWHT - Hot Water Heat | 4/30/2026
Kellogg Omaha Plant | 9601 F St | Omaha | NE | 68127-1101 | Douglas | NE04552 | Active | 35044 | WL-2375 | 1975 | Cleaver Brooks | WT - Water Tube Boiler | PROC - Process Steam | 5/31/2026
Kellogg Omaha Plant | 9601 F St | Omaha | NE | 68127-1101 | Douglas | NE04553 | Active | 35041 | S/N WL-2374 | 1975 | Cleaver Brooks | WT - Water Tube Boiler | PROC - Process Steam | 5/31/2026
Kellogg Omaha Plant | 9601 F St | Omaha | NE | 68127-1101 | Douglas | NE06556 | Active | 20968 | 05937 | 2006 | Chromalox Precision Heat | ELBL - Electric Boiler | PSSH - Process Steam Superheater | 10/31/2025
Kellogg Omaha Plant | 9601 F St | Omaha | NE | 68127-1101 | Douglas | NE06557 | Scrapped/Junked | 20969 | UM9007 | 2006 | Chromalox | ELBL - Electric Boiler | PSSH - Process Steam Superheater | 10/31/2019
Kellogg Omaha Plant | 9601 F St | Omaha | NE | 68127-1101 | Douglas | NE08258 | Active | 0 | SN2049-7441 | 1975 | Kentube Eng. | ECON - Boiler Economizer | ECON - Boiler Economizer | 5/31/2026
Kellogg Omaha Plant | 9601 F St | Omaha | NE | 68127-1101 | Douglas | NE18055 | Scrapped/Junked | 00000 | SN0000022441 | 1964 | Bryan Steam LLC | WT - Water Tube Boiler | HWHT - Hot Water Heat | 5/31/2021
Kellogg Omaha Plant | 9601 F St | Omaha | NE | 68127-1101 | Douglas | NE19978 | Active | 36 | SN 84-37 | 1984 | E-Tech | ECON - Boiler Economizer | ECON - Boiler Economizer | 5/31/2026
Kellogg Omaha Plant | 9601 F St | Omaha | NE | 68127-1101 | Douglas | NE19991 | Active | 15665 | 03722 | 2000 | Wiegand | ELBL - Electric Boiler | PSSH - Process Steam Superheater | 1/31/2026
Kellogg Omaha Plant | 9601 F St | Omaha | NE | 68127-1101 | Douglas | NE19992 | Active | 15669 | 03725 | 2000 | Wiegand | ELBL - Electric Boiler | PSSH - Process Steam Superheater | 12/31/2025
Kellogg Omaha Plant | 9601 F St | Omaha | NE | 68127-1101 | Douglas | NE19993 | Active | 15667 | 03724 | 2000 | Wiegand | ELBL - Electric Boiler | PSSH - Process Steam Superheater | 1/31/2026
Kellogg Omaha Plant | 9601 F St | Omaha | NE | 68127-1101 | Douglas | NE19994 | Active | 3712 | 01405 | 1990 | Wiegand | ELBL - Electric Boiler | PSSH - Process Steam Superheater | 1/31/2026
Kellogg Omaha Plant | 9601 F St | Omaha | NE | 68127-1101 | Douglas | NE19995 | Active | 3713 | 01413 | 1990 | Wiegand | ELBL - Electric Boiler | PSSH - Process Steam Superheater | 1/31/2026
Kellogg Omaha Plant | 9601 F St | Omaha | NE | 68127-1101 | Douglas | NE19996 | Active | 15654 | 03720 | 2000 | Wiegand | ELBL - Electric Boiler | PSSH - Process Steam Superheater | 1/31/2026
Kellogg Omaha Plant | 9601 F St | Omaha | NE | 68127-1101 | Douglas | NE19997 | Active | 3721 | 15655 | 2000 | Wiegand | ELBL - Electric Boiler | PSSH - Process Steam Superheater | 1/31/2026
Kellogg Omaha Plant | 9601 F St | Omaha | NE | 68127-1101 | Douglas | NE41214 | Inactive | 4500 | RT-4034 | 2009 | Cleaver Brooks | WT - Water Tube Boiler | POWR - Power Generation | 1/31/2021
Kellogg Omaha Plant | 9601 F St | Omaha | NE | 68127-1101 | Douglas | NE42100 | Inactive | 371812 | 21371812 | 2021 | Lochinvar | FTVT - Firetube Vertical TB | HWCA - Hotwater to Coil Htexchgr | 5/31/2024
Kellogg Omaha Plant | 9601 F St | Omaha | NE | 68127-1101 | Douglas | NE42310 | Inactive | 5116 | RT4735 | 2022 | Cleaver Brooks | WT - Water Tube Boiler | PROC - Process Steam | 4/30/2025
Kellogg Omaha Plant | 9601 F St | Omaha | NE | 68127-1101 | Douglas | NE43250 | Active | 2533 | 24-4021-1 | 2025 | Fabwell | WT - Water Tube Boiler | PROC - Process Steam | 4/30/2026
CAMBRIDGE APARTMENTS | 9606 Ohern Plz | Omaha | NE | 68127-2211 | Douglas | NE21398 | Exempt 1999 LB-66 |  | 349122 | 1994 | AO SMITH | AHWH - ANSI/Fired Water Htr | HWSD - Hot Water Dom/Potable | 8/31/1999
OPPD/FCS Training Center | 9610 Power Ln | Blair | NE | 68008-2547 | Washington | NE03751 | Active | 747 | 162233/00747 | 1988 | Brasch | ELBL - Electric Boiler | HWHT - Hot Water Heat | 8/31/2026
OPPD/FCS Training Center | 9610 Power Ln | Blair | NE | 68008-2547 | Washington | NE03752 | Active | 746 | 162232/00746 | 1988 | Brasch | ELBL - Electric Boiler | HWHT - Hot Water Heat | 8/31/2026
CAMBRIDGE APARTMENTS | 9615 Mockingbird Dr | Omaha | NE | 68127-2037 | Douglas | NE21400 | Exempt 1999 LB-66 |  | 2659 | 1995 | AO SMITH | AHWH - ANSI/Fired Water Htr | HWSD - Hot Water Dom/Potable | 8/31/1999
HOLSTEIN PUBLIC SCHOOL | 9625 S Holstein Ave | Holstein | NE | 68950-5053 | ADAMS | NE31518 | Inactive |  | 13294 | 1945 | KEWANEE | FT - Firetube Boiler | STHT - Steam-Heat | 7/31/2001
CAMBRIDGE APARTMENTS | 9626 Ohern Plz | Omaha | NE | 68127-2213 | Douglas | NE21397 | Exempt 1999 LB-66 |  | 9122 | 1993 | AO SMITH | AHWH - ANSI/Fired Water Htr | HWSD - Hot Water Dom/Potable | 8/31/1999
CAMBRIDGE APARTMENTS | 9635 Mockingbird Dr | Omaha | NE | 68127-2039 | Douglas | NE23901 | Exempt 1999 LB-66 |  | 6689 | 1995 | AO SMITH | AHWH - ANSI/Fired Water Htr | HWSD - Hot Water Dom/Potable | 8/31/1999
CAMBRIDGE APARTMENTS | 9636 Ohern Plz | Omaha | NE | 68127-2214 | Douglas | NE21396 | Exempt 1999 LB-66 |  | 6754 | 1993 | AO SMITH | AHWH - ANSI/Fired Water Htr | HWSD - Hot Water Dom/Potable | 8/31/1999
CAMBRIDGE APARTMENTS | 9645 Ohern Plz | Omaha | NE | 68127-2249 | Douglas | NE21395 | Exempt 1999 LB-66 |  | 4596 | 1995 | AO SMITH | AHWH - ANSI/Fired Water Htr | HWSD - Hot Water Dom/Potable | 8/31/1999
APPLEWOOD APARTMENTS | 9670 Berry Plz | Omaha | NE | 68127-3312 | Douglas | NE21849 | Exempt 1999 LB-66 |  | RU-0190500105 | 1988 | RUUD | AHWH - ANSI/Fired Water Htr | HWSD - Hot Water Dom/Potable | 9/30/1999
Sarpy County Juvenile Ctr | 9701 Portal Rd | Papillion | NE | 68128-3150 | Sarpy | NE10314 | Active | 11919 | 02E-9834 | 2002 | ALES | FTVT - Firetube Vertical TB | HWHT - Hot Water Heat | 3/31/2026
Sarpy County Juvenile Ctr | 9701 Portal Rd | Papillion | NE | 68128-3150 | Sarpy | NE10315 | Active | 11917 | 02E-9832 | 2002 | ALES | FTVT - Firetube Vertical TB | HWHT - Hot Water Heat | 3/31/2026
Sarpy County Juvenile Ctr | 9701 Portal Rd | Papillion | NE | 68128-3150 | Sarpy | NE10316 | Active | 11920 | 02E-9835 | 2002 | ALES | FTVT - Firetube Vertical TB | HWHT - Hot Water Heat | 3/31/2026
Sarpy County Juvenile Ctr | 9701 Portal Rd | Papillion | NE | 68128-3150 | Sarpy | NE10317 | Scrapped/Junked | 125228 | M02F04977 | 2002 | WTRP | CPFT - Horiz Cpr Fin Boiler | HWSD - Hot Water Dom/Potable | 3/31/2019
Sarpy County Juvenile Ctr | 9701 Portal Rd | Papillion | NE | 68128-3150 | Sarpy | NE27925 | Active | 291935 | C-18291935 | 2018 | Laars | CPFT - Horiz Cpr Fin Boiler | HWSD - Hot Water Dom/Potable | 3/31/2026
Cambridge Apartments | 9703 Mockingbird | Omaha | NE | 68127-2040 | Douglas | NE23902 | Exempt 1999 LB-66 |  | 4843 | 1989 | State Ind. | AHWH - ANSI/Fired Water Htr | HWSD - Hot Water Dom/Potable | 8/31/1999
VCA Midwest Veterinary Specialist | 9706 Mockingbird Dr | Omaha | NE | 68127-2013 | Douglas | NE07043 | Active | 48475 | GC-32265-PO6 | 2005 | SUSSMAN | ELBL - Electric Boiler | 0020 - Supp to Sterlizer/Autoclave | 10/31/2026
CAMBRIDGE APARTMENTS | 9707 Ohern Plz | Omaha | NE | 68127-2252 | Douglas | NE21394 | Exempt 1999 LB-66 |  | 6762 | 1991 | AO SMITH | AHWH - ANSI/Fired Water Htr | HWSD - Hot Water Dom/Potable | 8/31/1999
CAMBRIDGE APARTMENTS | 9711 Mockingbird Dr | Omaha | NE | 68127-2042 | Douglas | NE23903 | Exempt 1999 LB-66 |  | 400104 | 1988 | RUUD | AHWH - ANSI/Fired Water Htr | HWSD - Hot Water Dom/Potable | 8/31/1999
CAMBRIDGE APARTMENTS | 9711 Ohern Plz | Omaha | NE | 68127-2266 | Douglas | NE21393 | Exempt 1999 LB-66 |  |  | 1993 | AO SMITH | AHWH - ANSI/Fired Water Htr | HWSD - Hot Water Dom/Potable | 8/31/1999
CAMBRIDGE APARTMENTS | 9715 Mockingbird Dr | Omaha | NE | 68127-2043 | Douglas | NE23904 | Exempt 1999 LB-66 |  | 2312 | 1996 | AO SMITH | AHWH - ANSI/Fired Water Htr | HWSD - Hot Water Dom/Potable | 8/31/1999
Cambridge Apartments | 9716 Ohern Plz | Omaha | NE | 68127-2238 | Douglas | NE23912 | Exempt 1999 LB-66 |  | 6733 | 1990 | A. O. Smith | AHWH - ANSI/Fired Water Htr | HWSD - Hot Water Dom/Potable | 8/31/1999
Cambridge Apartments | 9719 Mockingbird | Omaha | NE | 68127-2044 | Douglas | NE23905 | Exempt 1999 LB-66 |  | 5922 | 1992 | A. O. Smith | AHWH - ANSI/Fired Water Htr | HWSD - Hot Water Dom/Potable | 8/31/1999
CAMBRIDGE APARTMENTS | 9719 Ohern Plz | Omaha | NE | 68127-2265 | Douglas | NE21392 | Exempt 1999 LB-66 |  | 11967 | 1993 | BRADFORD-WHITE | AHWH - ANSI/Fired Water Htr | HWSD - Hot Water Dom/Potable | 8/31/1999
Americinn | 9720 W Dodge Rd | Omaha | NE | 68114-2325 | Douglas | NE05577 | Scrapped/Junked | 68884 | 0595G0 | 1996 | Ruud-Rheem | CHWH - ASME/Fired Water Heater | HWSD - Hot Water Dom/Potable | 1/31/2005
Americinn | 9720 W Dodge Rd | Omaha | NE | 68114-2325 | Douglas | NE05578 | Scrapped/Junked | 71093 | 0296G01199 | 1996 | Ruud-Rheem | CHWH - ASME/Fired Water Heater | HWSD - Hot Water Dom/Potable | 1/31/2007
Americinn | 9720 W Dodge Rd | Omaha | NE | 68114-2325 | Douglas | NE05579 | Scrapped/Junked | 69669 | 0995G02550 | 1995 | Ruud-Rheem | CHWH - ASME/Fired Water Heater | HWSD - Hot Water Dom/Potable | 1/31/2006
Americinn | 9720 W Dodge Rd | Omaha | NE | 68114-2325 | Douglas | NE06150 | Out of Service | 99998 | 99998/URNG0404G02512 | 2004 | RHEEM | CHWH - ASME/Fired Water Heater | HWSD - Hot Water Dom/Potable | 1/31/2017
Americinn | 9720 W Dodge Rd | Omaha | NE | 68114-2325 | Douglas | NE06169 | Out of Service | 102794 | 102794/URNG1004G0055 | 2004 | RHEEM | CHWH - ASME/Fired Water Heater | HWSD - Hot Water Dom/Potable | 1/31/2017
Americinn | 9720 W Dodge Rd | Omaha | NE | 68114-2325 | Douglas | NE06725 | Scrapped/Junked | 105619 | 105619/0805G00069 | 2005 | RHEEM | CHWH - ASME/Fired Water Heater | HWSD - Hot Water Dom/Potable | 1/31/2015
Americinn | 9720 W Dodge Rd | Omaha | NE | 68114-2325 | Douglas | NE06783 | Inactive | 106956 | 106956/0106G01046 | 2006 | RHEEM | CHWH - ASME/Fired Water Heater | HWSD - Hot Water Dom/Potable | 1/31/2019
Americinn | 9720 W Dodge Rd | Omaha | NE | 68114-2325 | Douglas | NE22608 | Scrapped/Junked | 72151 | 0796-00904 | 1996 | Rheem Manufacturing Co | CHWH - ASME/Fired Water Heater | HWSD - Hot Water Dom/Potable | 1/31/2006
Americinn | 9720 W Dodge Rd | Omaha | NE | 68114-2325 | Douglas | NE23935 | Exempt | 358947 | 1306358947 | 2013 | Raypak | CPPH - Ansi Cpr Fin Pool Heater | IPHT - Indoor Pool Heater | 8/31/2013
Americinn | 9720 W Dodge Rd | Omaha | NE | 68114-2325 | Douglas | NE23936 | Exempt 1999 LB-66 | 358950 | 1306358950 | 2013 | Raypak | CPPH - Ansi Cpr Fin Pool Heater | IPHT - Indoor Pool Heater | 8/31/2013
Americinn | 9720 W Dodge Rd | Omaha | NE | 68114-2325 | Douglas | NE26123 | Active | 201453 | 201453 | 2015 | AO SMITH | CHWH - ASME/Fired Water Heater | HWSD - Hot Water Dom/Potable | 1/31/2025
Americinn | 9720 W Dodge Rd | Omaha | NE | 68114-2325 | Douglas | NE26150 | Active | 210245 | 210245 | 2015 | AO SMITH | CHWH - ASME/Fired Water Heater | HWSD - Hot Water Dom/Potable | 1/31/2027
CAMBRIDGE APARTMENTS | 9725 Ohern Plz | Omaha | NE | 68127-2207 | Douglas | NE21384 | Exempt 1999 LB-66 |  | 14674 | 1995 | AO SMITH | AHWH - ANSI/Fired Water Htr | HWSD - Hot Water Dom/Potable | 8/31/1999
CAMBRIDGE APARTMENTS | 9726 Ohern Plz | Omaha | NE | 68127-2264 | Douglas | NE23911 | Exempt 1999 LB-66 |  | 4136 | 1990 | STATE INDUSTRIES | AHWH - ANSI/Fired Water Htr | HWSD - Hot Water Dom/Potable | 8/31/1999
CAMBRIDGE APARTMENTS | 9727 Mockingbird Dr | Omaha | NE | 68127-2046 | Douglas | NE23907 | Exempt 1999 LB-66 |  | 2237 | 1997 | BRADFORD | AHWH - ANSI/Fired Water Htr | HWSD - Hot Water Dom/Potable | 8/31/1999
CAMBRIDGE APARTMENTS | 9730 Ohern Plz | Omaha | NE | 68127-2239 | Douglas | NE23910 | Exempt 1999 LB-66 |  | 2198 | 1972 | RUUD | AHWH - ANSI/Fired Water Htr | HWSD - Hot Water Dom/Potable | 8/31/1999
CAMBRIDGE APARTMENTS | 9731 Mockingbird Dr | Omaha | NE | 68127-2034 | Douglas | NE23908 | Exempt 1999 LB-66 |  | 80397 | 1988 | STATE INDUSTRIES | AHWH - ANSI/Fired Water Htr | HWSD - Hot Water Dom/Potable | 8/31/1999
CAMBRIDGE APARTMENTS | 9733 Ohern Plz | Omaha | NE | 68127-2242 | Douglas | NE21371 | Exempt 1999 LB-66 |  | 76691 | 1995 | AO SMITH | AHWH - ANSI/Fired Water Htr | HWSD - Hot Water Dom/Potable | 8/31/1999
CAMBRIDGE APARTMENTS | 9739 Ohern Plz | Omaha | NE | 68127-2243 | Douglas | NE21372 | Exempt 1999 LB-66 |  | 7661 | 1993 | AO SMITH | AHWH - ANSI/Fired Water Htr | HWSD - Hot Water Dom/Potable | 8/31/1999
Cerris Systems | 9751 S 142nd St | Omaha | NE | 68138-3727 | Sarpy | NE19049 | Scrapped/Junked | 161892 | I10H10161892 | 2010 | Lochinvar | COBL - Coil Type Boiler | HWHT - Hot Water Heat | 12/31/2017
Cerris Systems | 9751 S 142nd St | Omaha | NE | 68138-3727 | Sarpy | NE27452 | Active | 387172 | 1646103905553 | 2016 | Lochinvar | WTSS - Watertube SS Steel | HWHT - Hot Water Heat | 1/31/2027
Wash World | 9785 Q St | Omaha | NE | 68127-3207 | Douglas | NE20751 | Active | 112714 | PV581jj | 2011 | Fulton | FTVT - Firetube Vertical TB | PROC - Process Steam | 2/28/2026
Oakdale Elementary | 9801 W Center Rd | Omaha | NE | 68124-1936 | Douglas | NE27140 | Active | n/a | 17H00016 | 2017 | Aerco | CALU - Cast Aluminum | HWHT - Hot Water Heat | 1/31/2026
Oakdale Elementary | 9801 W Center Rd | Omaha | NE | 68124-1936 | Douglas | NE27141 | Active | n/a | 17H00015 | 2017 | Aerco | CALU - Cast Aluminum | HWHT - Hot Water Heat | 1/31/2026
Oakdale Elementary | 9801 W Center Rd | Omaha | NE | 68124-1936 | Douglas | NE27142 | Active | 73082 | F003525 | 2016 | PVI Industries | WT - Water Tube Boiler | HWDP - Hotwater Heat & Dom Supply | 1/31/2026
Oakdale Elementary | 9801 W Center Rd | Omaha | NE | 68124-1936 | Douglas | NE27143 | Active | 74090 | F003404 | 2016 | PVI Industries | WT - Water Tube Boiler | HWDP - Hotwater Heat & Dom Supply | 1/31/2026
Oakdale Elementary | 9801 W Center Rd | Omaha | NE | 68124-1936 | Douglas | NE33379 | Inactive |  | M6368 | 1963 | KEWANEE | FT - Firetube Boiler | STHT - Steam-Heat | 7/31/1994
Oakdale Elementary | 9801 W Center Rd | Omaha | NE | 68124-1936 | Douglas | NE34113 | Scrapped/Junked | 15159 | 15159 | 1984 | Burnham | FTFB - Firetube-Firebox Boiler | STHT - Steam-Heat | 7/31/2016
Oakdale Elementary | 9801 W Center Rd | Omaha | NE | 68124-1936 | Douglas | NE34114 | Scrapped/Junked | 15204 | 15204 | 1984 | Burnham | FTFB - Firetube-Firebox Boiler | STHT - Steam-Heat | 7/31/2016
Bloomfield Residences | 9804 Nicholas St | Omaha | NE | 68114-2161 | Douglas | NE09313 | Scrapped/Junked | 107476 | 107476 | 2006 | AOSM | CHWH - ASME/Fired Water Heater | HWSD - Hot Water Dom/Potable | 8/31/2009
Bloomfield Residences | 9804 Nicholas St | Omaha | NE | 68114-2161 | Douglas | NE12016 | Scrapped/Junked | n/a | LB02-1479903 | 2002 | AOSM | CHWH - ASME/Fired Water Heater | HWSD - Hot Water Dom/Potable | 3/31/2013
Bloomfield Residences | 9804 Nicholas St | Omaha | NE | 68114-2161 | Douglas | NE12628 | Active | 128215 | 0828MOO1170 | 2008 | AOSM | CHWH - ASME/Fired Water Heater | HWDP - Hotwater Heat & Dom Supply | 3/31/2026
Bloomfield Residences | 9804 Nicholas St | Omaha | NE | 68114-2161 | Douglas | NE12892 | Scrapped/Junked | 22500 | LJ93002500 | 1993 | AOSM | CHWH - ASME/Fired Water Heater | HWSD - Hot Water Dom/Potable | 3/31/2023
Bloomfield Residences | 9804 Nicholas St | Omaha | NE | 68114-2161 | Douglas | NE12893 | Scrapped/Junked | 22376 | H93002237685 | 1993 | AO SMITH | CHWH - ASME/Fired Water Heater | HWSD - Hot Water Dom/Potable | 8/31/2003
Bloomfield Residences | 9804 Nicholas St | Omaha | NE | 68114-2161 | Douglas | NE12894 | Scrapped/Junked | 24585 | H93031470885 | 1993 | AO SMITH | CHWH - ASME/Fired Water Heater | HWSD - Hot Water Dom/Potable | 8/31/2004
Bloomfield Residences | 9804 Nicholas St | Omaha | NE | 68114-2161 | Douglas | NE12895 | Scrapped/Junked | 24592 | M93031478685 | 1993 | AO SMITH | CHWH - ASME/Fired Water Heater | HWSD - Hot Water Dom/Potable | 8/31/2004
Bloomfield Residences | 9804 Nicholas St | Omaha | NE | 68114-2161 | Douglas | NE15055 | Scrapped/Junked | 76550 | 76550 | 2003 | AO SMITH | CHWH - ASME/Fired Water Heater | HWSD - Hot Water Dom/Potable | 8/31/2007
Bloomfield Residences | 9804 Nicholas St | Omaha | NE | 68114-2161 | Douglas | NE15056 | Scrapped/Junked | 80660 | 80660 | 2003 | AO SMITH | CHWH - ASME/Fired Water Heater | HWSD - Hot Water Dom/Potable | 8/31/2008
Bloomfield Residences | 9804 Nicholas St | Omaha | NE | 68114-2161 | Douglas | NE18874 | Active | 151937 | 1040M00301 | 2010 | A O Smith | CHWH - ASME/Fired Water Heater | HWSD - Hot Water Dom/Potable | 3/31/2026
Bloomfield Residences | 9804 Nicholas St | Omaha | NE | 68114-2161 | Douglas | NE23943 | Active | 50627 | D1.12.03.00346 | 2012 | Lochinvar | COND - Condenser | HWSD - Hot Water Dom/Potable | 3/31/2026
Bennington South Middle School | 9809 N 171st St | Bennington | NE | 68007 | Douglas | NE41817 | Active | 186764 | F016843 | 2021 | PVI Industries | CHWH - ASME/Fired Water Heater | HWSD - Hot Water Dom/Potable | 10/31/2026
Jackson Services Inc | 981 33rd Ave | Columbus | NE | 68601-5601 | Platte | NE02775 | Out of Service | 1512 | 1512 | 1965 | SUPR | FTSM - FTS Marine Dry Back | PROC - Process Steam | 11/30/2010
Jackson Services Inc | 981 33rd Ave | Columbus | NE | 68601-5601 | Platte | NE02814 | Active | 19846 | K4072 | 1958 | Kewanee | FTSM - FTS Marine Dry Back | PROC - Process Steam | 1/31/2026
First Presbyterian #4493 | 981 W 15th St | Wahoo | NE | 68066-2101 | Saunders | NE17726 | Active | 8803 | 96E-5746 | 1996 | Les Inc/Aldrich Co | FTFB - Firetube-Firebox Boiler | HWHT - Hot Water Heat | 4/30/2026
Family Built Homes | 982 Rundell Rd | Gering | NE | 69341-3730 | Scotts Bluff | NE12480 | Active | n/a | 11BJ1 | 1971 | American Standard | CI - Cast Iron | HWHT - Hot Water Heat | 10/31/2026
Forbo Adhesives, LLC | 9828 J St | Omaha | NE | 68127-1113 | Douglas | NE18204 | Out of Service | 3250 | 05400-150-1 | 1996 | Hurst Boiler & Welding | FT - Firetube Boiler | PROC - Process Steam | 8/31/2007
Forbo Adhesives, LLC | 9828 J St | Omaha | NE | 68127-1113 | Douglas | NE18205 | Scrapped/Junked | 3567 | FB-300-3039 | 1996 | Hurst Boiler & Welding | FT - Firetube Boiler | HWHT - Hot Water Heat | 8/31/2007
Westfield Building | 9850 Nicholas St | Omaha | NE | 68114-2186 | Douglas | NE00571 | Scrapped/Junked | 111940 | C003710 | 2000 | Lochinvar | CPFT - Horiz Cpr Fin Boiler | HWHT - Hot Water Heat | 3/31/2023
Westfield Building | 9850 Nicholas St | Omaha | NE | 68114-2186 | Douglas | NE41646 | Active | 392031 | 22392031 | 2022 | Lochinvar | CPFT - Horiz Cpr Fin Boiler | HWHT - Hot Water Heat | 3/31/2026
Rockbrook United Methodist Church | 9855 W Center Rd | Omaha | NE | 68124-1936 | Douglas | NE22971 | Active | n/a | N1400 | 1965 | Kewanee | FTFB - Firetube-Firebox Boiler | HWHT - Hot Water Heat | 3/31/2026
Rockbrook United Methodist Church | 9855 W Center Rd | Omaha | NE | 68124-1936 | Douglas | NE23141 | Active | n/a | L7748 | 1961 | Kewanee | FTFB - Firetube-Firebox Boiler | HWHT - Hot Water Heat | 3/31/2026
Westfield II | 9900 Nicholas St | Omaha | NE | 68114-2214 | Douglas | NE06489 | Active | 237930 | 0506237930 | 2005 | RAYP | CPFT - Horiz Cpr Fin Boiler | HWHT - Hot Water Heat | 10/31/2026
Westfield Plastic Surgery Center | 9900 Nicholas St Ste 100 | Omaha | NE | 68114-2225 | Douglas | NE43912 | Active | 42488 | 1025245 | 2025 | Steris Corp | ELBL - Electric Boiler | STER - Sterilizer | 1/31/2027
Office Building | 9910 N 48th St | Omaha | NE | 68152-1548 | Douglas | NE26634 | Active | 380204 | 1631103270803 | 2016 | Lochinvar | WT - Water Tube Boiler | HWHT - Hot Water Heat | 12/31/2026
Office Building | 9910 N 48th St | Omaha | NE | 68152-1548 | Douglas | NE26635 | Active | 379417 | 1629103233445 | 2016 | Lochinvar | WT - Water Tube Boiler | HWHT - Hot Water Heat | 12/31/2026
Casey's General Store | 9911 S 71st Ave | Papillion | NE | 68046 | Sarpy | NE26321 | Scrapped/Junked | 3734 | 16L717 | 2016 | E-Logic/Axeman Anderson | FT - Firetube Boiler | HWFP - Floor Heat & Nonpotable | 7/31/2022
Casey's General Store | 9911 S 71st Ave | Papillion | NE | 68046 | Sarpy | NE26322 | Scrapped/Junked | 3733 | 16L716 | 2016 | E-Logic/Axeman Anderson | FT - Firetube Boiler | HWFP - Floor Heat & Nonpotable | 7/31/2021
Casey's General Store | 9911 S 71st Ave | Papillion | NE | 68046 | Sarpy | NE26323 | Scrapped/Junked | 3727 | 16L714 | 2016 | E-Logic/Axeman Anderson | FT - Firetube Boiler | HWFP - Floor Heat & Nonpotable | 7/31/2022
Casey's General Store | 9911 S 71st Ave | Papillion | NE | 68046 | Sarpy | NE26324 | Scrapped/Junked | 3735 | 16L718 | 2016 | E-Logic/Axeman Anderson | FT - Firetube Boiler | HWFP - Floor Heat & Nonpotable | 7/31/2022
Casey's General Store | 9911 S 71st Ave | Papillion | NE | 68046 | Sarpy | NE41523 | Active | 528490 | N1.21.22.00179 | 2021 | Lochinvar | WT - Water Tube Boiler | HWFP - Floor Heat & Nonpotable | 2/28/2025
Casey's General Store | 9911 S 71st Ave | Papillion | NE | 68046 | Sarpy | NE41524 | Active | 528492 | N1.21.22.00179 | 2021 | Lochinvar | WT - Water Tube Boiler | HWFP - Floor Heat & Nonpotable | 2/28/2025
Portal Elementary School | 9920 Brentwood Dr | La Vista | NE | 68128-4240 | SARPY | NE10501 | Exempt 1999 LB-66 | 146814 | J02H00146814 | 2002 | LOCHINVAR | CPFT - Horiz Cpr Fin Boiler | HWSD - Hot Water Dom/Potable | 7/31/2007
Portal Elementary School | 9920 Brentwood Dr | La Vista | NE | 68128-4240 | SARPY | NE10502 | Active | 12160 | 02F-0076 | 2002 | ALES | FTVT - Firetube Vertical TB | HWHT - Hot Water Heat | 7/31/2026
Portal Elementary School | 9920 Brentwood Dr | La Vista | NE | 68128-4240 | SARPY | NE10503 | Active | 12158 | 02F-0074 | 2002 | ALES | FTVT - Firetube Vertical TB | HWHT - Hot Water Heat | 7/31/2026
Portal Elementary School | 9920 Brentwood Dr | La Vista | NE | 68128-4240 | SARPY | NE10504 | Active | 12157 | 02F-0073 | 2002 | ALES | FTVT - Firetube Vertical TB | HWHT - Hot Water Heat | 7/31/2026
Heritage Elementary School | 9950 Rosewater Pkwy | Bennington | NE | 68007-1641 | Douglas | NE22092 | Active | 133396 | 111113396 | 2011 | PVI Industries | FTVT - Firetube Vertical TB | HWSD - Hot Water Dom/Potable | 10/31/2026
Heritage Elementary School | 9950 Rosewater Pkwy | Bennington | NE | 68007-1641 | Douglas | NE22253 | Active | 102633 | 111123050264 | 2011 | Cleveland | COOK - Fired Cooker | COOK - Cooker/Kettle | 10/31/2026
Heritage Elementary School | 9950 Rosewater Pkwy | Bennington | NE | 68007-1641 | Douglas | NE22254 | Active | 102704 | 111123050358 | 2011 | Cleveland | COOK - Fired Cooker | COOK - Cooker/Kettle | 10/31/2025
HITCHCOCK CTY SENIOR CTR | BAILEY ST | STRATTON | NE | 69043 | HITCHCOCK | NE35185 | Inactive | 3368 |  | 1962 | RAY | FT - Firetube Boiler | HWHT - Hot Water Heat | 6/30/1994
CONSOLIDATED BLENDERS | BOX K | SHELTON | NE | 68876 | BUFFALO | NE02733 | Inactive | 928 | 2811 | 1963 | SUPERIOR BOILERWORKS | FTSM - FTS Marine Dry Back | PROC - Process Steam | 4/30/1986
Ord City Pool | Bussley Park Rd | Ord | NE | 68862 | Valley | NE08415 | Out of Service | 93097 | n/a | 1999 | Teledyne Laars | CPFT - Horiz Cpr Fin Boiler | OPHT - Outdoor Pool Heater | 5/31/2018
Ord City Pool | Bussley Park Rd | Ord | NE | 68862 | Valley | NE28160 | Active | 475408 | 181047540 | 2018 | Raypak | CPFT - Horiz Cpr Fin Boiler | OPHT - Outdoor Pool Heater | 6/30/2025
ORD CITY POOL | BUSSLEY PARK RD | ORD | NE | 68862 | VALLEY | NE40700 | Scrapped/Junked |  | 10621 | 1978 | TELEDYNE LAARS | WT - Water Tube Boiler | HWSP - Hot Water Non Potable Supply | 8/31/2000
BUNKER HILL SCHOOL | CENTRAL HWY | GENOA | NE | 68640 | NANCE | NE22542 | Scrapped/Junked |  | R250 | 1964 | HYDROTHERM/ADV THER HYD |  | HWHT - Hot Water Heat | 2/28/1999
Red Cloud City Pool | City Park - Webster St | Red Cloud | NE |  | Webster | NE08532 | Inactive | 83893 |  | 1998 | TELE | CPFT - Horiz Cpr Fin Boiler | OPHT - Outdoor Pool Heater | 6/30/2009
RED CLOUD CITY POOL | CITY PARK - WEBSTER ST | RED CLOUD | NE | 68970 | WEBSTER | NE01979 | Scrapped/Junked |  |  | 1989 | AO SMITH | AHWH - ANSI/Fired Water Htr | HWSD - Hot Water Dom/Potable | 6/30/2007
MCPHERSON CTY COURTHOUSE | COURTHOUSE SQUARE | TRYON | NE | 69167 | MCPHERSON | NE15131 | Scrapped/Junked |  | SWG1210 | 1966 | STEWART WARNER |  | STHT - Steam-Heat | 7/31/1999
Pcs Nitrogen Fertilizer | Cs 7354 - Hwy 75 | Bellevue | NE |  | Sarpy | NE18705 | Inactive | 12036 |  | 1977 | Redman Equip | WT - Water Tube Boiler | PROC - Process Steam | 9/30/2000
PCS NITROGEN FERTILIZER | CS 7354 - HWY 75 | BELLEVUE | NE | 68005-1699 | SARPY | NE02601 | Inactive |  | 5694 | 1953 | VOGT POWER INTERNATIONAL | WT - Water Tube Boiler | PROC - Process Steam | 10/31/1989
PCS NITROGEN FERTILIZER | CS 7354 - HWY 75 | BELLEVUE | NE | 68005-1699 | SARPY | NE02623 | Inactive | 11251 |  | 1953 | COMBUSTION ENG | WT - Water Tube Boiler | PROC - Process Steam | 9/30/2000
PCS NITROGEN FERTILIZER | CS 7354 - HWY 75 | BELLEVUE | NE | 68005-1699 | SARPY | NE03250 | Inactive | 16977 |  | 1964 | ECIN | WT - Water Tube Boiler | PROC - Process Steam | 9/30/2000
PCS NITROGEN FERTILIZER | CS 7354 - HWY 75 | BELLEVUE | NE | 68005-1699 | SARPY | NE03251 | Inactive | 4928 |  | 1964 | BROTHERS | WT - Water Tube Boiler | PROC - Process Steam | 9/30/2000
PCS NITROGEN FERTILIZER | CS 7354 - HWY 75 | BELLEVUE | NE | 68005-1699 | SARPY | NE03252 | Inactive | 11572 |  | 1964 | CRANE | WT - Water Tube Boiler | PROC - Process Steam | 9/30/2000
PCS NITROGEN FERTILIZER | CS 7354 - HWY 75 | BELLEVUE | NE | 68005-1699 | SARPY | NE03313 | Inactive | 2643 |  | 1977 | STRUTHERS | WT - Water Tube Boiler | PROC - Process Steam | 9/30/2000
PCS NITROGEN FERTILIZER | CS 7354 - HWY 75 | BELLEVUE | NE | 68005-1699 | SARPY | NE05749 | Exempt 1999 LB-66 |  | G00407 | 1996 | VANGUARD | AHWH - ANSI/Fired Water Htr | HWSD - Hot Water Dom/Potable | 9/30/1999
PCS NITROGEN FERTILIZER | CS 7354 - HWY 75 | BELLEVUE | NE | 68005-1699 | SARPY | NE07809 | Inactive | 23502 | A53-301W | 1986 | YORK SHIPLEY | WT - Water Tube Boiler | PROC - Process Steam | 9/30/2000
PCS NITROGEN FERTILIZER | CS 7354 - HWY 75 | BELLEVUE | NE | 68005-1699 | SARPY | NE14966 | Inactive | 12168 |  | 1989 | NOOTER/ERIKSEN | WT - Water Tube Boiler | PROC - Process Steam | 9/30/2000
PCS NITROGEN FERTILIZER | CS 7354 - HWY 75 | BELLEVUE | NE | 68005-1699 | SARPY | NE14967 | Inactive |  | 0882400569 | 1988 | RHEEM MANUFACTURING CO | AHWH - ANSI/Fired Water Htr | HWSD - Hot Water Dom/Potable | 9/30/2000
PCS NITROGEN FERTILIZER | CS 7354 - HWY 75 | BELLEVUE | NE | 68005-1699 | SARPY | NE18704 | Inactive | 202 |  | 1989 | REDMAN EQUIP | WT - Water Tube Boiler | PROC - Process Steam | 9/30/2000
Horizontal Drilling Camp | Cty road 5 | Geneva | NE | 68361 | Fillmore | NE27901 | Out of Service | 42385 | L-64045 | 1978 | Cleaver Brooks | FT - Firetube Boiler | PROC - Process Steam | 11/30/2019
Steele City Public Sch | District 1 | Steele City | NE |  |  | NE31564 | Inactive |  | G-411 | 1960 | American Standard | CI - Cast Iron | STHT - Steam-Heat | 10/31/1992
SURPRISE SCHOOL | DISTRICT 1-R | SURPRISE | NE | 68667 | BUTLER | NE32900 | Inactive |  | 211-1180 | 1975 | PEERLESS HEATER COMPANY |  | STHT - Steam-Heat | 2/29/2000
BURR PUBLIC SCHOOL | DISTRICT 101 | BURR | NE | 68324 | OTOE | NE30232 | Inactive | 98151 |  | 1947 | KEWANEE | FT - Firetube Boiler | STHT - Steam-Heat | 7/31/1992
ONG PUBLIC SCHOOL | DISTRICT 64 | ONG | NE | 68452 | CLAY | NE30217 | Inactive |  | 7-66 | 1966 | CRANE |  | STHT - Steam-Heat | 7/31/1987
EDISON PUBLIC SCHOOL | DISTRICT NO 15 | EDISON | NE | 68936 | FURNAS | NE32520 | Inactive |  | 3GG | 1950 | CRANE |  | STHT - Steam-Heat | 9/30/1991
HEARTWELL PUBLIC SCHOOL | DISTRICT R 4 | HEARTWELL | NE | 68945 | KEARNEY | NE15150 | Inactive |  | 210V-14414 | 1978 | PEERLESS HEATER COMPANY |  | STHT - Steam-Heat | 4/30/1992
MAJIC WASH OF FREMONT | E 23RD & CEDAR ST | FREMONT | NE | 68025 | DODGE | NE40386 | Scrapped/Junked | 70293 | 1088106993 | 1988 | RAYPAK INC, CALIFORNIA | CPFT - Horiz Cpr Fin Boiler | HWHT - Hot Water Heat | 10/31/2006
MAJIC WASH OF FREMONT | E 23RD & CEDAR ST | FREMONT | NE | 68025 | DODGE | NE40387 | Scrapped/Junked |  | 059566 | 1979 | RAYPAK INC, CALIFORNIA | CPFT - Horiz Cpr Fin Boiler | HWSP - Hot Water Non Potable Supply | 10/31/2006
DONCO TRUCK WASH | E FOURTH ST | GRAND ISLAND | NE | 68803 | HALL | NE40736 | Exempt 1999 LB-66 |  | 96-01-005429 | 1996 | PALOMA | AHWH - ANSI/Fired Water Htr | HWSP - Hot Water Non Potable Supply | 8/31/2000
Sandhills Manor | E Hwy 2 | Broken Bow | NE |  | CUSTER | NE17402 | Scrapped/Junked | N/A | 3102 | 1992 | Hydrotherm/Adv Ther Hyd | CI - Cast Iron | HWHT - Hot Water Heat | 2/28/2007
OLD ROCK COUNTY HIGH SCH | E HWY 20 | BASSETT | NE | 68714 | ROCK | NE16517 | Inactive | 866 |  | 1990 | CLEAVER BROOKS | ELBL - Electric Boiler | HWHT - Hot Water Heat | 7/31/1992
OLD ROCK COUNTY HIGH SCH | E HWY 20 | BASSETT | NE | 68714 | ROCK | NE16518 | Inactive | 34760 |  | 1990 | AO SMITH | ELWH - Electric Water Heater | HWSD - Hot Water Dom/Potable | 7/31/1992
OLD ROCK COUNTY HIGH SCH | E HWY 20 | BASSETT | NE | 68714 | ROCK | NE31969 | Inactive |  | 113675 | 1951 | PACIFIC | FT - Firetube Boiler | STHT - Steam-Heat | 7/31/1991
ETHANOL PLANT R & D FAC | E HWY 30 | SUTHERLAND | NE | 69165 | LINCOLN | NE17374 | Scrapped/Junked | 24561 |  | 1979 | BABCOCK & WILCOX | WT - Water Tube Boiler | PROC - Process Steam | 6/30/1994
ETHANOL PLANT R & D FAC | E HWY 30 | SUTHERLAND | NE | 69165 | LINCOLN | NE17375 | Scrapped/Junked |  |  | 1975 | CLAYTON INDUSTRIES | WT - Water Tube Boiler | PROC - Process Steam | 6/30/1994
CHIEF ETHANOL FUELS INC | E HWY 6 | HASTINGS | NE | 68901 | ADAMS | NE01795 | Inactive | 2992 | O-3167 | 1994 | NEBRASKA BOILER | WT - Water Tube Boiler | PROC - Process Steam | 6/30/2005
PLAINS PRODUCE | E HWY 6 | MINDEN | NE | 68959 | KEARNEY | NE09679 | Inactive | 9945 | 10117-02 | 2001 | JOHNSTON BOILER COMP | FTSM - FTS Marine Dry Back | HWHT - Hot Water Heat | 7/31/2003
PLAINS PRODUCE | E HWY 6 | MINDEN | NE | 68959 | KEARNEY | NE09680 | Inactive | 9944 | 10117-01 | 2001 | JOHNSTON BOILER COMP | FTSM - FTS Marine Dry Back | HWHT - Hot Water Heat | 7/31/2003
El Dorado Manor | E Jct Hwy 25 & 34 | Trenton | NE | 69044 | Hitchcock | NE07798 | Active | 81965 | 0499G01470 | 1999 | RHEEM | CHWH - ASME/Fired Water Heater | HWSD - Hot Water Dom/Potable | 2/28/2024
El Dorado Manor | E Jct Hwy 25 & 34 | Trenton | NE | 69044 | Hitchcock | NE16310 | Scrapped/Junked | 73171 | n/a | 1989 | Raytherm | CI - Cast Iron | HWHT - Hot Water Heat | 2/28/2016
EL DORADO MANOR | E JCT HWY 25 & 34 | TRENTON | NE | 69044 | HITCHCOCK | NE05715 | Exempt 1999 LB-66 |  | 01705 | 1997 | RHEEM MANUFACTURING CO | AHWH - ANSI/Fired Water Htr | HWSD - Hot Water Dom/Potable | 6/30/2000
EL DORADO MANOR | E JCT HWY 25 & 34 | TRENTON | NE | 69044 | HITCHCOCK | NE05716 | Scrapped/Junked |  | E86608063 | 1986 | STATE INDUSTRIES | AHWH - ANSI/Fired Water Htr | HWSD - Hot Water Dom/Potable | 5/31/1999
EL DORADO MANOR | E JCT HWY 25 & 34 | TRENTON | NE | 69044 | HITCHCOCK | NE19376 | Exempt 1999 LB-66 |  | 0000003019 | 1992 | VANGUARD | AHWH - ANSI/Fired Water Htr | HWSD - Hot Water Dom/Potable | 6/30/2000
GRAND ISLAND MILL | EAST HWY 30 | GRAND ISLAND | NE | 68802 | HALL | NE02828 | Inactive | 20331 |  | 1959 | BABCOCK & WILCOX | WT - Water Tube Boiler | PROC - Process Steam | 8/31/2000
GRAND ISLAND MILL | EAST HWY 30 | GRAND ISLAND | NE | 68802 | HALL | NE03517 | Inactive | 19465 |  | 1956 | BABCOCK & WILCOX | WT - Water Tube Boiler | PROC - Process Steam | 8/31/2000
QWEST COMMUNICATIONS | EPPLEY AIRPORT HANGER | OMAHA | NE | 68110 | Douglas | NE11470 | Inactive | 33397 |  | 1979 | KEWANEE | FT - Firetube Boiler | HWHT - Hot Water Heat | 11/30/1990
UNL East Campus | Filley Hall/Food Ind Com Arbor Drive | Lincoln | NE | 68588 | Lancaster | NE15838 | Scrapped/Junked | 58956 | 58956 | 1989 | Fulton | ELBL - Electric Boiler | PROC - Process Steam | 5/31/2016
STEINHART TERMINAL | FOOT OF CENTRAL AVE | NEBRASKA CITY | NE | 68410 | OTOE | NE14095 | Inactive | 1261 |  | 1974 | ABCO | FT - Firetube Boiler | STHT - Steam-Heat | 8/31/1990
ALBION CITY POOL | FULLER & A ST | ALBION | NE | 68620 | BOONE | NE40636 | Scrapped/Junked | 21028 | 1920770 | 1984 | TELEDYNE LAARS | CPFT - Horiz Cpr Fin Boiler | OPHT - Outdoor Pool Heater | 6/30/2005
Pierce City Pool | Gilman Park Mill St | Pierce | NE | 68767 | Pierce | NE06223 | Scrapped/Junked | 234903 | 0504234903 | 2005 | Raypak | CPFH - Copper Fin Water Heater | OPHT - Outdoor Pool Heater | 6/30/2024
Pierce City Pool | Gilman Park Mill St | Pierce | NE | 68767 | Pierce | NE43287 | Active | 321294 | C23321294 | 2023 | PENTAIR | CPPH - Ansi Cpr Fin Pool Heater | OPHT - Outdoor Pool Heater | 6/30/2026
PIERCE CITY POOL | GILMAN PARK MILL ST | PIERCE | NE | 68676 | PIERCE | NE00279 | Scrapped/Junked | 110774 | 9310110774 | 1993 | RAYPAK INC, CALIFORNIA | CPFT - Horiz Cpr Fin Boiler | OPHT - Outdoor Pool Heater | 6/30/2005
Merriman Public Schools | Green & 2Nd Ave | Merriman | NE |  |  | NE33544 | Scrapped/Junked |  |  | 1940 | KEWA | FTFB - Firetube-Firebox Boiler | STHT - Steam-Heat | 7/31/2007
ORLEANS MILLING COMPANY | HARLAN | ORLEANS | NE | 68966 | HARLAN | NE01058 | Inactive | 878 |  | 1957 | NEBRASKA BOILER | WT - Water Tube Boiler | PROC - Process Steam | 4/30/1986
UNO Hayden House | Hayden House | Omaha | NE | 68182-0001 | Douglas | NE24507 | Active | 263175 | F13H10263175 | 2013 | Lochinvar | WTSS - Watertube SS Steel | HWHT - Hot Water Heat | 4/30/2026
HAYES COUNTY ALFALFA | HC 62 Box 6 | Hayes Center | NE | 69032-9604 | HAYES | NE02729 | Inactive | 924 |  | 1968 | SUPERIOR BOILERWORKS | FTSM - FTS Marine Dry Back | PROC - Process Steam | 4/30/1995
BOYS/GIRLS HOME FAM SRVCS | HC31 BOX 38F | ALLIANCE | NE | 69301-9803 | BOX BUTTE | NE33448 | Inactive |  | 308 | 1957 | AMERICAN STANDARD |  | HWHT - Hot Water Heat | 11/30/2001
VILLAGE OF EDDYVILLE | HCI BOX 6 | EDDYVILLE | NE | 68834 | DAWSON | NE30250 | Inactive |  | 752-1X | 1950 | KEWANEE | FT - Firetube Boiler | STHT - Steam-Heat | 8/31/1988
CONSOLIDATED BLENDERS | HIGHWAY 24 | STANTON | NE | 68779 | STANTON | NE03570 | Inactive | 5789 |  | 1971 | SUPERIOR BOILERWORKS | FT - Firetube Boiler | PROC - Process Steam | 4/30/1988
EXCEL CORPORATION | HIGHWAY 30 | COZAD | NE | 69130 | DAWSON | NE02002 | Inactive | 25456 |  | 1974 | KEWANEE | FTSM - FTS Marine Dry Back | PROC - Process Steam | 5/31/1988
EXCEL CORPORATION | HIGHWAY 30 | COZAD | NE | 69130 | DAWSON | NE03651 | Inactive | 40432 |  | 1974 | ECLIPSE | FT - Firetube Boiler | PROC - Process Steam | 7/31/1988
EXCEL CORPORATION | HIGHWAY 30 | COZAD | NE | 69130 | DAWSON | NE05110 | Inactive | 10404 |  | 1961 | CLEAVER BROOKS | FTSM - FTS Marine Dry Back | PROC - Process Steam | 7/31/1988
Niobrara State Park Pool | Hwy 12 | Niobrara | NE | 68760 | Knox | NE00306 | Out of Service | 70578 | C06I07323 | 1996 | Teledyne Laars | CPFT - Horiz Cpr Fin Boiler | OPHT - Outdoor Pool Heater | 5/31/2014
ANSLEY POWER PLANT | HWY 2 | ANSLEY | NE | 68814 | CUSTER | NE25409 | Scrapped/Junked |  | C8620698 | 1986 | TELEDYNE LAARS | WT - Water Tube Boiler | HWHT - Hot Water Heat | 6/30/2000
GRANT COUNTY POOL | HWY 2 | HYANNIS | NE | 69350 | GRANT | NE00219 | Exempt | 84934 | C98G02468 | 1998 | TELEDYNE LAARS | CPFT - Horiz Cpr Fin Boiler | OPHT - Outdoor Pool Heater | 6/30/2005
Concrete Industries | Hwy 2 & River Road | Nebraska City | NE |  | Otoe | NE09535 | Scrapped/Junked | 47397 | C94J09442 | 1994 | TELE | CPFT - Horiz Cpr Fin Boiler | HWSP - Hot Water Non Potable Supply | 10/31/2008
Ansley Power Plant | Hwy 2 PO Box 327 | Ansley | NE | 68814-0327 | Custer | NE00216 | Out of Service | none | A99PG2621 | 1999 | Teledyne & Laars | CPFT - Horiz Cpr Fin Boiler | HWHT - Hot Water Heat | 6/30/2011
VALENTINE MOTEL INC | HWY 20 & 83 | VALENTINE | NE | 69301 | CHERRY | NE16622 | Inactive |  | D53-*9203P | 1957 | CRANE |  | HWHT - Hot Water Heat | 9/30/2003
DUDDEN ELEVAOR INC | HWY 23 | VENANGO | NE | 69168 | PERKINS | NE01249 | Inactive | 3026 |  | 1968 | SUPERIOR BOILERWORKS | FTSM - FTS Marine Dry Back | PROC - Process Steam | 8/31/1994
Scribner Grain & Lumber | Hwy 275 & Main St | Scribner | NE |  | Dodge | NE30857 | Scrapped/Junked | 12366 | 12366 | 1994 | Superior Boiler Works | FTSM - FTS Marine Dry Back | PROC - Process Steam | 6/30/2013
SCRIBNER ALFALFA COMPANY | HWY 275 W | SCRIBNER | NE | 68057 | DODGE | NE11274 | Inactive | 1301 | 2D1301 | 1964 | NEBRASKA BOILER | WT - Water Tube Boiler | PROC - Process Steam | 4/30/2004
Michael Foods Big Red Farm | Hwy 35 East | Wakefield | NE | 68784 | Dixon | NE08987 | Active | 45817 | 9999 | 1994 | Kewanee | FTSM - FTS Marine Dry Back | PROC - Process Steam | 7/31/2026
Burlington Northern Santa Fe | Hwy 385-88 | Bridgeport | NE | 69336-0814 | Morrill | NE03897 | Active | NA | 17146626 | 1986 | BURN | CI - Cast Iron | HWHT - Hot Water Heat | 9/30/2026
Pioneer Village | Hwy 6 & 34 | Minden | NE | 68959-0068 | Kearney | NE30824 | Inactive |  | 700-72-5H0676 | 1972 | AOSM |  |  | 5/31/2004
Pioneer Village | Hwy 6 & 34 | Minden | NE | 68959-0068 | Kearney | NE30827 | Scrapped/Junked |  | RN-0694G00986 | 1994 | Ruud-Rheem | AHWH - ANSI/Fired Water Htr | HWSD - Hot Water Dom/Potable | 1/31/2007
Oppd/Fcs Admin Bldg | Hwy 75 N Of Fort Calhoun | Fort Calhoun | NE | 68023 | Washington | NE03750 | Scrapped/Junked | 1216 | G01216/1485 | 1990 | Cleaver Brooks | ELBL - Electric Boiler | HWHT - Hot Water Heat | 8/31/2015
OPPD/FCS Main Plant | Hwy 75 N Of Fort Calhoun | Fort Calhoun | NE |  | Washington | NE18578 | Scrapped/Junked | 3375 | S2500-150-8 | 1996 | Hurst | FTSM - FTS Marine Dry Back | PROC - Process Steam | 8/31/2019
OPPD/FCS MAIN PLANT | HWY 75 N OF FORT CALHOUN | FORT CALHOUN | NE | 68023-0399 | WASHINGTON | NE22105 | Exempt 1999 LB-66 |  | 5549 | 1990 | STATE INDUSTRIES | AHWH - ANSI/Fired Water Htr | HWSD - Hot Water Dom/Potable | 7/31/2000
OPPD/FCS MAIN PLANT | HWY 75 N OF FORT CALHOUN | FORT CALHOUN | NE | 68023-0399 | WASHINGTON | NE22106 | Exempt 1999 LB-66 |  | 280743 | 1988 | PATTERSON KELLY | AHWH - ANSI/Fired Water Htr | HWSD - Hot Water Dom/Potable | 7/31/1999
OPPD/FCS TRAINING CENTER | HWY 75 N OF FORT CALHOUN | FORT CALHOUN | NE | 68023-0399 | WASHINGTON | NE18153 | Exempt 1999 LB-66 |  | 8-25247-43 | 1988 | AO SMITH | AHWH - ANSI/Fired Water Htr | HWSD - Hot Water Dom/Potable | 6/30/2000
OPPD/FCS ADMIN BLDG | HWY 75 N OF FORT CALHOUN | FORT CALHOUN | NE | 68023-0399 | WASHINGTON | NE18587 | Exempt 1999 LB-66 |  | A91108229 | 1990 | STATE INDUSTRIES | AHWH - ANSI/Fired Water Htr | HWSD - Hot Water Dom/Potable | 6/30/2000
OPPD/FCS ADMIN BLDG | HWY 75 N OF FORT CALHOUN | FORT CALHOUN | NE | 68023-0399 | WASHINGTON | NE18588 | Exempt 1999 LB-66 |  | A91108228 | 1990 | STATE INDUSTRIES | AHWH - ANSI/Fired Water Htr | HWSD - Hot Water Dom/Potable | 6/30/2000
OPPD/FCS ADMIN BLDG | HWY 75 N OF FORT CALHOUN | FORT CALHOUN | NE | 68023-0399 | WASHINGTON | NE18589 | Exempt 1999 LB-66 |  | A91108227 | 1990 | STATE INDUSTRIES | AHWH - ANSI/Fired Water Htr | HWSD - Hot Water Dom/Potable | 6/30/2000
OPPD/FCS ADMIN BLDG | HWY 75 N OF FORT CALHOUN | FORT CALHOUN | NE | 68023-0399 | WASHINGTON | NE18590 | Exempt 1999 LB-66 |  | A91108226 | 1990 | STATE INDUSTRIES | AHWH - ANSI/Fired Water Htr | HWSD - Hot Water Dom/Potable | 6/30/2000
Little Priest Tribal Coll | Hwy 77 N | Winnebago | NE |  | Thurston | NE32305 | Scrapped/Junked |  | 211-1363 | 1977 | Peerless Heater Company | CI - Cast Iron | HWHT - Hot Water Heat | 8/31/1999
Winnebago Public School | Hwy 77 N | Winnebago | NE | 68071 | Thurston | NE08802 | Scrapped/Junked | 11246 | 01E-9069 | 2001 | Les Inc/Aldrich Co | FTVT - Firetube Vertical TB | HWHT - Hot Water Heat | 4/30/2020
Winnebago Public School | Hwy 77 N | Winnebago | NE | 68071 | Thurston | NE08803 | Scrapped/Junked | 11253 | 01-E9076 | 2001 | Les Inc/Aldrich Co | FTVT - Firetube Vertical TB | HWHT - Hot Water Heat | 4/30/2020
Winnebago Public School | Hwy 77 N | Winnebago | NE | 68071 | Thurston | NE08804 | Scrapped/Junked | 127550 | 0014806 | 2001 | Loch | CPFH - Copper Fin Water Heater | HWSD - Hot Water Dom/Potable | 4/30/2010
Winnebago Public School | Hwy 77 N | Winnebago | NE | 68071 | Thurston | NE08805 | Active | 130233 | 130233 | 2001 | Lochinvar | CPFH - Copper Fin Water Heater | HWSD - Hot Water Dom/Potable | 4/30/2026
Winnebago Public School | Hwy 77 N | Winnebago | NE | 68071 | Thurston | NE08806 | Scrapped/Junked | 11381 | 01E-9233 | 2001 | Les Inc/Aldrich Co | FTVT - Firetube Vertical TB | HWHT - Hot Water Heat | 4/30/2020
Winnebago Public School | Hwy 77 N | Winnebago | NE | 68071 | Thurston | NE08807 | Scrapped/Junked | 11383 | 01E-9235 | 2001 | Les Inc/Aldrich Co | FTVT - Firetube Vertical TB | HWHT - Hot Water Heat | 4/30/2020
Winnebago Public School | Hwy 77 N | Winnebago | NE | 68071 | Thurston | NE17029 | Scrapped/Junked | 112329 | H09H10112329 | 2009 | Lochinvar | COWH - Coil Type Water Heater | HWSD - Hot Water Dom/Potable | 4/30/2024
Winnebago Public School | Hwy 77 N | Winnebago | NE | 68071 | Thurston | NE23089 | Scrapped/Junked | 69667 | M00-49 | 2000 | State | CHWH - ASME/Fired Water Heater | HWSD - Hot Water Dom/Potable | 4/30/2018
Winnebago Public School | Hwy 77 N | Winnebago | NE | 68071 | Thurston | NE23090 | Scrapped/Junked | 69674 | M00-56 | 2000 | State | CHWH - ASME/Fired Water Heater | HWSD - Hot Water Dom/Potable | 4/30/2018
Winnebago Public School | Hwy 77 N | Winnebago | NE | 68071 | Thurston | NE28804 | Active | 550477 | D1.18.26.00074 | 2018 | Lochinvar | WTSS - Watertube SS Steel | HWHT - Hot Water Heat | 4/30/2023
Winnebago Public School | Hwy 77 N | Winnebago | NE | 68071 | Thurston | NE28805 | Active | 438044 | D1.18.26.00042 | 2018 | Lochinvar | WTSS - Watertube SS Steel | HWHT - Hot Water Heat | 4/30/2026
Winnebago Public School | Hwy 77 N | Winnebago | NE | 68071 | Thurston | NE29038 | Active | 346814 | 19346814 | 2019 | Lochinvar | FTVT - Firetube Vertical TB | HWHT - Hot Water Heat | 4/30/2024
Winnebago Public School | Hwy 77 N | Winnebago | NE | 68071 | Thurston | NE29039 | Active | 347151 | 19347151 | 2019 | Lochinvar | FTVT - Firetube Vertical TB | HWHT - Hot Water Heat | 4/30/2024
Winnebago Public School | Hwy 77 N | Winnebago | NE | 68071 | Thurston | NE32478 | Active | n/a | 0-9811 | 1973 | Kewanee | FT - Firetube Boiler | HWHT - Hot Water Heat | 4/30/2024
Winnebago Public School | Hwy 77 N | Winnebago | NE | 68071 | Thurston | NE32479 | Active | n/a | 0-9810 | 1973 | Kewanee | FT - Firetube Boiler | HWHT - Hot Water Heat | 4/30/2024
Winnebago Public School | Hwy 77 N | Winnebago | NE | 68071 | Thurston | NE41554 | Active | 305928 | D1.14.21.00425 | 2014 | Lochinvar | WTSS - Watertube SS Steel | HWHT - Hot Water Heat | 4/30/2026
Winnebago Public School | Hwy 77 N | Winnebago | NE | 68071 | Thurston | NE43550 | Active | 572326 | D.1.22.41.00927 | 2022 | Lochinvar | CHWH - ASME/Fired Water Heater | HWSD - Hot Water Dom/Potable | 4/30/2025
WINNEBAGO PUBLIC SCHOOL | HWY 77 N | WINNEBAGO | NE | 68071 | THURSTON | NE16135 | Scrapped/Junked |  | 56219 | 1990 | AO SMITH | CHWH - ASME/Fired Water Heater | HWSD - Hot Water Dom/Potable | 7/31/2001
WINNEBAGO PUBLIC SCHOOL | HWY 77 N | WINNEBAGO | NE | 68071 | THURSTON | NE16136 | Scrapped/Junked |  | 32820 | 1989 | AO SMITH | AHWH - ANSI/Fired Water Htr | HWSD - Hot Water Dom/Potable | 7/31/2001
WINNEBAGO PUBLIC SCHOOL | HWY 77 N | WINNEBAGO | NE | 68071 | THURSTON | NE16137 | Scrapped/Junked |  | 32819 | 1989 | AO SMITH | CHWH - ASME/Fired Water Heater | HWSD - Hot Water Dom/Potable | 7/31/2001
WINNEBAGO PUBLIC SCHOOL | HWY 77 N | WINNEBAGO | NE | 68071 | THURSTON | NE16138 | Scrapped/Junked |  | 36803 | 1989 | AO SMITH | AHWH - ANSI/Fired Water Htr | HWSD - Hot Water Dom/Potable | 7/31/2001
WINNEBAGO HEAD START | HWY 77 N | WINNEBAGO | NE | 68071 | THURSTON | NE14743 | Inactive |  | 7707616 | 1988 | BURNHAM COMM/INDUST |  | HWHT - Hot Water Heat | 6/30/1999
BENEDICT ELEMENTARY SCHL | HWY 81 | BENEDICT | NE | 68136 | YORK | NE21525 | Exempt 1999 LB-66 |  | G126-85 | 1968 | RHEEM MANUFACTURING CO | AHWH - ANSI/Fired Water Htr | HWSD - Hot Water Dom/Potable | 10/31/1998
NPPD-YORK OPERATIONS CNTR | HWY 81 | YORK | NE | 68567 | YORK | NE18583 | Exempt 1999 LB-66 |  | 574500243 | 1974 | RUUD | ELWH - Electric Water Heater | HWSD - Hot Water Dom/Potable | 7/31/1999
NPPD-YORK OPERATIONS CNTR | HWY 81 | YORK | NE | 68567 | YORK | NE18584 | Exempt 1999 LB-66 |  | 574500244 | 1974 | RUUD | AHWH - ANSI/Fired Water Htr | HWSD - Hot Water Dom/Potable | 7/31/1999
NPPD-YORK OPERATIONS CNTR | HWY 81 | YORK | NE | 68567 | YORK | NE18586 | Exempt 1999 LB-66 |  | 574500242 | 1974 | RUUD | ELWH - Electric Water Heater | HWSD - Hot Water Dom/Potable | 7/31/1999
Loup Valley Alfalfa | Hwy 91 | Burwell | NE | 68823 | Garfield | NE01109 | Inactive | 491 | n/a | 1960 | Superior Boiler Works | FTSM - FTS Marine Dry Back | PROC - Process Steam | 12/31/2009
Loup Valley Alfalfa | Hwy 91 | Burwell | NE | 68823 | Garfield | NE05095 | Inactive | 63 | C-63 | 1955 | Superior Boiler Works | FTSM - FTS Marine Dry Back | PROC - Process Steam | 12/31/2009
Shelby City Pool | Hwy 92 East | Shelby | NE | 68662 | Polk | NE08403 | Scrapped/Junked | 112117 | C01C02189 | 2001 | TELE | CPFT - Horiz Cpr Fin Boiler | OPHT - Outdoor Pool Heater | 6/30/2016
Eagle 1 Truck Wash Inc | I-80 & Big Springs Rd | Big Springs | NE | 69122 | Deuel | NE10581 | Scrapped/Junked | 69749 | 69749 | 2003 | WEBJ | COBL - Coil Type Boiler | HWSP - Hot Water Non Potable Supply | 2/28/2009
EAGLE 1 TRUCK WASH INC | I-80 & BIG SPRINGS RD | BIG SPRINGS | NE | 69122 | DEUEL | NE17255 | Scrapped/Junked | 66458 |  | 1988 | RAYPAK INC, CALIFORNIA | CPFT - Horiz Cpr Fin Boiler | HWSP - Hot Water Non Potable Supply | 1/31/2003
BOSSELMAN TRAVEL CENTER | I-80 & HWY 183 | ELM CREEK | NE | 68836 | SCOTTS BLUFF | NE22325 | Exempt 1999 LB-66 |  | MJ0779458 | 1993 | BRADFORD-WHITE | AHWH - ANSI/Fired Water Htr | HWSD - Hot Water Dom/Potable | 3/31/1999
BOSSELMAN TRAVEL CENTER | I-80 & HWY 183 | ELM CREEK | NE | 68836 | SCOTTS BLUFF | NE22326 | Scrapped/Junked | 36672 |  | 1995 | BRADFORD-WHITE | CHWH - ASME/Fired Water Heater | HWSD - Hot Water Dom/Potable | 3/31/2001
NE State Patrol Troop D | I-80 & Hwy 83 | North Platte | NE | 69101 | Lincoln | NE30420 | Scrapped/Junked | N/A | P-4581 | 1975 | Kewanee | FTFB - Firetube-Firebox Boiler | HWHT - Hot Water Heat | 9/30/2011
Wilkinson Conoco | I-80 & US Highway 385 | Sidney | NE | 69160-0001 | Cheyenne | NE24296 | Inactive | 103308 | G991259 | 1999 | Lochinvar | CPFT - Horiz Cpr Fin Boiler | HWHF - Hot Water Heat-Floor | 3/31/2019
SPIC N SPAN TRUCK WASH | I80 & HWY 83 | NORTH PLATTE | NE | 69101 | LINCOLN | NE35423 | Inactive |  | 77623 | 1971 | MALSBURY | WT - Water Tube Boiler | HWSP - Hot Water Non Potable Supply | 4/30/1994
Spic & Span Truckwash | I80 Exit | Sidney | NE | 69160-0001 | Cheyenne | NE40302 | Scrapped/Junked | 33 | 890134 | 1990 | DHWB | WT - Water Tube Boiler | HWSP - Hot Water Non Potable Supply | 3/31/2009
UNITED METHODIST CHURCH | MAIN & MAPLE ST | NORTH LOUP | NE | 68859 | VALLEY | NE07165 | Inactive |  | 515226136 | 1976 | BRYANT |  | STHT - Steam-Heat | 1/31/1999
CREIGHTON LOCKER | MAIN ST | CREIGHTON | NE | 68279 | KNOX | NE16529 | Exempt 1999 LB-66 |  | 0000006350 | 1977 | VULCAN | AHWH - ANSI/Fired Water Htr | HWSP - Hot Water Non Potable Supply | 4/30/2000
PAGE ELEMENTARY SCHOOL | MAIN ST | PAGE | NE | 68766 | HOLT | NE33824 | Inactive |  |  | 1950 | NATIONAL CRANE | FTFB - Firetube-Firebox Boiler | STHT - Steam-Heat | 8/31/2008
STRANG COMMUNITY CENTER | MAIN ST | STRANG | NE | 68444 | FILLMORE | NE30218 | Inactive |  | SC-2012 | 1963 | AMERICAN STANDARD |  | STHT - Steam-Heat | 1/31/2007
Plainview City Pool | Maple & Pilcher | Plainview | NE | 68769 | Pierce | NE08530 | Active | 113608 | C01E03680/149379 | 2001 | WTRP | CPFT - Horiz Cpr Fin Boiler | OPHT - Outdoor Pool Heater | 6/30/2025
PLAINVIEW CITY POOL | MAPLE & PILCHER | PLAINVIEW | NE | 68769 | PIERCE | NE00280 | Scrapped/Junked | 43551 |  | 1984 | TELEDYNE LAARS | CPFT - Horiz Cpr Fin Boiler | OPHT - Outdoor Pool Heater | 6/30/2001
St Paul Lutheran Church | Miner & Crawford | Winside | NE | 68790 | Wayne | NE37051 | Scrapped/Junked | N/A | 8347248/JK | 1955 | Kewanee | FTFB - Firetube-Firebox Boiler | HWHT - Hot Water Heat | 10/31/2019
HERBERGERS INC | MONUMENT MALL | SCOTTSBLUFF | NE | 69361 | SCOTTS BLUFF | NE15489 | Inactive | 18991 |  | 1993 | SUSSMAN-AUTOMATIC CORP | ELBL - Electric Boiler | PROC - Process Steam | 5/31/1997
LEXINGTON ALFALFA DEHY | NW 14 SEC 30-9-21 | DARR | NE | 68850 | DAWSON | NE13975 | Inactive | 2189 |  | 1967 | SUPERIOR BOILERWORKS | FTSM - FTS Marine Dry Back | PROC - Process Steam | 5/31/2001
VACANT BLDG | O ST | LOUP CITY | NE | 68853 | SHERMAN | NE16869 | Inactive |  | 81-1672 | 1981 | PEERLESS HEATER COMPANY |  | STHT - Steam-Heat | 4/30/1998
LINCOLN PLACE APARTMENTS | OLD LINCOLN ELEM SCHOOL | YORK | NE | 68467 | YORK | NE31490 | Inactive |  | K1634 | 1956 | KEWANEE | FT - Firetube Boiler | STHT - Steam-Heat | 6/30/1995
PRIVATE RESIDENCE | OLD SCHOOL | LEBANON | NE | 69036 | RED WILLOW | NE32855 | Exempt |  | 1019453 | 1984 | WEIL MCLAIN |  | STHT - Steam-Heat | 9/30/1997
PRIVATE RESIDENCE | OLS SCHOOL ON RT 2 | SCOTTSBLUFF | NE | 69361 | SCOTTS BLUFF | NE23572 | Exempt |  |  | 1999 | ALLIED ENGINEERING | COBL - Coil Type Boiler | HWHT - Hot Water Heat | 12/9/2000
ST AUGUSTINE MISSN CHURCH | ONE MISSION RD/HWY 77 N | WINNEBAGO | NE | 68071 | THURSTON | NE32466 | Scrapped/Junked |  | 5660 | 1968 | KEWANEE | FT - Firetube Boiler | HWHT - Hot Water Heat | 7/31/2001
Timber Creek Homes | One Timber Creek Trail | Stratton | NE | 69043 | Hitchcock | NE13906 | Inactive | 82796 | J16051164 | 2008 | HEAT TRANSFER PRODUCTS IN | WTSS - Watertube SS Steel | HWHT - Hot Water Heat | 2/28/2012
OCCIDENTAL CHEMICAL | P0 BOX 11 | WEEPING WATER | NE | 68463 | CASS | NE01294 | Inactive | 14457 |  | 1965 | CLEAVER BROOKS | FT - Firetube Boiler | PROC - Process Steam | 4/30/1987
Genoa City Pool | Park St & St Clair | Genoa | NE |  | NANCE | NE40637 | Scrapped/Junked | 39813 | 8391672 | 1984 | TELE | CPFT - Horiz Cpr Fin Boiler | OPHT - Outdoor Pool Heater | 6/30/2009
Marquette Public Schools | Po Box 100 | Marquette | NE | 68854-0100 | Hamilton | NE32569 | Inactive |  | 121650 | 1938 | Us Radiator | CI - Cast Iron | STHT - Steam-Heat | 2/28/1993
GRAFTON PUBLIC SCHOOLS | PO Box 104 | Grafton | NE | 68365-0104 | THAYER | NE33553 | Inactive |  | 5486 | 1914 | AMERICAN RADIATOR |  | STHT - Steam-Heat | 3/31/1995
NORFOLK RENDERING WORKS | PO Box 1144 | Norfolk | NE | 68702-1144 | MADISON | NE10932 | Inactive | 5991 |  | 1971 | SUPERIOR BOILERWORKS | FT - Firetube Boiler | PROC - Process Steam | 10/31/1989
TRANSCO FEED PRODUCTS | PO Box 117 | Nickerson | NE | 68044-0117 | DODGE | NE10729 | Inactive | 932 | 2D:932 | 1958 | NEBRASKA BOILER | WT - Water Tube Boiler | PROC - Process Steam | 4/30/1986
Stapleton Public School | PO Box 128 | Stapleton | NE | 69163-0128 | Logan | NE31379 | Out of Service | 1924 | M1924 | 1962 | Kewanee | FTFB - Firetube-Firebox Boiler | STHT - Steam-Heat | 11/30/2017
Stapleton Public School | PO Box 128 | Stapleton | NE | 69163-0128 | Logan | NE31740 | Out of Service | n/a | unk | 1940 | Weil-Mcclain | CI - Cast Iron | STHT - Steam-Heat | 11/30/2017
Stapleton Public School | PO Box 128 | Stapleton | NE | 69163-0128 | Logan | NE35184 | Scrapped/Junked | n/a | 1284600050 | 1984 | RHEEM | AHWH - ANSI/Fired Water Htr | HWSD - Hot Water Dom/Potable | 11/30/2013
CORNLAND BEEF INDUSTRIES | PO Box 130 | Lexington | NE | 68850-0130 | DAWSON | NE03650 | Inactive | 25970 |  | 1974 | KEWANEE | FT - Firetube Boiler | PROC - Process Steam | 6/30/1991
FRED CASTAN | PO Box 133A | Yutan | NE | 68073-0133 | SAUNDERS | NE01379 | Inactive |  | S-2633 | 1923 | S.L.B. CO | FT - Firetube Boiler | 0024 - Antique Steam Tractor | 12/31/1994
BURR COMPANY INC | PO Box 144 | Lexington | NE | 68850-0144 | DAWSON | NE01131 | Inactive | 2128 |  | 1961 | KISCO | WT - Water Tube Boiler | PROC - Process Steam | 7/31/1991
NORCO MILL OF BLOOMFIELD | PO Box 148 | Bloomfield | NE | 68718-0148 | KNOX | NE03545 | Inactive | 2806 |  | 1968 | SUPERIOR BOILERWORKS | FT - Firetube Boiler | PROC - Process Steam | 8/31/1994
Angora/Bridgeport Elem School | PO Box 1526 | Angora | NE | 69331-1526 | Morrill | NE07367 | Inactive |  | 61-21635 | 1983 | PEER | CI - Cast Iron | HWHT - Hot Water Heat | 10/31/2008
FARMERS COOP GRAIN CO | PO Box 153 | Sidney | NE | 69162-0153 | CHEYENNE | NE01133 | Inactive | 796 |  | 1962 | SUPERIOR BOILERWORKS | FT - Firetube Boiler | PROC - Process Steam | 6/30/1991
Private bldg | PO Box 155 | Oconto | NE | 68860-0155 | Custer | NE32334 | Out of Service | N/A | 211693 | 1981 | PEER | CI - Cast Iron | STHT - Steam-Heat | 11/30/2008
BEERMANN BROS DEHY | PO Box 158 | Dakota City | NE | 68731-0158 | DAKOTA | NE03558 | Inactive | 3023 |  | 1969 | SUPERIOR BOILERWORKS | FT - Firetube Boiler | PROC - Process Steam | 3/31/1986
LINCOLN COUNTY FEED YARD | PO Box 158 | Wallace | NE | 69169-0158 | LINCOLN | NE23577 | Inactive | 13845 | 13845 | 1998 | SUPERIOR BOILERWORKS | FTSM - FTS Marine Dry Back | PROC - Process Steam | 6/30/2002
WILSONVILLE PUBLIC SCH | PO Box 158 | Wilsonville | NE | 69046-0158 | FURNAS | NE32854 | Inactive |  | 958589 | 1984 | WEIL MCLAIN |  | STHT - Steam-Heat | 9/30/1996
HI-PLAINS HONEY COMPANY | PO Box 161 | Fordyce | NE | 68736-0161 | CEDAR | NE03573 | Inactive | 1004 |  | 1971 | MCKENNA BOILER WORKS | FT - Firetube Boiler | PROC - Process Steam | 11/30/1986
UN EXPERIMENTAL FARM MEAD | PO Box 163 | Mead | NE | 68041-0163 | SAUNDERS | NE14799 | Inactive |  | 2850 | 1965 | KEWANEE | FT - Firetube Boiler | PROC - Process Steam | 4/30/1994
BUDGET HOST LEXINGTON | PO Box 169A | Lexington | NE | 68850-0169 | DAWSON | NE30940 | Exempt 1999 LB-66 |  | MC96-0512459960 | 1996 | AO SMITH | AHWH - ANSI/Fired Water Htr | HWSD - Hot Water Dom/Potable | 7/31/1999
BUDGET HOST LEXINGTON | PO Box 169A | Lexington | NE | 68850-0169 | DAWSON | NE30941 | Inactive |  | 375-167 | 1996 | VALLIANT |  | HWHT - Hot Water Heat | 7/31/1998
BUDGET HOST LEXINGTON | PO Box 169A | Lexington | NE | 68850-0169 | DAWSON | NE30942 | Exempt 1999 LB-66 |  | RN1295G00013 | 1995 | RHEEM MANUFACTURING CO | AHWH - ANSI/Fired Water Htr | HWSD - Hot Water Dom/Potable | 7/31/1999
GORDON BY-PRODUCTS | PO Box 177 | Gordon | NE | 69343-0177 | SHERIDAN | NE02155 | Inactive | 1292 |  | 1964 | NEBRASKA BOILER | WT - Water Tube Boiler | PROC - Process Steam | 7/31/1992
GORDON BY-PRODUCTS | PO Box 177 | Gordon | NE | 69343-0177 | SHERIDAN | NE16609 | Scrapped/Junked | 5401 |  | 1955 | CYCLOTHERM | FT - Firetube Boiler | PROC - Process Steam | 11/30/1992
GORDON BY-PRODUCTS | PO Box 177 | Gordon | NE | 69343-0177 | SHERIDAN | NE16619 | Inactive | 23747 |  | 1968 | KEWANEE | FT - Firetube Boiler | PROC - Process Steam | 5/31/1995
GOTHENBURG FEED PRODUCTS | PO Box 188 | Brady | NE | 69123-0188 | LINCOLN | NE05096 | Inactive |  | 52794 | 1951 | COLUMBUS KISCO | FT - Firetube Boiler | PROC - Process Steam | 4/30/1986
Pierce Manor | PO Box 189 | Pierce | NE | 68767-0189 | Pierce | NE11657 | Scrapped/Junked |  | 0200 | 1965 | Dayn |  |  | 7/31/2000
Pierce Manor | PO Box 189 | Pierce | NE | 68767-0189 | Pierce | NE11658 | Scrapped/Junked |  | A-871004388 | 1987 | Dayt |  |  | 7/31/2001
Pierce Manor | PO Box 189 | Pierce | NE | 68767-0189 | Pierce | NE25114 | Scrapped/Junked |  | 1296G02923 | 1996 | Ruud-Rheem |  |  | 7/31/2003
Rushville City Pool | Po Box 199 | Rushville | NE | 69360-0199 | Sheridan | NE25402 | Inactive | 33064 |  | 1993 | Loch | CPFT - Horiz Cpr Fin Boiler | OPHT - Outdoor Pool Heater | 7/31/2003
NE PUBLIC POWER DISTRICT | PO Box 2068 | Scottsbluff | NE | 69363-2068 | SCOTTS BLUFF | NE11194 | Inactive | 14437 |  | 1946 | BABCOCK & WILCOX | WT - Water Tube Boiler | POWR - Power Generation | 6/30/1989
NE PUBLIC POWER DISTRICT | PO Box 2068 | Scottsbluff | NE | 69363-2068 | SCOTTS BLUFF | NE11196 | Inactive | 17274 |  | 1951 | BABCOCK & WILCOX | WT - Water Tube Boiler | POWR - Power Generation | 6/30/1989
NE PUBLIC POWER DISTRICT | PO Box 2068 | Scottsbluff | NE | 69363-2068 | SCOTTS BLUFF | NE11212 | Inactive |  | 96397 | 1962 | ERIE CITY | WT - Water Tube Boiler | POWR - Power Generation | 6/30/1989
SHOFSTALL INC | PO Box 207 | Kearney | NE | 68848-0207 | BUFFALO | NE11847 | Inactive | 4417 |  | 1974 | WILLIAMS & DAVIS BOILERS | FT - Firetube Boiler | PROC - Process Steam | 3/31/1986
NOLAND'S PROCESSING | PO Box 215 | Bayard | NE | 69334-0215 | MORRILL | NE14100 | Inactive | 5287 |  | 1961 | BES CO | FT - Firetube Boiler | PROC - Process Steam | 10/31/1991
VIKING ALFALFA PRODUCTS | PO Box 219 | Wausa | NE | 68786-0219 | KNOX | NE03369 | Inactive | 97 |  | 1962 | HIGHLANDER | FT - Firetube Boiler | PROC - Process Steam | 4/30/1988
GOTHENBURG ALFALFA | PO BOX 24 | WILLOW ISLAND | NE | 69171 | DAWSON | NE10751 | Inactive | 1060 |  | 1964 | SUPERIOR BOILERWORKS | FT - Firetube Boiler | PROC - Process Steam | 1/31/1986
Bloomington Public Sch | Po Box 248 | Bloomington | NE | 68929-0248 | Franklin | NE31478 | Inactive |  |  | 1928 | Kewannee | FT - Firetube Boiler | STHT - Steam-Heat | 7/31/1989
TR-STATE ANTIQUE ASSN | PO Box 25 | Bird City | NE | 67731-0025 | Cheyenne | NE01378 | Inactive |  | 13595 | 1921 | NICHOLS-SHEPARD | FT - Firetube Boiler | PROC - Process Steam | 4/30/1986
MITCHELL ELEVATOR | PO Box 25 | Mitchell | NE | 69357-0025 | SCOTTS BLUFF | NE02177 | Inactive | 1604 |  | 1967 | SELLERS | FT - Firetube Boiler | PROC - Process Steam | 9/30/1995
DORCHESTER FARMER'S COOP | PO Box 263 | Dorchester | NE | 68343-0263 | SALINE | NE01112 | Inactive | 507 |  | 1963 | SUPERIOR BOILERWORKS | FTSM - FTS Marine Dry Back | PROC - Process Steam | 5/31/2001
HENRY HINRICKS | PO Box 266 | Bruning | NE | 68322-0266 | THAYER | NE01220 | Inactive | 12105 |  | 1912 | NICHOLS-SHEPARD | HOBB - Hobby/Antique Boiler | 0024 - Antique Steam Tractor | 7/31/1991
PREMUIM BEEF OF NEBRASKA | PO Box 271 | Gordon | NE | 69343-0271 | SHERIDAN | NE04898 | Inactive |  |  | 1972 | MALSBURY | WT - Water Tube Boiler | HWHT - Hot Water Heat | 8/31/1997
PREMUIM BEEF OF NEBRASKA | PO Box 271 | Gordon | NE | 69343-0271 | SHERIDAN | NE04899 | Inactive | 3285 |  | 1972 | MALSBURY | WT - Water Tube Boiler | HWHT - Hot Water Heat | 8/31/1997
PREMUIM BEEF OF NEBRASKA | PO Box 271 | Gordon | NE | 69343-0271 | SHERIDAN | NE13596 | Inactive | 7400 |  | 1976 | SUPERIOR BOILERWORKS | FT - Firetube Boiler | PROC - Process Steam | 8/31/1997
COLERIDGE DEHY, INC | PO Box 277 | Coleridge | NE | 68727-0277 | CEDAR | NE11308 | Inactive | 2535 |  | 1968 | SUPERIOR BOILERWORKS | FTSM - FTS Marine Dry Back | PROC - Process Steam | 3/31/2004
LAND O LAKES INC | PO Box 294 | West Point | NE | 68788-0294 | CUMING | NE09263 | Inactive | 1727 |  | 1968 | CLEAVER BROOKS | FT - Firetube Boiler | PROC - Process Steam | 4/30/1996
Warren Wilson | PO Box 295 | Fairfield | NE | 68938-0295 | Clay | NE30572 | Inactive |  |  | 1955 | Aurthur H Varn | HOBB - Hobby/Antique Boiler | 0024 - Antique Steam Tractor | 11/30/1994
FARMERS FEED AND SEED | PO Box 302 | Sidney | NE | 69162-0302 | CHEYENNE | NE04914 | Inactive | 11078 |  | 1991 | SUPERIOR BOILERWORKS | FT - Firetube Boiler | PROC - Process Steam | 3/31/1999
NPPD - KRAMER STATION | PO Box 306 | Bellevue | NE | 68005-0306 | SARPY | NE11057 | Inactive | 14990 |  | 1949 | BABCOCK & WILCOX | WT - Water Tube Boiler | POWR - Power Generation | 6/30/1988
NPPD - KRAMER STATION | PO Box 306 | Bellevue | NE | 68005-0306 | SARPY | NE11058 | Inactive | 14989 |  | 1949 | BABCOCK & WILCOX | WT - Water Tube Boiler | POWR - Power Generation | 6/30/1987
NPPD - KRAMER STATION | PO Box 306 | Bellevue | NE | 68005-0306 | SARPY | NE11059 | Inactive | 14988 |  | 1949 | BABCOCK & WILCOX | WT - Water Tube Boiler | POWR - Power Generation | 6/30/1987
NPPD - KRAMER STATION | PO Box 306 | Bellevue | NE | 68005-0306 | SARPY | NE11076 | Inactive | 16435 |  | 1950 | BABCOCK & WILCOX | WT - Water Tube Boiler | POWR - Power Generation | 4/30/1988
WM PHILLIPS/PHILLIPS IND | PO Box 307 | Hastings | NE | 68902-0307 | ADAMS | NE30503 | Inactive |  | 0H7SERIES3 | 1960 | WEIL MCLAIN |  | HWHT - Hot Water Heat | 6/30/1997
Uknown | PO Box 308 | Dodge | NE | 68633-0308 | Dodge | NE04556 | Inactive | 6353 |  | 1976 | John |  | PROC - Process Steam | 10/31/2003
DON MESSING | PO Box 31 | Lodgepole | NE | 69149-0031 | CHEYENNE | NE01282 | Inactive |  | 22526 | 1909 | J.I. CASE | FT - Firetube Boiler | 0024 - Antique Steam Tractor | 12/31/1993
JAY RUTTEN | PO Box 315 | Cedar Rapids | NE | 68627-0315 | BOONE | NE13870 | Inactive | 14020 |  | 1965 | CLEAVER BROOKS | FT - Firetube Boiler | PROC - Process Steam | 9/30/1998
BURWELL PACK | PO Box 323 | Burwell | NE | 68823-0323 | GARFIELD | NE00963 | Inactive | 2897 |  | 1929 | LOOKOUT | FT - Firetube Boiler | PROC - Process Steam | 9/30/1988
JOHN NIEMOTH | PO Box 338 | Niobrara | NE | 68760-0338 | ANTELOPE | NE31581 | Inactive |  |  | 1946 | BROTHERS | FT - Firetube Boiler | STHT - Steam-Heat | 7/31/1995
JOHN NIEMOTH | PO Box 338 | Niobrara | NE | 68760-0338 | ANTELOPE | NE31602 | Inactive |  |  | 1967 | AMERICAN STANDARD |  | STHT - Steam-Heat | 7/31/1995
ELKHORN CLEANERS | PO Box 341 | Elkhorn | NE | 68022-0341 | Douglas | NE04559 | Inactive | 1325 |  | 1968 | BRYAN STEAM LLC | WT - Water Tube Boiler | PROC - Process Steam | 4/30/1989
J & R MEATS | PO Box 349 | Rushville | NE | 69360-0349 | SHERIDAN | NE03554 | Inactive | 27840 |  | 1968 | PM LATTNER MFR COMPANY | FT - Firetube Boiler | PROC - Process Steam | 9/30/1993
HOWELLS CITY POOL | PO Box 351 | Howells | NE | 68641-0351 | COLFAX | NE40762 | Exempt 1999 LB-66 |  | 87-1-000987 | 1987 | PALOMA | AHWH - ANSI/Fired Water Htr | HWSD - Hot Water Dom/Potable | 1/1/1900
BAYARD DEPOT MUSEUM | PO Box 367 | Bayard | NE | 69334-0367 | MORRILL | NE40190 | Inactive |  | 228664 | 1928 | WINCHESTER |  | HWHT - Hot Water Heat | 10/31/2000
GREEN GLOW MILLS | PO Box 37 | Laurel | NE | 68745-0037 | CEDAR | NE10907 | Inactive | 15729 |  | 1963 | CLEAVER BROOKS | FTSM - FTS Marine Dry Back | PROC - Process Steam | 4/30/2000
BROWN & BROWN INC | PO Box 38 | Leshara | NE | 68064-0038 | SAUNDERS | NE04593 | Inactive | 3337 |  | 1983 | INDUSTRIAL | FT - Firetube Boiler | PROC - Process Steam | 4/30/1987
DENNIS JOHNSON | PO Box 39 | Ceresco | NE | 68017-0039 | SAUNDERS | NE30305 | Inactive |  | 12817 | 1926 | NICHOLS-SHEPARD | HOBB - Hobby/Antique Boiler | 0024 - Antique Steam Tractor | 7/31/2004
DENNIS JOHNSON | PO Box 39 | Ceresco | NE | 68017-0039 | SAUNDERS | NE30308 | Inactive |  |  | 1912 | CASE | HOBB - Hobby/Antique Boiler | 0024 - Antique Steam Tractor | 6/30/1991
DENNIS JOHNSON | PO Box 39 | Ceresco | NE | 68017-0039 | SAUNDERS | NE30411 | Inactive |  | ILL35646 | 1919 | ILLINOIS | HOBB - Hobby/Antique Boiler | 0024 - Antique Steam Tractor | 12/31/1997
DENNIS JOHNSON | PO Box 39 | Ceresco | NE | 68017-0039 | SAUNDERS | NE30451 | Inactive | n/a | 3226 | 1918 | Aultman | HOBB - Hobby/Antique Boiler | 0024 - Antique Steam Tractor | 5/31/2013
CITY OF CHADRON | PO Box 390 | Chadron | NE | 69337-0390 | DAWES | NE01233 | Inactive | 2785 |  | 1961 | MCKENNA BOILER WORKS | FT - Firetube Boiler | STHT - Steam-Heat | 8/31/1997
HIGGINS MILLING INC | PO Box 391 | Schuyler | NE | 68661-0391 | COLFAX | NE10946 | Inactive | 13323 |  | 1965 | KEWANEE | FT - Firetube Boiler | PROC - Process Steam | 3/31/1986
FARM & RANCH MUSEUM | PO Box 398 | Gering | NE | 69341-0398 | SCOTTS BLUFF | NE30311 | Inactive |  | 1158NE | 1895 | WATERLOO MFG C | HOBB - Hobby/Antique Boiler | 0024 - Antique Steam Tractor | 10/31/2004
DAWSON CO FEED PRODUCTS | PO Box 398 | Lexington | NE | 68850-0398 | DAWSON | NE02877 | Inactive | 5638 |  | 1970 | SUPERIOR BOILERWORKS | FT - Firetube Boiler | PROC - Process Steam | 7/31/1989
BARNESTON SCHOOL | PO BOX 40 | BARNESTON | NE | 68309 | GAGE | NE31535 | Inactive |  |  | 1965 | CRANE |  | STHT - Steam-Heat | 8/31/1988
BARNESTON SCHOOL | PO BOX 40 | BARNESTON | NE | 68309 | GAGE | NE32859 | Inactive | 17573 |  | 1983 | BRYAN STEAM LLC |  | STHT - Steam-Heat | 7/31/1988
Van Diest Supply Co | PO Box 410 | McCook | NE | 69001-0410 | Red Willow | NE08581 | Active | 10515 | 10515 | 1988 | Superior | FTSM - FTS Marine Dry Back | STHT - Steam-Heat | 1/31/2027
HOWARD SPENCER | PO Box 447 | Broken Bow | NE | 68822-0447 | CUSTER | NE18184 | Inactive |  | 0010T14656 | 1972 | BRYANT |  | STHT - Steam-Heat | 1/31/1997
NPPD/LOUP CITY | PO Box 455 | Loup City | NE | 68853-0455 | SHERMAN | NE14298 | Inactive |  | J486 | 1930 | AMERICAN RADIATOR |  | STHT - Steam-Heat | 3/31/1990
SANDHILLS HIGH SCHOOL | PO BOX 460 | DUNNING | NE | 68833 | Merrick | NE19382 | Exempt 1999 LB-66 |  | 0000000347 | 1995 | RHEEM MANUFACTURING CO | AHWH - ANSI/Fired Water Htr | HWSD - Hot Water Dom/Potable | 6/30/1999
SANDHILLS HIGH SCHOOL | PO BOX 460 | DUNNING | NE | 68833 | Merrick | NE19383 | Exempt 1999 LB-66 |  | 0000002766 | 1990 | AO SMITH | AHWH - ANSI/Fired Water Htr | HWSD - Hot Water Dom/Potable | 6/30/1999
SANDHILLS HIGH SCHOOL | PO BOX 460 | DUNNING | NE | 68833 | Merrick | NE19384 | Exempt 1999 LB-66 |  | 0000005840 | 1990 | AO SMITH | AHWH - ANSI/Fired Water Htr | HWSD - Hot Water Dom/Potable | 6/30/1999
E & J CLOTHING | PO Box 477 | Deshler | NE | 68340-0477 | THAYER | NE04119 | Inactive |  | SN58039 | 1926 | US RADIATOR |  | STHT - Steam-Heat | 7/31/1990
OBERLE GROCERY | PO Box 504 | Winside | NE | 68790-0504 | WAYNE | NE37050 | Scrapped/Junked |  | 8347170/45 | 1955 | KOHLER |  | HWHT - Hot Water Heat | 8/31/1995
LEWIS AND CLARK NRD | PO Box 518 | Hartington | NE | 68739-0518 | KNOX | NE02198 | Inactive |  |  | 1971 | KEWANEE | FT - Firetube Boiler | PROC - Process Steam | 10/31/1992
NEW ZION PRESBYTERIAN | PO Box 526 | Clarkson | NE | 68629-0526 | STANTON | NE14537 | Inactive |  | 028-8 | 1950 | WEIL MCLAIN |  | STHT - Steam-Heat | 4/30/1997
WESTERN ALFALFA CORP | PO BOX 558 | ODESSA | NE | 68861 | BUFFALO | NE11298 | Inactive | 723 |  | 1966 | SUPERIOR BOILERWORKS | FT - Firetube Boiler | PROC - Process Steam | 4/30/1987
VILLAGE OF VENANGO | PO Box 56 | Venango | NE | 69168-0056 | PERKINS | NE18499 | Inactive |  | 7601952 | 1996 | BURNHAM COMM/INDUST |  | STHT - Steam-Heat | 4/30/2003
JEFF AND LINDA SHIMEK | PO Box 61 | Garland | NE | 68360-0061 | SEWARD | NE34054 | Inactive | 2704 | 8095 | 1980 | PRECISION BOILERS | ELBL - Electric Boiler | STHT - Steam-Heat | 8/31/1998
KEARNEY ALFALFA MILLS | PO Box 618 | Lexington | NE | 68850-0618 | BUFFALO | NE13513 | Inactive | 2418 |  | 1968 | Unknown | FT - Firetube Boiler | PROC - Process Steam | 4/30/1986
PLATTE VALLEY PRODUCTS | PO Box 618 | Lexington | NE | 68850-0618 | DAWSON | NE02882 | Inactive |  | 4995 | 1969 | SUPERIOR BOILERWORKS | FT - Firetube Boiler | PROC - Process Steam | 4/30/1986
PLATTE VALLEY PRODUCTS | PO Box 618 | Lexington | NE | 68850-0618 | DAWSON | NE05092 | Inactive | 631 |  | 1954 | NEBRASKA BOILER | WT - Water Tube Boiler | PROC - Process Steam | 3/31/1986
ROBERT E TRAUGER | PO Box 63 | Exeter | NE | 68351-0063 | FILLMORE | NE01162 | Inactive |  |  | 1913 | REEVES | HOBB - Hobby/Antique Boiler | 0024 - Antique Steam Tractor | 6/30/1987
ROBERT E TRAUGER | PO Box 63 | Exeter | NE | 68351-0063 | FILLMORE | NE01163 | Inactive |  | 4136 | 1890 | FRICK COMPANY | HOBB - Hobby/Antique Boiler | 0024 - Antique Steam Tractor | 7/31/1991
ROBERT E TRAUGER | PO Box 63 | Exeter | NE | 68351-0063 | FILLMORE | NE01193 | Inactive |  | 2568 | 1884 | NICHOLS-SHEPARD | HOBB - Hobby/Antique Boiler | 0024 - Antique Steam Tractor | 7/31/1991
ROBERT E TRAUGER | PO Box 63 | Exeter | NE | 68351-0063 | FILLMORE | NE01288 | Inactive |  | 14854 | 1919 | ADVANCE-RUMLEY | HOBB - Hobby/Antique Boiler | 0024 - Antique Steam Tractor | 6/30/1988
SWINGSTER JACKET COMPANY | PO Box 646 | Fairbury | NE | 68352-0646 | JEFFERSON | NE33987 | Inactive | 31382 |  | 1974 | PM LATTNER MFR COMPANY | FT - Firetube Boiler | PROC - Process Steam | 9/30/1995
SASCO | PO BOX 66DTS | OMAHA | NE | 68101 | Douglas | NE04008 | Inactive | 4061 |  | 1972 | WILLIAMS & DAVIS BOILERS | FT - Firetube Boiler | PROC - Process Steam | 4/30/1995
ASSUMPTION CHURCH | PO Box 67 | Roseland | NE | 68973-0067 | ADAMS | NE14767 | Scrapped/Junked |  |  | 1978 | CRANE |  | STHT - Steam-Heat | 11/30/2001
JAY CARPENTER | PO Box 68 | Sterling | NE | 68443-0068 | JOHNSON | NE30169 | Inactive | 112 |  | 1964 | TROUDT | FT - Firetube Boiler | 0024 - Antique Steam Tractor | 5/31/1991
PONCA STATE PARK POOL | PO Box 688 | Ponca | NE | 68770-0688 | DIXON | NE00303 | Scrapped/Junked |  | 1289401643 | 1989 | RHEEM MANUFACTURING CO | AHWH - ANSI/Fired Water Htr | HWSD - Hot Water Dom/Potable | 6/30/2001
WOOD LAKE SCHOOL | PO Box 697 | Wood Lake | NE | 69221-0697 | CHERRY | NE30281 | Inactive |  | 34R11034 | 1973 | BRYANT |  | STHT - Steam-Heat | 2/28/1995
HUNTLEY PUBLIC SCHOOL | PO Box 7 | Huntley | NE | 68971-0007 | HARLAN | NE33719 | Inactive |  |  | 1925 | HERBERT | WT - Water Tube Boiler | STHT - Steam-Heat | 8/31/1997
ST LIBORY CATHOLIC SCHOOL | PO Box 7 | Saint Libory | NE | 68872-0007 | HOWARD | NE33293 | Inactive |  | 4-6-9 | 1954 | AMERICAN STANDARD |  | STHT - Steam-Heat | 8/31/1988
SCHOOL DISTRICT 56 | PO Box 70 | Springview | NE | 68778-0070 | KEYA PAHA | NE31332 | Inactive |  | DA65 | 1954 | KOHLER |  | HWHT - Hot Water Heat | 10/31/1992
LEWIN GRAIN COMPANY | PO Box 711 | Chadron | NE | 69337-0711 | DAWES | NE00847 | Inactive | 14502 |  | 1949 | KEWANEE | FT - Firetube Boiler | PROC - Process Steam | 10/31/1992
COVER JONES MOTOR CO | PO Box 717 | Alliance | NE | 69301-0717 | BOX BUTTE | NE16790 | Inactive |  | 3R7 | 1967 | KEWANEE | FT - Firetube Boiler | STHT - Steam-Heat | 6/30/1996
LEXINGTON MILL-ELEVATOR | PO Box 719 | Lexington | NE | 68850-0719 | DAWSON | NE02821 | Inactive | 305 |  | 1958 | SUPERIOR BOILERWORKS | FTSM - FTS Marine Dry Back | PROC - Process Steam | 7/31/1988
DEKALB GENETIC CORP | PO Box 73 | Kearney | NE | 68848-0073 | BUFFALO | NE04602 | Scrapped/Junked |  | 5619 | 1965 | PEERLESS HEATER COMPANY |  | HWHT - Hot Water Heat | 9/30/1999
DEKALB GENETIC CORP | PO Box 73 | Kearney | NE | 68848-0073 | BUFFALO | NE04603 | Scrapped/Junked |  | 5620 | 1965 | PEERLESS HEATER COMPANY |  | HWHT - Hot Water Heat | 9/30/1999
DEKALB GENETIC CORP | PO Box 73 | Kearney | NE | 68848-0073 | BUFFALO | NE04604 | Scrapped/Junked |  | 5618 | 1965 | PEERLESS HEATER COMPANY |  | HWHT - Hot Water Heat | 9/30/1999
PACKERS HIDE ASSOCIATION | PO Box 7457 | Omaha | NE | 68107-0457 | Douglas | NE02778 | Inactive | 21796 |  | 1964 | KEWANEE | FTSM - FTS Marine Dry Back | PROC - Process Steam | 3/31/1989
Smeal Antique Trust | PO Box 8 | Snyder | NE | 68664-0008 | DODGE | NE01369 | Inactive |  | 51085-7567 | 1916 | REEVES | FT - Firetube Boiler | 0024 - Antique Steam Tractor | 5/31/1991
Smeal Antique Trust | PO Box 8 | Snyder | NE | 68664-0008 | DODGE | NE01373 | Inactive |  | 5906-7720 | 1915 | REEVES | FT - Firetube Boiler | 0024 - Antique Steam Tractor | 5/31/1991
Smeal Antique Trust | PO Box 8 | Snyder | NE | 68664-0008 | DODGE | NE01374 | Inactive |  | 1913-7381 | 1914 | REEVES | FT - Firetube Boiler | 0024 - Antique Steam Tractor | 5/31/1991
Smeal Antique Trust | PO Box 8 | Snyder | NE | 68664-0008 | DODGE | NE01387 | Inactive |  | 5784 | 1910 | REEVES | FT - Firetube Boiler | 0024 - Antique Steam Tractor | 6/30/1986
Smeal Antique Trust | PO Box 8 | Snyder | NE | 68664-0008 | DODGE | NE01398 | Inactive | N/A | 6459 | 1910 | REEVES | HOBB - Hobby/Antique Boiler | 0024 - Antique Steam Tractor | 5/31/2017
Smeal Antique Trust | PO Box 8 | Snyder | NE | 68664-0008 | DODGE | NE30412 | Inactive | N/A | 4806 | 1905 | CASE | HOBB - Hobby/Antique Boiler | 0024 - Antique Steam Tractor | 5/31/2017
PROTEIN PLUS INC | PO Box 83 | Saint Paul | NE | 68873-0083 | HOWARD | NE30492 | Inactive | 4706 |  | 1969 | SUPERIOR BOILERWORKS | FT - Firetube Boiler | PROC - Process Steam | 10/31/1997
HOSKINS PUBLIC SCHOOL | PO Box 97 | Hoskins | NE | 68740-0097 | WAYNE | NE33826 | Inactive |  |  | 1925 | AMERICAN RADIATOR |  | STHT - Steam-Heat | 10/31/1990
HOSKINS PUBLIC SCHOOL | PO Box 97 | Hoskins | NE | 68740-0097 | WAYNE | NE33949 | Inactive |  |  | 1965 | PEERLESS HEATER COMPANY |  | STHT - Steam-Heat | 10/31/1990
SCHOOL DISTRICT 3 | PO Box 98 | Riverton | NE | 68972-0098 | FRANKLIN | NE34671 | Inactive |  | 02415 | 1969 | KEWANEE | FT - Firetube Boiler | STHT - Steam-Heat | 8/31/1992
ST CATHERINE'S CHURCH | PO Box A | Indianola | NE | 69034-0500 | RED WILLOW | NE14770 | Inactive |  | G-6011 | 1956 | AMERICAN STANDARD |  | HWHT - Hot Water Heat | 11/30/2002
SPALDING ACADEMY | PO BOX A | SPALDING | NE | 68665 | GREELEY | NE34465 | Inactive |  | 64413 | 1930 | US RADIATOR |  | STHT - Steam-Heat | 11/30/1986
City Of Alliance Airport | PO Box D | Alliance | NE | 69301-0770 | Box Butte | NE15164 | Scrapped/Junked | n/a | 85-136111190 | 1991 | PEER | CI - Cast Iron | HWHT - Hot Water Heat | 10/31/2013
GRESHAM PUBLIC SCHOOLS | PO Box N | Gresham | NE | 68367-0228 | YORK | NE33898 | Inactive |  |  | 1965 | FRANK PROX |  | STHT - Steam-Heat | 1/31/1987
CPI | RFD 1, BOX 2 | DAVID CITY | NE | 68632 | BUTLER | NE11299 | Inactive | 432 |  | 1967 | ABCO | FT - Firetube Boiler | PROC - Process Steam | 4/30/1995
AINSWORTH CITY POOL | RICHARDSON DR | AINSWORTH | NE | 69210 | BROWN | NE24358 | Scrapped/Junked | 138126 | 9703138126 | 1997 | RAYPAK INC, CALIFORNIA | CPFT - Horiz Cpr Fin Boiler | OPHT - Outdoor Pool Heater | 6/30/2002
ST BONAVENTURE CHURCH | ROUTE 1, BOX R5 | RAEVILLE | NE | 68656 | BOONE | NE14702 | Scrapped/Junked |  | 81914 | 1925 | US RADIATOR |  | STHT - Steam-Heat | 3/31/2002
ST BONAVENTURE CHURCH | ROUTE 1, BOX R5 | RAEVILLE | NE | 68656 | BOONE | NE17290 | Scrapped/Junked |  |  | 1920 | US RADIATOR |  | STHT - Steam-Heat | 3/31/2002
ST BONAVENTURE CHURCH | ROUTE 1, BOX R5 | RAEVILLE | NE | 68656 | BOONE | NE30209 | Inactive |  |  | 1955 | BRYANT |  | STHT - Steam-Heat | 3/31/1990
ROBERT H MATZKE | ROUTE 2 BOX 250 | SEWARD | NE | 68434 | SEWARD | NE01376 | Inactive |  | 34786 | 1919 | J.I. CASE | FT - Firetube Boiler | 0024 - Antique Steam Tractor | 12/31/1994
E J MURPHY | ROUTE 3, BOX 84 | COUNCIL BLUFFS | NE | 51501 | Pottawattamie | NE01172 | Inactive |  | 33666 | 1916 | J.I. CASE | HOBB - Hobby/Antique Boiler | 0024 - Antique Steam Tractor | 12/31/1995
E J MURPHY | ROUTE 3, BOX 84 | COUNCIL BLUFFS | NE | 51501 | Pottawattamie | NE30125 | Inactive |  | 8475 | 1920 | MINNEAPOLIS | HOBB - Hobby/Antique Boiler | 0024 - Antique Steam Tractor | 6/30/1991
E J MURPHY | ROUTE 3, BOX 84 | COUNCIL BLUFFS | NE | 51501 | Pottawattamie | NE30319 | Inactive |  | 135 | 1919 | ILLINOIS | HOBB - Hobby/Antique Boiler | 0024 - Antique Steam Tractor | 12/31/1993
E J MURPHY | ROUTE 3, BOX 84 | COUNCIL BLUFFS | NE | 51501 | Pottawattamie | NE30506 | Inactive |  | 000M322670 | 1915 | WOOD BROTHERS | HOBB - Hobby/Antique Boiler | 0024 - Antique Steam Tractor | 12/31/1994
ST PAUL LUTHERAN SCHOOL | RR 1 | Arlington | NE | 68002-9801 | WASHINGTON | NE30186 | Inactive |  |  | 1949 | NATIONAL RADIATOR |  | STHT - Steam-Heat | 2/29/1992
MITCHELL VALLEY SCHOOL | RR 1 | Mitchell | NE | 69357-9801 | SCOTTS BLUFF | NE34438 | Inactive |  | 36633 | 1971 | BRYAN STEAM LLC | WT - Water Tube Boiler | HWHT - Hot Water Heat | 6/30/1995
SOUTH MORRILL FEEDERS | RR 1 | Morrill | NE | 69358-9801 | SCOTTS BLUFF | NE04708 | Inactive | 10553 |  | 1989 | SUPERIOR BOILERWORKS | FTSM - FTS Marine Dry Back | PROC - Process Steam | 6/30/2002
SE NE CONSOLIDATED SCHOOL | RR 1 | Stella | NE | 68442-9801 | RICHARDSON | NE00763 | Scrapped/Junked | 114244 | E006223 | 2000 | LOCHINVAR | CPFT - Horiz Cpr Fin Boiler | HWSD - Hot Water Dom/Potable | 1/31/2007
SE NE CONSOLIDATED SCHOOL | RR 1 | Stella | NE | 68442-9801 | RICHARDSON | NE20503 | Scrapped/Junked | 44986 |  | 1995 | LOCHINVAR | COWH - Coil Type Water Heater | HWSD - Hot Water Dom/Potable | 9/30/2000
Villa Marie School | RR 1 | Waverly | NE | 68462-9801 | Lancaster | NE16111 | Inactive |  | AM86-01593 | 1986 | A. O. Smith | AHWH - ANSI/Fired Water Htr | HWSD - Hot Water Dom/Potable | 8/31/2001
BOYD SILSBY | RR 1 Box 101 | Mankato | NE | 66956-9515 | Jewell | NE00464 | Inactive |  | KS MK608/9375 | 1923 | AULTMAN-TAYLOR | FT - Firetube Boiler | 0024 - Antique Steam Tractor | 9/30/2002
GERALD SLEZAK | RR 1 Box 102 | Milligan | NE | 68406-9801 | FILLMORE | NE15262 | Inactive | 30134 |  | 1966 | CLEAVER BROOKS | FT - Firetube Boiler | STHT - Steam-Heat | 4/30/1998
JOE DITTRICK | RR 1 Box 127 | Kenesaw | NE | 68956-9801 | ADAMS | NE30200 | Exempt |  |  | 1985 | DITTRICK | FT - Firetube Boiler | 0024 - Antique Steam Tractor | 6/30/1992
JIM O'BRIEN | RR 1 Box 135 | Albion | NE | 68620-9764 | BOONE | NE01314 | Inactive |  | 0000008472 | 1909 | CASE | HOBB - Hobby/Antique Boiler | 0024 - Antique Steam Tractor | 12/31/1996
JIM O'BRIEN | RR 1 Box 135 | Albion | NE | 68620-9764 | BOONE | NE30707 | Inactive |  | 0000031516 | 1913 | CASE | HOBB - Hobby/Antique Boiler | 0024 - Antique Steam Tractor | 4/30/2000
JIM O'BRIEN | RR 1 Box 135 | Albion | NE | 68620-9764 | BOONE | NE30708 | Inactive |  | 0000031516 | 1916 | CASE | HOBB - Hobby/Antique Boiler | 0024 - Antique Steam Tractor | 12/31/1996
JIM O'BRIEN | RR 1 Box 135 | Albion | NE | 68620-9764 | BOONE | NE30709 | Inactive |  | 0000000374 | 1920 | Unknown | HOBB - Hobby/Antique Boiler | 0024 - Antique Steam Tractor | 12/31/1996
LOGAN LIMITED FEEDYARD | RR 1 Box 156 | Allen | NE | 68710-9601 | DIXON | NE11315 | Inactive | 2959 |  | 1968 | SUPERIOR BOILERWORKS | FT - Firetube Boiler | PROC - Process Steam | 7/31/1995
SCHOOL DISTRICT 8 | RR 1 Box 194 | Gering | NE | 69341-9801 | SCOTTS BLUFF | NE31677 | Inactive |  | 12-BJ-3 | 1953 | AMERICAN STANDARD |  | HWHT - Hot Water Heat | 5/31/1989
GIRMUS INC | RR 1 Box 20A | Ithaca | NE | 68033-9801 | SAUNDERS | NE35201 | Inactive | 60763 |  | 1986 | CLEAVER BROOKS | FT - Firetube Boiler | 0038 - Portable LPS Boiler | 5/31/1995
ST MICHAEL'S PARISH | RR 1 Box 25C | Tarnov | NE | 68642-9786 | PLATTE | NE16130 | Scrapped/Junked |  | M1049 | 1962 | KEWANEE | FTFB - Firetube-Firebox Boiler | STHT - Steam-Heat | 8/31/2004
TOM VAN MEETEREN | RR 1 Box 301 | Valley | NE | 68064-9801 | Douglas | NE01381 | Inactive |  | 565 | 1909 | REEVES | FT - Firetube Boiler | 0024 - Antique Steam Tractor | 7/31/1992
GREG LEMKE | RR 1 Box 35 | Glenvil | NE | 68941-9741 | ADAMS | NE40149 | Inactive |  | IA3708 | 1922 | Unknown | HOBB - Hobby/Antique Boiler | 0024 - Antique Steam Tractor | 8/31/2002
LEONARD GAUCHAT JR | RR 1 Box 38 | Brock | NE | 68320-9609 | NEMAHA | NE40673 | Inactive |  | 15770 | 1915 | RUSSELL | HOBB - Hobby/Antique Boiler | 0024 - Antique Steam Tractor | 7/31/2001
BUD HEFFNER | RR 1 Box 602 | Concordia | NE | 66901-9800 | Cloud | NE00463 | Inactive |  | KS MK-602/3C-120 | 1923 | RUSSELL | HOBB - Hobby/Antique Boiler | 0024 - Antique Steam Tractor | 9/30/2002
ROY MULLIN | RR 1 Box 8 | Du Bois | NE | 68345-9701 | PAWNEE | NE24395 | Inactive | 126 |  | 1967 | ED TROUDT BLR | HOBB - Hobby/Antique Boiler | 0024 - Antique Steam Tractor | 3/31/2002
LAND OLAKES HARVEST STAT | RR 2 | ALBION | NE | 68620 | BOONE | NE05547 | Scrapped/Junked | 902 | 902 | 1963 | SUPERIOR BOILERWORKS | FTSM - FTS Marine Dry Back | PROC - Process Steam | 7/31/2001
Armstrong Cabinet Products | RR 2 | Auburn | NE | 68305-9802 | Nemaha | NE25030 | Inactive | 50220 | 961220 | 1999 | Parker Ind | WT - Water Tube Boiler | PROC - Process Steam | 9/30/2010
UNL Mitchell | RR 2 | Mitchell | NE | 69357-9802 | Scotts Bluff | NE01345 | Inactive | 30899 | L57824 | 1973 | Cleaver Brooks | FTSM - FTS Marine Dry Back | BSUP - Bldg Heat & Process | 4/30/2017
UNL Mitchell | RR 2 | Mitchell | NE | 69357-9802 | Scotts Bluff | NE01346 | Inactive | 13767 |  | 1975 | AMSCO | ELBL - Electric Boiler | 0020 - Supp to Sterlizer/Autoclave | 8/31/2002
UNL Mitchell | RR 2 | Mitchell | NE | 69357-9802 | Scotts Bluff | NE14787 | Inactive | 40411 | 93769 | 1987 | Kewanee | FTWB - FTS Marine Wet Back | BSUP - Bldg Heat & Process | 1/31/2013
CARL D SCHRADER | RR 2 | Neligh | NE | 68756-9802 | ANTELOPE | NE30141 | Inactive |  | 7249 | 1914 | MINNEAPOLIS | FT - Firetube Boiler | 0024 - Antique Steam Tractor | 6/30/1990
MUSBACH MUSEUM | RR 2 | SCRIBNER | NE | 68057 | DODGE | NE01218 | Inactive |  | 1782 | 1910 | AULTMAN-TAYLOR | FT - Firetube Boiler | 0024 - Antique Steam Tractor | 6/30/1989
CARL JOHNSON | RR 2 | Wayne | NE | 68787-9802 | WAYNE | NE01311 | Inactive |  | 8120 | 1919 | MINN-MOLINE | FT - Firetube Boiler | 0024 - Antique Steam Tractor | 4/30/1985
CARL JOHNSON | RR 2 | Wayne | NE | 68787-9802 | WAYNE | NE01318 | Inactive |  | 12734 | 1909 | NICHOLS-SHEPARD | FT - Firetube Boiler | 0024 - Antique Steam Tractor | 4/30/1985
RALPH FICKE | RR 2 Box 116 | Milford | NE | 68405-9802 | SEWARD | NE30177 | Exempt | 56825 |  | 1935 | BHC CO. | FT - Firetube Boiler | 0024 - Antique Steam Tractor | 4/30/1991
VALLEY VIEW SCHOOL | RR 2 Box 150 | Scottsbluff | NE | 69361-9802 | SCOTTS BLUFF | NE31645 | Scrapped/Junked |  | 7-36 | 1965 | CRANE |  | HWHT - Hot Water Heat | 1/31/2000
HAROLD RITTER | RR 2 Box 22 | Tilden | NE | 68781-9310 | ANTELOPE | NE30143 | Inactive |  | 1 | 1971 | HAROLD RITTER | FT - Firetube Boiler | 0024 - Antique Steam Tractor | 12/31/1993
PLATTE VALLEY ANTIQUE | RR 2 Box 28 | Shelton | NE | 68876-9802 | BUFFALO | NE30196 | Inactive |  | MK603 | 1911 | CASE | FTLO - Firetube Locomotive Type | 0024 - Antique Steam Tractor | 5/31/1991
Red Cloud Feed Mill | RR 2 Box 303 | Red Cloud | NE | 68970-8545 | Webster | NE33986 | Inactive |  | 5376 | 1974 | SELL | FTSM - FTS Marine Dry Back | PROC - Process Steam | 5/31/2009
Dale Vanlandingham | Rr 2, Box 148 | Crete | NE |  | SALINE | NE30003 | Inactive |  | 15011 | 1919 | Advance-Rumley | HOBB - Hobby/Antique Boiler | 0024 - Antique Steam Tractor | 6/30/1990
Dale Vanlandingham | Rr 2, Box 148 | Crete | NE |  | SALINE | NE30004 | Inactive |  | 13890 | 1921 | Nichols-Shepard | HOBB - Hobby/Antique Boiler | 0024 - Antique Steam Tractor | 6/30/1992
KEN LAYHER | RR 2, BOX 252 | WOOD RIVER | NE | 68883 | HALL | NE01286 | Inactive |  | 4375 | 1915 | PORT-HURON | FT - Firetube Boiler | 0024 - Antique Steam Tractor | 4/30/1992
KEN LAYHER | RR 2, BOX 252 | WOOD RIVER | NE | 68883 | HALL | NE12344 | Inactive | 17527 |  | 1924 | DAVENPORT | FT - Firetube Boiler | 0024 - Antique Steam Tractor | 4/30/1992
ED SHARP | RR 2, BOX 85 | SPENCER | NE | 68777 | BOYD | NE30195 | Inactive |  | 25054 | 1974 | CASE | FT - Firetube Boiler | 0024 - Antique Steam Tractor | 5/31/1991
BUTLER BEEF ACRES | RR 4 HWY 83 | MCCOOK | NE | 69001-9803 | RED WILLOW | NE22401 | Exempt 1999 LB-66 |  | GR1-989 | 1989 | JACKSON | AHWH - ANSI/Fired Water Htr | HWSD - Hot Water Dom/Potable | 6/30/1997
BUTLER BEEF ACRES | RR 4 HWY 83 | MCCOOK | NE | 69001-9803 | RED WILLOW | NE22402 | Scrapped/Junked |  | AE83-02743830 | 1983 | AO SMITH | AHWH - ANSI/Fired Water Htr | HWSD - Hot Water Dom/Potable | 6/30/2000
EASTER SEAL CAMP | RR1 | MILFORD | NE | 68405-9801 | SEWARD | NE21559 | Inactive |  | D751-05414 | 1975 | VULCRAFT | AHWH - ANSI/Fired Water Htr | HWSD - Hot Water Dom/Potable | 5/31/1999
HAYEN OIL COMPANY | RR2 BOX 21 | TRENTON | NE | 69044 | HITCHCOCK | NE02267 | Inactive | 627 |  | 1962 | SUPERIOR BOILERWORKS | FTSM - FTS Marine Dry Back | PROC - Process Steam | 4/30/1985
ROGER TACEY | RT 2 | OSMOND | NE | 68765 | MADISON | NE30198 | Inactive |  | 2715-IA | 1962 | ROGER TACEY | FT - Firetube Boiler | 0024 - Antique Steam Tractor | 6/30/1991
Gering Armory | S 10th St | Gering | NE | 69341 | Scotts Bluff | NE30090 | Inactive |  | 211-10SI2114128 | 1968 | PEERLESS HEATER COMPANY |  | STHT - Steam-Heat | 2/28/2002
Zion Lutheran School | S 20Th Rd | Bancroft | NE |  | Cuming | NE30244 | Inactive |  | B5145 | 1949 | KEWA | FTFB - Firetube-Firebox Boiler | STHT - Steam-Heat | 1/31/2008
Falls City Power Plant | S Crook St | Falls City | NE | 68355 | Richardson | NE06197 | Active | N/A | MR-900B | 1995 | HYDR | CI - Cast Iron | HWHT - Hot Water Heat | 4/30/2026
Central City Pool | S Hwy 14 | Central City | NE |  | Merrick | NE08423 | Inactive | 113941 | C01E04013 | 2001 | TELE | CPFT - Horiz Cpr Fin Boiler | OPHT - Outdoor Pool Heater | 6/30/2009
Overland Ready Mix | S Hwy 14 | Central City | NE | 68826 | Merrick | NE40167 | Scrapped/Junked | 438 | 098-544 | 1993 | SIOU | COBL - Coil Type Boiler | HWSP - Hot Water Non Potable Supply | 6/30/2015
CENTRAL CITY POOL | S HWY 14 | CENTRAL CITY | NE | 68826 | MERRICK | NE40748 | Scrapped/Junked | 39989 | 8391688 | 1983 | TELEDYNE LAARS | CPFT - Horiz Cpr Fin Boiler | OPHT - Outdoor Pool Heater | 8/31/2001
SCHOOL DISTRICT 29 | S HWY 21 | COZAD | NE | 69130 | DAWSON | NE32362 | Inactive |  | G407 | 1970 | AMERICAN STANDARD |  | HWHT - Hot Water Heat | 1/31/2008
HILLSIDE DEHY | S HWY 77 | UEHLING | NE | 68063 | DODGE | NE16491 | Inactive | 1221 |  | 1965 | SUPERIOR BOILERWORKS | FT - Firetube Boiler | PROC - Process Steam | 5/31/1994
Kinder Morgan | SE CORNER OF COZAD | COZAD | NE | 69130 | DAWSON | NE23706 | Inactive |  | 211A-2187-0786 | 1986 | PEERLESS HEATER COMPANY |  | HWHT - Hot Water Heat | 10/31/2006
CROSS COUNTY MIDDLE SCHL | SHERMAN & WORK AVE | BENEDICT | NE | 68316 | YORK | NE16243 | Inactive |  | 872-94505 | 1987 | RHEEM GLASS | AHWH - ANSI/Fired Water Htr | HWSD - Hot Water Dom/Potable | 10/31/2008
CROSS COUNTY MIDDLE SCHL | SHERMAN & WORK AVE | BENEDICT | NE | 68316 | YORK | NE16531 | Inactive |  | 730-B-77-23522 | 1977 | AO SMITH | AHWH - ANSI/Fired Water Htr | HWSD - Hot Water Dom/Potable | 10/31/2008
CROSS COUNTY MIDDLE SCHL | SHERMAN & WORK AVE | BENEDICT | NE | 68316 | YORK | NE16532 | Inactive |  | 730-B-77-23519 | 1977 | AO SMITH | AHWH - ANSI/Fired Water Htr | HWSD - Hot Water Dom/Potable | 10/31/2008
CROSS COUNTY MIDDLE SCHL | SHERMAN & WORK AVE | BENEDICT | NE | 68316 | YORK | NE34501 | Inactive |  | 9-66 | 1960 | NATIONAL RADIATOR |  | STHT - Steam-Heat | 10/31/2008
Brd Of Cty Commissioners | Sioux County Courthouse | Harrison | NE |  | Sioux | NE16415 | Inactive |  | 1 | 1965 | American Radiator | CI - Cast Iron | STHT - Steam-Heat | 8/31/2000
OLD BELGRADE PUBLIC SCHOOL | SOUTH D ST | BELGRADE | NE | 68623 | NANCE | NE33283 | Inactive |  | 1B | 1921 | AMERICAN RADIATOR |  | STHT - Steam-Heat | 2/28/2006
Main Arena | State Fair Grounds | Lincoln | NE | 68501 | Lancaster | NE08064 | Scrapped/Junked | 34838 | 624471 | 1975 | KEWA | FTFB - Firetube-Firebox Boiler | HWHT - Hot Water Heat | 5/31/2010
Main Arena | State Fair Grounds | Lincoln | NE | 68501 | Lancaster | NE08065 | Scrapped/Junked | 34835 | 624471 | 1975 | KEWA | FTFB - Firetube-Firebox Boiler | HWHT - Hot Water Heat | 5/31/2010
AGRICULTURAL HALL | STATE FAIRGROUNDS | LINCOLN | NE | 68521 | SAUNDERS | NE06265 | Scrapped/Junked | N/A | AD85-02644830 | 1983 | AO SMITH | AHWH - ANSI/Fired Water Htr | HWDP - Hotwater Heat & Dom Supply | 5/31/2010
AGRICULTURAL HALL | STATE FAIRGROUNDS | LINCOLN | NE | 68521 | SAUNDERS | NE06266 | Scrapped/Junked | N/A | MB92-0220658880 | 1988 | AO SMITH | CHWH - ASME/Fired Water Heater | HWDP - Hotwater Heat & Dom Supply | 5/31/2010
US Meat Animal Research | State Spur 18D | Clay Center | NE | 68933 | Clay | NE01303 | Scrapped/Junked | 23959 | 9062 | 1969 | Kewanee | FTWB - FTS Marine Wet Back | PROC - Process Steam | 6/30/2018
US Meat Animal Research | State Spur 18D | Clay Center | NE | 68933 | Clay | NE01307 | Scrapped/Junked | 22168 | 43890 | 1970 | CLEA | FTSM - FTS Marine Dry Back | PROC - Process Steam | 7/31/2009
US Meat Animal Research | State Spur 18D | Clay Center | NE | 68933 | Clay | NE01357 | Scrapped/Junked | 27041 | P4246 | 1975 | KEWA | FTWB - FTS Marine Wet Back | PROC - Process Steam | 7/31/2009
US Meat Animal Research | State Spur 18D | Clay Center | NE | 68933 | Clay | NE01358 | Scrapped/Junked | 27039 | P-4244 | 1976 | KEWA | FTWB - FTS Marine Wet Back | PROC - Process Steam | 7/31/2009
US Meat Animal Research | State Spur 18D | Clay Center | NE | 68933 | Clay | NE06890 | Active | 44121 | GC32181-V05 | 2005 | TDCM | ELBL - Electric Boiler | 0020 - Supp to Sterlizer/Autoclave | 6/30/2026
US Meat Animal Research | State Spur 18D | Clay Center | NE | 68933 | Clay | NE06891 | Scrapped/Junked | 46752 | N3-18833-Y05 | 2005 | SUSS | ELBL - Electric Boiler | 0020 - Supp to Sterlizer/Autoclave | 6/30/2018
US Meat Animal Research | State Spur 18D | Clay Center | NE | 68933 | Clay | NE06892 | Scrapped/Junked | 44123 | GC-32165-U05 | 2005 | TDCM | ELBL - Electric Boiler | 0020 - Supp to Sterlizer/Autoclave | 6/30/2014
US Meat Animal Research | State Spur 18D | Clay Center | NE | 68933 | Clay | NE06893 | Inactive | 143713 | GC-31716-W03 | 2003 | SUSS | ELBL - Electric Boiler | 0020 - Supp to Sterlizer/Autoclave | 6/30/2017
US Meat Animal Research | State Spur 18D | Clay Center | NE | 68933 | Clay | NE11570 | Scrapped/Junked | 28098 | P5636 | 1976 | Kewanee | FTFB - Firetube-Firebox Boiler | HWHT - Hot Water Heat | 6/30/2018
US Meat Animal Research | State Spur 18D | Clay Center | NE | 68933 | Clay | NE17691 | Exempt 1999 LB-66 |  | 0576-00103 | 1978 | RHEEM MANUFACTURING CO | AHWH - ANSI/Fired Water Htr | HWSP - Hot Water Non Potable Supply | 8/31/1999
US Meat Animal Research | State Spur 18D | Clay Center | NE | 68933 | Clay | NE19207 | Active | 16818 | T1632-1-2 | 2010 | Cleaver Brooks | FTSM - FTS Marine Dry Back | BSUP - Bldg Heat & Process | 6/30/2026
US Meat Animal Research | State Spur 18D | Clay Center | NE | 68933 | Clay | NE19208 | Inactive | 97453 | D2.08.50.00061 | 2009 | GIANNONI | WTSS - Watertube SS Steel | GLYC - Glycol Bldg Heat Sys | 6/30/2017
US Meat Animal Research | State Spur 18D | Clay Center | NE | 68933 | Clay | NE19209 | Active | 97455 | 50.0063 | 2009 | GIANNONI | WTSS - Watertube SS Steel | GLYC - Glycol Bldg Heat Sys | 6/30/2026
US Meat Animal Research | State Spur 18D | Clay Center | NE | 68933 | Clay | NE19210 | Active | 85508 | 41.00104 | 2009 | GIANNONI | WTSS - Watertube SS Steel | GLYC - Glycol Bldg Heat Sys | 6/30/2026
US Meat Animal Research | State Spur 18D | Clay Center | NE | 68933 | Clay | NE19211 | Active | 97463 | 50.0071 | 2009 | GIANNONI | WTSS - Watertube SS Steel | GLYC - Glycol Bldg Heat Sys | 6/30/2026
US Meat Animal Research | State Spur 18D | Clay Center | NE | 68933 | Clay | NE19212 | Scrapped/Junked | 68489 | D1.08.19.0116 | 2010 | GIANNONI | WTSS - Watertube SS Steel | HWHT - Hot Water Heat | 6/30/2025
US Meat Animal Research | State Spur 18D | Clay Center | NE | 68933 | Clay | NE19217 | Active | 16817 | T1632-1-1 | 2010 | Cleaver Brooks | FTSM - FTS Marine Dry Back | BSUP - Bldg Heat & Process | 6/30/2026
US Meat Animal Research | State Spur 18D | Clay Center | NE | 68933 | Clay | NE19866 | Active | 16955 | T1817-1-1 | 2010 | Cleaver Brooks | FTSM - FTS Marine Dry Back | HWHT - Hot Water Heat | 6/30/2026
US Meat Animal Research | State Spur 18D | Clay Center | NE | 68933 | Clay | NE25675 | Active | 63409 | G-12-2088 | 2012 | Aerco | FTVT - Firetube Vertical TB | HWHT - Hot Water Heat | 6/30/2026
US Meat Animal Research | State Spur 18D | Clay Center | NE | 68933 | Clay | NE25676 | Active | 63402 | G-12-2065 | 2012 | Aerco | FTVT - Firetube Vertical TB | HWHT - Hot Water Heat | 6/30/2026
US Meat Animal Research | State Spur 18D | Clay Center | NE | 68933 | Clay | NE27072 | Scrapped/Junked | 00005235 | 14602582 | 2016 | Aerco | WTSS - Watertube SS Steel | HWHT - Hot Water Heat | 6/30/2021
US Meat Animal Research | State Spur 18D | Clay Center | NE | 68933 | Clay | NE27073 | Scrapped/Junked | 00005228 | 14602575 | 2016 | Aerco | WTSS - Watertube SS Steel | HWHT - Hot Water Heat | 6/30/2021
US Meat Animal Research | State Spur 18D | Clay Center | NE | 68933 | Clay | NE27074 | Active | 78376 | G-17-1530 | 2017 | Aerco | WTSS - Watertube SS Steel | HWSD - Hot Water Dom/Potable | 6/30/2026
US Meat Animal Research | State Spur 18D | Clay Center | NE | 68933 | Clay | NE27308 | Inactive | 22493 | VIX 94-150-14 | 2017 | Hurst | FTVT - Firetube Vertical TB | PROC - Process Steam | 6/30/2024
US Meat Animal Research | State Spur 18D | Clay Center | NE | 68933 | Clay | NE27385 | Active | 111345 | 111345 | 2017 | SUSSMAN | ELBL - Electric Boiler | PROC - Process Steam | 6/30/2026
US Meat Animal Research | State Spur 18D | Clay Center | NE | 68933 | Clay | NE27386 | Active | 111356 | 111356 | 2017 | SUSSMAN | ELBL - Electric Boiler | PROC - Process Steam | 6/30/2026
US Meat Animal Research | State Spur 18D | Clay Center | NE | 68933 | Clay | NE27387 | Active | 114064 | 114064 | 2018 | SUSSMAN | ELBL - Electric Boiler | PROC - Process Steam | 6/30/2026
US Meat Animal Research | State Spur 18D | Clay Center | NE | 68933 | Clay | NE28242 | Active | 84860 | G-19-1806 | 2019 | Aerco | WTSS - Watertube SS Steel | HWHT - Hot Water Heat | 6/30/2026
US Meat Animal Research | State Spur 18D | Clay Center | NE | 68933 | Clay | NE28243 | Active | 84861 | G-18-1807 | 2019 | Aerco | WTSS - Watertube SS Steel | HWHT - Hot Water Heat | 6/30/2026
US Meat Animal Research | State Spur 18D | Clay Center | NE | 68933 | Clay | NE29126 | Active | 472195 | 1941116570299 | 2019 | Lochinvar | COBL - Coil Type Boiler | HWHT - Hot Water Heat | 6/30/2026
US Meat Animal Research | State Spur 18D | Clay Center | NE | 68933 | Clay | NE30185 | Scrapped/Junked | 41621 | 95339 | 1989 | Kewanee | FTFB - Firetube-Firebox Boiler | STHT - Steam-Heat | 6/30/2020
US Meat Animal Research | State Spur 18D | Clay Center | NE | 68933 | Clay | NE30187 | Scrapped/Junked | 41633 | 95342 | 1989 | Kewanee | FTFB - Firetube-Firebox Boiler | STHT - Steam-Heat | 6/30/2020
US Meat Animal Research | State Spur 18D | Clay Center | NE | 68933 | Clay | NE30751 | Scrapped/Junked | 6947 | O-528 | 1969 | KEWA | FTWB - FTS Marine Wet Back | HWHT - Hot Water Heat | 11/30/2010
US Meat Animal Research | State Spur 18D | Clay Center | NE | 68933 | Clay | NE30768 | Scrapped/Junked | 6947 | O-530 | 1969 | Kewanee | FTWB - FTS Marine Wet Back | HWHT - Hot Water Heat | 6/30/2014
US Meat Animal Research | State Spur 18D | Clay Center | NE | 68933 | Clay | NE30769 | Scrapped/Junked |  | MM87-0112263860 | 1987 | AO SMITH | AHWH - ANSI/Fired Water Htr | HWSD - Hot Water Dom/Potable | 7/31/1999
US Meat Animal Research | State Spur 18D | Clay Center | NE | 68933 | Clay | NE30770 | Scrapped/Junked |  | MM87-0112265860 | 1987 | AO SMITH | AHWH - ANSI/Fired Water Htr | HWSD - Hot Water Dom/Potable | 7/31/1999
US Meat Animal Research | State Spur 18D | Clay Center | NE | 68933 | Clay | NE40150 | Scrapped/Junked | 40893 | 40893 | 1989 | CEMLINE | ELBL - Electric Boiler | PROC - Process Steam | 7/31/2006
US Meat Animal Research | State Spur 18D | Clay Center | NE | 68933 | Clay | NE40674 | Exempt 1999 LB-66 |  | URNG0299G05728 | 1999 | RHEEM MANUFACTURING CO | AHWH - ANSI/Fired Water Htr | HWSD - Hot Water Dom/Potable | 7/31/2000
US Meat Animal Research | State Spur 18D | Clay Center | NE | 68933 | Clay | NE42973 | Active | 423031 | 24423031 | 2024 | Lochinvar | FTHT - Firetube Horizontal | BSUP - Bldg Heat & Process | 6/30/2026
KEARNEY COUNTRY CLUB | TOWER HILL RD | KEARNEY | NE | 68847 | BUFFALO | NE35457 | Inactive |  | 7730459 | 1976 | LAARS HEATING SYSTEMS CO | CPFT - Horiz Cpr Fin Boiler | OPHT - Outdoor Pool Heater | 6/30/1990
US WEST | UNKNOWN | ALLIANCE | NE | 69301 | BOX BUTTE | NE14376 | Inactive |  | 33492 | 1950 | US RADIATOR |  | HWHT - Hot Water Heat | 1/31/1993
BATTLE CREEK FARMER COOP | UNKNOWN | BATTLE CREEK | NE | 68715 | MADISON | NE01313 | Inactive | 3537 |  | 1964 | NEBRASKA BOILER | WT - Water Tube Boiler | PROC - Process Steam | 8/31/1986
US WEST | UNKNOWN | BROKEN BOW | NE | 55401 | CUSTER | NE14356 | Inactive |  | RM518 | 1957 | FITZGIBBONS | FT - Firetube Boiler | HWHT - Hot Water Heat | 11/30/1991
NEBRASKA FARM PRODUCTS | UNKNOWN | ELM CREEK | NE | 69130 | BUFFALO | NE05094 | Inactive |  | NB704 | 1955 | NEBRASKA BOILER | WT - Water Tube Boiler | PROC - Process Steam | 2/28/1986
COONS MOTOR COMPANY | UNKNOWN | GORDON | NE | 69343 | SHERIDAN | NE14409 | Inactive |  | 12B-J13 | 1965 | AMERICAN STANDARD |  | HWHT - Hot Water Heat | 2/28/1998
STEVE HOLMES | UNKNOWN | GRANT | NE | 69140 | PERKINS | NE04103 | Inactive | 341 |  | 1958 | SUPERIOR BOILERWORKS | FT - Firetube Boiler | PROC - Process Steam | 7/31/1991
FLORAL SHOP | UNKNOWN | HASTINGS | NE | 68901 | ADAMS | NE14330 | Inactive |  | 2001 | 1930 | NATIONAL RADIATOR |  | STHT - Steam-Heat | 7/31/1993
US WEST | UNKNOWN | HOLDREGE | NE | 55401 | PHELPS | NE14358 | Inactive |  | RA-3940 | 1955 | NATIONAL RADIATOR | FT - Firetube Boiler | HWHT - Hot Water Heat | 11/30/1991
CALDWELL MANUFACTURING | UNKNOWN | KEARNEY | NE | 68847 | BUFFALO | NE14402 | Inactive |  |  | 1986 | PEERLESS HEATER COMPANY |  | PROC - Process Steam | 4/30/1997
OLD LOMR BUILDING | UNKNOWN | LINCOLN | NE | 68508 | LANCASTER | NE08036 | Inactive | 31027 |  | 1978 | KEWANEE | FT - Firetube Boiler | PROC - Process Steam | 6/30/1992
OLD LOMR BUILDING | UNKNOWN | LINCOLN | NE | 68508 | LANCASTER | NE08037 | Inactive | 31043 |  | 1978 | KEWANEE | FT - Firetube Boiler | PROC - Process Steam | 5/31/1992
OLD LYMAN GRADE SCHOOL | UNKNOWN | LYMAN | NE | 69352 | SCOTTS BLUFF | NE33637 | Inactive |  | 211-8714 | 1984 | PEERLESS HEATER COMPANY |  | STHT - Steam-Heat | 1/31/1990
OLD LYMAN HIGH SCHOOL | UNKNOWN | LYMAN | NE | 69352 | SCOTTS BLUFF | NE31640 | Inactive |  | 12138 | 1930 | KEWANEE | FT - Firetube Boiler | STHT - Steam-Heat | 5/31/1991
OLD LYMAN HIGH SCHOOL | UNKNOWN | LYMAN | NE | 69352 | SCOTTS BLUFF | NE31641 | Inactive |  | WH-1041 | 1930 | TABASCO | AHWH - ANSI/Fired Water Htr | HWSD - Hot Water Dom/Potable | 6/30/1991
LYONS CLEANERS | UNKNOWN | LYONS | NE | 68787 | BURT | NE03581 | Inactive | 26405 |  | 1967 | PM LATTNER MFR COMPANY | FT - Firetube Boiler | PROC - Process Steam | 8/31/1992
MINDEN BEEF COMPANY | UNKNOWN | MINDEN | NE | 68959 | KEARNEY | NE13188 | Inactive |  | 1337 | 1965 | NEBRASKA BOILER | WT - Water Tube Boiler | PROC - Process Steam | 5/31/1988
MINDEN BEEF COMPANY | UNKNOWN | MINDEN | NE | 68959 | KEARNEY | NE13231 | Inactive |  | 31841 | 1978 | KEWANEE | FT - Firetube Boiler | PROC - Process Steam | 5/31/1988
NEU CHEESE COMPANY | UNKNOWN | NEWMAN GROVE | NE | 68739 | MADISON | NE03569 | Inactive | 23671 |  | 1969 | KEWANEE | FT - Firetube Boiler | PROC - Process Steam | 10/31/1986
EVANS BUILDING INC | UNKNOWN | NORTH PLATTE | NE | 69165 | LINCOLN | NE14306 | Inactive |  | 6305 | 1963 | KEWANEE | FT - Firetube Boiler | HWHT - Hot Water Heat | 6/30/1993
VINTON ELEMENTARY | UNKNOWN | OMAHA | NE | 68131 | Douglas | NE31022 | Scrapped/Junked |  | 7283 | 1947 | KEWANEE | FT - Firetube Boiler | STHT - Steam-Heat | 6/30/1989
ROBBINS WAREHOUSE | UNKNOWN | OMAHA | NE | 68134 | Douglas | NE31040 | Scrapped/Junked |  | 79732 | 1941 | KEWANEE | FT - Firetube Boiler | STHT - Steam-Heat | 6/30/1995
SOUTH ANNEX | UNKNOWN | OMAHA | NE | 68131 | Douglas | NE31090 | Scrapped/Junked |  | 19446 | 1939 | PACIFIC | FT - Firetube Boiler | STHT - Steam-Heat | 6/30/1990
FARMERS NATIONAL BANK | UNKNOWN | PILGER | NE | 68768 | STANTON | NE16544 | Inactive |  | 61-4318 | 1977 | PEERLESS HEATER COMPANY |  | STHT - Steam-Heat | 1/31/1999
UNITED TELECOMMUNICATION | UNKNOWN | SCOTTSBLUFF | NE | 69363 | SCOTTS BLUFF | NE15446 | Scrapped/Junked |  | SN7725380 | 1989 | BURNHAM COMM/INDUST |  | HWHT - Hot Water Heat | 7/31/1998
UNITED TELECOMMUNICATION | UNKNOWN | SCOTTSBLUFF | NE | 69363 | SCOTTS BLUFF | NE15447 | Scrapped/Junked |  | SN7725815 | 1989 | BURNHAM COMM/INDUST |  | HWHT - Hot Water Heat | 7/31/1998
UNITED TELECOMMUNICATION | UNKNOWN | SCOTTSBLUFF | NE | 69363 | SCOTTS BLUFF | NE17693 | Scrapped/Junked |  | SN0581405280 | 1989 | RHEEM MANUFACTURING CO | AHWH - ANSI/Fired Water Htr | HWSD - Hot Water Dom/Potable | 7/31/1999
S & D READY MIX | UNKNOWN | SOUTH SIOUX CITY | NE | 68776 | DAKOTA | NE11125 | Inactive | 2458 |  | 1955 | BROTHERS | FT - Firetube Boiler | PROC - Process Steam | 10/31/1991
ZION LUTHERAN SCHOOL | UNKNOWN | THAYER | NE | 68460 | YORK | NE30378 | Inactive |  | G4014 | 1974 | AMERICAN STANDARD |  | STHT - Steam-Heat | 4/30/1988
PRIVATE OWNER | UNKNOWN | UNKNOWN | NE | 00000 | Lancaster | NE01173 | Inactive |  | 31007 | 1915 | J.I. CASE | FT - Firetube Boiler | 0024 - Antique Steam Tractor | 3/31/1990
VERDIGRE MEAT & LOCKER | UNKNOWN | VERDIGRE | NE | 68783 | KNOX | NE13051 | Inactive | 17038 |  | 1974 | PM LATTNER MFR COMPANY | FT - Firetube Boiler | PROC - Process Steam | 8/31/1986
WAUSA LOCKERS | UNKNOWN | WAUSA | NE | 68786 | KNOX | NE16528 | Inactive |  |  | 1958 | HOMEMADE | FT - Firetube Boiler | HWSP - Hot Water Non Potable Supply | 10/31/1992
WHITNEY PUBLIC SCHOOL | UNKNOWN | WHITNEY | NE | 69367 | DAWES | NE30282 | Inactive |  | 7L283 | 1962 | US RADIATOR |  | STHT - Steam-Heat | 6/30/1990
WINSIDE ALFALFA DEHY | UNKNOWN | WINSIDE | NE | 68790 | WAYNE | NE11823 | Scrapped/Junked | 494 |  | 1960 | SUPERIOR BOILERWORKS | FTSM - FTS Marine Dry Back | PROC - Process Steam | 4/30/2004
CONCRETE INDUSTRIES DBA | W 13TH ST | FALLS CITY | NE | 68355 | RICHARDSON | NE04841 | Inactive |  | M-4989 | 1963 | KEWANEE | FT - Firetube Boiler | HWHT - Hot Water Heat | 6/30/1999
HOLNAM INC/IDEAL BASIC | W 8TH ST | SUPERIOR | NE | 68978 | NUCKOLLS | NE04288 | Scrapped/Junked |  | SN7690L4 | 1963 | RITE ENGINEERING | WT - Water Tube Boiler | HWHT - Hot Water Heat | 6/30/1993
Merdian Public School | W Hwy 4 | Daykin | NE | 68338 | Jefferson | NE22420 | Exempt 1999 LB-66 |  | 18271937 | 1982 | STATE INDUSTRIES | ELWH - Electric Water Heater | HWSD - Hot Water Dom/Potable | 6/30/2000
Merdian Public School | W Hwy 4 | Daykin | NE | 68338 | Jefferson | NE22421 | Exempt 1999 LB-66 |  | J8271939 | 1982 | STATE INDUSTRIES | ELWH - Electric Water Heater | HWSD - Hot Water Dom/Potable | 6/30/2000
Merdian Public School | W Hwy 4 | Daykin | NE | 68338 | Jefferson | NE22422 | Exempt 1999 LB-66 |  | J8271935 | 1982 | STATE INDUSTRIES | ELWH - Electric Water Heater | HWSD - Hot Water Dom/Potable | 6/30/2000
Ravenna City Pool | W Hwy 68 | Ravenna | NE |  | Buffalo | NE06430 | Scrapped/Junked | 87570 | C99AOO211 | 1999 | Teledyne Laars | CPFT - Horiz Cpr Fin Boiler | OPHT - Outdoor Pool Heater | 6/30/2013
Dairy Farmers Of America, Inc. | W. Hwy. 84 | Hartington | NE | 68739-0000 | Cedar | NE03539 | Inactive | 8185 |  | 1967 | York-Shipley |  | PROC - Process Steam | 10/31/2003
Dairy Farmers Of America, Inc. | W. Hwy. 84 | Hartington | NE | 68739-0000 | Cedar | NE03574 | Inactive | 6116 |  | 1974 | John |  | PROC - Process Steam | 4/30/2003
LONGFORD MILL PRODUCTS | WEST 8TH ST | SUPERIOR | NE | 68978 | NUCKOLLS | NE11805 | Inactive | 29035 |  | 1955 | LOOKOUT | FT - Firetube Boiler | PROC - Process Steam | 3/31/1990
Holcim (US) Inc. | West Eighth Street | Superior | NE | 68978 | Nuckolls | NE415267 | Inactive | 415267 |  | 2004 | Silvan |  |  | 3/4/2004
Super 8 Motel | West Hwy 20 | Chadron | NE | 69337 | Dawes | NE40047 | Scrapped/Junked |  | E90787768 | 1990 | State Ind. |  | HWDP - Hotwater Heat & Dom Supply | 2/28/2005
Wildwood Acres Park Pool | Wildwood Acres | Verdigre | NE | 68783 | Knox | NE00098 | Scrapped/Junked | 82116 | C98B00532 | 1998 | Teledyne & Laars | CPFT - Horiz Cpr Fin Boiler | OPHT - Outdoor Pool Heater | 6/30/2015
Wildwood Acres Park Pool | Wildwood Acres | Verdigre | NE | 68783 | Knox | NE06620 | Inactive | 152886 | C05152886 | 2005 | WTRP | CPFT - Horiz Cpr Fin Boiler | OPHT - Outdoor Pool Heater | 8/31/2015
AINSWORTH FEED YARDS | WILSON ST | AINSWORTH | NE | 69210 | BROWN | NE13981 | Scrapped/Junked | 5399 |  | 1970 | SUPERIOR BOILERWORKS | FTSM - FTS Marine Dry Back | PROC - Process Steam | 9/30/2003